Tech | Lodging/Hospitality | Space Cooling | Individual room air conditioners | TRC | New | NN3915 | HVAC tune-up_RTU | HVAC tune-up_RTU | NonEquip | 5 | Packaged air conditioning units (RTUs) | 0% | Tech/Econ | 5% | 0 | 0 | 0
Tech | Lodging/Hospitality | Space Cooling | Individual room air conditioners | TRC | New | NN3889 | HVAC tune-up | HVAC tune-up | NonEquip | 5 | Residential-type central air conditioners | 0% | Tech/Econ | 5% | 0 | 0 | 0
Tech | Lodging/Hospitality | Space Cooling | Individual room air conditioners | TRC | New | NN3837 | Hotel Card Energy Control Systems | Hotel Card Energy Control Systems | NonEquip | 15 |  | 41.26% | Tech/Econ | 5.293% | 0 | 0 | 0
Tech | Lodging/Hospitality | Space Cooling | Individual room air conditioners | TRC | New | NN3811 | Green Roof | Green Roof | NonEquip | 15 |  | 0.63% | Tech/Econ | 0.4169% | 0 | 0 | 0
Tech | Lodging/Hospitality | Space Cooling | Individual room air conditioners | TRC | New | NN3681 | Facility Energy Management System | Facility Energy Management System | NonEquip | 15 |  | 4.276% | Tech/Econ | 20% | 21682.8118 | 5.6584 | 0
Tech | Lodging/Hospitality | Space Cooling | Individual room air conditioners | TRC | New | NN3629 | Facility Commissioning | Facility Commissioning | NonEquip | 10 |  | 71.67% | Tech/Econ | 16% | 288251.6715 | 59.2804 | 0.26684
Tech | Lodging/Hospitality | Space Cooling | Individual room air conditioners | TRC | New | NN3603 | Energy Recovery Ventilation System (ERV) | Energy Recovery Ventilation System (ERV) | NonEquip | 15 | Packaged air conditioning units (RTUs) | 0% | Tech/Econ | 9.935% | 0 | 0 | 0
Tech | Lodging/Hospitality | Space Cooling | Individual room air conditioners | TRC | New | NN3525 | Duct Sealing Repair | Duct Sealing Repair | NonEquip | 15 |  | 0% | Tech/Econ | 12% | 0 | 0 | 0
Tech | Lodging/Hospitality | Space Cooling | Individual room air conditioners | TRC | New | NN3473 | Duct Insulation | Duct Insulation | NonEquip | 15 |  | 0% | Tech/Econ | 2.045% | 0 | 0 | 0
Tech | Lodging/Hospitality | Space Cooling | Individual room air conditioners | TRC | New | NN3421 | Dedicated Outdoor Air System on VRF unit | Dedicated Outdoor Air System on VRF unit | NonEquip | 15 | Residential-type central air conditioners | 0% | Tech/Econ | 17.5% | 0 | 0 | 0
Tech | Lodging/Hospitality | Space Cooling | Individual room air conditioners | TRC | New | NN3369 | Cool Roof | Cool Roof | NonEquip | 15 |  | 72.18% | Tech/Econ | 0.5924% | 0 | 0 | 0
Tech | Lodging/Hospitality | Space Cooling | Individual room air conditioners | TRC | New | NN3317 | Chilled Water System - Variable Speed Drives | Chilled Water System - Variable Speed Drives | NonEquip | 13 | Central chillers inside | 0% | Tech/Econ | 24.74% | 0 | 0 | 0
Tech | Lodging/Hospitality | Space Cooling | Individual room air conditioners | TRC | New | NN3291 | Chilled Water Controls Optimization | Chilled Water Controls Optimization | NonEquip | 10 | Central chillers inside | 0% | Tech/Econ | 12.5% | 0 | 0 | 0
Tech | Lodging/Hospitality | Space Cooling | Individual room air conditioners | TRC | New | NN3213 | Ceiling Insulation(R2 to R38) | Ceiling Insulation(R2 to R38) | NonEquip | 20 |  | 0% | Tech/Econ | 4.907% | 0 | 0 | 0
Tech | Lodging/Hospitality | Space Cooling | Individual room air conditioners | TRC | New | NN3109 | Ceiling Insulation(R12 to R38) | Ceiling Insulation(R12 to R38) | NonEquip | 20 |  | 0% | Tech/Econ | 0.5907% | 0 | 0 | 0
Tech | Lodging/Hospitality | Space Cooling | Individual room air conditioners | TRC | New | NN3057 | Airside Economizer | Airside Economizer | NonEquip | 10 | Packaged air conditioning units (RTUs) | 0% | Tech/Econ | 5.556% | 0 | 0 | 0
Tech | Lodging/Hospitality | Space Cooling | Individual room air conditioners | TRC | Existing | NE5358 | Retro-Commissioning | Retro-Commissioning | NonEquip | 5 |  | 21.99% | Tech/Econ | 16% | 4581127.142 | 1414.4071 | 0
Tech | Lodging/Hospitality | Space Cooling | Individual room air conditioners | TRC | Existing | NE4370 | Window Sun Protection | Window Sun Protection | NonEquip | 10 |  | 15.68% | Tech/Econ | 16% | 3350210.912 | 1431.3428 | -31.7354
Tech | Lodging/Hospitality | Space Cooling | Individual room air conditioners | TRC | Existing | NE4344 | Waterside Economizer | Waterside Economizer | NonEquip | 20 |  | 0% | Tech/Econ | 5.556% | 0 | 0 | 0
Tech | Lodging/Hospitality | Space Cooling | Individual room air conditioners | TRC | Existing | NE4292 | Warehouse Loading Dock Seals | Warehouse Loading Dock Seals | NonEquip | 18 |  | 0% | Tech/Econ | 0.4224% | 0 | 0 | 0
Tech | Lodging/Hospitality | Space Cooling | Individual room air conditioners | TRC | Existing | NE4214 | Wall Insulation | Wall Insulation | NonEquip | 20 |  | 0% | Tech/Econ | 34.88% | 0 | 0 | 0
Tech | Lodging/Hospitality | Space Cooling | Individual room air conditioners | TRC | Existing | NE4136 | Smart Thermostat | Smart Thermostat | NonEquip | 11 |  | 45.33% | Tech/Econ | 10% | 5694327.643 | -182.3994 | 0
Tech | Lodging/Hospitality | Space Cooling | Individual room air conditioners | TRC | Existing | NE4110 | Roof Insulation | Roof Insulation | NonEquip | 20 |  | 43.5% | Tech/Econ | 0.7194% | 367116.9706 | 151.8326 | 0
Tech | Lodging/Hospitality | Space Cooling | Individual room air conditioners | TRC | Existing | NE4032 | Programmable Thermostat | Programmable Thermostat | NonEquip | 11 |  | 0% | Tech/Econ | 3.6% | 0 | 0 | 0
Tech | Lodging/Hospitality | Space Cooling | Individual room air conditioners | TRC | Existing | NE3980 | Low U-Value Windows | Low U-Value Windows | NonEquip | 20 |  | 10.75% | Tech/Econ | 46% | 6958279.104 | 3070.4288 | 0
Tech | Lodging/Hospitality | Space Cooling | Individual room air conditioners | TRC | Existing | NE3902 | HVAC tune-up_RTU | HVAC tune-up_RTU | NonEquip | 5 | Packaged air conditioning units (RTUs) | 0% | Tech/Econ | 5% | 0 | 0 | 0
Tech | Lodging/Hospitality | Space Cooling | Individual room air conditioners | TRC | Existing | NE3876 | HVAC tune-up | HVAC tune-up | NonEquip | 5 | Residential-type central air conditioners | 0% | Tech/Econ | 5% | 0 | 0 | 0
Tech | Lodging/Hospitality | Space Cooling | Individual room air conditioners | TRC | Existing | NE3824 | Hotel Card Energy Control Systems | Hotel Card Energy Control Systems | NonEquip | 15 |  | 41.26% | Tech/Econ | 5.293% | 2619329.861 | 20.9405 | 0
Tech | Lodging/Hospitality | Space Cooling | Individual room air conditioners | TRC | Existing | NE3798 | Green Roof | Green Roof | NonEquip | 15 |  | 0.126% | Tech/Econ | 0.4169% | 611.7156 | 0.3447 | 0
Tech | Lodging/Hospitality | Space Cooling | Individual room air conditioners | TRC | Existing | NE3668 | Facility Energy Management System | Facility Energy Management System | NonEquip | 15 |  | 0.7167% | Tech/Econ | 20% | 191715.4232 | 50.0301 | 0
Tech | Lodging/Hospitality | Space Cooling | Individual room air conditioners | TRC | Existing | NE3590 | Energy Recovery Ventilation System (ERV) | Energy Recovery Ventilation System (ERV) | NonEquip | 15 | Packaged air conditioning units (RTUs) | 0% | Tech/Econ | 9.935% | 0 | 0 | 0
Tech | Lodging/Hospitality | Space Cooling | Individual room air conditioners | TRC | Existing | NE3512 | Duct Sealing Repair | Duct Sealing Repair | NonEquip | 15 |  | 0% | Tech/Econ | 12% | 0 | 0 | 0
Tech | Lodging/Hospitality | Space Cooling | Individual room air conditioners | TRC | Existing | NE3460 | Duct Insulation | Duct Insulation | NonEquip | 15 |  | 0% | Tech/Econ | 2.045% | 0 | 0 | 0
Tech | Lodging/Hospitality | Space Cooling | Individual room air conditioners | TRC | Existing | NE3408 | Dedicated Outdoor Air System on VRF unit | Dedicated Outdoor Air System on VRF unit | NonEquip | 15 | Residential-type central air conditioners | 0% | Tech/Econ | 17.5% | 0 | 0 | 0
Tech | Lodging/Hospitality | Space Cooling | Individual room air conditioners | TRC | Existing | NE3356 | Cool Roof | Cool Roof | NonEquip | 15 |  | 72.68% | Tech/Econ | 0.5924% | 503522.7937 | 283.7377 | 0
Tech | Lodging/Hospitality | Space Cooling | Individual room air conditioners | TRC | Existing | NE3304 | Chilled Water System - Variable Speed Drives | Chilled Water System - Variable Speed Drives | NonEquip | 13 | Central chillers inside | 0% | Tech/Econ | 24.74% | 0 | 0 | 0
Tech | Lodging/Hospitality | Space Cooling | Individual room air conditioners | TRC | Existing | NE3278 | Chilled Water Controls Optimization | Chilled Water Controls Optimization | NonEquip | 10 | Central chillers inside | 0% | Tech/Econ | 12.5% | 0 | 0 | 0
Tech | Lodging/Hospitality | Space Cooling | Individual room air conditioners | TRC | Existing | NE3200 | Ceiling Insulation(R2 to R38) | Ceiling Insulation(R2 to R38) | NonEquip | 20 |  | 0% | Tech/Econ | 4.907% | 0 | 0 | 0
Tech | Lodging/Hospitality | Space Cooling | Individual room air conditioners | TRC | Existing | NE3096 | Ceiling Insulation(R12 to R38) | Ceiling Insulation(R12 to R38) | NonEquip | 20 |  | 0% | Tech/Econ | 0.5907% | 0 | 0 | 0
Tech | Lodging/Hospitality | Space Cooling | Individual room air conditioners | TRC | Existing | NE3044 | Airside Economizer | Airside Economizer | NonEquip | 10 | Packaged air conditioning units (RTUs) | 0% | Tech/Econ | 5.556% | 0 | 0 | 0
Tech | Lodging/Hospitality | Interior Lighting | High bay | TRC | New | NN5267 | Retro-Commissioning | Retro-Commissioning | NonEquip | 5 |  | 0% | Tech/Econ | 16% | 0 | 0 | 0
Tech | Lodging/Hospitality | Interior Lighting | High bay | TRC | New | NN4435 | Interior Lighting Controls | Interior Lighting Controls | NonEquip | 8 | Overhead (fluorescent/LED/CFL U-shape) | 0% | Tech/Econ | 28% | 0 | 0 | 0
Tech | Lodging/Hospitality | Interior Lighting | High bay | TRC | New | NN4409 | Bi-Level Lighting Control (Interior) | Bi-Level Lighting Control (Interior) | NonEquip | 8 | Overhead (fluorescent/LED/CFL U-shape) | 0% | Tech/Econ | 31% | 0 | 0 | 0
Tech | Lodging/Hospitality | Interior Lighting | High bay | TRC | New | NN3707 | Facility Energy Management System | Facility Energy Management System | NonEquip | 15 |  | 4.276% | Tech/Econ | 24% | 16073.2847 | 4.1945 | 1.9286
Tech | Lodging/Hospitality | Interior Lighting | High bay | TRC | Existing | NE5254 | Retro-Commissioning | Retro-Commissioning | NonEquip | 5 |  | 21.99% | Tech/Econ | 16% | 2682932.874 | 828.3462 | 1605.0054
Tech | Lodging/Hospitality | Interior Lighting | High bay | TRC | Existing | NE4422 | Interior Lighting Controls | Interior Lighting Controls | NonEquip | 8 | Overhead (fluorescent/LED/CFL U-shape) | 0% | Tech/Econ | 28% | 0 | 0 | 0
Tech | Lodging/Hospitality | Interior Lighting | High bay | TRC | Existing | NE4396 | Bi-Level Lighting Control (Interior) | Bi-Level Lighting Control (Interior) | NonEquip | 8 | Overhead (fluorescent/LED/CFL U-shape) | 0% | Tech/Econ | 31% | 0 | 0 | 0
Tech | Lodging/Hospitality | Interior Lighting | High bay | TRC | Existing | NE3694 | Facility Energy Management System | Facility Energy Management System | NonEquip | 15 |  | 0.7167% | Tech/Econ | 24% | 131391.6074 | 34.288 | 15.7653
Tech | Lodging/Hospitality | Interior Lighting | High bay | TRC | Turnover | ET1646 | LED Linear - Fixture Replacement | LED Linear - Fixture Replacement | Equip | 15 | High bay | 24.1% | Tech/Econ | 50.28% | 10533948.89 | 2568.9221 | 0.14074
Tech | Lodging/Hospitality | Interior Lighting | High bay | TRC | Turnover | ET1529 | High Bay LED | High Bay LED | Equip | 15 | High bay | 0% | Tech/Econ | 64.78% | 0 | 0 | 0
Tech | Lodging/Hospitality | Interior Lighting | High bay | TRC | Turnover | ET1490 | High Bay Fluorescent (T5) | High Bay Fluorescent (T5) | Equip | 15 | High bay | 0% | Tech/Econ | 64.14% | 0 | 0 | 0
Tech | Lodging/Hospitality | Interior Lighting | High bay | TRC | New | EN1672 | LED Linear - Fixture Replacement | LED Linear - Fixture Replacement | Equip | 15 | High bay | 0% | Tech/Econ | 50.28% | 0 | 0 | 0
Tech | Lodging/Hospitality | Interior Lighting | High bay | TRC | New | EN1555 | High Bay LED | High Bay LED | Equip | 15 | High bay | 0% | Tech/Econ | 64.78% | 0 | 0 | 0
Tech | Lodging/Hospitality | Interior Lighting | High bay | TRC | New | EN1516 | High Bay Fluorescent (T5) | High Bay Fluorescent (T5) | Equip | 15 | High bay | 0% | Tech/Econ | 64.14% | 0 | 0 | 0
Tech | Lodging/Hospitality | Cooking | Fryer | TRC | Turnover | ET86 | Energy Star Fryer | Energy Star Fryer | Equip | 12 | Fryer | 29.2% | Tech/Econ | 17.46% | 55008.4002 | 8.9167 | 2.7574
Tech | Lodging/Hospitality | Cooking | Fryer | TRC | New | EN112 | Energy Star Fryer | Energy Star Fryer | Equip | 12 | Fryer | 29.2% | Tech/Econ | 17.46% | 991.1928 | 0.16067 | 0.049685
Tech | Lodging/Hospitality | Space Heating | Forced air furnace | TRC | New | NN5345 | Retro-Commissioning | Retro-Commissioning | NonEquip | 5 |  | 0% | Tech/Econ | 16% | 0 | 0 | 0
Tech | Lodging/Hospitality | Space Heating | Forced air furnace | TRC | New | NN4331 | Water Cooled Refrigeration Heat Recovery | Water Cooled Refrigeration Heat Recovery | NonEquip | 20 |  | 0% | Tech/Econ | 10% | 0 | 0 | 0
Tech | Lodging/Hospitality | Space Heating | Forced air furnace | TRC | New | NN4279 | Warehouse Loading Dock Seals | Warehouse Loading Dock Seals | NonEquip | 18 |  | 0% | Tech/Econ | 0.522% | 0 | 0 | 0
Tech | Lodging/Hospitality | Space Heating | Forced air furnace | TRC | New | NN4253 | Wall Insulation | Wall Insulation | NonEquip | 20 |  | 0% | Tech/Econ | 0% | 0 | 0 | 0
Tech | Lodging/Hospitality | Space Heating | Forced air furnace | TRC | New | NN4175 | Smart Thermostat | Smart Thermostat | NonEquip | 11 |  | 45.33% | Tech/Econ | 10% | 46.713 | 0 | 0.13957
Tech | Lodging/Hospitality | Space Heating | Forced air furnace | TRC | New | NN4097 | Roof Insulation | Roof Insulation | NonEquip | 20 |  | 37.5% | Tech/Econ | 0.4445% | 0 | 0 | 0
Tech | Lodging/Hospitality | Space Heating | Forced air furnace | TRC | New | NN4071 | Programmable Thermostat | Programmable Thermostat | NonEquip | 11 |  | 0% | Tech/Econ | 3.6% | 0 | 0 | 0
Tech | Lodging/Hospitality | Space Heating | Forced air furnace | TRC | New | NN4019 | Low U-Value Windows | Low U-Value Windows | NonEquip | 20 |  | 26.88% | Tech/Econ | 10% | 26.4422 | 0 | -0.0026258
Tech | Lodging/Hospitality | Space Heating | Forced air furnace | TRC | New | NN3941 | Infiltration Reduction - Air Sealing | Infiltration Reduction - Air Sealing | NonEquip | 11 |  | 0% | Tech/Econ | 0.261% | 0 | 0 | 0
Tech | Lodging/Hospitality | Space Heating | Forced air furnace | TRC | New | NN3863 | Hotel Card Energy Control Systems | Hotel Card Energy Control Systems | NonEquip | 15 |  | 41.26% | Tech/Econ | 5.293% | 11.9199 | 0 | -0.00035867
Tech | Lodging/Hospitality | Space Heating | Forced air furnace | TRC | New | NN3785 | Green Roof | Green Roof | NonEquip | 15 |  | 0.63% | Tech/Econ | 0.6869% | 0 | 0 | 0
Tech | Lodging/Hospitality | Space Heating | Forced air furnace | TRC | New | NN3733 | Floor Insulation | Floor Insulation | NonEquip | 20 |  | 16.87% | Tech/Econ | 0.2332% | 0 | 0 | 0
Tech | Lodging/Hospitality | Space Heating | Forced air furnace | TRC | New | NN3655 | Facility Energy Management System | Facility Energy Management System | NonEquip | 15 |  | 4.276% | Tech/Econ | 20% | 8.8895 | 0 | 0.0010666
Tech | Lodging/Hospitality | Space Heating | Forced air furnace | TRC | New | NN3577 | ECM Motors on Furnaces | ECM Motors on Furnaces | NonEquip | 15 | Forced air furnace | 47.78% | Tech/Econ | 1.706% | 7.7087 | 0 | 0.00087999
Tech | Lodging/Hospitality | Space Heating | Forced air furnace | TRC | New | NN3551 | Duct Sealing Repair | Duct Sealing Repair | NonEquip | 15 |  | 0% | Tech/Econ | 12% | 0 | 0 | 0
Tech | Lodging/Hospitality | Space Heating | Forced air furnace | TRC | New | NN3499 | Duct Insulation | Duct Insulation | NonEquip | 15 |  | 0% | Tech/Econ | 2.045% | 0 | 0 | 0
Tech | Lodging/Hospitality | Space Heating | Forced air furnace | TRC | New | NN3447 | Destratification Fans | Destratification Fans | NonEquip | 10 |  | 0% | Tech/Econ | 13.15% | 0 | 0 | 0
Tech | Lodging/Hospitality | Space Heating | Forced air furnace | TRC | New | NN3395 | Dedicated Outdoor Air System on VRF unit | Dedicated Outdoor Air System on VRF unit | NonEquip | 15 | Residential/split system heat pump | 0% | Tech/Econ | 10% | 0 | 0 | 0
Tech | Lodging/Hospitality | Space Heating | Forced air furnace | TRC | New | NN3343 | Cool Roof | Cool Roof | NonEquip | 15 |  | 72.18% | Tech/Econ | 0.07756% | 0 | 0 | 0
Tech | Lodging/Hospitality | Space Heating | Forced air furnace | TRC | New | NN3239 | Ceiling Insulation(R30 to R38) | Ceiling Insulation(R30 to R38) | NonEquip | 20 |  | 0% | Tech/Econ | 0.08983% | 0 | 0 | 0
Tech | Lodging/Hospitality | Space Heating | Forced air furnace | TRC | New | NN3187 | Ceiling Insulation(R2 to R38) | Ceiling Insulation(R2 to R38) | NonEquip | 20 |  | 0% | Tech/Econ | 6.064% | 0 | 0 | 0
Tech | Lodging/Hospitality | Space Heating | Forced air furnace | TRC | New | NN3135 | Ceiling Insulation(R19 to R38) | Ceiling Insulation(R19 to R38) | NonEquip | 20 |  | 0% | Tech/Econ | 0.3369% | 0 | 0 | 0
Tech | Lodging/Hospitality | Space Heating | Forced air furnace | TRC | New | NN3083 | Ceiling Insulation(R12 to R38) | Ceiling Insulation(R12 to R38) | NonEquip | 20 |  | 0% | Tech/Econ | 0.7299% | 0 | 0 | 0
Tech | Lodging/Hospitality | Space Heating | Forced air furnace | TRC | New | NN3005 | Air Curtains | Air Curtains | NonEquip | 8 |  | 28.37% | Tech/Econ | 0.2603% | 0 | 0 | 0
Tech | Lodging/Hospitality | Space Heating | Forced air furnace | TRC | Existing | NE5332 | Retro-Commissioning | Retro-Commissioning | NonEquip | 5 |  | 21.99% | Tech/Econ | 16% | 1926.4823 | 0 | 1.1525
Tech | Lodging/Hospitality | Space Heating | Forced air furnace | TRC | Existing | NE4318 | Water Cooled Refrigeration Heat Recovery | Water Cooled Refrigeration Heat Recovery | NonEquip | 20 |  | 0% | Tech/Econ | 10% | 0 | 0 | 0
Tech | Lodging/Hospitality | Space Heating | Forced air furnace | TRC | Existing | NE4266 | Warehouse Loading Dock Seals | Warehouse Loading Dock Seals | NonEquip | 18 |  | 0% | Tech/Econ | 0.576% | 0 | 0 | 0
Tech | Lodging/Hospitality | Space Heating | Forced air furnace | TRC | Existing | NE4240 | Wall Insulation | Wall Insulation | NonEquip | 20 |  | 0% | Tech/Econ | 6.945% | 0 | 0 | 0
Tech | Lodging/Hospitality | Space Heating | Forced air furnace | TRC | Existing | NE4162 | Smart Thermostat | Smart Thermostat | NonEquip | 11 |  | 45.33% | Tech/Econ | 10% | 2394.6119 | 0 | 7.1545
Tech | Lodging/Hospitality | Space Heating | Forced air furnace | TRC | Existing | NE4084 | Roof Insulation | Roof Insulation | NonEquip | 20 |  | 43.5% | Tech/Econ | 0.9809% | 208.7901 | 0 | 0.050864
Tech | Lodging/Hospitality | Space Heating | Forced air furnace | TRC | Existing | NE4058 | Programmable Thermostat | Programmable Thermostat | NonEquip | 11 |  | 0% | Tech/Econ | 3.6% | 0 | 0 | 0
Tech | Lodging/Hospitality | Space Heating | Forced air furnace | TRC | Existing | NE4006 | Low U-Value Windows | Low U-Value Windows | NonEquip | 20 |  | 10.75% | Tech/Econ | 46% | 2852.7367 | 0 | -0.28329
Tech | Lodging/Hospitality | Space Heating | Forced air furnace | TRC | Existing | NE3928 | Infiltration Reduction - Air Sealing | Infiltration Reduction - Air Sealing | NonEquip | 11 |  | 0% | Tech/Econ | 0.288% | 0 | 0 | 0
Tech | Lodging/Hospitality | Space Heating | Forced air furnace | TRC | Existing | NE3850 | Hotel Card Energy Control Systems | Hotel Card Energy Control Systems | NonEquip | 15 |  | 41.26% | Tech/Econ | 5.293% | 1101.4959 | 0 | -0.033144
Tech | Lodging/Hospitality | Space Heating | Forced air furnace | TRC | Existing | NE3772 | Green Roof | Green Roof | NonEquip | 15 |  | 0.126% | Tech/Econ | 0.758% | 0.46532 | 0 | 0
Tech | Lodging/Hospitality | Space Heating | Forced air furnace | TRC | Existing | NE3720 | Floor Insulation | Floor Insulation | NonEquip | 20 |  | 12.15% | Tech/Econ | 0.2573% | 15.2198 | 0 | 0.0037077
Tech | Lodging/Hospitality | Space Heating | Forced air furnace | TRC | Existing | NE3642 | Facility Energy Management System | Facility Energy Management System | NonEquip | 15 |  | 0.7167% | Tech/Econ | 20% | 78.599 | 0 | 0.0094308
Tech | Lodging/Hospitality | Space Heating | Forced air furnace | TRC | Existing | NE3564 | ECM Motors on Furnaces | ECM Motors on Furnaces | NonEquip | 15 | Forced air furnace | 47.78% | Tech/Econ | 1.706% | 402.2162 | 0 | 0.045915
Tech | Lodging/Hospitality | Space Heating | Forced air furnace | TRC | Existing | NE3538 | Duct Sealing Repair | Duct Sealing Repair | NonEquip | 15 |  | 0% | Tech/Econ | 12% | 0 | 0 | 0
Tech | Lodging/Hospitality | Space Heating | Forced air furnace | TRC | Existing | NE3486 | Duct Insulation | Duct Insulation | NonEquip | 15 |  | 0% | Tech/Econ | 2.045% | 0 | 0 | 0
Tech | Lodging/Hospitality | Space Heating | Forced air furnace | TRC | Existing | NE3434 | Destratification Fans | Destratification Fans | NonEquip | 10 |  | 0% | Tech/Econ | 13.15% | 0 | 0 | 0
Tech | Lodging/Hospitality | Space Heating | Forced air furnace | TRC | Existing | NE3382 | Dedicated Outdoor Air System on VRF unit | Dedicated Outdoor Air System on VRF unit | NonEquip | 15 | Residential/split system heat pump | 0% | Tech/Econ | 10% | 0 | 0 | 0
Tech | Lodging/Hospitality | Space Heating | Forced air furnace | TRC | Existing | NE3330 | Cool Roof | Cool Roof | NonEquip | 15 |  | 72.68% | Tech/Econ | 0.08559% | 30.2715 | 0 | 0
Tech | Lodging/Hospitality | Space Heating | Forced air furnace | TRC | Existing | NE3226 | Ceiling Insulation(R30 to R38) | Ceiling Insulation(R30 to R38) | NonEquip | 20 |  | 0% | Tech/Econ | 0.09913% | 0 | 0 | 0
Tech | Lodging/Hospitality | Space Heating | Forced air furnace | TRC | Existing | NE3174 | Ceiling Insulation(R2 to R38) | Ceiling Insulation(R2 to R38) | NonEquip | 20 |  | 0% | Tech/Econ | 6.691% | 0 | 0 | 0
Tech | Lodging/Hospitality | Space Heating | Forced air furnace | TRC | Existing | NE3122 | Ceiling Insulation(R19 to R38) | Ceiling Insulation(R19 to R38) | NonEquip | 20 |  | 0% | Tech/Econ | 0.3717% | 0 | 0 | 0
Tech | Lodging/Hospitality | Space Heating | Forced air furnace | TRC | Existing | NE3070 | Ceiling Insulation(R12 to R38) | Ceiling Insulation(R12 to R38) | NonEquip | 20 |  | 0% | Tech/Econ | 0.8054% | 0 | 0 | 0
Tech | Lodging/Hospitality | Space Heating | Forced air furnace | TRC | Existing | NE2992 | Air Curtains | Air Curtains | NonEquip | 8 |  | 33.45% | Tech/Econ | 0.2603% | 42.4156 | 0 | 0.0046064
Tech | Lodging/Hospitality | Exterior Lighting | Exterior parking/lot lighting | TRC | New | NN5293 | Retro-Commissioning | Retro-Commissioning | NonEquip | 5 |  | 0% | Tech/Econ | 16% | 0 | 0 | 0
Tech | Lodging/Hospitality | Exterior Lighting | Exterior parking/lot lighting | TRC | New | NN2979 | Outdoor Lighting Controls | Outdoor Lighting Controls | NonEquip | 8 | Exterior parking/lot lighting | 30.95% | Tech/Econ | 28% | 0 | 0 | 0
Tech | Lodging/Hospitality | Exterior Lighting | Exterior parking/lot lighting | TRC | New | NN2953 | Bi-Level Lighting Control (Exterior) | Bi-Level Lighting Control (Exterior) | NonEquip | 9 | Exterior parking/lot lighting | 13.75% | Tech/Econ | 31% | 1824.789 | 0 | 0
Tech | Lodging/Hospitality | Exterior Lighting | Exterior parking/lot lighting | TRC | Existing | NE5280 | Retro-Commissioning | Retro-Commissioning | NonEquip | 5 |  | 21.99% | Tech/Econ | 16% | 924672.7404 | 0 | 553.1651
Tech | Lodging/Hospitality | Exterior Lighting | Exterior parking/lot lighting | TRC | Existing | NE2966 | Outdoor Lighting Controls | Outdoor Lighting Controls | NonEquip | 8 | Exterior parking/lot lighting | 30.95% | Tech/Econ | 28% | 2493344.808 | 0 | 0
Tech | Lodging/Hospitality | Exterior Lighting | Exterior parking/lot lighting | TRC | Existing | NE2940 | Bi-Level Lighting Control (Exterior) | Bi-Level Lighting Control (Exterior) | NonEquip | 9 | Exterior parking/lot lighting | 13.75% | Tech/Econ | 31% | 1281523.985 | 0 | 0
Tech | Lodging/Hospitality | Exterior Lighting | Exterior parking/lot lighting | TRC | Turnover | ET710 | LED Parking Lighting | LED Parking Lighting | Equip | 18 | Exterior parking/lot lighting | 6.728% | Tech/Econ | 84% | 1800376.484 | 0 | 0
Tech | Lodging/Hospitality | Exterior Lighting | Exterior parking/lot lighting | TRC | Turnover | ET515 | High Efficiency HID Lighting | High Efficiency HID Lighting | Equip | 13 | Exterior parking/lot lighting | 0% | Tech/Econ | 34.18% | 0 | 0 | 0
Tech | Lodging/Hospitality | Exterior Lighting | Exterior parking/lot lighting | TRC | New | EN736 | LED Parking Lighting | LED Parking Lighting | Equip | 18 | Exterior parking/lot lighting | 94.94% | Tech/Econ | 84% | 457772.9666 | 0 | 0
Tech | Lodging/Hospitality | Exterior Lighting | Exterior parking/lot lighting | TRC | New | EN541 | High Efficiency HID Lighting | High Efficiency HID Lighting | Equip | 13 | Exterior parking/lot lighting | 0% | Tech/Econ | 34.18% | 0 | 0 | 0
Tech | Lodging/Hospitality | Exterior Lighting | Exterior marquis | TRC | New | NN5293 | Retro-Commissioning | Retro-Commissioning | NonEquip | 5 |  | 0% | Tech/Econ | 16% | 0 | 0 | 0
Tech | Lodging/Hospitality | Exterior Lighting | Exterior marquis | TRC | New | NN2979 | Outdoor Lighting Controls | Outdoor Lighting Controls | NonEquip | 8 | Exterior parking/lot lighting | 0% | Tech/Econ | 28% | 0 | 0 | 0
Tech | Lodging/Hospitality | Exterior Lighting | Exterior marquis | TRC | New | NN2953 | Bi-Level Lighting Control (Exterior) | Bi-Level Lighting Control (Exterior) | NonEquip | 9 | Exterior parking/lot lighting | 0% | Tech/Econ | 31% | 0 | 0 | 0
Tech | Lodging/Hospitality | Exterior Lighting | Exterior marquis | TRC | Existing | NE5280 | Retro-Commissioning | Retro-Commissioning | NonEquip | 5 |  | 21.99% | Tech/Econ | 16% | 0 | 0 | 0
Tech | Lodging/Hospitality | Exterior Lighting | Exterior marquis | TRC | Existing | NE2966 | Outdoor Lighting Controls | Outdoor Lighting Controls | NonEquip | 8 | Exterior parking/lot lighting | 0% | Tech/Econ | 28% | 0 | 0 | 0
Tech | Lodging/Hospitality | Exterior Lighting | Exterior marquis | TRC | Existing | NE2940 | Bi-Level Lighting Control (Exterior) | Bi-Level Lighting Control (Exterior) | NonEquip | 9 | Exterior parking/lot lighting | 0% | Tech/Econ | 31% | 0 | 0 | 0
Tech | Lodging/Hospitality | Exterior Lighting | Exterior marquis | TRC | Turnover | ET632 | LED Exterior Lighting | LED Exterior Lighting | Equip | 13 | Exterior marquis | 4.268% | Tech/Econ | 60.51% | 0 | 0 | 0
Tech | Lodging/Hospitality | Exterior Lighting | Exterior marquis | TRC | Turnover | ET593 | LED Display Lighting (Exterior) | LED Display Lighting (Exterior) | Equip | 15 | Exterior marquis | 4.268% | Tech/Econ | 87.04% | 0 | 0 | 0
Tech | Lodging/Hospitality | Exterior Lighting | Exterior marquis | TRC | New | EN658 | LED Exterior Lighting | LED Exterior Lighting | Equip | 13 | Exterior marquis | 4.624% | Tech/Econ | 60.51% | 0 | 0 | 0
Tech | Lodging/Hospitality | Exterior Lighting | Exterior marquis | TRC | New | EN619 | LED Display Lighting (Exterior) | LED Display Lighting (Exterior) | Equip | 15 | Exterior marquis | 4.624% | Tech/Econ | 87.04% | 0 | 0 | 0
Tech | Lodging/Hospitality | Miscellaneous | Elevators/Escalators | TRC | New | NN5449 | Retro-Commissioning | Retro-Commissioning | NonEquip | 5 |  | 0% | Tech/Econ | 16% | 0 | 0 | 0
Tech | Lodging/Hospitality | Miscellaneous | Elevators/Escalators | TRC | New | NN4539 | VSD Controlled Compressor | VSD Controlled Compressor | NonEquip | 15 | Others | 0% | Tech/Econ | 20.79% | 0 | 0 | 0
Tech | Lodging/Hospitality | Miscellaneous | Elevators/Escalators | TRC | New | NN4513 | Regenerative Drive Elevator Motor | Regenerative Drive Elevator Motor | NonEquip | 13 | Elevators/Escalators | 11.17% | Tech/Econ | 6.211% | 4109.4826 | 0.53282 | 0.4463
Tech | Lodging/Hospitality | Miscellaneous | Elevators/Escalators | TRC | New | NN4487 | Engine Block Timer | Engine Block Timer | NonEquip | 5 | Others | 0% | Tech/Econ | 36% | 0 | 0 | 0
Tech | Lodging/Hospitality | Miscellaneous | Elevators/Escalators | TRC | New | NN4461 | Efficient Motor Belts | Efficient Motor Belts | NonEquip | 10 | Others | 0% | Tech/Econ | 1.105% | 0 | 0 | 0
Tech | Lodging/Hospitality | Miscellaneous | Elevators/Escalators | TRC | Existing | NE5436 | Retro-Commissioning | Retro-Commissioning | NonEquip | 5 |  | 21.99% | Tech/Econ | 16% | 1157175.885 | 357.274 | 692.255
Tech | Lodging/Hospitality | Miscellaneous | Elevators/Escalators | TRC | Existing | NE4526 | VSD Controlled Compressor | VSD Controlled Compressor | NonEquip | 15 | Others | 0% | Tech/Econ | 20.79% | 0 | 0 | 0
Tech | Lodging/Hospitality | Miscellaneous | Elevators/Escalators | TRC | Existing | NE4500 | Regenerative Drive Elevator Motor | Regenerative Drive Elevator Motor | NonEquip | 13 | Elevators/Escalators | 10.45% | Tech/Econ | 6.211% | 205981.6455 | 26.7066 | 22.3701
Tech | Lodging/Hospitality | Miscellaneous | Elevators/Escalators | TRC | Existing | NE4474 | Engine Block Timer | Engine Block Timer | NonEquip | 5 | Others | 0% | Tech/Econ | 36% | 0 | 0 | 0
Tech | Lodging/Hospitality | Miscellaneous | Elevators/Escalators | TRC | Existing | NE4448 | Efficient Motor Belts | Efficient Motor Belts | NonEquip | 10 | Others | 0% | Tech/Econ | 1.105% | 0 | 0 | 0
Tech | Lodging/Hospitality | Office Equipment | Document production | TRC | New | NN4591 | Smart Strip Plug Outlet | Smart Strip Plug Outlet | NonEquip | 4 |  | 43.9% | Tech/Econ | 1.187% | 6321.0486 | 0.9399 | 0.65322
Tech | Lodging/Hospitality | Office Equipment | Document production | TRC | New | NN4565 | Network PC Power Management | Network PC Power Management | NonEquip | 5 | Computers | 0% | Tech/Econ | 56.5% | 0 | 0 | 0
Tech | Lodging/Hospitality | Office Equipment | Document production | TRC | Existing | NE4578 | Smart Strip Plug Outlet | Smart Strip Plug Outlet | NonEquip | 4 |  | 43.9% | Tech/Econ | 1.187% | 350800.341 | 52.1619 | 36.2518
Tech | Lodging/Hospitality | Office Equipment | Document production | TRC | Existing | NE4552 | Network PC Power Management | Network PC Power Management | NonEquip | 5 | Computers | 0% | Tech/Econ | 56.5% | 0 | 0 | 0
Tech | Lodging/Hospitality | Office Equipment | Document production | TRC | Turnover | ET2147 | ENERGY STAR Imaging Equipment | ENERGY STAR Imaging Equipment | Equip | 6 | Document production | 17.92% | Tech/Econ | 44.44% | 5825364.896 | 807.8403 | 542.4639
Tech | Lodging/Hospitality | Office Equipment | Document production | TRC | New | EN2173 | ENERGY STAR Imaging Equipment | ENERGY STAR Imaging Equipment | Equip | 6 | Document production | 17.92% | Tech/Econ | 44.44% | 104966.8722 | 14.5564 | 9.7746
Tech | Lodging/Hospitality | Space Cooling | District chilled water piped | TRC | New | NN5371 | Retro-Commissioning | Retro-Commissioning | NonEquip | 5 |  | 0% | Tech/Econ | 16% | 0 | 0 | 0
Tech | Lodging/Hospitality | Space Cooling | District chilled water piped | TRC | New | NN4383 | Window Sun Protection | Window Sun Protection | NonEquip | 10 |  | 15.35% | Tech/Econ | 16% | 0 | 0 | 0
Tech | Lodging/Hospitality | Space Cooling | District chilled water piped | TRC | New | NN4357 | Waterside Economizer | Waterside Economizer | NonEquip | 20 |  | 0% | Tech/Econ | 5.556% | 0 | 0 | 0
Tech | Lodging/Hospitality | Space Cooling | District chilled water piped | TRC | New | NN4149 | Smart Thermostat | Smart Thermostat | NonEquip | 11 |  | 45.33% | Tech/Econ | 10% | 0 | 0 | 0
Tech | Lodging/Hospitality | Space Cooling | District chilled water piped | TRC | New | NN4045 | Programmable Thermostat | Programmable Thermostat | NonEquip | 11 |  | 0% | Tech/Econ | 3.6% | 0 | 0 | 0
Tech | Lodging/Hospitality | Space Cooling | District chilled water piped | TRC | New | NN3993 | Low U-Value Windows | Low U-Value Windows | NonEquip | 20 |  | 26.88% | Tech/Econ | 10% | 0 | 0 | 0
Tech | Lodging/Hospitality | Space Cooling | District chilled water piped | TRC | New | NN3915 | HVAC tune-up_RTU | HVAC tune-up_RTU | NonEquip | 5 | Packaged air conditioning units (RTUs) | 0% | Tech/Econ | 5% | 0 | 0 | 0
Tech | Lodging/Hospitality | Space Cooling | District chilled water piped | TRC | New | NN3889 | HVAC tune-up | HVAC tune-up | NonEquip | 5 | Residential-type central air conditioners | 0% | Tech/Econ | 5% | 0 | 0 | 0
Tech | Lodging/Hospitality | Space Cooling | District chilled water piped | TRC | New | NN3837 | Hotel Card Energy Control Systems | Hotel Card Energy Control Systems | NonEquip | 15 |  | 41.26% | Tech/Econ | 5.293% | 0 | 0 | 0
Tech | Lodging/Hospitality | Space Cooling | District chilled water piped | TRC | New | NN3681 | Facility Energy Management System | Facility Energy Management System | NonEquip | 15 |  | 4.276% | Tech/Econ | 20% | 0 | 0 | 0
Tech | Lodging/Hospitality | Space Cooling | District chilled water piped | TRC | New | NN3629 | Facility Commissioning | Facility Commissioning | NonEquip | 10 |  | 71.67% | Tech/Econ | 16% | 0 | 0 | 0
Tech | Lodging/Hospitality | Space Cooling | District chilled water piped | TRC | New | NN3603 | Energy Recovery Ventilation System (ERV) | Energy Recovery Ventilation System (ERV) | NonEquip | 15 | Packaged air conditioning units (RTUs) | 0% | Tech/Econ | 9.935% | 0 | 0 | 0
Tech | Lodging/Hospitality | Space Cooling | District chilled water piped | TRC | New | NN3525 | Duct Sealing Repair | Duct Sealing Repair | NonEquip | 15 |  | 0% | Tech/Econ | 12% | 0 | 0 | 0
Tech | Lodging/Hospitality | Space Cooling | District chilled water piped | TRC | New | NN3473 | Duct Insulation | Duct Insulation | NonEquip | 15 |  | 0% | Tech/Econ | 2.045% | 0 | 0 | 0
Tech | Lodging/Hospitality | Space Cooling | District chilled water piped | TRC | New | NN3421 | Dedicated Outdoor Air System on VRF unit | Dedicated Outdoor Air System on VRF unit | NonEquip | 15 | Residential-type central air conditioners | 0% | Tech/Econ | 17.5% | 0 | 0 | 0
Tech | Lodging/Hospitality | Space Cooling | District chilled water piped | TRC | New | NN3369 | Cool Roof | Cool Roof | NonEquip | 15 |  | 72.18% | Tech/Econ | 0.5924% | 0 | 0 | 0
Tech | Lodging/Hospitality | Space Cooling | District chilled water piped | TRC | New | NN3317 | Chilled Water System - Variable Speed Drives | Chilled Water System - Variable Speed Drives | NonEquip | 13 | Central chillers inside | 0% | Tech/Econ | 24.74% | 0 | 0 | 0
Tech | Lodging/Hospitality | Space Cooling | District chilled water piped | TRC | New | NN3291 | Chilled Water Controls Optimization | Chilled Water Controls Optimization | NonEquip | 10 | Central chillers inside | 0% | Tech/Econ | 12.5% | 0 | 0 | 0
Tech | Lodging/Hospitality | Space Cooling | District chilled water piped | TRC | New | NN3213 | Ceiling Insulation(R2 to R38) | Ceiling Insulation(R2 to R38) | NonEquip | 20 |  | 0% | Tech/Econ | 4.907% | 0 | 0 | 0
Tech | Lodging/Hospitality | Space Cooling | District chilled water piped | TRC | New | NN3109 | Ceiling Insulation(R12 to R38) | Ceiling Insulation(R12 to R38) | NonEquip | 20 |  | 0% | Tech/Econ | 0.5907% | 0 | 0 | 0
Tech | Lodging/Hospitality | Space Cooling | District chilled water piped | TRC | New | NN3057 | Airside Economizer | Airside Economizer | NonEquip | 10 | Packaged air conditioning units (RTUs) | 0% | Tech/Econ | 5.556% | 0 | 0 | 0
Tech | Lodging/Hospitality | Space Cooling | District chilled water piped | TRC | Existing | NE5358 | Retro-Commissioning | Retro-Commissioning | NonEquip | 5 |  | 21.99% | Tech/Econ | 16% | 0 | 0 | 0
Tech | Lodging/Hospitality | Space Cooling | District chilled water piped | TRC | Existing | NE4370 | Window Sun Protection | Window Sun Protection | NonEquip | 10 |  | 15.68% | Tech/Econ | 16% | 0 | 0 | 0
Tech | Lodging/Hospitality | Space Cooling | District chilled water piped | TRC | Existing | NE4344 | Waterside Economizer | Waterside Economizer | NonEquip | 20 |  | 0% | Tech/Econ | 5.556% | 0 | 0 | 0
Tech | Lodging/Hospitality | Space Cooling | District chilled water piped | TRC | Existing | NE4292 | Warehouse Loading Dock Seals | Warehouse Loading Dock Seals | NonEquip | 18 |  | 0% | Tech/Econ | 0.4224% | 0 | 0 | 0
Tech | Lodging/Hospitality | Space Cooling | District chilled water piped | TRC | Existing | NE4214 | Wall Insulation | Wall Insulation | NonEquip | 20 |  | 0% | Tech/Econ | 34.88% | 0 | 0 | 0
Tech | Lodging/Hospitality | Space Cooling | District chilled water piped | TRC | Existing | NE4136 | Smart Thermostat | Smart Thermostat | NonEquip | 11 |  | 45.33% | Tech/Econ | 10% | 0 | 0 | 0
Tech | Lodging/Hospitality | Space Cooling | District chilled water piped | TRC | Existing | NE4110 | Roof Insulation | Roof Insulation | NonEquip | 20 |  | 43.5% | Tech/Econ | 0.7194% | 0 | 0 | 0
Tech | Lodging/Hospitality | Space Cooling | District chilled water piped | TRC | Existing | NE4032 | Programmable Thermostat | Programmable Thermostat | NonEquip | 11 |  | 0% | Tech/Econ | 3.6% | 0 | 0 | 0
Tech | Lodging/Hospitality | Space Cooling | District chilled water piped | TRC | Existing | NE3980 | Low U-Value Windows | Low U-Value Windows | NonEquip | 20 |  | 10.75% | Tech/Econ | 46% | 0 | 0 | 0
Tech | Lodging/Hospitality | Space Cooling | District chilled water piped | TRC | Existing | NE3902 | HVAC tune-up_RTU | HVAC tune-up_RTU | NonEquip | 5 | Packaged air conditioning units (RTUs) | 0% | Tech/Econ | 5% | 0 | 0 | 0
Tech | Lodging/Hospitality | Space Cooling | District chilled water piped | TRC | Existing | NE3876 | HVAC tune-up | HVAC tune-up | NonEquip | 5 | Residential-type central air conditioners | 0% | Tech/Econ | 5% | 0 | 0 | 0
Tech | Lodging/Hospitality | Space Cooling | District chilled water piped | TRC | Existing | NE3824 | Hotel Card Energy Control Systems | Hotel Card Energy Control Systems | NonEquip | 15 |  | 41.26% | Tech/Econ | 5.293% | 0 | 0 | 0
Tech | Lodging/Hospitality | Space Cooling | District chilled water piped | TRC | Existing | NE3798 | Green Roof | Green Roof | NonEquip | 15 |  | 0.126% | Tech/Econ | 0.4169% | 0 | 0 | 0
Tech | Lodging/Hospitality | Space Cooling | District chilled water piped | TRC | Existing | NE3668 | Facility Energy Management System | Facility Energy Management System | NonEquip | 15 |  | 0.7167% | Tech/Econ | 20% | 0 | 0 | 0
Tech | Lodging/Hospitality | Space Cooling | District chilled water piped | TRC | Existing | NE3590 | Energy Recovery Ventilation System (ERV) | Energy Recovery Ventilation System (ERV) | NonEquip | 15 | Packaged air conditioning units (RTUs) | 0% | Tech/Econ | 9.935% | 0 | 0 | 0
Tech | Lodging/Hospitality | Space Cooling | District chilled water piped | TRC | Existing | NE3512 | Duct Sealing Repair | Duct Sealing Repair | NonEquip | 15 |  | 0% | Tech/Econ | 12% | 0 | 0 | 0
Tech | Lodging/Hospitality | Space Cooling | District chilled water piped | TRC | Existing | NE3460 | Duct Insulation | Duct Insulation | NonEquip | 15 |  | 0% | Tech/Econ | 2.045% | 0 | 0 | 0
Tech | Lodging/Hospitality | Space Cooling | District chilled water piped | TRC | Existing | NE3408 | Dedicated Outdoor Air System on VRF unit | Dedicated Outdoor Air System on VRF unit | NonEquip | 15 | Residential-type central air conditioners | 0% | Tech/Econ | 17.5% | 0 | 0 | 0
Tech | Lodging/Hospitality | Space Cooling | District chilled water piped | TRC | Existing | NE3356 | Cool Roof | Cool Roof | NonEquip | 15 |  | 72.68% | Tech/Econ | 0.5924% | 0 | 0 | 0
Tech | Lodging/Hospitality | Space Cooling | District chilled water piped | TRC | Existing | NE3304 | Chilled Water System - Variable Speed Drives | Chilled Water System - Variable Speed Drives | NonEquip | 13 | Central chillers inside | 0% | Tech/Econ | 24.74% | 0 | 0 | 0
Tech | Lodging/Hospitality | Space Cooling | District chilled water piped | TRC | Existing | NE3278 | Chilled Water Controls Optimization | Chilled Water Controls Optimization | NonEquip | 10 | Central chillers inside | 0% | Tech/Econ | 12.5% | 0 | 0 | 0
Tech | Lodging/Hospitality | Space Cooling | District chilled water piped | TRC | Existing | NE3200 | Ceiling Insulation(R2 to R38) | Ceiling Insulation(R2 to R38) | NonEquip | 20 |  | 0% | Tech/Econ | 4.907% | 0 | 0 | 0
Tech | Lodging/Hospitality | Space Cooling | District chilled water piped | TRC | Existing | NE3096 | Ceiling Insulation(R12 to R38) | Ceiling Insulation(R12 to R38) | NonEquip | 20 |  | 0% | Tech/Econ | 0.5907% | 0 | 0 | 0
Tech | Lodging/Hospitality | Space Cooling | District chilled water piped | TRC | Existing | NE3044 | Airside Economizer | Airside Economizer | NonEquip | 10 | Packaged air conditioning units (RTUs) | 0% | Tech/Econ | 5.556% | 0 | 0 | 0
Tech | Lodging/Hospitality | Space Cooling | District chilled water piped | TRC | Turnover | ET944 | High Efficiency Chiller (Air Cooled, 50 tons) | High Efficiency Chiller (Air Cooled, 50 tons) | Equip | 20 | District chilled water piped | 28.37% | Tech/Econ | 8.759% | 0 | 0 | 0
Tech | Lodging/Hospitality | Space Cooling | District chilled water piped | TRC | Turnover | ET1100 | High Efficiency Chiller (Water cooled-positive displacement, 100 tons) | High Efficiency Chiller (Water cooled-positive displacement, 100 tons) | Equip | 20 | District chilled water piped | 28.37% | Tech/Econ | 2.683% | 0 | 0 | 0
Tech | Lodging/Hospitality | Space Cooling | District chilled water piped | TRC | Turnover | ET1022 | High Efficiency Chiller (Water cooled-centrifugal, 200 tons) | High Efficiency Chiller (Water cooled-centrifugal, 200 tons) | Equip | 20 | District chilled water piped | 28.37% | Tech/Econ | 4.362% | 0 | 0 | 0
Tech | Lodging/Hospitality | Space Cooling | District chilled water piped | TRC | New | EN970 | High Efficiency Chiller (Air Cooled, 50 tons) | High Efficiency Chiller (Air Cooled, 50 tons) | Equip | 20 | District chilled water piped | 28.37% | Tech/Econ | 8.759% | 0 | 0 | 0
Tech | Lodging/Hospitality | Space Cooling | District chilled water piped | TRC | New | EN1126 | High Efficiency Chiller (Water cooled-positive displacement, 100 tons) | High Efficiency Chiller (Water cooled-positive displacement, 100 tons) | Equip | 20 | District chilled water piped | 28.37% | Tech/Econ | 2.683% | 0 | 0 | 0
Tech | Lodging/Hospitality | Space Cooling | District chilled water piped | TRC | New | EN1048 | High Efficiency Chiller (Water cooled-centrifugal, 200 tons) | High Efficiency Chiller (Water cooled-centrifugal, 200 tons) | Equip | 20 | District chilled water piped | 28.37% | Tech/Econ | 4.362% | 0 | 0 | 0
Tech | Lodging/Hospitality | Refrigeration | Display cases | TRC | New | NN5319 | Retro-Commissioning | Retro-Commissioning | NonEquip | 5 |  | 0% | Tech/Econ | 16% | 0 | 0 | 0
Tech | Lodging/Hospitality | Refrigeration | Display cases | TRC | New | NN4903 | Strip Curtains for Walk-ins | Strip Curtains for Walk-ins | NonEquip | 4 | Walk-in cooler | 0% | Tech/Econ | 2.115% | 0 | 0 | 0
Tech | Lodging/Hospitality | Refrigeration | Display cases | TRC | New | NN4877 | Refrigerated Display Case Lighting Controls | Refrigerated Display Case Lighting Controls | NonEquip | 8 | Display cases | 0% | Tech/Econ | 0.9365% | 0 | 0 | 0
Tech | Lodging/Hospitality | Refrigeration | Display cases | TRC | New | NN4851 | PSC to ECM Evaporator Fan Motor (Walk-In, Refrigerator) | PSC to ECM Evaporator Fan Motor (Walk-In, Refrigerator) | NonEquip | 15 | Walk-in cooler | 0% | Tech/Econ | 37.5% | 0 | 0 | 0
Tech | Lodging/Hospitality | Refrigeration | Display cases | TRC | New | NN4825 | PSC to ECM Evaporator Fan Motor (Reach-In) | PSC to ECM Evaporator Fan Motor (Reach-In) | NonEquip | 15 | Display cases | 68.68% | Tech/Econ | 37.5% | 27515.1583 | 3.5675 | 2.9882
Tech | Lodging/Hospitality | Refrigeration | Display cases | TRC | New | NN4799 | Night Covers for Display Cases | Night Covers for Display Cases | NonEquip | 5 | Display cases | 0% | Tech/Econ | 1.877% | 0 | 0 | 0
Tech | Lodging/Hospitality | Refrigeration | Display cases | TRC | New | NN4773 | High R-Value Glass Doors | High R-Value Glass Doors | NonEquip | 12 | Display cases | 0% | Tech/Econ | 0% | 0 | 0 | 0
Tech | Lodging/Hospitality | Refrigeration | Display cases | TRC | New | NN4747 | High Efficiency Refrigeration Compressor | High Efficiency Refrigeration Compressor | NonEquip | 13 | Display cases | 4.199% | Tech/Econ | 6.922% | 230.555 | 0.029893 | 0.025039
Tech | Lodging/Hospitality | Refrigeration | Display cases | TRC | New | NN4721 | Freezer-Cooler Replacement Gaskets | Freezer-Cooler Replacement Gaskets | NonEquip | 4 | Display cases | 0% | Tech/Econ | 0% | 0 | 0 | 0
Tech | Lodging/Hospitality | Refrigeration | Display cases | TRC | New | NN4695 | Floating Head Pressure Controls | Floating Head Pressure Controls | NonEquip | 15 |  | 27.37% | Tech/Econ | 6.05% | 1309.7473 | 0.16982 | 0.14224
Tech | Lodging/Hospitality | Refrigeration | Display cases | TRC | New | NN4669 | Demand Defrost | Demand Defrost | NonEquip | 10 | Walk-in cooler | 0% | Tech/Econ | 30% | 0 | 0 | 0
Tech | Lodging/Hospitality | Refrigeration | Display cases | TRC | New | NN4643 | Automatic Door Closer for Walk-in Coolers and Freezers | Automatic Door Closer for Walk-in Coolers and Freezers | NonEquip | 8 | Walk-in cooler | 0% | Tech/Econ | 3.131% | 0 | 0 | 0
Tech | Lodging/Hospitality | Refrigeration | Display cases | TRC | New | NN4617 | Anti-Sweat Controls | Anti-Sweat Controls | NonEquip | 8 | Display cases | 0% | Tech/Econ | 85% | 0 | 0 | 0
Tech | Lodging/Hospitality | Refrigeration | Display cases | TRC | Existing | NE5306 | Retro-Commissioning | Retro-Commissioning | NonEquip | 5 |  | 21.99% | Tech/Econ | 16% | 178119.3871 | 54.9937 | 106.556
Tech | Lodging/Hospitality | Refrigeration | Display cases | TRC | Existing | NE4890 | Strip Curtains for Walk-ins | Strip Curtains for Walk-ins | NonEquip | 4 | Walk-in cooler | 0% | Tech/Econ | 2.115% | 0 | 0 | 0
Tech | Lodging/Hospitality | Refrigeration | Display cases | TRC | Existing | NE4864 | Refrigerated Display Case Lighting Controls | Refrigerated Display Case Lighting Controls | NonEquip | 8 | Display cases | 0% | Tech/Econ | 2.524% | 0 | 0 | 0
Tech | Lodging/Hospitality | Refrigeration | Display cases | TRC | Existing | NE4838 | PSC to ECM Evaporator Fan Motor (Walk-In, Refrigerator) | PSC to ECM Evaporator Fan Motor (Walk-In, Refrigerator) | NonEquip | 15 | Walk-in cooler | 0% | Tech/Econ | 37.5% | 0 | 0 | 0
Tech | Lodging/Hospitality | Refrigeration | Display cases | TRC | Existing | NE4812 | PSC to ECM Evaporator Fan Motor (Reach-In) | PSC to ECM Evaporator Fan Motor (Reach-In) | NonEquip | 15 | Display cases | 17.17% | Tech/Econ | 37.5% | 351867.2813 | 45.6214 | 38.2136
Tech | Lodging/Hospitality | Refrigeration | Display cases | TRC | Existing | NE4786 | Night Covers for Display Cases | Night Covers for Display Cases | NonEquip | 5 | Display cases | 0% | Tech/Econ | 1.877% | 0 | 0 | 0
Tech | Lodging/Hospitality | Refrigeration | Display cases | TRC | Existing | NE4760 | High R-Value Glass Doors | High R-Value Glass Doors | NonEquip | 12 | Display cases | 0% | Tech/Econ | 23.81% | 0 | 0 | 0
Tech | Lodging/Hospitality | Refrigeration | Display cases | TRC | Existing | NE4734 | High Efficiency Refrigeration Compressor | High Efficiency Refrigeration Compressor | NonEquip | 13 | Display cases | 14.15% | Tech/Econ | 6.922% | 50090.1536 | 6.4944 | 5.4399
Tech | Lodging/Hospitality | Refrigeration | Display cases | TRC | Existing | NE4708 | Freezer-Cooler Replacement Gaskets | Freezer-Cooler Replacement Gaskets | NonEquip | 4 | Display cases | 63.61% | Tech/Econ | 3.131% | 95663.5464 | 12.4033 | 10.3893
Tech | Lodging/Hospitality | Refrigeration | Display cases | TRC | Existing | NE4682 | Floating Head Pressure Controls | Floating Head Pressure Controls | NonEquip | 15 |  | 27.37% | Tech/Econ | 6.05% | 80894.9033 | 10.4884 | 8.7854
Tech | Lodging/Hospitality | Refrigeration | Display cases | TRC | Existing | NE4656 | Demand Defrost | Demand Defrost | NonEquip | 10 | Walk-in cooler | 0% | Tech/Econ | 30% | 0 | 0 | 0
Tech | Lodging/Hospitality | Refrigeration | Display cases | TRC | Existing | NE4630 | Automatic Door Closer for Walk-in Coolers and Freezers | Automatic Door Closer for Walk-in Coolers and Freezers | NonEquip | 8 | Walk-in cooler | 0% | Tech/Econ | 3.131% | 0 | 0 | 0
Tech | Lodging/Hospitality | Refrigeration | Display cases | TRC | Existing | NE4604 | Anti-Sweat Controls | Anti-Sweat Controls | NonEquip | 8 | Display cases | 9.21% | Tech/Econ | 85% | 464142.7265 | 60.1785 | 50.407
Tech | Lodging/Hospitality | Refrigeration | Display cases | TRC | Turnover | ET2615 | Refrigerated Display Case LED Lighting | Refrigerated Display Case LED Lighting | Equip | 8 | Display cases | 0% | Tech/Econ | 6.613% | 0 | 0 | 0
Tech | Lodging/Hospitality | Refrigeration | Display cases | TRC | Turnover | ET2459 | Energy Star Commercial Solid Door Refrigerator | Energy Star Commercial Solid Door Refrigerator | Equip | 12 | Display cases | 0% | Tech/Econ | 50.28% | 0 | 0 | 0
Tech | Lodging/Hospitality | Refrigeration | Display cases | TRC | Turnover | ET2420 | Energy Star Commercial Solid Door Freezer | Energy Star Commercial Solid Door Freezer | Equip | 12 | Display cases | 0% | Tech/Econ | 42.11% | 0 | 0 | 0
Tech | Lodging/Hospitality | Refrigeration | Display cases | TRC | Turnover | ET2381 | Energy Star Commercial Glass Door Refrigerator | Energy Star Commercial Glass Door Refrigerator | Equip | 12 | Display cases | 0% | Tech/Econ | 37.88% | 0 | 0 | 0
Tech | Lodging/Hospitality | Refrigeration | Display cases | TRC | Turnover | ET2342 | Energy Star Commercial Glass Door Freezer | Energy Star Commercial Glass Door Freezer | Equip | 12 | Display cases | 0% | Tech/Econ | 40.57% | 0 | 0 | 0
Tech | Lodging/Hospitality | Refrigeration | Display cases | TRC | New | EN2641 | Refrigerated Display Case LED Lighting | Refrigerated Display Case LED Lighting | Equip | 8 | Display cases | 0% | Tech/Econ | 0% | 0 | 0 | 0
Tech | Lodging/Hospitality | Refrigeration | Display cases | TRC | New | EN2485 | Energy Star Commercial Solid Door Refrigerator | Energy Star Commercial Solid Door Refrigerator | Equip | 12 | Display cases | 0% | Tech/Econ | 50.28% | 0 | 0 | 0
Tech | Lodging/Hospitality | Refrigeration | Display cases | TRC | New | EN2446 | Energy Star Commercial Solid Door Freezer | Energy Star Commercial Solid Door Freezer | Equip | 12 | Display cases | 0% | Tech/Econ | 42.11% | 0 | 0 | 0
Tech | Lodging/Hospitality | Refrigeration | Display cases | TRC | New | EN2407 | Energy Star Commercial Glass Door Refrigerator | Energy Star Commercial Glass Door Refrigerator | Equip | 12 | Display cases | 0% | Tech/Econ | 37.88% | 0 | 0 | 0
Tech | Lodging/Hospitality | Refrigeration | Display cases | TRC | New | EN2368 | Energy Star Commercial Glass Door Freezer | Energy Star Commercial Glass Door Freezer | Equip | 12 | Display cases | 0% | Tech/Econ | 40.57% | 0 | 0 | 0
Tech | Lodging/Hospitality | Cooking | Cooking Other | TRC | Turnover | ET8 | Efficient Exhaust Hood | Efficient Exhaust Hood | Equip | 15 | Cooking Other | 14.03% | Tech/Econ | 42.5% | 772724.7036 | 168.9328 | 66.3057
Tech | Lodging/Hospitality | Cooking | Cooking Other | TRC | Turnover | ET242 | Induction Cooktops | Induction Cooktops | Equip | 10 | Cooking Other | 14.15% | Tech/Econ | 18.82% | 324784.9977 | 70.0323 | 28.8368
Tech | Lodging/Hospitality | Cooking | Cooking Other | TRC | Turnover | ET164 | Energy Star Hot Food Holding Cabinet | Energy Star Hot Food Holding Cabinet | Equip | 12 | Cooking Other | 26.95% | Tech/Econ | 52.67% | 2144380.995 | 394.9136 | 191.0872
Tech | Lodging/Hospitality | Cooking | Cooking Other | TRC | Turnover | ET125 | Energy Star Griddle | Energy Star Griddle | Equip | 12 | Cooking Other | 41% | Tech/Econ | 12.08% | 587566.256 | 97.0874 | 24.8472
Tech | Lodging/Hospitality | Cooking | Cooking Other | TRC | New | EN34 | Efficient Exhaust Hood | Efficient Exhaust Hood | Equip | 15 | Cooking Other | 14.03% | Tech/Econ | 42.5% | 13923.6763 | 3.044 | 1.1948
Tech | Lodging/Hospitality | Cooking | Cooking Other | TRC | New | EN268 | Induction Cooktops | Induction Cooktops | Equip | 10 | Cooking Other | 14.15% | Tech/Econ | 18.82% | 5852.2798 | 1.2619 | 0.51961
Tech | Lodging/Hospitality | Cooking | Cooking Other | TRC | New | EN190 | Energy Star Hot Food Holding Cabinet | Energy Star Hot Food Holding Cabinet | Equip | 12 | Cooking Other | 26.95% | Tech/Econ | 52.67% | 38639.4621 | 7.1159 | 3.4432
Tech | Lodging/Hospitality | Cooking | Cooking Other | TRC | New | EN151 | Energy Star Griddle | Energy Star Griddle | Equip | 12 | Cooking Other | 41% | Tech/Econ | 12.08% | 10587.3182 | 1.7494 | 0.44772
Tech | Lodging/Hospitality | Office Equipment | Computers | TRC | New | NN4591 | Smart Strip Plug Outlet | Smart Strip Plug Outlet | NonEquip | 4 |  | 43.9% | Tech/Econ | 1.187% | 1357.1046 | 0.20179 | 0.14024
Tech | Lodging/Hospitality | Office Equipment | Computers | TRC | New | NN4565 | Network PC Power Management | Network PC Power Management | NonEquip | 5 | Computers | 22.4% | Tech/Econ | 56.5% | 44479.1612 | 6.6163 | 4.6079
Tech | Lodging/Hospitality | Office Equipment | Computers | TRC | Existing | NE4578 | Smart Strip Plug Outlet | Smart Strip Plug Outlet | NonEquip | 4 |  | 43.9% | Tech/Econ | 1.187% | 75315.4724 | 11.199 | 7.7831
Tech | Lodging/Hospitality | Office Equipment | Computers | TRC | Existing | NE4552 | Network PC Power Management | Network PC Power Management | NonEquip | 5 | Computers | 22.4% | Tech/Econ | 56.5% | 2468467.803 | 367.184 | 255.7245
Tech | Lodging/Hospitality | Office Equipment | Computers | TRC | Turnover | ET2186 | Energy Star PCs | Energy Star PCs | Equip | 4 | Computers | 35% | Tech/Econ | 43.34% | 2584798.05 | 368.1226 | 142.7866
Tech | Lodging/Hospitality | Office Equipment | Computers | TRC | New | EN2212 | Energy Star PCs | Energy Star PCs | Equip | 4 | Computers | 35% | Tech/Econ | 43.34% | 46575.3084 | 6.6332 | 2.5729
Tech | Lodging/Hospitality | Domestic Hot Water | Centralized water heaters | TRC | New | NN5423 | Retro-Commissioning | Retro-Commissioning | NonEquip | 5 |  | 0% | Tech/Econ | 16% | 0 | 0 | 0
Tech | Lodging/Hospitality | Domestic Hot Water | Centralized water heaters | TRC | New | NN2927 | Thermostatic Shower Restriction Valve | Thermostatic Shower Restriction Valve | NonEquip | 10 | Centralized water heaters | 0% | Tech/Econ | 13.66% | 0 | 0 | 0
Tech | Lodging/Hospitality | Domestic Hot Water | Centralized water heaters | TRC | New | NN2901 | Tank Wrap on Water Heater | Tank Wrap on Water Heater | NonEquip | 7 | Centralized water heaters | 55.99% | Tech/Econ | 1.097% | 0 | 0 | 0
Tech | Lodging/Hospitality | Domestic Hot Water | Centralized water heaters | TRC | New | NN2875 | Low-Flow Pre-Rinse Sprayers | Low-Flow Pre-Rinse Sprayers | NonEquip | 5 | Centralized water heaters | 27.37% | Tech/Econ | 3.286% | 0 | 0 | 0
Tech | Lodging/Hospitality | Domestic Hot Water | Centralized water heaters | TRC | New | NN2849 | Low Flow Shower Head | Low Flow Shower Head | NonEquip | 10 | Centralized water heaters | 74.65% | Tech/Econ | 2.768% | 0 | 0 | 0
Tech | Lodging/Hospitality | Domestic Hot Water | Centralized water heaters | TRC | New | NN2823 | Hot Water Pipe Insulation | Hot Water Pipe Insulation | NonEquip | 13 | Centralized water heaters | 22.45% | Tech/Econ | 5.89% | 222.6759 | 0.017523 | 0.030293
Tech | Lodging/Hospitality | Domestic Hot Water | Centralized water heaters | TRC | New | NN2797 | Hot Water Circulation Pump Control | Hot Water Circulation Pump Control | NonEquip | 15 | Centralized water heaters | 0% | Tech/Econ | 2.828% | 0 | 0 | 0
Tech | Lodging/Hospitality | Domestic Hot Water | Centralized water heaters | TRC | New | NN2771 | Faucet Aerator | Faucet Aerator | NonEquip | 10 | Centralized water heaters | 23.64% | Tech/Econ | 0.9484% | 0 | 0 | 0
Tech | Lodging/Hospitality | Domestic Hot Water | Centralized water heaters | TRC | New | NN2745 | Drain Water Heat Recovery | Drain Water Heat Recovery | NonEquip | 15 | Centralized water heaters | 22.45% | Tech/Econ | 12.27% | 12374.5568 | 0.74791 | 5.1944
Tech | Lodging/Hospitality | Domestic Hot Water | Centralized water heaters | TRC | Existing | NE5410 | Retro-Commissioning | Retro-Commissioning | NonEquip | 5 |  | 21.99% | Tech/Econ | 16% | 876784.1918 | 270.7041 | 524.5168
Tech | Lodging/Hospitality | Domestic Hot Water | Centralized water heaters | TRC | Existing | NE2914 | Thermostatic Shower Restriction Valve | Thermostatic Shower Restriction Valve | NonEquip | 10 | Centralized water heaters | 74.65% | Tech/Econ | 13.07% | 2346143.463 | 124.1513 | 1059.416
Tech | Lodging/Hospitality | Domestic Hot Water | Centralized water heaters | TRC | Existing | NE2888 | Tank Wrap on Water Heater | Tank Wrap on Water Heater | NonEquip | 7 | Centralized water heaters | 55.99% | Tech/Econ | 1.097% | 126340.1277 | 12.6554 | 12.912
Tech | Lodging/Hospitality | Domestic Hot Water | Centralized water heaters | TRC | Existing | NE2862 | Low-Flow Pre-Rinse Sprayers | Low-Flow Pre-Rinse Sprayers | NonEquip | 5 | Centralized water heaters | 27.37% | Tech/Econ | 3.134% | 185072.5856 | 9.8221 | 83.813
Tech | Lodging/Hospitality | Domestic Hot Water | Centralized water heaters | TRC | Existing | NE2836 | Low Flow Shower Head | Low Flow Shower Head | NonEquip | 10 | Centralized water heaters | 74.65% | Tech/Econ | 2.648% | 414837.8001 | 21.952 | 187.3226
Tech | Lodging/Hospitality | Domestic Hot Water | Centralized water heaters | TRC | Existing | NE2810 | Hot Water Pipe Insulation | Hot Water Pipe Insulation | NonEquip | 13 | Centralized water heaters | 4.299% | Tech/Econ | 5.634% | 52382.6778 | 4.1221 | 7.1262
Tech | Lodging/Hospitality | Domestic Hot Water | Centralized water heaters | TRC | Existing | NE2784 | Hot Water Circulation Pump Control | Hot Water Circulation Pump Control | NonEquip | 15 | Centralized water heaters | 70.18% | Tech/Econ | 2.706% | 406136.0405 | 0 | 0
Tech | Lodging/Hospitality | Domestic Hot Water | Centralized water heaters | TRC | Existing | NE2758 | Faucet Aerator | Faucet Aerator | NonEquip | 10 | Centralized water heaters | 23.64% | Tech/Econ | 0.9072% | 43843.4492 | 2.3268 | 19.8552
Tech | Lodging/Hospitality | Domestic Hot Water | Centralized water heaters | TRC | Existing | NE2732 | Drain Water Heat Recovery | Drain Water Heat Recovery | NonEquip | 15 | Centralized water heaters | 2.67% | Tech/Econ | 12.27% | 71099.9268 | 4.2972 | 29.8451
Tech | Lodging/Hospitality | Domestic Hot Water | Centralized water heaters | TRC | Turnover | ET437 | Solar Water Heater | Solar Water Heater | Equip | 15 | Centralized water heaters | 5.674% | Tech/Econ | 76.67% | 1701618.101 | 127.1822 | 17.8556
Tech | Lodging/Hospitality | Domestic Hot Water | Centralized water heaters | TRC | Turnover | ET359 | Heat Pump Water Heater | Heat Pump Water Heater | Equip | 10 | Centralized water heaters | 41.31% | Tech/Econ | 65.32% | 10095724.71 | 708.3102 | 3715.954
Tech | Lodging/Hospitality | Domestic Hot Water | Centralized water heaters | TRC | Turnover | ET281 | Energy Star Commercial Dishwasher | Energy Star Commercial Dishwasher | Equip | 15 | Centralized water heaters | 29.7% | Tech/Econ | 29.58% | 2400465.212 | 174.1812 | -0.018531
Tech | Lodging/Hospitality | Domestic Hot Water | Centralized water heaters | TRC | New | EN463 | Solar Water Heater | Solar Water Heater | Equip | 15 | Centralized water heaters | 5.674% | Tech/Econ | 76.67% | 30661.3462 | 2.2917 | 0.32174
Tech | Lodging/Hospitality | Domestic Hot Water | Centralized water heaters | TRC | New | EN385 | Heat Pump Water Heater | Heat Pump Water Heater | Equip | 10 | Centralized water heaters | 41.31% | Tech/Econ | 65.32% | 181914.2089 | 12.763 | 66.9575
Tech | Lodging/Hospitality | Domestic Hot Water | Centralized water heaters | TRC | New | EN307 | Energy Star Commercial Dishwasher | Energy Star Commercial Dishwasher | Equip | 15 | Centralized water heaters | 29.7% | Tech/Econ | 29.58% | 43253.8269 | 3.1386 | -0.00033392
Tech | Lodging/Hospitality | Space Cooling | Central chillers inside | TRC | New | NN5371 | Retro-Commissioning | Retro-Commissioning | NonEquip | 5 |  | 0% | Tech/Econ | 16% | 0 | 0 | 0
Tech | Lodging/Hospitality | Space Cooling | Central chillers inside | TRC | New | NN4383 | Window Sun Protection | Window Sun Protection | NonEquip | 10 |  | 15.35% | Tech/Econ | 16% | 12336.3667 | 5.2706 | -0.11686
Tech | Lodging/Hospitality | Space Cooling | Central chillers inside | TRC | New | NN4357 | Waterside Economizer | Waterside Economizer | NonEquip | 20 |  | 0% | Tech/Econ | 5.556% | 0 | 0 | 0
Tech | Lodging/Hospitality | Space Cooling | Central chillers inside | TRC | New | NN4149 | Smart Thermostat | Smart Thermostat | NonEquip | 11 |  | 45.33% | Tech/Econ | 10% | 0 | 0 | 0
Tech | Lodging/Hospitality | Space Cooling | Central chillers inside | TRC | New | NN4045 | Programmable Thermostat | Programmable Thermostat | NonEquip | 11 |  | 0% | Tech/Econ | 3.6% | 0 | 0 | 0
Tech | Lodging/Hospitality | Space Cooling | Central chillers inside | TRC | New | NN3993 | Low U-Value Windows | Low U-Value Windows | NonEquip | 20 |  | 26.88% | Tech/Econ | 10% | 4128.4751 | 1.8217 | 0
Tech | Lodging/Hospitality | Space Cooling | Central chillers inside | TRC | New | NN3915 | HVAC tune-up_RTU | HVAC tune-up_RTU | NonEquip | 5 | Packaged air conditioning units (RTUs) | 0% | Tech/Econ | 5% | 0 | 0 | 0
Tech | Lodging/Hospitality | Space Cooling | Central chillers inside | TRC | New | NN3889 | HVAC tune-up | HVAC tune-up | NonEquip | 5 | Residential-type central air conditioners | 0% | Tech/Econ | 5% | 0 | 0 | 0
Tech | Lodging/Hospitality | Space Cooling | Central chillers inside | TRC | New | NN3837 | Hotel Card Energy Control Systems | Hotel Card Energy Control Systems | NonEquip | 15 |  | 41.26% | Tech/Econ | 5.293% | 0 | 0 | 0
Tech | Lodging/Hospitality | Space Cooling | Central chillers inside | TRC | New | NN3681 | Facility Energy Management System | Facility Energy Management System | NonEquip | 15 |  | 4.276% | Tech/Econ | 20% | 4894.635 | 1.2773 | 0
Tech | Lodging/Hospitality | Space Cooling | Central chillers inside | TRC | New | NN3629 | Facility Commissioning | Facility Commissioning | NonEquip | 10 |  | 71.67% | Tech/Econ | 16% | 65069.361 | 13.3818 | 0.060236
Tech | Lodging/Hospitality | Space Cooling | Central chillers inside | TRC | New | NN3603 | Energy Recovery Ventilation System (ERV) | Energy Recovery Ventilation System (ERV) | NonEquip | 15 | Packaged air conditioning units (RTUs) | 0% | Tech/Econ | 9.935% | 0 | 0 | 0
Tech | Lodging/Hospitality | Space Cooling | Central chillers inside | TRC | New | NN3525 | Duct Sealing Repair | Duct Sealing Repair | NonEquip | 15 |  | 0% | Tech/Econ | 12% | 0 | 0 | 0
Tech | Lodging/Hospitality | Space Cooling | Central chillers inside | TRC | New | NN3473 | Duct Insulation | Duct Insulation | NonEquip | 15 |  | 0% | Tech/Econ | 2.045% | 0 | 0 | 0
Tech | Lodging/Hospitality | Space Cooling | Central chillers inside | TRC | New | NN3421 | Dedicated Outdoor Air System on VRF unit | Dedicated Outdoor Air System on VRF unit | NonEquip | 15 | Residential-type central air conditioners | 0% | Tech/Econ | 17.5% | 0 | 0 | 0
Tech | Lodging/Hospitality | Space Cooling | Central chillers inside | TRC | New | NN3369 | Cool Roof | Cool Roof | NonEquip | 15 |  | 72.18% | Tech/Econ | 0.5924% | 0 | 0 | 0
Tech | Lodging/Hospitality | Space Cooling | Central chillers inside | TRC | New | NN3317 | Chilled Water System - Variable Speed Drives | Chilled Water System - Variable Speed Drives | NonEquip | 13 | Central chillers inside | 73.99% | Tech/Econ | 24.74% | 128241.3313 | 14.0111 | 0.62832
Tech | Lodging/Hospitality | Space Cooling | Central chillers inside | TRC | New | NN3291 | Chilled Water Controls Optimization | Chilled Water Controls Optimization | NonEquip | 10 | Central chillers inside | 34.04% | Tech/Econ | 12.5% | 15933.0787 | 6.1865 | 0.0002765
Tech | Lodging/Hospitality | Space Cooling | Central chillers inside | TRC | New | NN3213 | Ceiling Insulation(R2 to R38) | Ceiling Insulation(R2 to R38) | NonEquip | 20 |  | 0% | Tech/Econ | 4.907% | 0 | 0 | 0
Tech | Lodging/Hospitality | Space Cooling | Central chillers inside | TRC | New | NN3109 | Ceiling Insulation(R12 to R38) | Ceiling Insulation(R12 to R38) | NonEquip | 20 |  | 0% | Tech/Econ | 0.5907% | 0 | 0 | 0
Tech | Lodging/Hospitality | Space Cooling | Central chillers inside | TRC | New | NN3057 | Airside Economizer | Airside Economizer | NonEquip | 10 | Packaged air conditioning units (RTUs) | 0% | Tech/Econ | 5.556% | 0 | 0 | 0
Tech | Lodging/Hospitality | Space Cooling | Central chillers inside | TRC | Existing | NE5358 | Retro-Commissioning | Retro-Commissioning | NonEquip | 5 |  | 21.99% | Tech/Econ | 16% | 883694.1161 | 272.8375 | 0
Tech | Lodging/Hospitality | Space Cooling | Central chillers inside | TRC | Existing | NE4370 | Window Sun Protection | Window Sun Protection | NonEquip | 10 |  | 15.68% | Tech/Econ | 16% | 756269.9705 | 323.1085 | -7.1639
Tech | Lodging/Hospitality | Space Cooling | Central chillers inside | TRC | Existing | NE4344 | Waterside Economizer | Waterside Economizer | NonEquip | 20 |  | 0% | Tech/Econ | 5.556% | 0 | 0 | 0
Tech | Lodging/Hospitality | Space Cooling | Central chillers inside | TRC | Existing | NE4292 | Warehouse Loading Dock Seals | Warehouse Loading Dock Seals | NonEquip | 18 |  | 0% | Tech/Econ | 0.4224% | 0 | 0 | 0
Tech | Lodging/Hospitality | Space Cooling | Central chillers inside | TRC | Existing | NE4214 | Wall Insulation | Wall Insulation | NonEquip | 20 |  | 0% | Tech/Econ | 34.88% | 0 | 0 | 0
Tech | Lodging/Hospitality | Space Cooling | Central chillers inside | TRC | Existing | NE4136 | Smart Thermostat | Smart Thermostat | NonEquip | 11 |  | 45.33% | Tech/Econ | 10% | 1275606.54 | -40.8599 | 0
Tech | Lodging/Hospitality | Space Cooling | Central chillers inside | TRC | Existing | NE4110 | Roof Insulation | Roof Insulation | NonEquip | 20 |  | 43.5% | Tech/Econ | 0.7194% | 75834.9531 | 31.3639 | 0
Tech | Lodging/Hospitality | Space Cooling | Central chillers inside | TRC | Existing | NE4032 | Programmable Thermostat | Programmable Thermostat | NonEquip | 11 |  | 0% | Tech/Econ | 3.6% | 0 | 0 | 0
Tech | Lodging/Hospitality | Space Cooling | Central chillers inside | TRC | Existing | NE3980 | Low U-Value Windows | Low U-Value Windows | NonEquip | 20 |  | 10.75% | Tech/Econ | 46% | 1922695.678 | 848.4138 | 0
Tech | Lodging/Hospitality | Space Cooling | Central chillers inside | TRC | Existing | NE3902 | HVAC tune-up_RTU | HVAC tune-up_RTU | NonEquip | 5 | Packaged air conditioning units (RTUs) | 0% | Tech/Econ | 5% | 0 | 0 | 0
Tech | Lodging/Hospitality | Space Cooling | Central chillers inside | TRC | Existing | NE3876 | HVAC tune-up | HVAC tune-up | NonEquip | 5 | Residential-type central air conditioners | 0% | Tech/Econ | 5% | 0 | 0 | 0
Tech | Lodging/Hospitality | Space Cooling | Central chillers inside | TRC | Existing | NE3824 | Hotel Card Energy Control Systems | Hotel Card Energy Control Systems | NonEquip | 15 |  | 41.26% | Tech/Econ | 5.293% | 572185.0419 | 4.5744 | 0
Tech | Lodging/Hospitality | Space Cooling | Central chillers inside | TRC | Existing | NE3798 | Green Roof | Green Roof | NonEquip | 15 |  | 0.126% | Tech/Econ | 0.4169% | 126.3614 | 0.071205 | 0
Tech | Lodging/Hospitality | Space Cooling | Central chillers inside | TRC | Existing | NE3668 | Facility Energy Management System | Facility Energy Management System | NonEquip | 15 |  | 0.7167% | Tech/Econ | 20% | 43277.4596 | 11.2937 | 0
Tech | Lodging/Hospitality | Space Cooling | Central chillers inside | TRC | Existing | NE3590 | Energy Recovery Ventilation System (ERV) | Energy Recovery Ventilation System (ERV) | NonEquip | 15 | Packaged air conditioning units (RTUs) | 0% | Tech/Econ | 9.935% | 0 | 0 | 0
Tech | Lodging/Hospitality | Space Cooling | Central chillers inside | TRC | Existing | NE3512 | Duct Sealing Repair | Duct Sealing Repair | NonEquip | 15 |  | 0% | Tech/Econ | 12% | 0 | 0 | 0
Tech | Lodging/Hospitality | Space Cooling | Central chillers inside | TRC | Existing | NE3460 | Duct Insulation | Duct Insulation | NonEquip | 15 |  | 0% | Tech/Econ | 2.045% | 0 | 0 | 0
Tech | Lodging/Hospitality | Space Cooling | Central chillers inside | TRC | Existing | NE3408 | Dedicated Outdoor Air System on VRF unit | Dedicated Outdoor Air System on VRF unit | NonEquip | 15 | Residential-type central air conditioners | 0% | Tech/Econ | 17.5% | 0 | 0 | 0
Tech | Lodging/Hospitality | Space Cooling | Central chillers inside | TRC | Existing | NE3356 | Cool Roof | Cool Roof | NonEquip | 15 |  | 72.68% | Tech/Econ | 0.5924% | 104012.1555 | 58.6114 | 0
Tech | Lodging/Hospitality | Space Cooling | Central chillers inside | TRC | Existing | NE3304 | Chilled Water System - Variable Speed Drives | Chilled Water System - Variable Speed Drives | NonEquip | 13 | Central chillers inside | 73.99% | Tech/Econ | 24.74% | 6765084.099 | 739.1244 | 33.1455
Tech | Lodging/Hospitality | Space Cooling | Central chillers inside | TRC | Existing | NE3278 | Chilled Water Controls Optimization | Chilled Water Controls Optimization | NonEquip | 10 | Central chillers inside | 34.04% | Tech/Econ | 12.5% | 1250776.174 | 485.6515 | 0.021705
Tech | Lodging/Hospitality | Space Cooling | Central chillers inside | TRC | Existing | NE3200 | Ceiling Insulation(R2 to R38) | Ceiling Insulation(R2 to R38) | NonEquip | 20 |  | 0% | Tech/Econ | 4.907% | 0 | 0 | 0
Tech | Lodging/Hospitality | Space Cooling | Central chillers inside | TRC | Existing | NE3096 | Ceiling Insulation(R12 to R38) | Ceiling Insulation(R12 to R38) | NonEquip | 20 |  | 0% | Tech/Econ | 0.5907% | 0 | 0 | 0
Tech | Lodging/Hospitality | Space Cooling | Central chillers inside | TRC | Existing | NE3044 | Airside Economizer | Airside Economizer | NonEquip | 10 | Packaged air conditioning units (RTUs) | 0% | Tech/Econ | 5.556% | 0 | 0 | 0
Tech | Lodging/Hospitality | Space Cooling | Central chillers inside | TRC | Turnover | ET983 | High Efficiency Chiller (Water cooled-centrifugal, 200 tons) | High Efficiency Chiller (Water cooled-centrifugal, 200 tons) | Equip | 20 | Central chillers inside | 28.37% | Tech/Econ | 4.362% | 317151.4547 | 119.506 | 0.23213
Tech | Lodging/Hospitality | Space Cooling | Central chillers inside | TRC | Turnover | ET905 | High Efficiency Chiller (Air Cooled, 50 tons) | High Efficiency Chiller (Air Cooled, 50 tons) | Equip | 20 | Central chillers inside | 28.37% | Tech/Econ | 8.759% | 667603.0209 | 181.8541 | 8.2761
Tech | Lodging/Hospitality | Space Cooling | Central chillers inside | TRC | Turnover | ET1061 | High Efficiency Chiller (Water cooled-positive displacement, 100 tons) | High Efficiency Chiller (Water cooled-positive displacement, 100 tons) | Equip | 20 | Central chillers inside | 28.37% | Tech/Econ | 2.683% | 192637.2239 | 72.5877 | 0.14099
Tech | Lodging/Hospitality | Space Cooling | Central chillers inside | TRC | New | EN931 | High Efficiency Chiller (Air Cooled, 50 tons) | High Efficiency Chiller (Air Cooled, 50 tons) | Equip | 20 | Central chillers inside | 28.37% | Tech/Econ | 8.759% | 0 | 0 | 0
Tech | Lodging/Hospitality | Space Cooling | Central chillers inside | TRC | New | EN1087 | High Efficiency Chiller (Water cooled-positive displacement, 100 tons) | High Efficiency Chiller (Water cooled-positive displacement, 100 tons) | Equip | 20 | Central chillers inside | 28.37% | Tech/Econ | 2.683% | 0 | 0 | 0
Tech | Lodging/Hospitality | Space Cooling | Central chillers inside | TRC | New | EN1009 | High Efficiency Chiller (Water cooled-centrifugal, 200 tons) | High Efficiency Chiller (Water cooled-centrifugal, 200 tons) | Equip | 20 | Central chillers inside | 28.37% | Tech/Econ | 4.362% | 0 | 0 | 0
Tech | Lodging/Hospitality | Ventilation and Circulation | Central air-handling unit | TRC | New | NN5397 | Retro-Commissioning | Retro-Commissioning | NonEquip | 5 |  | 0% | Tech/Econ | 16% | 0 | 0 | 0
Tech | Lodging/Hospitality | Ventilation and Circulation | Central air-handling unit | TRC | New | NN4981 | VAV System | VAV System | NonEquip | 10 |  | 0% | Tech/Econ | 30% | 0 | 0 | 0
Tech | Lodging/Hospitality | Ventilation and Circulation | Central air-handling unit | TRC | New | NN4955 | Demand Controlled Ventilation | Demand Controlled Ventilation | NonEquip | 10 |  | 23.39% | Tech/Econ | 40.89% | 201257.0237 | 20.9538 | 117.9699
Tech | Lodging/Hospitality | Ventilation and Circulation | Central air-handling unit | TRC | New | NN4929 | CO Sensors for Parking Garage Exhaust | CO Sensors for Parking Garage Exhaust | NonEquip | 15 | Motor/Fan | 0% | Tech/Econ | 33% | 0 | 0 | 0
Tech | Lodging/Hospitality | Ventilation and Circulation | Central air-handling unit | TRC | Existing | NE5384 | Retro-Commissioning | Retro-Commissioning | NonEquip | 5 |  | 21.99% | Tech/Econ | 16% | 3715291.678 | 1147.0834 | 2222.5913
Tech | Lodging/Hospitality | Ventilation and Circulation | Central air-handling unit | TRC | Existing | NE4968 | VAV System | VAV System | NonEquip | 10 |  | 0% | Tech/Econ | 30% | 0 | 0 | 0
Tech | Lodging/Hospitality | Ventilation and Circulation | Central air-handling unit | TRC | Existing | NE4942 | Demand Controlled Ventilation | Demand Controlled Ventilation | NonEquip | 10 |  | 23.39% | Tech/Econ | 40.89% | 11169196.31 | 1162.8771 | 6546.998
Tech | Lodging/Hospitality | Ventilation and Circulation | Central air-handling unit | TRC | Existing | NE4916 | CO Sensors for Parking Garage Exhaust | CO Sensors for Parking Garage Exhaust | NonEquip | 15 | Motor/Fan | 0% | Tech/Econ | 33% | 0 | 0 | 0
Tech | Lodging/Hospitality | Interior Lighting | case lighting | TRC | New | NN5267 | Retro-Commissioning | Retro-Commissioning | NonEquip | 5 |  | 0% | Tech/Econ | 16% | 0 | 0 | 0
Tech | Lodging/Hospitality | Interior Lighting | case lighting | TRC | New | NN4435 | Interior Lighting Controls | Interior Lighting Controls | NonEquip | 8 | Overhead (fluorescent/LED/CFL U-shape) | 0% | Tech/Econ | 28% | 0 | 0 | 0
Tech | Lodging/Hospitality | Interior Lighting | case lighting | TRC | New | NN4409 | Bi-Level Lighting Control (Interior) | Bi-Level Lighting Control (Interior) | NonEquip | 8 | Overhead (fluorescent/LED/CFL U-shape) | 0% | Tech/Econ | 31% | 0 | 0 | 0
Tech | Lodging/Hospitality | Interior Lighting | case lighting | TRC | New | NN3707 | Facility Energy Management System | Facility Energy Management System | NonEquip | 15 |  | 4.276% | Tech/Econ | 24% | 0.8332 | 0.00021743 | 9.9973e-05
Tech | Lodging/Hospitality | Interior Lighting | case lighting | TRC | Existing | NE5254 | Retro-Commissioning | Retro-Commissioning | NonEquip | 5 |  | 21.99% | Tech/Econ | 16% | 158.2557 | 0.048861 | 0.094673
Tech | Lodging/Hospitality | Interior Lighting | case lighting | TRC | Existing | NE4422 | Interior Lighting Controls | Interior Lighting Controls | NonEquip | 8 | Overhead (fluorescent/LED/CFL U-shape) | 0% | Tech/Econ | 28% | 0 | 0 | 0
Tech | Lodging/Hospitality | Interior Lighting | case lighting | TRC | Existing | NE4396 | Bi-Level Lighting Control (Interior) | Bi-Level Lighting Control (Interior) | NonEquip | 8 | Overhead (fluorescent/LED/CFL U-shape) | 0% | Tech/Econ | 31% | 0 | 0 | 0
Tech | Lodging/Hospitality | Interior Lighting | case lighting | TRC | Existing | NE3694 | Facility Energy Management System | Facility Energy Management System | NonEquip | 15 |  | 0.7167% | Tech/Econ | 24% | 7.7503 | 0.0020225 | 0.00092993
Tech | Lodging/Hospitality | Space Heating | Boilers | TRC | New | NN5345 | Retro-Commissioning | Retro-Commissioning | NonEquip | 5 |  | 0% | Tech/Econ | 16% | 0 | 0 | 0
Tech | Lodging/Hospitality | Space Heating | Boilers | TRC | New | NN4331 | Water Cooled Refrigeration Heat Recovery | Water Cooled Refrigeration Heat Recovery | NonEquip | 20 |  | 0% | Tech/Econ | 10% | 0 | 0 | 0
Tech | Lodging/Hospitality | Space Heating | Boilers | TRC | New | NN4279 | Warehouse Loading Dock Seals | Warehouse Loading Dock Seals | NonEquip | 18 |  | 0% | Tech/Econ | 0.522% | 0 | 0 | 0
Tech | Lodging/Hospitality | Space Heating | Boilers | TRC | New | NN4253 | Wall Insulation | Wall Insulation | NonEquip | 20 |  | 0% | Tech/Econ | 0% | 0 | 0 | 0
Tech | Lodging/Hospitality | Space Heating | Boilers | TRC | New | NN4175 | Smart Thermostat | Smart Thermostat | NonEquip | 11 |  | 45.33% | Tech/Econ | 10% | 0 | 0 | 0
Tech | Lodging/Hospitality | Space Heating | Boilers | TRC | New | NN4097 | Roof Insulation | Roof Insulation | NonEquip | 20 |  | 37.5% | Tech/Econ | 0.4445% | 0 | 0 | 0
Tech | Lodging/Hospitality | Space Heating | Boilers | TRC | New | NN4071 | Programmable Thermostat | Programmable Thermostat | NonEquip | 11 |  | 0% | Tech/Econ | 3.6% | 0 | 0 | 0
Tech | Lodging/Hospitality | Space Heating | Boilers | TRC | New | NN4019 | Low U-Value Windows | Low U-Value Windows | NonEquip | 20 |  | 26.88% | Tech/Econ | 10% | 0 | 0 | 0
Tech | Lodging/Hospitality | Space Heating | Boilers | TRC | New | NN3941 | Infiltration Reduction - Air Sealing | Infiltration Reduction - Air Sealing | NonEquip | 11 |  | 0% | Tech/Econ | 0.261% | 0 | 0 | 0
Tech | Lodging/Hospitality | Space Heating | Boilers | TRC | New | NN3863 | Hotel Card Energy Control Systems | Hotel Card Energy Control Systems | NonEquip | 15 |  | 41.26% | Tech/Econ | 5.293% | 0 | 0 | 0
Tech | Lodging/Hospitality | Space Heating | Boilers | TRC | New | NN3785 | Green Roof | Green Roof | NonEquip | 15 |  | 0.63% | Tech/Econ | 0.6869% | 0 | 0 | 0
Tech | Lodging/Hospitality | Space Heating | Boilers | TRC | New | NN3733 | Floor Insulation | Floor Insulation | NonEquip | 20 |  | 16.87% | Tech/Econ | 0.2332% | 0 | 0 | 0
Tech | Lodging/Hospitality | Space Heating | Boilers | TRC | New | NN3655 | Facility Energy Management System | Facility Energy Management System | NonEquip | 15 |  | 4.276% | Tech/Econ | 20% | 0 | 0 | 0
Tech | Lodging/Hospitality | Space Heating | Boilers | TRC | New | NN3577 | ECM Motors on Furnaces | ECM Motors on Furnaces | NonEquip | 15 | Forced air furnace | 0% | Tech/Econ | 1.706% | 0 | 0 | 0
Tech | Lodging/Hospitality | Space Heating | Boilers | TRC | New | NN3551 | Duct Sealing Repair | Duct Sealing Repair | NonEquip | 15 |  | 0% | Tech/Econ | 12% | 0 | 0 | 0
Tech | Lodging/Hospitality | Space Heating | Boilers | TRC | New | NN3499 | Duct Insulation | Duct Insulation | NonEquip | 15 |  | 0% | Tech/Econ | 2.045% | 0 | 0 | 0
Tech | Lodging/Hospitality | Space Heating | Boilers | TRC | New | NN3447 | Destratification Fans | Destratification Fans | NonEquip | 10 |  | 0% | Tech/Econ | 13.15% | 0 | 0 | 0
Tech | Lodging/Hospitality | Space Heating | Boilers | TRC | New | NN3395 | Dedicated Outdoor Air System on VRF unit | Dedicated Outdoor Air System on VRF unit | NonEquip | 15 | Residential/split system heat pump | 0% | Tech/Econ | 10% | 0 | 0 | 0
Tech | Lodging/Hospitality | Space Heating | Boilers | TRC | New | NN3343 | Cool Roof | Cool Roof | NonEquip | 15 |  | 72.18% | Tech/Econ | 0.07756% | 0 | 0 | 0
Tech | Lodging/Hospitality | Space Heating | Boilers | TRC | New | NN3239 | Ceiling Insulation(R30 to R38) | Ceiling Insulation(R30 to R38) | NonEquip | 20 |  | 0% | Tech/Econ | 0.08983% | 0 | 0 | 0
Tech | Lodging/Hospitality | Space Heating | Boilers | TRC | New | NN3187 | Ceiling Insulation(R2 to R38) | Ceiling Insulation(R2 to R38) | NonEquip | 20 |  | 0% | Tech/Econ | 6.064% | 0 | 0 | 0
Tech | Lodging/Hospitality | Space Heating | Boilers | TRC | New | NN3135 | Ceiling Insulation(R19 to R38) | Ceiling Insulation(R19 to R38) | NonEquip | 20 |  | 0% | Tech/Econ | 0.3369% | 0 | 0 | 0
Tech | Lodging/Hospitality | Space Heating | Boilers | TRC | New | NN3083 | Ceiling Insulation(R12 to R38) | Ceiling Insulation(R12 to R38) | NonEquip | 20 |  | 0% | Tech/Econ | 0.7299% | 0 | 0 | 0
Tech | Lodging/Hospitality | Space Heating | Boilers | TRC | New | NN3005 | Air Curtains | Air Curtains | NonEquip | 8 |  | 28.37% | Tech/Econ | 0.2603% | 0 | 0 | 0
Tech | Lodging/Hospitality | Space Heating | Boilers | TRC | Existing | NE5332 | Retro-Commissioning | Retro-Commissioning | NonEquip | 5 |  | 21.99% | Tech/Econ | 16% | 0 | 0 | 0
Tech | Lodging/Hospitality | Space Heating | Boilers | TRC | Existing | NE4318 | Water Cooled Refrigeration Heat Recovery | Water Cooled Refrigeration Heat Recovery | NonEquip | 20 |  | 0% | Tech/Econ | 10% | 0 | 0 | 0
Tech | Lodging/Hospitality | Space Heating | Boilers | TRC | Existing | NE4266 | Warehouse Loading Dock Seals | Warehouse Loading Dock Seals | NonEquip | 18 |  | 0% | Tech/Econ | 0.576% | 0 | 0 | 0
Tech | Lodging/Hospitality | Space Heating | Boilers | TRC | Existing | NE4240 | Wall Insulation | Wall Insulation | NonEquip | 20 |  | 0% | Tech/Econ | 6.945% | 0 | 0 | 0
Tech | Lodging/Hospitality | Space Heating | Boilers | TRC | Existing | NE4162 | Smart Thermostat | Smart Thermostat | NonEquip | 11 |  | 45.33% | Tech/Econ | 10% | 0 | 0 | 0
Tech | Lodging/Hospitality | Space Heating | Boilers | TRC | Existing | NE4084 | Roof Insulation | Roof Insulation | NonEquip | 20 |  | 43.5% | Tech/Econ | 0.9809% | 0 | 0 | 0
Tech | Lodging/Hospitality | Space Heating | Boilers | TRC | Existing | NE4058 | Programmable Thermostat | Programmable Thermostat | NonEquip | 11 |  | 0% | Tech/Econ | 3.6% | 0 | 0 | 0
Tech | Lodging/Hospitality | Space Heating | Boilers | TRC | Existing | NE4006 | Low U-Value Windows | Low U-Value Windows | NonEquip | 20 |  | 10.75% | Tech/Econ | 46% | 0 | 0 | 0
Tech | Lodging/Hospitality | Space Heating | Boilers | TRC | Existing | NE3928 | Infiltration Reduction - Air Sealing | Infiltration Reduction - Air Sealing | NonEquip | 11 |  | 0% | Tech/Econ | 0.288% | 0 | 0 | 0
Tech | Lodging/Hospitality | Space Heating | Boilers | TRC | Existing | NE3850 | Hotel Card Energy Control Systems | Hotel Card Energy Control Systems | NonEquip | 15 |  | 41.26% | Tech/Econ | 5.293% | 0 | 0 | 0
Tech | Lodging/Hospitality | Space Heating | Boilers | TRC | Existing | NE3772 | Green Roof | Green Roof | NonEquip | 15 |  | 0.126% | Tech/Econ | 0.758% | 0 | 0 | 0
Tech | Lodging/Hospitality | Space Heating | Boilers | TRC | Existing | NE3720 | Floor Insulation | Floor Insulation | NonEquip | 20 |  | 12.15% | Tech/Econ | 0.2573% | 0 | 0 | 0
Tech | Lodging/Hospitality | Space Heating | Boilers | TRC | Existing | NE3642 | Facility Energy Management System | Facility Energy Management System | NonEquip | 15 |  | 0.7167% | Tech/Econ | 20% | 0 | 0 | 0
Tech | Lodging/Hospitality | Space Heating | Boilers | TRC | Existing | NE3564 | ECM Motors on Furnaces | ECM Motors on Furnaces | NonEquip | 15 | Forced air furnace | 0% | Tech/Econ | 1.706% | 0 | 0 | 0
Tech | Lodging/Hospitality | Space Heating | Boilers | TRC | Existing | NE3538 | Duct Sealing Repair | Duct Sealing Repair | NonEquip | 15 |  | 0% | Tech/Econ | 12% | 0 | 0 | 0
Tech | Lodging/Hospitality | Space Heating | Boilers | TRC | Existing | NE3486 | Duct Insulation | Duct Insulation | NonEquip | 15 |  | 0% | Tech/Econ | 2.045% | 0 | 0 | 0
Tech | Lodging/Hospitality | Space Heating | Boilers | TRC | Existing | NE3434 | Destratification Fans | Destratification Fans | NonEquip | 10 |  | 0% | Tech/Econ | 13.15% | 0 | 0 | 0
Tech | Lodging/Hospitality | Space Heating | Boilers | TRC | Existing | NE3382 | Dedicated Outdoor Air System on VRF unit | Dedicated Outdoor Air System on VRF unit | NonEquip | 15 | Residential/split system heat pump | 0% | Tech/Econ | 10% | 0 | 0 | 0
Tech | Lodging/Hospitality | Space Heating | Boilers | TRC | Existing | NE3330 | Cool Roof | Cool Roof | NonEquip | 15 |  | 72.68% | Tech/Econ | 0.08559% | 0 | 0 | 0
Tech | Lodging/Hospitality | Space Heating | Boilers | TRC | Existing | NE3226 | Ceiling Insulation(R30 to R38) | Ceiling Insulation(R30 to R38) | NonEquip | 20 |  | 0% | Tech/Econ | 0.09913% | 0 | 0 | 0
Tech | Lodging/Hospitality | Space Heating | Boilers | TRC | Existing | NE3174 | Ceiling Insulation(R2 to R38) | Ceiling Insulation(R2 to R38) | NonEquip | 20 |  | 0% | Tech/Econ | 6.691% | 0 | 0 | 0
Tech | Lodging/Hospitality | Space Heating | Boilers | TRC | Existing | NE3122 | Ceiling Insulation(R19 to R38) | Ceiling Insulation(R19 to R38) | NonEquip | 20 |  | 0% | Tech/Econ | 0.3717% | 0 | 0 | 0
Tech | Lodging/Hospitality | Space Heating | Boilers | TRC | Existing | NE3070 | Ceiling Insulation(R12 to R38) | Ceiling Insulation(R12 to R38) | NonEquip | 20 |  | 0% | Tech/Econ | 0.8054% | 0 | 0 | 0
Tech | Lodging/Hospitality | Space Heating | Boilers | TRC | Existing | NE2992 | Air Curtains | Air Curtains | NonEquip | 8 |  | 33.45% | Tech/Econ | 0.2603% | 0 | 0 | 0
Tech | Lodging/Hospitality | Domestic Hot Water | "Point-of-Use" water heaters | TRC | New | NN5423 | Retro-Commissioning | Retro-Commissioning | NonEquip | 5 |  | 0% | Tech/Econ | 16% | 0 | 0 | 0
Tech | Lodging/Hospitality | Domestic Hot Water | "Point-of-Use" water heaters | TRC | New | NN2927 | Thermostatic Shower Restriction Valve | Thermostatic Shower Restriction Valve | NonEquip | 10 | Centralized water heaters | 0% | Tech/Econ | 13.66% | 0 | 0 | 0
Tech | Lodging/Hospitality | Domestic Hot Water | "Point-of-Use" water heaters | TRC | New | NN2901 | Tank Wrap on Water Heater | Tank Wrap on Water Heater | NonEquip | 7 | Centralized water heaters | 0% | Tech/Econ | 1.097% | 0 | 0 | 0
Tech | Lodging/Hospitality | Domestic Hot Water | "Point-of-Use" water heaters | TRC | New | NN2875 | Low-Flow Pre-Rinse Sprayers | Low-Flow Pre-Rinse Sprayers | NonEquip | 5 | Centralized water heaters | 0% | Tech/Econ | 3.286% | 0 | 0 | 0
Tech | Lodging/Hospitality | Domestic Hot Water | "Point-of-Use" water heaters | TRC | New | NN2849 | Low Flow Shower Head | Low Flow Shower Head | NonEquip | 10 | Centralized water heaters | 0% | Tech/Econ | 2.768% | 0 | 0 | 0
Tech | Lodging/Hospitality | Domestic Hot Water | "Point-of-Use" water heaters | TRC | New | NN2823 | Hot Water Pipe Insulation | Hot Water Pipe Insulation | NonEquip | 13 | Centralized water heaters | 0% | Tech/Econ | 5.89% | 0 | 0 | 0
Tech | Lodging/Hospitality | Domestic Hot Water | "Point-of-Use" water heaters | TRC | New | NN2797 | Hot Water Circulation Pump Control | Hot Water Circulation Pump Control | NonEquip | 15 | Centralized water heaters | 0% | Tech/Econ | 2.828% | 0 | 0 | 0
Tech | Lodging/Hospitality | Domestic Hot Water | "Point-of-Use" water heaters | TRC | New | NN2771 | Faucet Aerator | Faucet Aerator | NonEquip | 10 | Centralized water heaters | 0% | Tech/Econ | 0.9484% | 0 | 0 | 0
Tech | Lodging/Hospitality | Domestic Hot Water | "Point-of-Use" water heaters | TRC | New | NN2745 | Drain Water Heat Recovery | Drain Water Heat Recovery | NonEquip | 15 | Centralized water heaters | 0% | Tech/Econ | 12.27% | 0 | 0 | 0
Tech | Lodging/Hospitality | Domestic Hot Water | "Point-of-Use" water heaters | TRC | Existing | NE5410 | Retro-Commissioning | Retro-Commissioning | NonEquip | 5 |  | 21.99% | Tech/Econ | 16% | 22976.179 | 7.0938 | 13.745
Tech | Lodging/Hospitality | Domestic Hot Water | "Point-of-Use" water heaters | TRC | Existing | NE2914 | Thermostatic Shower Restriction Valve | Thermostatic Shower Restriction Valve | NonEquip | 10 | Centralized water heaters | 0% | Tech/Econ | 13.07% | 0 | 0 | 0
Tech | Lodging/Hospitality | Domestic Hot Water | "Point-of-Use" water heaters | TRC | Existing | NE2888 | Tank Wrap on Water Heater | Tank Wrap on Water Heater | NonEquip | 7 | Centralized water heaters | 0% | Tech/Econ | 1.097% | 0 | 0 | 0
Tech | Lodging/Hospitality | Domestic Hot Water | "Point-of-Use" water heaters | TRC | Existing | NE2862 | Low-Flow Pre-Rinse Sprayers | Low-Flow Pre-Rinse Sprayers | NonEquip | 5 | Centralized water heaters | 0% | Tech/Econ | 3.134% | 0 | 0 | 0
Tech | Lodging/Hospitality | Domestic Hot Water | "Point-of-Use" water heaters | TRC | Existing | NE2836 | Low Flow Shower Head | Low Flow Shower Head | NonEquip | 10 | Centralized water heaters | 0% | Tech/Econ | 2.648% | 0 | 0 | 0
Tech | Lodging/Hospitality | Domestic Hot Water | "Point-of-Use" water heaters | TRC | Existing | NE2810 | Hot Water Pipe Insulation | Hot Water Pipe Insulation | NonEquip | 13 | Centralized water heaters | 0% | Tech/Econ | 5.634% | 0 | 0 | 0
Tech | Lodging/Hospitality | Domestic Hot Water | "Point-of-Use" water heaters | TRC | Existing | NE2784 | Hot Water Circulation Pump Control | Hot Water Circulation Pump Control | NonEquip | 15 | Centralized water heaters | 0% | Tech/Econ | 2.706% | 0 | 0 | 0
Tech | Lodging/Hospitality | Domestic Hot Water | "Point-of-Use" water heaters | TRC | Existing | NE2758 | Faucet Aerator | Faucet Aerator | NonEquip | 10 | Centralized water heaters | 0% | Tech/Econ | 0.9072% | 0 | 0 | 0
Tech | Lodging/Hospitality | Domestic Hot Water | "Point-of-Use" water heaters | TRC | Existing | NE2732 | Drain Water Heat Recovery | Drain Water Heat Recovery | NonEquip | 15 | Centralized water heaters | 0% | Tech/Econ | 12.27% | 0 | 0 | 0
Tech | Lodging/Hospitality | Domestic Hot Water | "Point-of-Use" water heaters | TRC | Turnover | ET398 | Instantaneous Hot Water System | Instantaneous Hot Water System | Equip | 20 | "Point-of-Use" water heaters | 94.56% | Tech/Econ | 5.847% | 38220.6485 | 4.252 | 4.4367
Tech | Lodging/Hospitality | Domestic Hot Water | "Point-of-Use" water heaters | TRC | Turnover | ET320 | Energy Star Commercial Dishwasher | Energy Star Commercial Dishwasher | Equip | 15 | "Point-of-Use" water heaters | 29.7% | Tech/Econ | 29.42% | 66175.379 | 4.8018 | -0.00051087
Tech | Lodging/Hospitality | Domestic Hot Water | "Point-of-Use" water heaters | TRC | New | EN424 | Instantaneous Hot Water System | Instantaneous Hot Water System | Equip | 20 | "Point-of-Use" water heaters | 94.56% | Tech/Econ | 5.847% | 511.9899 | 0.056958 | 0.059432
Tech | Lodging/Hospitality | Domestic Hot Water | "Point-of-Use" water heaters | TRC | New | EN346 | Energy Star Commercial Dishwasher | Energy Star Commercial Dishwasher | Equip | 15 | "Point-of-Use" water heaters | 29.7% | Tech/Econ | 29.42% | 1192.4099 | 0.086523 | -9.2053e-06
Tech | Miscellaneous | Refrigeration | Walk-in cooler | TRC | New | NN5320 | Retro-Commissioning | Retro-Commissioning | NonEquip | 5 |  | 0% | Tech/Econ | 16% | 0 | 0 | 0
Tech | Miscellaneous | Refrigeration | Walk-in cooler | TRC | New | NN4904 | Strip Curtains for Walk-ins | Strip Curtains for Walk-ins | NonEquip | 4 | Walk-in cooler | 0% | Tech/Econ | 2.115% | 0 | 0 | 0
Tech | Miscellaneous | Refrigeration | Walk-in cooler | TRC | New | NN4878 | Refrigerated Display Case Lighting Controls | Refrigerated Display Case Lighting Controls | NonEquip | 8 | Display cases | 0% | Tech/Econ | 0.9365% | 0 | 0 | 0
Tech | Miscellaneous | Refrigeration | Walk-in cooler | TRC | New | NN4852 | PSC to ECM Evaporator Fan Motor (Walk-In, Refrigerator) | PSC to ECM Evaporator Fan Motor (Walk-In, Refrigerator) | NonEquip | 15 | Walk-in cooler | 0% | Tech/Econ | 37.5% | 0 | 0 | 0
Tech | Miscellaneous | Refrigeration | Walk-in cooler | TRC | New | NN4826 | PSC to ECM Evaporator Fan Motor (Reach-In) | PSC to ECM Evaporator Fan Motor (Reach-In) | NonEquip | 15 | Display cases | 0% | Tech/Econ | 37.5% | 0 | 0 | 0
Tech | Miscellaneous | Refrigeration | Walk-in cooler | TRC | New | NN4800 | Night Covers for Display Cases | Night Covers for Display Cases | NonEquip | 5 | Display cases | 0% | Tech/Econ | 1.877% | 0 | 0 | 0
Tech | Miscellaneous | Refrigeration | Walk-in cooler | TRC | New | NN4774 | High R-Value Glass Doors | High R-Value Glass Doors | NonEquip | 12 | Display cases | 0% | Tech/Econ | 0% | 0 | 0 | 0
Tech | Miscellaneous | Refrigeration | Walk-in cooler | TRC | New | NN4748 | High Efficiency Refrigeration Compressor | High Efficiency Refrigeration Compressor | NonEquip | 13 | Display cases | 0% | Tech/Econ | 6.922% | 0 | 0 | 0
Tech | Miscellaneous | Refrigeration | Walk-in cooler | TRC | New | NN4722 | Freezer-Cooler Replacement Gaskets | Freezer-Cooler Replacement Gaskets | NonEquip | 4 | Display cases | 0% | Tech/Econ | 0% | 0 | 0 | 0
Tech | Miscellaneous | Refrigeration | Walk-in cooler | TRC | New | NN4696 | Floating Head Pressure Controls | Floating Head Pressure Controls | NonEquip | 15 |  | 0% | Tech/Econ | 6.05% | 0 | 0 | 0
Tech | Miscellaneous | Refrigeration | Walk-in cooler | TRC | New | NN4670 | Demand Defrost | Demand Defrost | NonEquip | 10 | Walk-in cooler | 0% | Tech/Econ | 30% | 0 | 0 | 0
Tech | Miscellaneous | Refrigeration | Walk-in cooler | TRC | New | NN4644 | Automatic Door Closer for Walk-in Coolers and Freezers | Automatic Door Closer for Walk-in Coolers and Freezers | NonEquip | 8 | Walk-in cooler | 0% | Tech/Econ | 3.131% | 0 | 0 | 0
Tech | Miscellaneous | Refrigeration | Walk-in cooler | TRC | New | NN4618 | Anti-Sweat Controls | Anti-Sweat Controls | NonEquip | 8 | Display cases | 0% | Tech/Econ | 85% | 0 | 0 | 0
Tech | Miscellaneous | Refrigeration | Walk-in cooler | TRC | Existing | NE5307 | Retro-Commissioning | Retro-Commissioning | NonEquip | 5 |  | 21.99% | Tech/Econ | 16% | 2130.1091 | 0.35612 | 1.1041
Tech | Miscellaneous | Refrigeration | Walk-in cooler | TRC | Existing | NE4891 | Strip Curtains for Walk-ins | Strip Curtains for Walk-ins | NonEquip | 4 | Walk-in cooler | 0% | Tech/Econ | 2.115% | 0 | 0 | 0
Tech | Miscellaneous | Refrigeration | Walk-in cooler | TRC | Existing | NE4865 | Refrigerated Display Case Lighting Controls | Refrigerated Display Case Lighting Controls | NonEquip | 8 | Display cases | 0% | Tech/Econ | 2.524% | 0 | 0 | 0
Tech | Miscellaneous | Refrigeration | Walk-in cooler | TRC | Existing | NE4839 | PSC to ECM Evaporator Fan Motor (Walk-In, Refrigerator) | PSC to ECM Evaporator Fan Motor (Walk-In, Refrigerator) | NonEquip | 15 | Walk-in cooler | 0% | Tech/Econ | 37.5% | 0 | 0 | 0
Tech | Miscellaneous | Refrigeration | Walk-in cooler | TRC | Existing | NE4813 | PSC to ECM Evaporator Fan Motor (Reach-In) | PSC to ECM Evaporator Fan Motor (Reach-In) | NonEquip | 15 | Display cases | 0% | Tech/Econ | 37.5% | 0 | 0 | 0
Tech | Miscellaneous | Refrigeration | Walk-in cooler | TRC | Existing | NE4787 | Night Covers for Display Cases | Night Covers for Display Cases | NonEquip | 5 | Display cases | 0% | Tech/Econ | 1.877% | 0 | 0 | 0
Tech | Miscellaneous | Refrigeration | Walk-in cooler | TRC | Existing | NE4761 | High R-Value Glass Doors | High R-Value Glass Doors | NonEquip | 12 | Display cases | 0% | Tech/Econ | 23.81% | 0 | 0 | 0
Tech | Miscellaneous | Refrigeration | Walk-in cooler | TRC | Existing | NE4735 | High Efficiency Refrigeration Compressor | High Efficiency Refrigeration Compressor | NonEquip | 13 | Display cases | 0% | Tech/Econ | 6.922% | 0 | 0 | 0
Tech | Miscellaneous | Refrigeration | Walk-in cooler | TRC | Existing | NE4709 | Freezer-Cooler Replacement Gaskets | Freezer-Cooler Replacement Gaskets | NonEquip | 4 | Display cases | 0% | Tech/Econ | 3.131% | 0 | 0 | 0
Tech | Miscellaneous | Refrigeration | Walk-in cooler | TRC | Existing | NE4683 | Floating Head Pressure Controls | Floating Head Pressure Controls | NonEquip | 15 |  | 0% | Tech/Econ | 6.05% | 0 | 0 | 0
Tech | Miscellaneous | Refrigeration | Walk-in cooler | TRC | Existing | NE4657 | Demand Defrost | Demand Defrost | NonEquip | 10 | Walk-in cooler | 0% | Tech/Econ | 30% | 0 | 0 | 0
Tech | Miscellaneous | Refrigeration | Walk-in cooler | TRC | Existing | NE4631 | Automatic Door Closer for Walk-in Coolers and Freezers | Automatic Door Closer for Walk-in Coolers and Freezers | NonEquip | 8 | Walk-in cooler | 0% | Tech/Econ | 3.131% | 0 | 0 | 0
Tech | Miscellaneous | Refrigeration | Walk-in cooler | TRC | Existing | NE4605 | Anti-Sweat Controls | Anti-Sweat Controls | NonEquip | 8 | Display cases | 0% | Tech/Econ | 85% | 0 | 0 | 0
Tech | Miscellaneous | Refrigeration | Vending and ice makers | TRC | New | NN5320 | Retro-Commissioning | Retro-Commissioning | NonEquip | 5 |  | 0% | Tech/Econ | 16% | 0 | 0 | 0
Tech | Miscellaneous | Refrigeration | Vending and ice makers | TRC | New | NN4904 | Strip Curtains for Walk-ins | Strip Curtains for Walk-ins | NonEquip | 4 | Walk-in cooler | 0% | Tech/Econ | 2.115% | 0 | 0 | 0
Tech | Miscellaneous | Refrigeration | Vending and ice makers | TRC | New | NN4878 | Refrigerated Display Case Lighting Controls | Refrigerated Display Case Lighting Controls | NonEquip | 8 | Display cases | 0% | Tech/Econ | 0.9365% | 0 | 0 | 0
Tech | Miscellaneous | Refrigeration | Vending and ice makers | TRC | New | NN4852 | PSC to ECM Evaporator Fan Motor (Walk-In, Refrigerator) | PSC to ECM Evaporator Fan Motor (Walk-In, Refrigerator) | NonEquip | 15 | Walk-in cooler | 0% | Tech/Econ | 37.5% | 0 | 0 | 0
Tech | Miscellaneous | Refrigeration | Vending and ice makers | TRC | New | NN4826 | PSC to ECM Evaporator Fan Motor (Reach-In) | PSC to ECM Evaporator Fan Motor (Reach-In) | NonEquip | 15 | Display cases | 0% | Tech/Econ | 37.5% | 0 | 0 | 0
Tech | Miscellaneous | Refrigeration | Vending and ice makers | TRC | New | NN4800 | Night Covers for Display Cases | Night Covers for Display Cases | NonEquip | 5 | Display cases | 0% | Tech/Econ | 1.877% | 0 | 0 | 0
Tech | Miscellaneous | Refrigeration | Vending and ice makers | TRC | New | NN4774 | High R-Value Glass Doors | High R-Value Glass Doors | NonEquip | 12 | Display cases | 0% | Tech/Econ | 0% | 0 | 0 | 0
Tech | Miscellaneous | Refrigeration | Vending and ice makers | TRC | New | NN4748 | High Efficiency Refrigeration Compressor | High Efficiency Refrigeration Compressor | NonEquip | 13 | Display cases | 0% | Tech/Econ | 6.922% | 0 | 0 | 0
Tech | Miscellaneous | Refrigeration | Vending and ice makers | TRC | New | NN4722 | Freezer-Cooler Replacement Gaskets | Freezer-Cooler Replacement Gaskets | NonEquip | 4 | Display cases | 0% | Tech/Econ | 0% | 0 | 0 | 0
Tech | Miscellaneous | Refrigeration | Vending and ice makers | TRC | New | NN4696 | Floating Head Pressure Controls | Floating Head Pressure Controls | NonEquip | 15 |  | 0% | Tech/Econ | 6.05% | 0 | 0 | 0
Tech | Miscellaneous | Refrigeration | Vending and ice makers | TRC | New | NN4670 | Demand Defrost | Demand Defrost | NonEquip | 10 | Walk-in cooler | 0% | Tech/Econ | 30% | 0 | 0 | 0
Tech | Miscellaneous | Refrigeration | Vending and ice makers | TRC | New | NN4644 | Automatic Door Closer for Walk-in Coolers and Freezers | Automatic Door Closer for Walk-in Coolers and Freezers | NonEquip | 8 | Walk-in cooler | 0% | Tech/Econ | 3.131% | 0 | 0 | 0
Tech | Miscellaneous | Refrigeration | Vending and ice makers | TRC | New | NN4618 | Anti-Sweat Controls | Anti-Sweat Controls | NonEquip | 8 | Display cases | 0% | Tech/Econ | 85% | 0 | 0 | 0
Tech | Miscellaneous | Refrigeration | Vending and ice makers | TRC | Existing | NE5307 | Retro-Commissioning | Retro-Commissioning | NonEquip | 5 |  | 21.99% | Tech/Econ | 16% | 165609.6251 | 27.6869 | 85.8404
Tech | Miscellaneous | Refrigeration | Vending and ice makers | TRC | Existing | NE4891 | Strip Curtains for Walk-ins | Strip Curtains for Walk-ins | NonEquip | 4 | Walk-in cooler | 0% | Tech/Econ | 2.115% | 0 | 0 | 0
Tech | Miscellaneous | Refrigeration | Vending and ice makers | TRC | Existing | NE4865 | Refrigerated Display Case Lighting Controls | Refrigerated Display Case Lighting Controls | NonEquip | 8 | Display cases | 0% | Tech/Econ | 2.524% | 0 | 0 | 0
Tech | Miscellaneous | Refrigeration | Vending and ice makers | TRC | Existing | NE4839 | PSC to ECM Evaporator Fan Motor (Walk-In, Refrigerator) | PSC to ECM Evaporator Fan Motor (Walk-In, Refrigerator) | NonEquip | 15 | Walk-in cooler | 0% | Tech/Econ | 37.5% | 0 | 0 | 0
Tech | Miscellaneous | Refrigeration | Vending and ice makers | TRC | Existing | NE4813 | PSC to ECM Evaporator Fan Motor (Reach-In) | PSC to ECM Evaporator Fan Motor (Reach-In) | NonEquip | 15 | Display cases | 0% | Tech/Econ | 37.5% | 0 | 0 | 0
Tech | Miscellaneous | Refrigeration | Vending and ice makers | TRC | Existing | NE4787 | Night Covers for Display Cases | Night Covers for Display Cases | NonEquip | 5 | Display cases | 0% | Tech/Econ | 1.877% | 0 | 0 | 0
Tech | Miscellaneous | Refrigeration | Vending and ice makers | TRC | Existing | NE4761 | High R-Value Glass Doors | High R-Value Glass Doors | NonEquip | 12 | Display cases | 0% | Tech/Econ | 23.81% | 0 | 0 | 0
Tech | Miscellaneous | Refrigeration | Vending and ice makers | TRC | Existing | NE4735 | High Efficiency Refrigeration Compressor | High Efficiency Refrigeration Compressor | NonEquip | 13 | Display cases | 0% | Tech/Econ | 6.922% | 0 | 0 | 0
Tech | Miscellaneous | Refrigeration | Vending and ice makers | TRC | Existing | NE4709 | Freezer-Cooler Replacement Gaskets | Freezer-Cooler Replacement Gaskets | NonEquip | 4 | Display cases | 0% | Tech/Econ | 3.131% | 0 | 0 | 0
Tech | Miscellaneous | Refrigeration | Vending and ice makers | TRC | Existing | NE4683 | Floating Head Pressure Controls | Floating Head Pressure Controls | NonEquip | 15 |  | 0% | Tech/Econ | 6.05% | 0 | 0 | 0
Tech | Miscellaneous | Refrigeration | Vending and ice makers | TRC | Existing | NE4657 | Demand Defrost | Demand Defrost | NonEquip | 10 | Walk-in cooler | 0% | Tech/Econ | 30% | 0 | 0 | 0
Tech | Miscellaneous | Refrigeration | Vending and ice makers | TRC | Existing | NE4631 | Automatic Door Closer for Walk-in Coolers and Freezers | Automatic Door Closer for Walk-in Coolers and Freezers | NonEquip | 8 | Walk-in cooler | 0% | Tech/Econ | 3.131% | 0 | 0 | 0
Tech | Miscellaneous | Refrigeration | Vending and ice makers | TRC | Existing | NE4605 | Anti-Sweat Controls | Anti-Sweat Controls | NonEquip | 8 | Display cases | 0% | Tech/Econ | 85% | 0 | 0 | 0
Tech | Miscellaneous | Refrigeration | Vending and ice makers | TRC | Turnover | ET2577 | Energy Star Vending Machine | Energy Star Vending Machine | Equip | 14 | Vending and ice makers | 0% | Tech/Econ | 36% | 0 | 0 | 0
Tech | Miscellaneous | Refrigeration | Vending and ice makers | TRC | Turnover | ET2499 | Energy Star Ice Maker | Energy Star Ice Maker | Equip | 8 | Vending and ice makers | 0% | Tech/Econ | 11.39% | 0 | 0 | 0
Tech | Miscellaneous | Refrigeration | Vending and ice makers | TRC | New | EN2603 | Energy Star Vending Machine | Energy Star Vending Machine | Equip | 14 | Vending and ice makers | 0% | Tech/Econ | 36% | 0 | 0 | 0
Tech | Miscellaneous | Refrigeration | Vending and ice makers | TRC | New | EN2525 | Energy Star Ice Maker | Energy Star Ice Maker | Equip | 8 | Vending and ice makers | 0% | Tech/Econ | 11.39% | 0 | 0 | 0
Tech | Miscellaneous | Exterior Lighting | Street lighting | TRC | New | NN5294 | Retro-Commissioning | Retro-Commissioning | NonEquip | 5 |  | 0% | Tech/Econ | 16% | 0 | 0 | 0
Tech | Miscellaneous | Exterior Lighting | Street lighting | TRC | New | NN2980 | Outdoor Lighting Controls | Outdoor Lighting Controls | NonEquip | 8 | Exterior parking/lot lighting | 0% | Tech/Econ | 28% | 0 | 0 | 0
Tech | Miscellaneous | Exterior Lighting | Street lighting | TRC | New | NN2954 | Bi-Level Lighting Control (Exterior) | Bi-Level Lighting Control (Exterior) | NonEquip | 9 | Exterior parking/lot lighting | 0% | Tech/Econ | 31% | 0 | 0 | 0
Tech | Miscellaneous | Exterior Lighting | Street lighting | TRC | Existing | NE5281 | Retro-Commissioning | Retro-Commissioning | NonEquip | 5 |  | 21.99% | Tech/Econ | 16% | 18415.7798 | 0 | 9.5454
Tech | Miscellaneous | Exterior Lighting | Street lighting | TRC | Existing | NE2967 | Outdoor Lighting Controls | Outdoor Lighting Controls | NonEquip | 8 | Exterior parking/lot lighting | 0% | Tech/Econ | 28% | 0 | 0 | 0
Tech | Miscellaneous | Exterior Lighting | Street lighting | TRC | Existing | NE2941 | Bi-Level Lighting Control (Exterior) | Bi-Level Lighting Control (Exterior) | NonEquip | 9 | Exterior parking/lot lighting | 0% | Tech/Econ | 31% | 0 | 0 | 0
Tech | Miscellaneous | Exterior Lighting | Street lighting | TRC | Turnover | ET789 | LED Traffic and Crosswalk Lighting | LED Traffic and Crosswalk Lighting | Equip | 10 | Street lighting | 0% | Tech/Econ | 37.14% | 0 | 0 | 0
Tech | Miscellaneous | Exterior Lighting | Street lighting | TRC | Turnover | ET750 | LED Street Lights | LED Street Lights | Equip | 18 | Street lighting | 0% | Tech/Econ | 66.53% | 0 | 0 | 0
Tech | Miscellaneous | Exterior Lighting | Street lighting | TRC | New | EN815 | LED Traffic and Crosswalk Lighting | LED Traffic and Crosswalk Lighting | Equip | 10 | Street lighting | 0% | Tech/Econ | 37.14% | 0 | 0 | 0
Tech | Miscellaneous | Exterior Lighting | Street lighting | TRC | New | EN776 | LED Street Lights | LED Street Lights | Equip | 18 | Street lighting | 0% | Tech/Econ | 66.53% | 0 | 0 | 0
Tech | Miscellaneous | Cooking | Steamer | TRC | Turnover | ET204 | Energy Star Steamer | Energy Star Steamer | Equip | 12 | Steamer | 0% | Tech/Econ | 56.63% | 0 | 0 | 0
Tech | Miscellaneous | Cooking | Steamer | TRC | New | EN230 | Energy Star Steamer | Energy Star Steamer | Equip | 12 | Steamer | 0% | Tech/Econ | 56.63% | 0 | 0 | 0
Tech | Miscellaneous | Exterior Lighting | Spot lighting/Security/Flood | TRC | New | NN5294 | Retro-Commissioning | Retro-Commissioning | NonEquip | 5 |  | 0% | Tech/Econ | 16% | 0 | 0 | 0
Tech | Miscellaneous | Exterior Lighting | Spot lighting/Security/Flood | TRC | New | NN2980 | Outdoor Lighting Controls | Outdoor Lighting Controls | NonEquip | 8 | Exterior parking/lot lighting | 0% | Tech/Econ | 28% | 0 | 0 | 0
Tech | Miscellaneous | Exterior Lighting | Spot lighting/Security/Flood | TRC | New | NN2954 | Bi-Level Lighting Control (Exterior) | Bi-Level Lighting Control (Exterior) | NonEquip | 9 | Exterior parking/lot lighting | 0% | Tech/Econ | 31% | 0 | 0 | 0
Tech | Miscellaneous | Exterior Lighting | Spot lighting/Security/Flood | TRC | Existing | NE5281 | Retro-Commissioning | Retro-Commissioning | NonEquip | 5 |  | 21.99% | Tech/Econ | 16% | 15820.83 | 0 | 8.2004
Tech | Miscellaneous | Exterior Lighting | Spot lighting/Security/Flood | TRC | Existing | NE2967 | Outdoor Lighting Controls | Outdoor Lighting Controls | NonEquip | 8 | Exterior parking/lot lighting | 0% | Tech/Econ | 28% | 0 | 0 | 0
Tech | Miscellaneous | Exterior Lighting | Spot lighting/Security/Flood | TRC | Existing | NE2941 | Bi-Level Lighting Control (Exterior) | Bi-Level Lighting Control (Exterior) | NonEquip | 9 | Exterior parking/lot lighting | 0% | Tech/Econ | 31% | 0 | 0 | 0
Tech | Miscellaneous | Exterior Lighting | Spot lighting/Security/Flood | TRC | Turnover | ET672 | LED Exterior Lighting | LED Exterior Lighting | Equip | 13 | Spot lighting/Security/Flood | 4.624% | Tech/Econ | 60.51% | 12943.4716 | 0 | 0
Tech | Miscellaneous | Exterior Lighting | Spot lighting/Security/Flood | TRC | Turnover | ET555 | LED - 9W Flood | LED - 9W Flood | Equip | 15 | Spot lighting/Security/Flood | 13.49% | Tech/Econ | 86.15% | 60812.6257 | 0 | 0
Tech | Miscellaneous | Exterior Lighting | Spot lighting/Security/Flood | TRC | Turnover | ET477 | CFL - 15W Flood | CFL - 15W Flood | Equip | 7.8 | Spot lighting/Security/Flood | 0% | Tech/Econ | 76.92% | 0 | 0 | 0
Tech | Miscellaneous | Exterior Lighting | Spot lighting/Security/Flood | TRC | New | EN698 | LED Exterior Lighting | LED Exterior Lighting | Equip | 13 | Spot lighting/Security/Flood | 4.624% | Tech/Econ | 60.51% | 233.2276 | 0 | 0
Tech | Miscellaneous | Exterior Lighting | Spot lighting/Security/Flood | TRC | New | EN581 | LED - 9W Flood | LED - 9W Flood | Equip | 15 | Spot lighting/Security/Flood | 13.49% | Tech/Econ | 86.15% | 1095.7788 | 0 | 0
Tech | Miscellaneous | Exterior Lighting | Spot lighting/Security/Flood | TRC | New | EN503 | CFL - 15W Flood | CFL - 15W Flood | Equip | 7.8 | Spot lighting/Security/Flood | 0% | Tech/Econ | 76.92% | 0 | 0 | 0
Tech | Miscellaneous | Interior Lighting | Spot lighting | TRC | New | NN5268 | Retro-Commissioning | Retro-Commissioning | NonEquip | 5 |  | 0% | Tech/Econ | 16% | 0 | 0 | 0
Tech | Miscellaneous | Interior Lighting | Spot lighting | TRC | New | NN4436 | Interior Lighting Controls | Interior Lighting Controls | NonEquip | 8 | Overhead (fluorescent/LED/CFL U-shape) | 0% | Tech/Econ | 28% | 0 | 0 | 0
Tech | Miscellaneous | Interior Lighting | Spot lighting | TRC | New | NN4410 | Bi-Level Lighting Control (Interior) | Bi-Level Lighting Control (Interior) | NonEquip | 8 | Overhead (fluorescent/LED/CFL U-shape) | 0% | Tech/Econ | 31% | 0 | 0 | 0
Tech | Miscellaneous | Interior Lighting | Spot lighting | TRC | New | NN3708 | Facility Energy Management System | Facility Energy Management System | NonEquip | 15 |  | 6.861% | Tech/Econ | 24% | 14.1758 | 0.0029712 | 0.00025549
Tech | Miscellaneous | Interior Lighting | Spot lighting | TRC | Existing | NE5255 | Retro-Commissioning | Retro-Commissioning | NonEquip | 5 |  | 21.99% | Tech/Econ | 16% | 873.3893 | 0.14601 | 0.4527
Tech | Miscellaneous | Interior Lighting | Spot lighting | TRC | Existing | NE4423 | Interior Lighting Controls | Interior Lighting Controls | NonEquip | 8 | Overhead (fluorescent/LED/CFL U-shape) | 0% | Tech/Econ | 28% | 0 | 0 | 0
Tech | Miscellaneous | Interior Lighting | Spot lighting | TRC | Existing | NE4397 | Bi-Level Lighting Control (Interior) | Bi-Level Lighting Control (Interior) | NonEquip | 8 | Overhead (fluorescent/LED/CFL U-shape) | 0% | Tech/Econ | 31% | 0 | 0 | 0
Tech | Miscellaneous | Interior Lighting | Spot lighting | TRC | Existing | NE3695 | Facility Energy Management System | Facility Energy Management System | NonEquip | 15 |  | 6.861% | Tech/Econ | 24% | 415.6174 | 0.087111 | 0.0074908
Tech | Miscellaneous | Interior Lighting | Spot lighting | TRC | Turnover | ET1608 | LED Display Lighting (Interior) | LED Display Lighting (Interior) | Equip | 15 | Spot lighting | 2.306% | Tech/Econ | 87.04% | 958.9718 | 0.23549 | 0.053198
Tech | Miscellaneous | Interior Lighting | Spot lighting | TRC | Turnover | ET1569 | LED - 14W | LED - 14W | Equip | 15 | Spot lighting | 86.42% | Tech/Econ | 53.33% | 21577.466 | 5.1772 | 1.197
Tech | Miscellaneous | Interior Lighting | Spot lighting | TRC | Turnover | ET1452 | CFL-23W | CFL-23W | Equip | 7.8 | Spot lighting | 0% | Tech/Econ | 23.33% | 0 | 0 | 0
Tech | Miscellaneous | Interior Lighting | Spot lighting | TRC | New | EN1634 | LED Display Lighting (Interior) | LED Display Lighting (Interior) | Equip | 15 | Spot lighting | 0% | Tech/Econ | 87.04% | 0 | 0 | 0
Tech | Miscellaneous | Interior Lighting | Spot lighting | TRC | New | EN1595 | LED - 14W | LED - 14W | Equip | 15 | Spot lighting | 0% | Tech/Econ | 53.33% | 0 | 0 | 0
Tech | Miscellaneous | Interior Lighting | Spot lighting | TRC | New | EN1478 | CFL-23W | CFL-23W | Equip | 7.8 | Spot lighting | 0% | Tech/Econ | 23.33% | 0 | 0 | 0
Tech | Miscellaneous | Office Equipment | Servers | TRC | New | NN4592 | Smart Strip Plug Outlet | Smart Strip Plug Outlet | NonEquip | 4 |  | 43.9% | Tech/Econ | 1.187% | 15.4633 | 0.0022993 | 0
Tech | Miscellaneous | Office Equipment | Servers | TRC | New | NN4566 | Network PC Power Management | Network PC Power Management | NonEquip | 5 | Computers | 0% | Tech/Econ | 56.5% | 0 | 0 | 0
Tech | Miscellaneous | Office Equipment | Servers | TRC | Existing | NE4579 | Smart Strip Plug Outlet | Smart Strip Plug Outlet | NonEquip | 4 |  | 43.9% | Tech/Econ | 1.187% | 858.1698 | 0.1276 | 0
Tech | Miscellaneous | Office Equipment | Servers | TRC | Existing | NE4553 | Network PC Power Management | Network PC Power Management | NonEquip | 5 | Computers | 0% | Tech/Econ | 56.5% | 0 | 0 | 0
Tech | Miscellaneous | Office Equipment | Servers | TRC | Turnover | ET2304 | Server Virtualization | Server Virtualization | Equip | 3 | Servers | 39.02% | Tech/Econ | 85.71% | 92922.6007 | 13.8305 | 9.6195
Tech | Miscellaneous | Office Equipment | Servers | TRC | Turnover | ET2226 | Energy Star Servers | Energy Star Servers | Equip | 4 | Servers | 47.28% | Tech/Econ | 23.08% | 20172.3193 | 3.0024 | 2.0883
Tech | Miscellaneous | Office Equipment | Servers | TRC | Turnover | ET1140 | High Efficiency Data Center Cooling | High Efficiency Data Center Cooling | Equip | 20 | Servers | 0% | Tech/Econ | 28% | 0 | 0 | 0
Tech | Miscellaneous | Office Equipment | Servers | TRC | New | EN2330 | Server Virtualization | Server Virtualization | Equip | 3 | Servers | 39.02% | Tech/Econ | 85.71% | 1674.3663 | 0.24921 | 0.17333
Tech | Miscellaneous | Office Equipment | Servers | TRC | New | EN2252 | Energy Star Servers | Energy Star Servers | Equip | 4 | Servers | 47.28% | Tech/Econ | 23.08% | 363.4837 | 0.054101 | 0.037628
Tech | Miscellaneous | Office Equipment | Servers | TRC | New | EN1166 | High Efficiency Data Center Cooling | High Efficiency Data Center Cooling | Equip | 20 | Servers | 0% | Tech/Econ | 28% | 0 | 0 | 0
Tech | Miscellaneous | Space Cooling | Residential-type central air conditioners | TRC | New | NN5372 | Retro-Commissioning | Retro-Commissioning | NonEquip | 5 |  | 0% | Tech/Econ | 16% | 0 | 0 | 0
Tech | Miscellaneous | Space Cooling | Residential-type central air conditioners | TRC | New | NN4384 | Window Sun Protection | Window Sun Protection | NonEquip | 10 |  | 12.84% | Tech/Econ | 16% | 586.7334 | 0.29507 | -0.0097027
Tech | Miscellaneous | Space Cooling | Residential-type central air conditioners | TRC | New | NN4358 | Waterside Economizer | Waterside Economizer | NonEquip | 20 |  | 0% | Tech/Econ | 5.556% | 0 | 0 | 0
Tech | Miscellaneous | Space Cooling | Residential-type central air conditioners | TRC | New | NN4150 | Smart Thermostat | Smart Thermostat | NonEquip | 11 |  | 22.46% | Tech/Econ | 10% | 628.5339 | 0.0074631 | 0
Tech | Miscellaneous | Space Cooling | Residential-type central air conditioners | TRC | New | NN4046 | Programmable Thermostat | Programmable Thermostat | NonEquip | 11 |  | 0% | Tech/Econ | 3.6% | 0 | 0 | 0
Tech | Miscellaneous | Space Cooling | Residential-type central air conditioners | TRC | New | NN3994 | Low U-Value Windows | Low U-Value Windows | NonEquip | 20 |  | 14.46% | Tech/Econ | 10% | 121.2287 | 0.041735 | 0
Tech | Miscellaneous | Space Cooling | Residential-type central air conditioners | TRC | New | NN3916 | HVAC tune-up_RTU | HVAC tune-up_RTU | NonEquip | 5 | Packaged air conditioning units (RTUs) | 0% | Tech/Econ | 5% | 0 | 0 | 0
Tech | Miscellaneous | Space Cooling | Residential-type central air conditioners | TRC | New | NN3890 | HVAC tune-up | HVAC tune-up | NonEquip | 5 | Residential-type central air conditioners | 0% | Tech/Econ | 5% | 0 | 0 | 0
Tech | Miscellaneous | Space Cooling | Residential-type central air conditioners | TRC | New | NN3682 | Facility Energy Management System | Facility Energy Management System | NonEquip | 15 |  | 6.861% | Tech/Econ | 20% | 450.6878 | 0.094461 | 0
Tech | Miscellaneous | Space Cooling | Residential-type central air conditioners | TRC | New | NN3630 | Facility Commissioning | Facility Commissioning | NonEquip | 10 |  | 53.41% | Tech/Econ | 16% | 2669.13 | 0.54892 | 0.0024709
Tech | Miscellaneous | Space Cooling | Residential-type central air conditioners | TRC | New | NN3604 | Energy Recovery Ventilation System (ERV) | Energy Recovery Ventilation System (ERV) | NonEquip | 15 | Packaged air conditioning units (RTUs) | 0% | Tech/Econ | 9.935% | 0 | 0 | 0
Tech | Miscellaneous | Space Cooling | Residential-type central air conditioners | TRC | New | NN3526 | Duct Sealing Repair | Duct Sealing Repair | NonEquip | 15 |  | 0% | Tech/Econ | 12% | 0 | 0 | 0
Tech | Miscellaneous | Space Cooling | Residential-type central air conditioners | TRC | New | NN3474 | Duct Insulation | Duct Insulation | NonEquip | 15 |  | 0% | Tech/Econ | 2.045% | 0 | 0 | 0
Tech | Miscellaneous | Space Cooling | Residential-type central air conditioners | TRC | New | NN3422 | Dedicated Outdoor Air System on VRF unit | Dedicated Outdoor Air System on VRF unit | NonEquip | 15 | Residential-type central air conditioners | 58.91% | Tech/Econ | 17.5% | 1156.8374 | 0.35202 | 0
Tech | Miscellaneous | Space Cooling | Residential-type central air conditioners | TRC | New | NN3370 | Cool Roof | Cool Roof | NonEquip | 15 |  | 72.47% | Tech/Econ | 0.1918% | 0 | 0 | 0
Tech | Miscellaneous | Space Cooling | Residential-type central air conditioners | TRC | New | NN3318 | Chilled Water System - Variable Speed Drives | Chilled Water System - Variable Speed Drives | NonEquip | 13 | Central chillers inside | 0% | Tech/Econ | 24.74% | 0 | 0 | 0
Tech | Miscellaneous | Space Cooling | Residential-type central air conditioners | TRC | New | NN3292 | Chilled Water Controls Optimization | Chilled Water Controls Optimization | NonEquip | 10 | Central chillers inside | 0% | Tech/Econ | 12.5% | 0 | 0 | 0
Tech | Miscellaneous | Space Cooling | Residential-type central air conditioners | TRC | New | NN3214 | Ceiling Insulation(R2 to R38) | Ceiling Insulation(R2 to R38) | NonEquip | 20 |  | 0% | Tech/Econ | 1.589% | 0 | 0 | 0
Tech | Miscellaneous | Space Cooling | Residential-type central air conditioners | TRC | New | NN3110 | Ceiling Insulation(R12 to R38) | Ceiling Insulation(R12 to R38) | NonEquip | 20 |  | 0% | Tech/Econ | 0.1913% | 0 | 0 | 0
Tech | Miscellaneous | Space Cooling | Residential-type central air conditioners | TRC | New | NN3058 | Airside Economizer | Airside Economizer | NonEquip | 10 | Packaged air conditioning units (RTUs) | 0% | Tech/Econ | 5.556% | 0 | 0 | 0
Tech | Miscellaneous | Space Cooling | Residential-type central air conditioners | TRC | Existing | NE5359 | Retro-Commissioning | Retro-Commissioning | NonEquip | 5 |  | 21.99% | Tech/Econ | 16% | 51865.8148 | 8.671 | 0
Tech | Miscellaneous | Space Cooling | Residential-type central air conditioners | TRC | Existing | NE4371 | Window Sun Protection | Window Sun Protection | NonEquip | 10 |  | 12.84% | Tech/Econ | 16% | 30912.8985 | 15.5461 | -0.5112
Tech | Miscellaneous | Space Cooling | Residential-type central air conditioners | TRC | Existing | NE4345 | Waterside Economizer | Waterside Economizer | NonEquip | 20 |  | 0% | Tech/Econ | 5.556% | 0 | 0 | 0
Tech | Miscellaneous | Space Cooling | Residential-type central air conditioners | TRC | Existing | NE4215 | Wall Insulation | Wall Insulation | NonEquip | 20 |  | 0% | Tech/Econ | 0.6991% | 0 | 0 | 0
Tech | Miscellaneous | Space Cooling | Residential-type central air conditioners | TRC | Existing | NE4137 | Smart Thermostat | Smart Thermostat | NonEquip | 11 |  | 22.46% | Tech/Econ | 10% | 31950.1278 | 0.37937 | 0
Tech | Miscellaneous | Space Cooling | Residential-type central air conditioners | TRC | Existing | NE4111 | Roof Insulation | Roof Insulation | NonEquip | 20 |  | 49.96% | Tech/Econ | 0.233% | 1618.3814 | 0.032384 | 0
Tech | Miscellaneous | Space Cooling | Residential-type central air conditioners | TRC | Existing | NE4033 | Programmable Thermostat | Programmable Thermostat | NonEquip | 11 |  | 0% | Tech/Econ | 3.6% | 0 | 0 | 0
Tech | Miscellaneous | Space Cooling | Residential-type central air conditioners | TRC | Existing | NE3981 | Low U-Value Windows | Low U-Value Windows | NonEquip | 20 |  | 14.46% | Tech/Econ | 46% | 158311.0332 | 54.5007 | 0
Tech | Miscellaneous | Space Cooling | Residential-type central air conditioners | TRC | Existing | NE3903 | HVAC tune-up_RTU | HVAC tune-up_RTU | NonEquip | 5 | Packaged air conditioning units (RTUs) | 0% | Tech/Econ | 5% | 0 | 0 | 0
Tech | Miscellaneous | Space Cooling | Residential-type central air conditioners | TRC | Existing | NE3877 | HVAC tune-up | HVAC tune-up | NonEquip | 5 | Residential-type central air conditioners | 0% | Tech/Econ | 5% | 0 | 0 | 0
Tech | Miscellaneous | Space Cooling | Residential-type central air conditioners | TRC | Existing | NE3799 | Green Roof | Green Roof | NonEquip | 15 |  | 0.3341% | Tech/Econ | 0.135% | 6.2552 | 0.0008071 | 0
Tech | Miscellaneous | Space Cooling | Residential-type central air conditioners | TRC | Existing | NE3747 | Floor Insulation | Floor Insulation | NonEquip | 20 |  | 24.19% | Tech/Econ | 0.06112% | 205.0121 | 0.0041024 | 0
Tech | Miscellaneous | Space Cooling | Residential-type central air conditioners | TRC | Existing | NE3669 | Facility Energy Management System | Facility Energy Management System | NonEquip | 15 |  | 6.861% | Tech/Econ | 20% | 23347.7006 | 4.8935 | 0
Tech | Miscellaneous | Space Cooling | Residential-type central air conditioners | TRC | Existing | NE3591 | Energy Recovery Ventilation System (ERV) | Energy Recovery Ventilation System (ERV) | NonEquip | 15 | Packaged air conditioning units (RTUs) | 0% | Tech/Econ | 9.935% | 0 | 0 | 0
Tech | Miscellaneous | Space Cooling | Residential-type central air conditioners | TRC | Existing | NE3513 | Duct Sealing Repair | Duct Sealing Repair | NonEquip | 15 |  | 0% | Tech/Econ | 12% | 0 | 0 | 0
Tech | Miscellaneous | Space Cooling | Residential-type central air conditioners | TRC | Existing | NE3461 | Duct Insulation | Duct Insulation | NonEquip | 15 |  | 0% | Tech/Econ | 2.045% | 0 | 0 | 0
Tech | Miscellaneous | Space Cooling | Residential-type central air conditioners | TRC | Existing | NE3409 | Dedicated Outdoor Air System on VRF unit | Dedicated Outdoor Air System on VRF unit | NonEquip | 15 | Residential-type central air conditioners | 58.91% | Tech/Econ | 17.5% | 173011.1925 | 52.6459 | 0
Tech | Miscellaneous | Space Cooling | Residential-type central air conditioners | TRC | Existing | NE3357 | Cool Roof | Cool Roof | NonEquip | 15 |  | 72.47% | Tech/Econ | 0.1918% | 1930.7398 | 0.24912 | 0
Tech | Miscellaneous | Space Cooling | Residential-type central air conditioners | TRC | Existing | NE3305 | Chilled Water System - Variable Speed Drives | Chilled Water System - Variable Speed Drives | NonEquip | 13 | Central chillers inside | 0% | Tech/Econ | 24.74% | 0 | 0 | 0
Tech | Miscellaneous | Space Cooling | Residential-type central air conditioners | TRC | Existing | NE3279 | Chilled Water Controls Optimization | Chilled Water Controls Optimization | NonEquip | 10 | Central chillers inside | 0% | Tech/Econ | 12.5% | 0 | 0 | 0
Tech | Miscellaneous | Space Cooling | Residential-type central air conditioners | TRC | Existing | NE3201 | Ceiling Insulation(R2 to R38) | Ceiling Insulation(R2 to R38) | NonEquip | 20 |  | 0% | Tech/Econ | 1.589% | 0 | 0 | 0
Tech | Miscellaneous | Space Cooling | Residential-type central air conditioners | TRC | Existing | NE3149 | Ceiling Insulation(R19 to R38) | Ceiling Insulation(R19 to R38) | NonEquip | 20 |  | 0% | Tech/Econ | 0.08828% | 0 | 0 | 0
Tech | Miscellaneous | Space Cooling | Residential-type central air conditioners | TRC | Existing | NE3097 | Ceiling Insulation(R12 to R38) | Ceiling Insulation(R12 to R38) | NonEquip | 20 |  | 0% | Tech/Econ | 0.1913% | 0 | 0 | 0
Tech | Miscellaneous | Space Cooling | Residential-type central air conditioners | TRC | Existing | NE3045 | Airside Economizer | Airside Economizer | NonEquip | 10 | Packaged air conditioning units (RTUs) | 0% | Tech/Econ | 5.556% | 0 | 0 | 0
Tech | Miscellaneous | Space Cooling | Residential-type central air conditioners | TRC | Turnover | ET828 | Geothermal Heat Pump | Geothermal Heat Pump | Equip | 15 | Residential-type central air conditioners | 30.5% | Tech/Econ | 21.18% | 117472.8975 | 50.5187 | 0
Tech | Miscellaneous | Space Cooling | Residential-type central air conditioners | TRC | Turnover | ET1374 | Variable Refrigerant Flow (VRF) HVAC Systems | Variable Refrigerant Flow (VRF) HVAC Systems | Equip | 15 | Residential-type central air conditioners | 49.09% | Tech/Econ | 36.88% | 402085.7813 | 122.3514 | 0
Tech | Miscellaneous | Space Cooling | Residential-type central air conditioners | TRC | Turnover | ET1296 | High Efficiency PTHP | High Efficiency PTHP | Equip | 15 | Residential-type central air conditioners | 0% | Tech/Econ | 23.64% | 0 | 0 | 0
Tech | Miscellaneous | Space Cooling | Residential-type central air conditioners | TRC | Turnover | ET1257 | High Efficiency PTAC | High Efficiency PTAC | Equip | 15 | Residential-type central air conditioners | 0% | Tech/Econ | 23.64% | 0 | 0 | 0
Tech | Miscellaneous | Space Cooling | Residential-type central air conditioners | TRC | New | EN854 | Geothermal Heat Pump | Geothermal Heat Pump | Equip | 15 | Residential-type central air conditioners | 30.5% | Tech/Econ | 21.18% | 2267.6151 | 0.97518 | 0
Tech | Miscellaneous | Space Cooling | Residential-type central air conditioners | TRC | New | EN1400 | Variable Refrigerant Flow (VRF) HVAC Systems | Variable Refrigerant Flow (VRF) HVAC Systems | Equip | 15 | Residential-type central air conditioners | 49.09% | Tech/Econ | 36.88% | 7761.5842 | 2.3618 | 0
Tech | Miscellaneous | Space Cooling | Residential-type central air conditioners | TRC | New | EN1322 | High Efficiency PTHP | High Efficiency PTHP | Equip | 15 | Residential-type central air conditioners | 0% | Tech/Econ | 23.64% | 0 | 0 | 0
Tech | Miscellaneous | Space Cooling | Residential-type central air conditioners | TRC | New | EN1283 | High Efficiency PTAC | High Efficiency PTAC | Equip | 15 | Residential-type central air conditioners | 0% | Tech/Econ | 23.64% | 0 | 0 | 0
Tech | Miscellaneous | Space Heating | Residential/split system heat pump | TRC | New | NN5346 | Retro-Commissioning | Retro-Commissioning | NonEquip | 5 |  | 0% | Tech/Econ | 16% | 0 | 0 | 0
Tech | Miscellaneous | Space Heating | Residential/split system heat pump | TRC | New | NN4332 | Water Cooled Refrigeration Heat Recovery | Water Cooled Refrigeration Heat Recovery | NonEquip | 20 |  | 0% | Tech/Econ | 10% | 0 | 0 | 0
Tech | Miscellaneous | Space Heating | Residential/split system heat pump | TRC | New | NN4280 | Warehouse Loading Dock Seals | Warehouse Loading Dock Seals | NonEquip | 18 |  | 0% | Tech/Econ | 0.04492% | 0 | 0 | 0
Tech | Miscellaneous | Space Heating | Residential/split system heat pump | TRC | New | NN4176 | Smart Thermostat | Smart Thermostat | NonEquip | 11 |  | 22.46% | Tech/Econ | 10% | 0 | 0 | 0
Tech | Miscellaneous | Space Heating | Residential/split system heat pump | TRC | New | NN4098 | Roof Insulation | Roof Insulation | NonEquip | 20 |  | 49.96% | Tech/Econ | 0.1439% | 0 | 0 | 0
Tech | Miscellaneous | Space Heating | Residential/split system heat pump | TRC | New | NN4072 | Programmable Thermostat | Programmable Thermostat | NonEquip | 11 |  | 0% | Tech/Econ | 3.6% | 0 | 0 | 0
Tech | Miscellaneous | Space Heating | Residential/split system heat pump | TRC | New | NN4020 | Low U-Value Windows | Low U-Value Windows | NonEquip | 20 |  | 14.46% | Tech/Econ | 10% | 0 | 0 | 0
Tech | Miscellaneous | Space Heating | Residential/split system heat pump | TRC | New | NN3942 | Infiltration Reduction - Air Sealing | Infiltration Reduction - Air Sealing | NonEquip | 11 |  | 0% | Tech/Econ | 0.02246% | 0 | 0 | 0
Tech | Miscellaneous | Space Heating | Residential/split system heat pump | TRC | New | NN3786 | Green Roof | Green Roof | NonEquip | 15 |  | 0.3341% | Tech/Econ | 0.2224% | 0 | 0 | 0
Tech | Miscellaneous | Space Heating | Residential/split system heat pump | TRC | New | NN3734 | Floor Insulation | Floor Insulation | NonEquip | 20 |  | 24.19% | Tech/Econ | 0.07552% | 0 | 0 | 0
Tech | Miscellaneous | Space Heating | Residential/split system heat pump | TRC | New | NN3656 | Facility Energy Management System | Facility Energy Management System | NonEquip | 15 |  | 6.861% | Tech/Econ | 20% | 0 | 0 | 0
Tech | Miscellaneous | Space Heating | Residential/split system heat pump | TRC | New | NN3578 | ECM Motors on Furnaces | ECM Motors on Furnaces | NonEquip | 15 | Forced air furnace | 0% | Tech/Econ | 1.706% | 0 | 0 | 0
Tech | Miscellaneous | Space Heating | Residential/split system heat pump | TRC | New | NN3552 | Duct Sealing Repair | Duct Sealing Repair | NonEquip | 15 |  | 0% | Tech/Econ | 12% | 0 | 0 | 0
Tech | Miscellaneous | Space Heating | Residential/split system heat pump | TRC | New | NN3500 | Duct Insulation | Duct Insulation | NonEquip | 15 |  | 0% | Tech/Econ | 2.045% | 0 | 0 | 0
Tech | Miscellaneous | Space Heating | Residential/split system heat pump | TRC | New | NN3448 | Destratification Fans | Destratification Fans | NonEquip | 10 |  | 0% | Tech/Econ | 15.26% | 0 | 0 | 0
Tech | Miscellaneous | Space Heating | Residential/split system heat pump | TRC | New | NN3396 | Dedicated Outdoor Air System on VRF unit | Dedicated Outdoor Air System on VRF unit | NonEquip | 15 | Residential/split system heat pump | 58.91% | Tech/Econ | 10% | 0 | 0 | 0
Tech | Miscellaneous | Space Heating | Residential/split system heat pump | TRC | New | NN3344 | Cool Roof | Cool Roof | NonEquip | 15 |  | 72.47% | Tech/Econ | 0.02512% | 0 | 0 | 0
Tech | Miscellaneous | Space Heating | Residential/split system heat pump | TRC | New | NN3240 | Ceiling Insulation(R30 to R38) | Ceiling Insulation(R30 to R38) | NonEquip | 20 |  | 0% | Tech/Econ | 0.02909% | 0 | 0 | 0
Tech | Miscellaneous | Space Heating | Residential/split system heat pump | TRC | New | NN3188 | Ceiling Insulation(R2 to R38) | Ceiling Insulation(R2 to R38) | NonEquip | 20 |  | 0% | Tech/Econ | 1.964% | 0 | 0 | 0
Tech | Miscellaneous | Space Heating | Residential/split system heat pump | TRC | New | NN3136 | Ceiling Insulation(R19 to R38) | Ceiling Insulation(R19 to R38) | NonEquip | 20 |  | 0% | Tech/Econ | 0.1091% | 0 | 0 | 0
Tech | Miscellaneous | Space Heating | Residential/split system heat pump | TRC | New | NN3084 | Ceiling Insulation(R12 to R38) | Ceiling Insulation(R12 to R38) | NonEquip | 20 |  | 0% | Tech/Econ | 0.2364% | 0 | 0 | 0
Tech | Miscellaneous | Space Heating | Residential/split system heat pump | TRC | Existing | NE5333 | Retro-Commissioning | Retro-Commissioning | NonEquip | 5 |  | 21.99% | Tech/Econ | 16% | 0 | 0 | 0
Tech | Miscellaneous | Space Heating | Residential/split system heat pump | TRC | Existing | NE4319 | Water Cooled Refrigeration Heat Recovery | Water Cooled Refrigeration Heat Recovery | NonEquip | 20 |  | 0% | Tech/Econ | 10% | 0 | 0 | 0
Tech | Miscellaneous | Space Heating | Residential/split system heat pump | TRC | Existing | NE4267 | Warehouse Loading Dock Seals | Warehouse Loading Dock Seals | NonEquip | 18 |  | 0% | Tech/Econ | 0.04956% | 0 | 0 | 0
Tech | Miscellaneous | Space Heating | Residential/split system heat pump | TRC | Existing | NE4241 | Wall Insulation | Wall Insulation | NonEquip | 20 |  | 0% | Tech/Econ | 0.1392% | 0 | 0 | 0
Tech | Miscellaneous | Space Heating | Residential/split system heat pump | TRC | Existing | NE4163 | Smart Thermostat | Smart Thermostat | NonEquip | 11 |  | 22.46% | Tech/Econ | 10% | 0 | 0 | 0
Tech | Miscellaneous | Space Heating | Residential/split system heat pump | TRC | Existing | NE4085 | Roof Insulation | Roof Insulation | NonEquip | 20 |  | 49.96% | Tech/Econ | 0.3177% | 0 | 0 | 0
Tech | Miscellaneous | Space Heating | Residential/split system heat pump | TRC | Existing | NE4059 | Programmable Thermostat | Programmable Thermostat | NonEquip | 11 |  | 0% | Tech/Econ | 3.6% | 0 | 0 | 0
Tech | Miscellaneous | Space Heating | Residential/split system heat pump | TRC | Existing | NE4007 | Low U-Value Windows | Low U-Value Windows | NonEquip | 20 |  | 14.46% | Tech/Econ | 46% | 0 | 0 | 0
Tech | Miscellaneous | Space Heating | Residential/split system heat pump | TRC | Existing | NE3929 | Infiltration Reduction - Air Sealing | Infiltration Reduction - Air Sealing | NonEquip | 11 |  | 0% | Tech/Econ | 0.02478% | 0 | 0 | 0
Tech | Miscellaneous | Space Heating | Residential/split system heat pump | TRC | Existing | NE3851 | Hotel Card Energy Control Systems | Hotel Card Energy Control Systems | NonEquip | 15 |  | 0% | Tech/Econ | 0% | 0 | 0 | 0
Tech | Miscellaneous | Space Heating | Residential/split system heat pump | TRC | Existing | NE3773 | Green Roof | Green Roof | NonEquip | 15 |  | 0.3341% | Tech/Econ | 0.2455% | 0 | 0 | 0
Tech | Miscellaneous | Space Heating | Residential/split system heat pump | TRC | Existing | NE3721 | Floor Insulation | Floor Insulation | NonEquip | 20 |  | 24.19% | Tech/Econ | 0.08334% | 0 | 0 | 0
Tech | Miscellaneous | Space Heating | Residential/split system heat pump | TRC | Existing | NE3643 | Facility Energy Management System | Facility Energy Management System | NonEquip | 15 |  | 6.861% | Tech/Econ | 20% | 0 | 0 | 0
Tech | Miscellaneous | Space Heating | Residential/split system heat pump | TRC | Existing | NE3565 | ECM Motors on Furnaces | ECM Motors on Furnaces | NonEquip | 15 | Forced air furnace | 0% | Tech/Econ | 1.706% | 0 | 0 | 0
Tech | Miscellaneous | Space Heating | Residential/split system heat pump | TRC | Existing | NE3539 | Duct Sealing Repair | Duct Sealing Repair | NonEquip | 15 |  | 0% | Tech/Econ | 12% | 0 | 0 | 0
Tech | Miscellaneous | Space Heating | Residential/split system heat pump | TRC | Existing | NE3487 | Duct Insulation | Duct Insulation | NonEquip | 15 |  | 0% | Tech/Econ | 2.045% | 0 | 0 | 0
Tech | Miscellaneous | Space Heating | Residential/split system heat pump | TRC | Existing | NE3435 | Destratification Fans | Destratification Fans | NonEquip | 10 |  | 0% | Tech/Econ | 15.26% | 0 | 0 | 0
Tech | Miscellaneous | Space Heating | Residential/split system heat pump | TRC | Existing | NE3383 | Dedicated Outdoor Air System on VRF unit | Dedicated Outdoor Air System on VRF unit | NonEquip | 15 | Residential/split system heat pump | 58.91% | Tech/Econ | 10% | 0 | 0 | 0
Tech | Miscellaneous | Space Heating | Residential/split system heat pump | TRC | Existing | NE3331 | Cool Roof | Cool Roof | NonEquip | 15 |  | 72.47% | Tech/Econ | 0.02772% | 0 | 0 | 0
Tech | Miscellaneous | Space Heating | Residential/split system heat pump | TRC | Existing | NE3227 | Ceiling Insulation(R30 to R38) | Ceiling Insulation(R30 to R38) | NonEquip | 20 |  | 0% | Tech/Econ | 0.0321% | 0 | 0 | 0
Tech | Miscellaneous | Space Heating | Residential/split system heat pump | TRC | Existing | NE3175 | Ceiling Insulation(R2 to R38) | Ceiling Insulation(R2 to R38) | NonEquip | 20 |  | 0% | Tech/Econ | 2.167% | 0 | 0 | 0
Tech | Miscellaneous | Space Heating | Residential/split system heat pump | TRC | Existing | NE3123 | Ceiling Insulation(R19 to R38) | Ceiling Insulation(R19 to R38) | NonEquip | 20 |  | 0% | Tech/Econ | 0.1204% | 0 | 0 | 0
Tech | Miscellaneous | Space Heating | Residential/split system heat pump | TRC | Existing | NE3071 | Ceiling Insulation(R12 to R38) | Ceiling Insulation(R12 to R38) | NonEquip | 20 |  | 0% | Tech/Econ | 0.2608% | 0 | 0 | 0
Tech | Miscellaneous | Space Heating | Residential/split system heat pump | TRC | Existing | NE2993 | Air Curtains | Air Curtains | NonEquip | 8 |  | 0% | Tech/Econ | 0.0224% | 0 | 0 | 0
Tech | Miscellaneous | Space Heating | Residential/split system heat pump | TRC | Turnover | ET867 | Geothermal Heat Pump | Geothermal Heat Pump | Equip | 15 | Residential/split system heat pump | 30.5% | Tech/Econ | 2.941% | 0 | 0 | 0
Tech | Miscellaneous | Space Heating | Residential/split system heat pump | TRC | Turnover | ET1413 | Variable Refrigerant Flow (VRF) HVAC Systems | Variable Refrigerant Flow (VRF) HVAC Systems | Equip | 15 | Residential/split system heat pump | 49.09% | Tech/Econ | 31.25% | 0 | 0 | 0
Tech | Miscellaneous | Space Heating | Residential/split system heat pump | TRC | Turnover | ET1335 | High Efficiency PTHP | High Efficiency PTHP | Equip | 15 | Residential/split system heat pump | 0% | Tech/Econ | 9.375% | 0 | 0 | 0
Tech | Miscellaneous | Space Heating | Residential/split system heat pump | TRC | New | EN893 | Geothermal Heat Pump | Geothermal Heat Pump | Equip | 15 | Residential/split system heat pump | 30.5% | Tech/Econ | 2.941% | 0 | 0 | 0
Tech | Miscellaneous | Space Heating | Residential/split system heat pump | TRC | New | EN1439 | Variable Refrigerant Flow (VRF) HVAC Systems | Variable Refrigerant Flow (VRF) HVAC Systems | Equip | 15 | Residential/split system heat pump | 49.09% | Tech/Econ | 31.25% | 0 | 0 | 0
Tech | Miscellaneous | Space Heating | Residential/split system heat pump | TRC | New | EN1361 | High Efficiency PTHP | High Efficiency PTHP | Equip | 15 | Residential/split system heat pump | 0% | Tech/Econ | 9.375% | 0 | 0 | 0
Tech | Miscellaneous | Refrigeration | Residential style | TRC | New | NN5320 | Retro-Commissioning | Retro-Commissioning | NonEquip | 5 |  | 0% | Tech/Econ | 16% | 0 | 0 | 0
Tech | Miscellaneous | Refrigeration | Residential style | TRC | New | NN4904 | Strip Curtains for Walk-ins | Strip Curtains for Walk-ins | NonEquip | 4 | Walk-in cooler | 0% | Tech/Econ | 2.115% | 0 | 0 | 0
Tech | Miscellaneous | Refrigeration | Residential style | TRC | New | NN4878 | Refrigerated Display Case Lighting Controls | Refrigerated Display Case Lighting Controls | NonEquip | 8 | Display cases | 0% | Tech/Econ | 0.9365% | 0 | 0 | 0
Tech | Miscellaneous | Refrigeration | Residential style | TRC | New | NN4852 | PSC to ECM Evaporator Fan Motor (Walk-In, Refrigerator) | PSC to ECM Evaporator Fan Motor (Walk-In, Refrigerator) | NonEquip | 15 | Walk-in cooler | 0% | Tech/Econ | 37.5% | 0 | 0 | 0
Tech | Miscellaneous | Refrigeration | Residential style | TRC | New | NN4826 | PSC to ECM Evaporator Fan Motor (Reach-In) | PSC to ECM Evaporator Fan Motor (Reach-In) | NonEquip | 15 | Display cases | 0% | Tech/Econ | 37.5% | 0 | 0 | 0
Tech | Miscellaneous | Refrigeration | Residential style | TRC | New | NN4800 | Night Covers for Display Cases | Night Covers for Display Cases | NonEquip | 5 | Display cases | 0% | Tech/Econ | 1.877% | 0 | 0 | 0
Tech | Miscellaneous | Refrigeration | Residential style | TRC | New | NN4774 | High R-Value Glass Doors | High R-Value Glass Doors | NonEquip | 12 | Display cases | 0% | Tech/Econ | 0% | 0 | 0 | 0
Tech | Miscellaneous | Refrigeration | Residential style | TRC | New | NN4748 | High Efficiency Refrigeration Compressor | High Efficiency Refrigeration Compressor | NonEquip | 13 | Display cases | 0% | Tech/Econ | 6.922% | 0 | 0 | 0
Tech | Miscellaneous | Refrigeration | Residential style | TRC | New | NN4722 | Freezer-Cooler Replacement Gaskets | Freezer-Cooler Replacement Gaskets | NonEquip | 4 | Display cases | 0% | Tech/Econ | 0% | 0 | 0 | 0
Tech | Miscellaneous | Refrigeration | Residential style | TRC | New | NN4696 | Floating Head Pressure Controls | Floating Head Pressure Controls | NonEquip | 15 |  | 0% | Tech/Econ | 6.05% | 0 | 0 | 0
Tech | Miscellaneous | Refrigeration | Residential style | TRC | New | NN4670 | Demand Defrost | Demand Defrost | NonEquip | 10 | Walk-in cooler | 0% | Tech/Econ | 30% | 0 | 0 | 0
Tech | Miscellaneous | Refrigeration | Residential style | TRC | New | NN4644 | Automatic Door Closer for Walk-in Coolers and Freezers | Automatic Door Closer for Walk-in Coolers and Freezers | NonEquip | 8 | Walk-in cooler | 0% | Tech/Econ | 3.131% | 0 | 0 | 0
Tech | Miscellaneous | Refrigeration | Residential style | TRC | New | NN4618 | Anti-Sweat Controls | Anti-Sweat Controls | NonEquip | 8 | Display cases | 0% | Tech/Econ | 85% | 0 | 0 | 0
Tech | Miscellaneous | Refrigeration | Residential style | TRC | Existing | NE5307 | Retro-Commissioning | Retro-Commissioning | NonEquip | 5 |  | 21.99% | Tech/Econ | 16% | 722063.5137 | 120.7159 | 374.2668
Tech | Miscellaneous | Refrigeration | Residential style | TRC | Existing | NE4891 | Strip Curtains for Walk-ins | Strip Curtains for Walk-ins | NonEquip | 4 | Walk-in cooler | 0% | Tech/Econ | 2.115% | 0 | 0 | 0
Tech | Miscellaneous | Refrigeration | Residential style | TRC | Existing | NE4865 | Refrigerated Display Case Lighting Controls | Refrigerated Display Case Lighting Controls | NonEquip | 8 | Display cases | 0% | Tech/Econ | 2.524% | 0 | 0 | 0
Tech | Miscellaneous | Refrigeration | Residential style | TRC | Existing | NE4839 | PSC to ECM Evaporator Fan Motor (Walk-In, Refrigerator) | PSC to ECM Evaporator Fan Motor (Walk-In, Refrigerator) | NonEquip | 15 | Walk-in cooler | 0% | Tech/Econ | 37.5% | 0 | 0 | 0
Tech | Miscellaneous | Refrigeration | Residential style | TRC | Existing | NE4813 | PSC to ECM Evaporator Fan Motor (Reach-In) | PSC to ECM Evaporator Fan Motor (Reach-In) | NonEquip | 15 | Display cases | 0% | Tech/Econ | 37.5% | 0 | 0 | 0
Tech | Miscellaneous | Refrigeration | Residential style | TRC | Existing | NE4787 | Night Covers for Display Cases | Night Covers for Display Cases | NonEquip | 5 | Display cases | 0% | Tech/Econ | 1.877% | 0 | 0 | 0
Tech | Miscellaneous | Refrigeration | Residential style | TRC | Existing | NE4761 | High R-Value Glass Doors | High R-Value Glass Doors | NonEquip | 12 | Display cases | 0% | Tech/Econ | 23.81% | 0 | 0 | 0
Tech | Miscellaneous | Refrigeration | Residential style | TRC | Existing | NE4735 | High Efficiency Refrigeration Compressor | High Efficiency Refrigeration Compressor | NonEquip | 13 | Display cases | 0% | Tech/Econ | 6.922% | 0 | 0 | 0
Tech | Miscellaneous | Refrigeration | Residential style | TRC | Existing | NE4709 | Freezer-Cooler Replacement Gaskets | Freezer-Cooler Replacement Gaskets | NonEquip | 4 | Display cases | 0% | Tech/Econ | 3.131% | 0 | 0 | 0
Tech | Miscellaneous | Refrigeration | Residential style | TRC | Existing | NE4683 | Floating Head Pressure Controls | Floating Head Pressure Controls | NonEquip | 15 |  | 0% | Tech/Econ | 6.05% | 0 | 0 | 0
Tech | Miscellaneous | Refrigeration | Residential style | TRC | Existing | NE4657 | Demand Defrost | Demand Defrost | NonEquip | 10 | Walk-in cooler | 0% | Tech/Econ | 30% | 0 | 0 | 0
Tech | Miscellaneous | Refrigeration | Residential style | TRC | Existing | NE4631 | Automatic Door Closer for Walk-in Coolers and Freezers | Automatic Door Closer for Walk-in Coolers and Freezers | NonEquip | 8 | Walk-in cooler | 0% | Tech/Econ | 3.131% | 0 | 0 | 0
Tech | Miscellaneous | Refrigeration | Residential style | TRC | Existing | NE4605 | Anti-Sweat Controls | Anti-Sweat Controls | NonEquip | 8 | Display cases | 0% | Tech/Econ | 85% | 0 | 0 | 0
Tech | Miscellaneous | Refrigeration | Residential style | TRC | Turnover | ET2538 | Energy Star Refrigerator | Energy Star Refrigerator | Equip | 12 | Residential style | 45.6% | Tech/Econ | 21.99% | 2287156.337 | 301.1269 | 236.9445
Tech | Miscellaneous | Refrigeration | Residential style | TRC | New | EN2564 | Energy Star Refrigerator | Energy Star Refrigerator | Equip | 12 | Residential style | 53.2% | Tech/Econ | 21.99% | 48080.8086 | 6.3303 | 4.9811
Tech | Miscellaneous | Miscellaneous | Pool pump | TRC | New | NN5450 | Retro-Commissioning | Retro-Commissioning | NonEquip | 5 |  | 0% | Tech/Econ | 16% | 0 | 0 | 0
Tech | Miscellaneous | Miscellaneous | Pool pump | TRC | New | NN4540 | VSD Controlled Compressor | VSD Controlled Compressor | NonEquip | 15 | Others | 0% | Tech/Econ | 20.79% | 0 | 0 | 0
Tech | Miscellaneous | Miscellaneous | Pool pump | TRC | New | NN4514 | Regenerative Drive Elevator Motor | Regenerative Drive Elevator Motor | NonEquip | 13 | Elevators/Escalators | 0% | Tech/Econ | 6.211% | 0 | 0 | 0
Tech | Miscellaneous | Miscellaneous | Pool pump | TRC | New | NN4488 | Engine Block Timer | Engine Block Timer | NonEquip | 5 | Others | 0% | Tech/Econ | 36% | 0 | 0 | 0
Tech | Miscellaneous | Miscellaneous | Pool pump | TRC | New | NN4462 | Efficient Motor Belts | Efficient Motor Belts | NonEquip | 10 | Others | 0% | Tech/Econ | 1.105% | 0 | 0 | 0
Tech | Miscellaneous | Miscellaneous | Pool pump | TRC | Existing | NE5437 | Retro-Commissioning | Retro-Commissioning | NonEquip | 5 |  | 21.99% | Tech/Econ | 16% | 0 | 0 | 0
Tech | Miscellaneous | Miscellaneous | Pool pump | TRC | Existing | NE4527 | VSD Controlled Compressor | VSD Controlled Compressor | NonEquip | 15 | Others | 0% | Tech/Econ | 20.79% | 0 | 0 | 0
Tech | Miscellaneous | Miscellaneous | Pool pump | TRC | Existing | NE4501 | Regenerative Drive Elevator Motor | Regenerative Drive Elevator Motor | NonEquip | 13 | Elevators/Escalators | 0% | Tech/Econ | 6.211% | 0 | 0 | 0
Tech | Miscellaneous | Miscellaneous | Pool pump | TRC | Existing | NE4475 | Engine Block Timer | Engine Block Timer | NonEquip | 5 | Others | 0% | Tech/Econ | 36% | 0 | 0 | 0
Tech | Miscellaneous | Miscellaneous | Pool pump | TRC | Existing | NE4449 | Efficient Motor Belts | Efficient Motor Belts | NonEquip | 10 | Others | 0% | Tech/Econ | 1.105% | 0 | 0 | 0
Tech | Miscellaneous | Miscellaneous | Pool pump | TRC | Turnover | ET2112 | Variable Speed Pool Pump | Variable Speed Pool Pump | Equip | 10 | Pool pump | 0% | Tech/Econ | 64.36% | 0 | 0 | 0
Tech | Miscellaneous | Miscellaneous | Pool pump | TRC | Turnover | ET2073 | Two Speed Pool Pump | Two Speed Pool Pump | Equip | 10 | Pool pump | 0% | Tech/Econ | 61.79% | 0 | 0 | 0
Tech | Miscellaneous | Miscellaneous | Pool pump | TRC | Turnover | ET2037 | Solar Powered Pool Pump | Solar Powered Pool Pump | Equip | 10 | Pool pump | 0% | Tech/Econ | 81% | 0 | 0 | 0
Tech | Miscellaneous | Miscellaneous | Pool pump | TRC | Turnover | ET1998 | Solar Pool Heater | Solar Pool Heater | Equip | 15 | Pool pump | 0% | Tech/Econ | 86.11% | 0 | 0 | 0
Tech | Miscellaneous | Miscellaneous | Pool pump | TRC | Turnover | ET1959 | Heat Pump Pool Heater | Heat Pump Pool Heater | Equip | 15 | Pool pump | 0% | Tech/Econ | 80% | 0 | 0 | 0
Tech | Miscellaneous | Miscellaneous | Pool pump | TRC | New | EN2136 | Variable Speed Pool Pump | Variable Speed Pool Pump | Equip | 10 | Pool pump | 0% | Tech/Econ | 64.36% | 0 | 0 | 0
Tech | Miscellaneous | Miscellaneous | Pool pump | TRC | New | EN2099 | Two Speed Pool Pump | Two Speed Pool Pump | Equip | 10 | Pool pump | 0% | Tech/Econ | 61.79% | 0 | 0 | 0
Tech | Miscellaneous | Miscellaneous | Pool pump | TRC | New | EN2061 | Solar Powered Pool Pump | Solar Powered Pool Pump | Equip | 10 | Pool pump | 0% | Tech/Econ | 81% | 0 | 0 | 0
Tech | Miscellaneous | Miscellaneous | Pool pump | TRC | New | EN2024 | Solar Pool Heater | Solar Pool Heater | Equip | 15 | Pool pump | 0% | Tech/Econ | 86.11% | 0 | 0 | 0
Tech | Miscellaneous | Miscellaneous | Pool pump | TRC | New | EN1985 | Heat Pump Pool Heater | Heat Pump Pool Heater | Equip | 15 | Pool pump | 0% | Tech/Econ | 80% | 0 | 0 | 0
Tech | Miscellaneous | Space Heating | Packaged central unit | TRC | New | NN5346 | Retro-Commissioning | Retro-Commissioning | NonEquip | 5 |  | 0% | Tech/Econ | 16% | 0 | 0 | 0
Tech | Miscellaneous | Space Heating | Packaged central unit | TRC | New | NN4332 | Water Cooled Refrigeration Heat Recovery | Water Cooled Refrigeration Heat Recovery | NonEquip | 20 |  | 0% | Tech/Econ | 10% | 0 | 0 | 0
Tech | Miscellaneous | Space Heating | Packaged central unit | TRC | New | NN4280 | Warehouse Loading Dock Seals | Warehouse Loading Dock Seals | NonEquip | 18 |  | 0% | Tech/Econ | 0.04492% | 0 | 0 | 0
Tech | Miscellaneous | Space Heating | Packaged central unit | TRC | New | NN4254 | Wall Insulation | Wall Insulation | NonEquip | 20 |  | 0% | Tech/Econ | 0% | 0 | 0 | 0
Tech | Miscellaneous | Space Heating | Packaged central unit | TRC | New | NN4176 | Smart Thermostat | Smart Thermostat | NonEquip | 11 |  | 22.46% | Tech/Econ | 10% | 2379.6923 | 0 | -0.39102
Tech | Miscellaneous | Space Heating | Packaged central unit | TRC | New | NN4098 | Roof Insulation | Roof Insulation | NonEquip | 20 |  | 49.96% | Tech/Econ | 0.1439% | 72.3411 | 0 | 0.032632
Tech | Miscellaneous | Space Heating | Packaged central unit | TRC | New | NN4072 | Programmable Thermostat | Programmable Thermostat | NonEquip | 11 |  | 0% | Tech/Econ | 3.6% | 0 | 0 | 0
Tech | Miscellaneous | Space Heating | Packaged central unit | TRC | New | NN4020 | Low U-Value Windows | Low U-Value Windows | NonEquip | 20 |  | 14.46% | Tech/Econ | 10% | 1554.7892 | 0 | -0.090386
Tech | Miscellaneous | Space Heating | Packaged central unit | TRC | New | NN3942 | Infiltration Reduction - Air Sealing | Infiltration Reduction - Air Sealing | NonEquip | 11 |  | 0% | Tech/Econ | 0.02246% | 0 | 0 | 0
Tech | Miscellaneous | Space Heating | Packaged central unit | TRC | New | NN3786 | Green Roof | Green Roof | NonEquip | 15 |  | 0.3341% | Tech/Econ | 0.2224% | 0.7475 | 0 | 0
Tech | Miscellaneous | Space Heating | Packaged central unit | TRC | New | NN3734 | Floor Insulation | Floor Insulation | NonEquip | 20 |  | 24.19% | Tech/Econ | 0.07552% | 4.4885 | 0 | 0.0020247
Tech | Miscellaneous | Space Heating | Packaged central unit | TRC | New | NN3656 | Facility Energy Management System | Facility Energy Management System | NonEquip | 15 |  | 6.861% | Tech/Econ | 20% | 1495.5351 | 0 | 0.026954
Tech | Miscellaneous | Space Heating | Packaged central unit | TRC | New | NN3578 | ECM Motors on Furnaces | ECM Motors on Furnaces | NonEquip | 15 | Forced air furnace | 0% | Tech/Econ | 1.706% | 0 | 0 | 0
Tech | Miscellaneous | Space Heating | Packaged central unit | TRC | New | NN3552 | Duct Sealing Repair | Duct Sealing Repair | NonEquip | 15 |  | 0% | Tech/Econ | 12% | 0 | 0 | 0
Tech | Miscellaneous | Space Heating | Packaged central unit | TRC | New | NN3500 | Duct Insulation | Duct Insulation | NonEquip | 15 |  | 0% | Tech/Econ | 2.045% | 0 | 0 | 0
Tech | Miscellaneous | Space Heating | Packaged central unit | TRC | New | NN3448 | Destratification Fans | Destratification Fans | NonEquip | 10 |  | 0% | Tech/Econ | 15.26% | 0 | 0 | 0
Tech | Miscellaneous | Space Heating | Packaged central unit | TRC | New | NN3396 | Dedicated Outdoor Air System on VRF unit | Dedicated Outdoor Air System on VRF unit | NonEquip | 15 | Residential/split system heat pump | 0% | Tech/Econ | 10% | 0 | 0 | 0
Tech | Miscellaneous | Space Heating | Packaged central unit | TRC | New | NN3344 | Cool Roof | Cool Roof | NonEquip | 15 |  | 72.47% | Tech/Econ | 0.02512% | 0 | 0 | 0
Tech | Miscellaneous | Space Heating | Packaged central unit | TRC | New | NN3240 | Ceiling Insulation(R30 to R38) | Ceiling Insulation(R30 to R38) | NonEquip | 20 |  | 0% | Tech/Econ | 0.02909% | 0 | 0 | 0
Tech | Miscellaneous | Space Heating | Packaged central unit | TRC | New | NN3188 | Ceiling Insulation(R2 to R38) | Ceiling Insulation(R2 to R38) | NonEquip | 20 |  | 0% | Tech/Econ | 1.964% | 0 | 0 | 0
Tech | Miscellaneous | Space Heating | Packaged central unit | TRC | New | NN3136 | Ceiling Insulation(R19 to R38) | Ceiling Insulation(R19 to R38) | NonEquip | 20 |  | 0% | Tech/Econ | 0.1091% | 0 | 0 | 0
Tech | Miscellaneous | Space Heating | Packaged central unit | TRC | New | NN3084 | Ceiling Insulation(R12 to R38) | Ceiling Insulation(R12 to R38) | NonEquip | 20 |  | 0% | Tech/Econ | 0.2364% | 0 | 0 | 0
Tech | Miscellaneous | Space Heating | Packaged central unit | TRC | New | NN3006 | Air Curtains | Air Curtains | NonEquip | 8 |  | 0% | Tech/Econ | 0.0224% | 0 | 0 | 0
Tech | Miscellaneous | Space Heating | Packaged central unit | TRC | Existing | NE5333 | Retro-Commissioning | Retro-Commissioning | NonEquip | 5 |  | 21.99% | Tech/Econ | 16% | 186027.3291 | 0 | 96.4235
Tech | Miscellaneous | Space Heating | Packaged central unit | TRC | Existing | NE4319 | Water Cooled Refrigeration Heat Recovery | Water Cooled Refrigeration Heat Recovery | NonEquip | 20 |  | 0% | Tech/Econ | 10% | 0 | 0 | 0
Tech | Miscellaneous | Space Heating | Packaged central unit | TRC | Existing | NE4267 | Warehouse Loading Dock Seals | Warehouse Loading Dock Seals | NonEquip | 18 |  | 0% | Tech/Econ | 0.04956% | 0 | 0 | 0
Tech | Miscellaneous | Space Heating | Packaged central unit | TRC | Existing | NE4241 | Wall Insulation | Wall Insulation | NonEquip | 20 |  | 0% | Tech/Econ | 0.1392% | 0 | 0 | 0
Tech | Miscellaneous | Space Heating | Packaged central unit | TRC | Existing | NE4163 | Smart Thermostat | Smart Thermostat | NonEquip | 11 |  | 22.46% | Tech/Econ | 10% | 125088.3432 | 0 | -20.5537
Tech | Miscellaneous | Space Heating | Packaged central unit | TRC | Existing | NE4085 | Roof Insulation | Roof Insulation | NonEquip | 20 |  | 49.96% | Tech/Econ | 0.3177% | 8096.7655 | 0 | 3.6523
Tech | Miscellaneous | Space Heating | Packaged central unit | TRC | Existing | NE4059 | Programmable Thermostat | Programmable Thermostat | NonEquip | 11 |  | 0% | Tech/Econ | 3.6% | 0 | 0 | 0
Tech | Miscellaneous | Space Heating | Packaged central unit | TRC | Existing | NE4007 | Low U-Value Windows | Low U-Value Windows | NonEquip | 20 |  | 14.46% | Tech/Econ | 46% | 402439.8589 | 0 | -23.3953
Tech | Miscellaneous | Space Heating | Packaged central unit | TRC | Existing | NE3929 | Infiltration Reduction - Air Sealing | Infiltration Reduction - Air Sealing | NonEquip | 11 |  | 0% | Tech/Econ | 0.02478% | 0 | 0 | 0
Tech | Miscellaneous | Space Heating | Packaged central unit | TRC | Existing | NE3851 | Hotel Card Energy Control Systems | Hotel Card Energy Control Systems | NonEquip | 15 |  | 0% | Tech/Econ | 0% | 0 | 0 | 0
Tech | Miscellaneous | Space Heating | Packaged central unit | TRC | Existing | NE3773 | Green Roof | Green Roof | NonEquip | 15 |  | 0.3341% | Tech/Econ | 0.2455% | 41.7653 | 0 | 0
Tech | Miscellaneous | Space Heating | Packaged central unit | TRC | Existing | NE3721 | Floor Insulation | Floor Insulation | NonEquip | 20 |  | 24.19% | Tech/Econ | 0.08334% | 1026.6637 | 0 | 0.46311
Tech | Miscellaneous | Space Heating | Packaged central unit | TRC | Existing | NE3643 | Facility Energy Management System | Facility Energy Management System | NonEquip | 15 |  | 6.861% | Tech/Econ | 20% | 77475.5995 | 0 | 1.3964
Tech | Miscellaneous | Space Heating | Packaged central unit | TRC | Existing | NE3565 | ECM Motors on Furnaces | ECM Motors on Furnaces | NonEquip | 15 | Forced air furnace | 0% | Tech/Econ | 1.706% | 0 | 0 | 0
Tech | Miscellaneous | Space Heating | Packaged central unit | TRC | Existing | NE3539 | Duct Sealing Repair | Duct Sealing Repair | NonEquip | 15 |  | 0% | Tech/Econ | 12% | 0 | 0 | 0
Tech | Miscellaneous | Space Heating | Packaged central unit | TRC | Existing | NE3487 | Duct Insulation | Duct Insulation | NonEquip | 15 |  | 0% | Tech/Econ | 2.045% | 0 | 0 | 0
Tech | Miscellaneous | Space Heating | Packaged central unit | TRC | Existing | NE3435 | Destratification Fans | Destratification Fans | NonEquip | 10 |  | 0% | Tech/Econ | 15.26% | 0 | 0 | 0
Tech | Miscellaneous | Space Heating | Packaged central unit | TRC | Existing | NE3383 | Dedicated Outdoor Air System on VRF unit | Dedicated Outdoor Air System on VRF unit | NonEquip | 15 | Residential/split system heat pump | 0% | Tech/Econ | 10% | 0 | 0 | 0
Tech | Miscellaneous | Space Heating | Packaged central unit | TRC | Existing | NE3331 | Cool Roof | Cool Roof | NonEquip | 15 |  | 72.47% | Tech/Econ | 0.02772% | 1022.8308 | 0 | 0
Tech | Miscellaneous | Space Heating | Packaged central unit | TRC | Existing | NE3227 | Ceiling Insulation(R30 to R38) | Ceiling Insulation(R30 to R38) | NonEquip | 20 |  | 0% | Tech/Econ | 0.0321% | 0 | 0 | 0
Tech | Miscellaneous | Space Heating | Packaged central unit | TRC | Existing | NE3175 | Ceiling Insulation(R2 to R38) | Ceiling Insulation(R2 to R38) | NonEquip | 20 |  | 0% | Tech/Econ | 2.167% | 0 | 0 | 0
Tech | Miscellaneous | Space Heating | Packaged central unit | TRC | Existing | NE3123 | Ceiling Insulation(R19 to R38) | Ceiling Insulation(R19 to R38) | NonEquip | 20 |  | 0% | Tech/Econ | 0.1204% | 0 | 0 | 0
Tech | Miscellaneous | Space Heating | Packaged central unit | TRC | Existing | NE3071 | Ceiling Insulation(R12 to R38) | Ceiling Insulation(R12 to R38) | NonEquip | 20 |  | 0% | Tech/Econ | 0.2608% | 0 | 0 | 0
Tech | Miscellaneous | Space Heating | Packaged central unit | TRC | Existing | NE2993 | Air Curtains | Air Curtains | NonEquip | 8 |  | 0% | Tech/Econ | 0.0224% | 0 | 0 | 0
Tech | Miscellaneous | Space Heating | Packaged central unit | TRC | Turnover | ET1218 | High Efficiency DX 135k- less than 240k BTU | High Efficiency DX 135k- less than 240k BTU | Equip | 15 | Packaged central unit | 94.56% | Tech/Econ | 3.03% | 155983.8182 | 0 | 0
Tech | Miscellaneous | Space Heating | Packaged central unit | TRC | New | EN1244 | High Efficiency DX 135k- less than 240k BTU | High Efficiency DX 135k- less than 240k BTU | Equip | 15 | Packaged central unit | 94.56% | Tech/Econ | 3.03% | 2967.4507 | 0 | 0
Tech | Miscellaneous | Space Cooling | Packaged air conditioning units (RTUs) | TRC | New | NN5372 | Retro-Commissioning | Retro-Commissioning | NonEquip | 5 |  | 0% | Tech/Econ | 16% | 0 | 0 | 0
Tech | Miscellaneous | Space Cooling | Packaged air conditioning units (RTUs) | TRC | New | NN4384 | Window Sun Protection | Window Sun Protection | NonEquip | 10 |  | 12.84% | Tech/Econ | 16% | 48190.3034 | 24.2349 | -0.79691
Tech | Miscellaneous | Space Cooling | Packaged air conditioning units (RTUs) | TRC | New | NN4358 | Waterside Economizer | Waterside Economizer | NonEquip | 20 |  | 0% | Tech/Econ | 5.556% | 0 | 0 | 0
Tech | Miscellaneous | Space Cooling | Packaged air conditioning units (RTUs) | TRC | New | NN4150 | Smart Thermostat | Smart Thermostat | NonEquip | 11 |  | 22.46% | Tech/Econ | 10% | 51623.5086 | 0.61297 | 0
Tech | Miscellaneous | Space Cooling | Packaged air conditioning units (RTUs) | TRC | New | NN4124 | Roof Insulation | Roof Insulation | NonEquip | 20 |  | 49.96% | Tech/Econ | 0.1165% | 0 | 0 | 0
Tech | Miscellaneous | Space Cooling | Packaged air conditioning units (RTUs) | TRC | New | NN4046 | Programmable Thermostat | Programmable Thermostat | NonEquip | 11 |  | 0% | Tech/Econ | 3.6% | 0 | 0 | 0
Tech | Miscellaneous | Space Cooling | Packaged air conditioning units (RTUs) | TRC | New | NN3994 | Low U-Value Windows | Low U-Value Windows | NonEquip | 20 |  | 14.46% | Tech/Econ | 10% | 9956.9067 | 3.4278 | 0
Tech | Miscellaneous | Space Cooling | Packaged air conditioning units (RTUs) | TRC | New | NN3916 | HVAC tune-up_RTU | HVAC tune-up_RTU | NonEquip | 5 | Packaged air conditioning units (RTUs) | 0% | Tech/Econ | 5% | 0 | 0 | 0
Tech | Miscellaneous | Space Cooling | Packaged air conditioning units (RTUs) | TRC | New | NN3890 | HVAC tune-up | HVAC tune-up | NonEquip | 5 | Residential-type central air conditioners | 0% | Tech/Econ | 5% | 0 | 0 | 0
Tech | Miscellaneous | Space Cooling | Packaged air conditioning units (RTUs) | TRC | New | NN3812 | Green Roof | Green Roof | NonEquip | 15 |  | 0.3341% | Tech/Econ | 0.135% | 0 | 0 | 0
Tech | Miscellaneous | Space Cooling | Packaged air conditioning units (RTUs) | TRC | New | NN3682 | Facility Energy Management System | Facility Energy Management System | NonEquip | 15 |  | 6.861% | Tech/Econ | 20% | 35694.4799 | 7.4813 | 0
Tech | Miscellaneous | Space Cooling | Packaged air conditioning units (RTUs) | TRC | New | NN3630 | Facility Commissioning | Facility Commissioning | NonEquip | 10 |  | 53.41% | Tech/Econ | 16% | 219224.2248 | 45.0846 | 0.20294
Tech | Miscellaneous | Space Cooling | Packaged air conditioning units (RTUs) | TRC | New | NN3604 | Energy Recovery Ventilation System (ERV) | Energy Recovery Ventilation System (ERV) | NonEquip | 15 | Packaged air conditioning units (RTUs) | 48.99% | Tech/Econ | 9.935% | 108857.483 | 187.4863 | 7.1686
Tech | Miscellaneous | Space Cooling | Packaged air conditioning units (RTUs) | TRC | New | NN3526 | Duct Sealing Repair | Duct Sealing Repair | NonEquip | 15 |  | 0% | Tech/Econ | 12% | 0 | 0 | 0
Tech | Miscellaneous | Space Cooling | Packaged air conditioning units (RTUs) | TRC | New | NN3474 | Duct Insulation | Duct Insulation | NonEquip | 15 |  | 0% | Tech/Econ | 2.045% | 0 | 0 | 0
Tech | Miscellaneous | Space Cooling | Packaged air conditioning units (RTUs) | TRC | New | NN3422 | Dedicated Outdoor Air System on VRF unit | Dedicated Outdoor Air System on VRF unit | NonEquip | 15 | Residential-type central air conditioners | 0% | Tech/Econ | 17.5% | 0 | 0 | 0
Tech | Miscellaneous | Space Cooling | Packaged air conditioning units (RTUs) | TRC | New | NN3370 | Cool Roof | Cool Roof | NonEquip | 15 |  | 72.47% | Tech/Econ | 0.1918% | 0 | 0 | 0
Tech | Miscellaneous | Space Cooling | Packaged air conditioning units (RTUs) | TRC | New | NN3318 | Chilled Water System - Variable Speed Drives | Chilled Water System - Variable Speed Drives | NonEquip | 13 | Central chillers inside | 0% | Tech/Econ | 24.74% | 0 | 0 | 0
Tech | Miscellaneous | Space Cooling | Packaged air conditioning units (RTUs) | TRC | New | NN3292 | Chilled Water Controls Optimization | Chilled Water Controls Optimization | NonEquip | 10 | Central chillers inside | 0% | Tech/Econ | 12.5% | 0 | 0 | 0
Tech | Miscellaneous | Space Cooling | Packaged air conditioning units (RTUs) | TRC | New | NN3214 | Ceiling Insulation(R2 to R38) | Ceiling Insulation(R2 to R38) | NonEquip | 20 |  | 0% | Tech/Econ | 1.589% | 0 | 0 | 0
Tech | Miscellaneous | Space Cooling | Packaged air conditioning units (RTUs) | TRC | New | NN3162 | Ceiling Insulation(R19 to R38) | Ceiling Insulation(R19 to R38) | NonEquip | 20 |  | 0% | Tech/Econ | 0.08828% | 0 | 0 | 0
Tech | Miscellaneous | Space Cooling | Packaged air conditioning units (RTUs) | TRC | New | NN3110 | Ceiling Insulation(R12 to R38) | Ceiling Insulation(R12 to R38) | NonEquip | 20 |  | 0% | Tech/Econ | 0.1913% | 0 | 0 | 0
Tech | Miscellaneous | Space Cooling | Packaged air conditioning units (RTUs) | TRC | New | NN3058 | Airside Economizer | Airside Economizer | NonEquip | 10 | Packaged air conditioning units (RTUs) | 3.035% | Tech/Econ | 5.556% | 3587.4813 | -0.7059 | 1.3967e-06
Tech | Miscellaneous | Space Cooling | Packaged air conditioning units (RTUs) | TRC | Existing | NE5359 | Retro-Commissioning | Retro-Commissioning | NonEquip | 5 |  | 21.99% | Tech/Econ | 16% | 4077172.171 | 681.6289 | 0
Tech | Miscellaneous | Space Cooling | Packaged air conditioning units (RTUs) | TRC | Existing | NE4371 | Window Sun Protection | Window Sun Protection | NonEquip | 10 |  | 12.84% | Tech/Econ | 16% | 2729735.925 | 1372.7857 | -45.141
Tech | Miscellaneous | Space Cooling | Packaged air conditioning units (RTUs) | TRC | Existing | NE4345 | Waterside Economizer | Waterside Economizer | NonEquip | 20 |  | 0% | Tech/Econ | 5.556% | 0 | 0 | 0
Tech | Miscellaneous | Space Cooling | Packaged air conditioning units (RTUs) | TRC | Existing | NE4215 | Wall Insulation | Wall Insulation | NonEquip | 20 |  | 0% | Tech/Econ | 0.6991% | 0 | 0 | 0
Tech | Miscellaneous | Space Cooling | Packaged air conditioning units (RTUs) | TRC | Existing | NE4137 | Smart Thermostat | Smart Thermostat | NonEquip | 11 |  | 22.46% | Tech/Econ | 10% | 2924209.567 | 34.7216 | 0
Tech | Miscellaneous | Space Cooling | Packaged air conditioning units (RTUs) | TRC | Existing | NE4111 | Roof Insulation | Roof Insulation | NonEquip | 20 |  | 49.96% | Tech/Econ | 0.233% | 130144.4775 | 2.6042 | 0
Tech | Miscellaneous | Space Cooling | Packaged air conditioning units (RTUs) | TRC | Existing | NE4033 | Programmable Thermostat | Programmable Thermostat | NonEquip | 11 |  | 0% | Tech/Econ | 3.6% | 0 | 0 | 0
Tech | Miscellaneous | Space Cooling | Packaged air conditioning units (RTUs) | TRC | Existing | NE3981 | Low U-Value Windows | Low U-Value Windows | NonEquip | 20 |  | 14.46% | Tech/Econ | 46% | 9605178.52 | 3306.7147 | 0
Tech | Miscellaneous | Space Cooling | Packaged air conditioning units (RTUs) | TRC | Existing | NE3903 | HVAC tune-up_RTU | HVAC tune-up_RTU | NonEquip | 5 | Packaged air conditioning units (RTUs) | 0% | Tech/Econ | 5% | 0 | 0 | 0
Tech | Miscellaneous | Space Cooling | Packaged air conditioning units (RTUs) | TRC | Existing | NE3877 | HVAC tune-up | HVAC tune-up | NonEquip | 5 | Residential-type central air conditioners | 0% | Tech/Econ | 5% | 0 | 0 | 0
Tech | Miscellaneous | Space Cooling | Packaged air conditioning units (RTUs) | TRC | Existing | NE3799 | Green Roof | Green Roof | NonEquip | 15 |  | 0.3341% | Tech/Econ | 0.135% | 503.024 | 0.064904 | 0
Tech | Miscellaneous | Space Cooling | Packaged air conditioning units (RTUs) | TRC | Existing | NE3747 | Floor Insulation | Floor Insulation | NonEquip | 20 |  | 24.19% | Tech/Econ | 0.06112% | 16486.3403 | 0.3299 | 0
Tech | Miscellaneous | Space Cooling | Packaged air conditioning units (RTUs) | TRC | Existing | NE3669 | Facility Energy Management System | Facility Energy Management System | NonEquip | 15 |  | 6.861% | Tech/Econ | 20% | 1849138.32 | 387.5677 | 0
Tech | Miscellaneous | Space Cooling | Packaged air conditioning units (RTUs) | TRC | Existing | NE3591 | Energy Recovery Ventilation System (ERV) | Energy Recovery Ventilation System (ERV) | NonEquip | 15 | Packaged air conditioning units (RTUs) | 48.99% | Tech/Econ | 9.935% | 6193675.261 | 10667.4244 | 407.8744
Tech | Miscellaneous | Space Cooling | Packaged air conditioning units (RTUs) | TRC | Existing | NE3513 | Duct Sealing Repair | Duct Sealing Repair | NonEquip | 15 |  | 0% | Tech/Econ | 12% | 0 | 0 | 0
Tech | Miscellaneous | Space Cooling | Packaged air conditioning units (RTUs) | TRC | Existing | NE3461 | Duct Insulation | Duct Insulation | NonEquip | 15 |  | 0% | Tech/Econ | 2.045% | 0 | 0 | 0
Tech | Miscellaneous | Space Cooling | Packaged air conditioning units (RTUs) | TRC | Existing | NE3409 | Dedicated Outdoor Air System on VRF unit | Dedicated Outdoor Air System on VRF unit | NonEquip | 15 | Residential-type central air conditioners | 0% | Tech/Econ | 17.5% | 0 | 0 | 0
Tech | Miscellaneous | Space Cooling | Packaged air conditioning units (RTUs) | TRC | Existing | NE3357 | Cool Roof | Cool Roof | NonEquip | 15 |  | 72.47% | Tech/Econ | 0.1918% | 155263.23 | 20.0333 | 0
Tech | Miscellaneous | Space Cooling | Packaged air conditioning units (RTUs) | TRC | Existing | NE3305 | Chilled Water System - Variable Speed Drives | Chilled Water System - Variable Speed Drives | NonEquip | 13 | Central chillers inside | 0% | Tech/Econ | 24.74% | 0 | 0 | 0
Tech | Miscellaneous | Space Cooling | Packaged air conditioning units (RTUs) | TRC | Existing | NE3279 | Chilled Water Controls Optimization | Chilled Water Controls Optimization | NonEquip | 10 | Central chillers inside | 0% | Tech/Econ | 12.5% | 0 | 0 | 0
Tech | Miscellaneous | Space Cooling | Packaged air conditioning units (RTUs) | TRC | Existing | NE3201 | Ceiling Insulation(R2 to R38) | Ceiling Insulation(R2 to R38) | NonEquip | 20 |  | 0% | Tech/Econ | 1.589% | 0 | 0 | 0
Tech | Miscellaneous | Space Cooling | Packaged air conditioning units (RTUs) | TRC | Existing | NE3149 | Ceiling Insulation(R19 to R38) | Ceiling Insulation(R19 to R38) | NonEquip | 20 |  | 0% | Tech/Econ | 0.08828% | 0 | 0 | 0
Tech | Miscellaneous | Space Cooling | Packaged air conditioning units (RTUs) | TRC | Existing | NE3097 | Ceiling Insulation(R12 to R38) | Ceiling Insulation(R12 to R38) | NonEquip | 20 |  | 0% | Tech/Econ | 0.1913% | 0 | 0 | 0
Tech | Miscellaneous | Space Cooling | Packaged air conditioning units (RTUs) | TRC | Existing | NE3045 | Airside Economizer | Airside Economizer | NonEquip | 10 | Packaged air conditioning units (RTUs) | 3.035% | Tech/Econ | 5.556% | 204117.2892 | -40.1635 | 7.9466e-05
Tech | Miscellaneous | Space Cooling | Packaged air conditioning units (RTUs) | TRC | Turnover | ET1179 | High Efficiency DX 135k- less than 240k BTU | High Efficiency DX 135k- less than 240k BTU | Equip | 15 | Packaged air conditioning units (RTUs) | 94.56% | Tech/Econ | 4.348% | 4968833.349 | 2054.682 | 0
Tech | Miscellaneous | Space Cooling | Packaged air conditioning units (RTUs) | TRC | New | EN1205 | High Efficiency DX 135k- less than 240k BTU | High Efficiency DX 135k- less than 240k BTU | Equip | 15 | Packaged air conditioning units (RTUs) | 94.56% | Tech/Econ | 4.348% | 44304.6176 | 18.3206 | 0
Tech | Miscellaneous | Interior Lighting | Overhead (fluorescent/LED/CFL U-shape) | TRC | New | NN5268 | Retro-Commissioning | Retro-Commissioning | NonEquip | 5 |  | 0% | Tech/Econ | 16% | 0 | 0 | 0
Tech | Miscellaneous | Interior Lighting | Overhead (fluorescent/LED/CFL U-shape) | TRC | New | NN4436 | Interior Lighting Controls | Interior Lighting Controls | NonEquip | 8 | Overhead (fluorescent/LED/CFL U-shape) | 15.09% | Tech/Econ | 28% | 206107.5703 | 0 | 0
Tech | Miscellaneous | Interior Lighting | Overhead (fluorescent/LED/CFL U-shape) | TRC | New | NN4410 | Bi-Level Lighting Control (Interior) | Bi-Level Lighting Control (Interior) | NonEquip | 8 | Overhead (fluorescent/LED/CFL U-shape) | 22.45% | Tech/Econ | 31% | 365041.6623 | 1.0036 | 0
Tech | Miscellaneous | Interior Lighting | Overhead (fluorescent/LED/CFL U-shape) | TRC | New | NN3708 | Facility Energy Management System | Facility Energy Management System | NonEquip | 15 |  | 6.861% | Tech/Econ | 24% | 76947.8376 | 16.1278 | 1.3869
Tech | Miscellaneous | Interior Lighting | Overhead (fluorescent/LED/CFL U-shape) | TRC | Existing | NE5255 | Retro-Commissioning | Retro-Commissioning | NonEquip | 5 |  | 21.99% | Tech/Econ | 16% | 7832675.263 | 1309.4807 | 4059.9067
Tech | Miscellaneous | Interior Lighting | Overhead (fluorescent/LED/CFL U-shape) | TRC | Existing | NE4423 | Interior Lighting Controls | Interior Lighting Controls | NonEquip | 8 | Overhead (fluorescent/LED/CFL U-shape) | 15.09% | Tech/Econ | 28% | 10052189.39 | 0 | 0
Tech | Miscellaneous | Interior Lighting | Overhead (fluorescent/LED/CFL U-shape) | TRC | Existing | NE4397 | Bi-Level Lighting Control (Interior) | Bi-Level Lighting Control (Interior) | NonEquip | 8 | Overhead (fluorescent/LED/CFL U-shape) | 22.45% | Tech/Econ | 31% | 17803654.29 | 48.9493 | 0
Tech | Miscellaneous | Interior Lighting | Overhead (fluorescent/LED/CFL U-shape) | TRC | Existing | NE3695 | Facility Energy Management System | Facility Energy Management System | NonEquip | 15 |  | 6.861% | Tech/Econ | 24% | 3727314.345 | 781.2216 | 67.1784
Tech | Miscellaneous | Interior Lighting | Overhead (fluorescent/LED/CFL U-shape) | TRC | Turnover | ET1803 | Premium T8 - Lamp Replacement | Premium T8 - Lamp Replacement | Equip | 8 | Overhead (fluorescent/LED/CFL U-shape) | 0% | Tech/Econ | 12.5% | 0 | 0 | 0
Tech | Miscellaneous | Interior Lighting | Overhead (fluorescent/LED/CFL U-shape) | TRC | Turnover | ET1764 | Premium T8 - Fixture Replacement | Premium T8 - Fixture Replacement | Equip | 8 | Overhead (fluorescent/LED/CFL U-shape) | 0% | Tech/Econ | 12.5% | 0 | 0 | 0
Tech | Miscellaneous | Interior Lighting | Overhead (fluorescent/LED/CFL U-shape) | TRC | Turnover | ET1725 | LED Linear - Lamp Replacement | LED Linear - Lamp Replacement | Equip | 15 | Overhead (fluorescent/LED/CFL U-shape) | 2.678% | Tech/Econ | 25.43% | 1551761.635 | 374.8398 | 86.0628
Tech | Miscellaneous | Interior Lighting | Overhead (fluorescent/LED/CFL U-shape) | TRC | Turnover | ET1686 | LED Linear - Fixture Replacement | LED Linear - Fixture Replacement | Equip | 15 | Overhead (fluorescent/LED/CFL U-shape) | 24.1% | Tech/Econ | 50.28% | 35269699.1 | 8549.5156 | 1955.809
Tech | Miscellaneous | Interior Lighting | Overhead (fluorescent/LED/CFL U-shape) | TRC | New | EN1829 | Premium T8 - Lamp Replacement | Premium T8 - Lamp Replacement | Equip | 8 | Overhead (fluorescent/LED/CFL U-shape) | 0% | Tech/Econ | 12.5% | 0 | 0 | 0
Tech | Miscellaneous | Interior Lighting | Overhead (fluorescent/LED/CFL U-shape) | TRC | New | EN1790 | Premium T8 - Fixture Replacement | Premium T8 - Fixture Replacement | Equip | 8 | Overhead (fluorescent/LED/CFL U-shape) | 0% | Tech/Econ | 12.5% | 0 | 0 | 0
Tech | Miscellaneous | Interior Lighting | Overhead (fluorescent/LED/CFL U-shape) | TRC | New | EN1751 | LED Linear - Lamp Replacement | LED Linear - Lamp Replacement | Equip | 15 | Overhead (fluorescent/LED/CFL U-shape) | 0% | Tech/Econ | 25.43% | 0 | 0 | 0
Tech | Miscellaneous | Interior Lighting | Overhead (fluorescent/LED/CFL U-shape) | TRC | New | EN1712 | LED Linear - Fixture Replacement | LED Linear - Fixture Replacement | Equip | 15 | Overhead (fluorescent/LED/CFL U-shape) | 0% | Tech/Econ | 50.28% | 0 | 0 | 0
Tech | Miscellaneous | Cooking | Oven | TRC | Turnover | ET48 | Energy Star Commercial Oven | Energy Star Commercial Oven | Equip | 12 | Oven | 0% | Tech/Econ | 34.83% | 0 | 0 | 0
Tech | Miscellaneous | Cooking | Oven | TRC | New | EN74 | Energy Star Commercial Oven | Energy Star Commercial Oven | Equip | 12 | Oven | 0% | Tech/Econ | 34.83% | 0 | 0 | 0
Tech | Miscellaneous | Miscellaneous | Others | TRC | New | NN5450 | Retro-Commissioning | Retro-Commissioning | NonEquip | 5 |  | 0% | Tech/Econ | 16% | 0 | 0 | 0
Tech | Miscellaneous | Miscellaneous | Others | TRC | New | NN4540 | VSD Controlled Compressor | VSD Controlled Compressor | NonEquip | 15 | Others | 23.37% | Tech/Econ | 20.79% | 637446.3556 | 96.1168 | 44.9866
Tech | Miscellaneous | Miscellaneous | Others | TRC | New | NN4514 | Regenerative Drive Elevator Motor | Regenerative Drive Elevator Motor | NonEquip | 13 | Elevators/Escalators | 0% | Tech/Econ | 6.211% | 0 | 0 | 0
Tech | Miscellaneous | Miscellaneous | Others | TRC | New | NN4488 | Engine Block Timer | Engine Block Timer | NonEquip | 5 | Others | 0% | Tech/Econ | 36% | 0 | 0 | 0
Tech | Miscellaneous | Miscellaneous | Others | TRC | New | NN4462 | Efficient Motor Belts | Efficient Motor Belts | NonEquip | 10 | Others | 4.793% | Tech/Econ | 1.105% | 6611.0377 | 0.90628 | 0.22378
Tech | Miscellaneous | Miscellaneous | Others | TRC | Existing | NE5437 | Retro-Commissioning | Retro-Commissioning | NonEquip | 5 |  | 21.99% | Tech/Econ | 16% | 24374913.01 | 4075.0415 | 12634.2365
Tech | Miscellaneous | Miscellaneous | Others | TRC | Existing | NE4527 | VSD Controlled Compressor | VSD Controlled Compressor | NonEquip | 15 | Others | 23.37% | Tech/Econ | 20.79% | 35376472.21 | 5334.2083 | 2496.6312
Tech | Miscellaneous | Miscellaneous | Others | TRC | Existing | NE4501 | Regenerative Drive Elevator Motor | Regenerative Drive Elevator Motor | NonEquip | 13 | Elevators/Escalators | 0% | Tech/Econ | 6.211% | 0 | 0 | 0
Tech | Miscellaneous | Miscellaneous | Others | TRC | Existing | NE4475 | Engine Block Timer | Engine Block Timer | NonEquip | 5 | Others | 0% | Tech/Econ | 36% | 0 | 0 | 0
Tech | Miscellaneous | Miscellaneous | Others | TRC | Existing | NE4449 | Efficient Motor Belts | Efficient Motor Belts | NonEquip | 10 | Others | 4.793% | Tech/Econ | 1.105% | 353985.5456 | 48.5263 | 11.9825
Tech | Miscellaneous | Miscellaneous | Others | TRC | Turnover | ET1920 | ENERGY STAR Water Cooler | ENERGY STAR Water Cooler | Equip | 10 | Others | 0% | Tech/Econ | 68.49% | 0 | 0 | 0
Tech | Miscellaneous | Miscellaneous | Others | TRC | Turnover | ET1881 | ENERGY STAR Commercial Clothes Washer | ENERGY STAR Commercial Clothes Washer | Equip | 7 | Others | 0% | Tech/Econ | 27.27% | 0 | 0 | 0
Tech | Miscellaneous | Miscellaneous | Others | TRC | Turnover | ET1842 | Efficient Battery Charger | Efficient Battery Charger | Equip | 7 | Others | 0% | Tech/Econ | 13.68% | 0 | 0 | 0
Tech | Miscellaneous | Miscellaneous | Others | TRC | New | EN1946 | ENERGY STAR Water Cooler | ENERGY STAR Water Cooler | Equip | 10 | Others | 0% | Tech/Econ | 68.49% | 0 | 0 | 0
Tech | Miscellaneous | Miscellaneous | Others | TRC | New | EN1907 | ENERGY STAR Commercial Clothes Washer | ENERGY STAR Commercial Clothes Washer | Equip | 7 | Others | 0% | Tech/Econ | 27.27% | 0 | 0 | 0
Tech | Miscellaneous | Miscellaneous | Others | TRC | New | EN1868 | Efficient Battery Charger | Efficient Battery Charger | Equip | 7 | Others | 0% | Tech/Econ | 13.68% | 0 | 0 | 0
Tech | Miscellaneous | Office Equipment | Other office | TRC | New | NN4592 | Smart Strip Plug Outlet | Smart Strip Plug Outlet | NonEquip | 4 |  | 43.9% | Tech/Econ | 1.187% | 552.8811 | 0.08221 | 0
Tech | Miscellaneous | Office Equipment | Other office | TRC | New | NN4566 | Network PC Power Management | Network PC Power Management | NonEquip | 5 | Computers | 0% | Tech/Econ | 56.5% | 0 | 0 | 0
Tech | Miscellaneous | Office Equipment | Other office | TRC | Existing | NE4579 | Smart Strip Plug Outlet | Smart Strip Plug Outlet | NonEquip | 4 |  | 43.9% | Tech/Econ | 1.187% | 30683.3388 | 4.5624 | 0
Tech | Miscellaneous | Office Equipment | Other office | TRC | Existing | NE4553 | Network PC Power Management | Network PC Power Management | NonEquip | 5 | Computers | 0% | Tech/Econ | 56.5% | 0 | 0 | 0
Tech | Miscellaneous | Office Equipment | Other office | TRC | Turnover | ET2265 | Energy Star Uninterruptable Power Supply | Energy Star Uninterruptable Power Supply | Equip | 10 | Other office | 22.4% | Tech/Econ | 1.878% | 24874.0159 | 2.8395 | 2.8395
Tech | Miscellaneous | Office Equipment | Other office | TRC | New | EN2291 | Energy Star Uninterruptable Power Supply | Energy Star Uninterruptable Power Supply | Equip | 10 | Other office | 22.4% | Tech/Econ | 1.878% | 448.2033 | 0.051165 | 0.051165
Tech | Miscellaneous | Ventilation and Circulation | Motor/Fan | TRC | New | NN5398 | Retro-Commissioning | Retro-Commissioning | NonEquip | 5 |  | 0% | Tech/Econ | 16% | 0 | 0 | 0
Tech | Miscellaneous | Ventilation and Circulation | Motor/Fan | TRC | New | NN4982 | VAV System | VAV System | NonEquip | 10 |  | 0% | Tech/Econ | 30% | 0 | 0 | 0
Tech | Miscellaneous | Ventilation and Circulation | Motor/Fan | TRC | New | NN4956 | Demand Controlled Ventilation | Demand Controlled Ventilation | NonEquip | 10 |  | 23.39% | Tech/Econ | 3.192% | 10.6818 | 0.0011121 | 0.0062613
Tech | Miscellaneous | Ventilation and Circulation | Motor/Fan | TRC | New | NN4930 | CO Sensors for Parking Garage Exhaust | CO Sensors for Parking Garage Exhaust | NonEquip | 15 | Motor/Fan | 0% | Tech/Econ | 33% | 0 | 0 | 0
Tech | Miscellaneous | Ventilation and Circulation | Motor/Fan | TRC | Existing | NE5385 | Retro-Commissioning | Retro-Commissioning | NonEquip | 5 |  | 21.99% | Tech/Econ | 16% | 2772.5986 | 0.46353 | 1.4371
Tech | Miscellaneous | Ventilation and Circulation | Motor/Fan | TRC | Existing | NE4969 | VAV System | VAV System | NonEquip | 10 |  | 0% | Tech/Econ | 30% | 0 | 0 | 0
Tech | Miscellaneous | Ventilation and Circulation | Motor/Fan | TRC | Existing | NE4943 | Demand Controlled Ventilation | Demand Controlled Ventilation | NonEquip | 10 |  | 23.39% | Tech/Econ | 3.192% | 592.8091 | 0.06172 | 0.34748
Tech | Miscellaneous | Ventilation and Circulation | Motor/Fan | TRC | Existing | NE4917 | CO Sensors for Parking Garage Exhaust | CO Sensors for Parking Garage Exhaust | NonEquip | 15 | Motor/Fan | 0% | Tech/Econ | 33% | 0 | 0 | 0
Tech | Miscellaneous | Ventilation and Circulation | Motor/Fan | TRC | Turnover | ET2694 | High Speed Fans | High Speed Fans | Equip | 7 | Motor/Fan | 14.03% | Tech/Econ | 10.99% | 1242.5202 | 0.17294 | 0.015842
Tech | Miscellaneous | Ventilation and Circulation | Motor/Fan | TRC | Turnover | ET2655 | 10HP Open Drip-Proof(ODP) Motor | 10HP Open Drip-Proof(ODP) Motor | Equip | 15 | Motor/Fan | 0% | Tech/Econ | 1.079% | 0 | 0 | 0
Tech | Miscellaneous | Ventilation and Circulation | Motor/Fan | TRC | New | EN2720 | High Speed Fans | High Speed Fans | Equip | 7 | Motor/Fan | 14.03% | Tech/Econ | 10.99% | 22.3889 | 0.0031162 | 0.00028546
Tech | Miscellaneous | Ventilation and Circulation | Motor/Fan | TRC | New | EN2681 | 10HP Open Drip-Proof(ODP) Motor | 10HP Open Drip-Proof(ODP) Motor | Equip | 15 | Motor/Fan | 0% | Tech/Econ | 1.079% | 0 | 0 | 0
Tech | Miscellaneous | Miscellaneous | Medical equipment | TRC | New | NN5450 | Retro-Commissioning | Retro-Commissioning | NonEquip | 5 |  | 0% | Tech/Econ | 16% | 0 | 0 | 0
Tech | Miscellaneous | Miscellaneous | Medical equipment | TRC | New | NN4540 | VSD Controlled Compressor | VSD Controlled Compressor | NonEquip | 15 | Others | 0% | Tech/Econ | 20.79% | 0 | 0 | 0
Tech | Miscellaneous | Miscellaneous | Medical equipment | TRC | New | NN4514 | Regenerative Drive Elevator Motor | Regenerative Drive Elevator Motor | NonEquip | 13 | Elevators/Escalators | 0% | Tech/Econ | 6.211% | 0 | 0 | 0
Tech | Miscellaneous | Miscellaneous | Medical equipment | TRC | New | NN4488 | Engine Block Timer | Engine Block Timer | NonEquip | 5 | Others | 0% | Tech/Econ | 36% | 0 | 0 | 0
Tech | Miscellaneous | Miscellaneous | Medical equipment | TRC | New | NN4462 | Efficient Motor Belts | Efficient Motor Belts | NonEquip | 10 | Others | 0% | Tech/Econ | 1.105% | 0 | 0 | 0
Tech | Miscellaneous | Miscellaneous | Medical equipment | TRC | Existing | NE5437 | Retro-Commissioning | Retro-Commissioning | NonEquip | 5 |  | 21.99% | Tech/Econ | 16% | 0 | 0 | 0
Tech | Miscellaneous | Miscellaneous | Medical equipment | TRC | Existing | NE4527 | VSD Controlled Compressor | VSD Controlled Compressor | NonEquip | 15 | Others | 0% | Tech/Econ | 20.79% | 0 | 0 | 0
Tech | Miscellaneous | Miscellaneous | Medical equipment | TRC | Existing | NE4501 | Regenerative Drive Elevator Motor | Regenerative Drive Elevator Motor | NonEquip | 13 | Elevators/Escalators | 0% | Tech/Econ | 6.211% | 0 | 0 | 0
Tech | Miscellaneous | Miscellaneous | Medical equipment | TRC | Existing | NE4475 | Engine Block Timer | Engine Block Timer | NonEquip | 5 | Others | 0% | Tech/Econ | 36% | 0 | 0 | 0
Tech | Miscellaneous | Miscellaneous | Medical equipment | TRC | Existing | NE4449 | Efficient Motor Belts | Efficient Motor Belts | NonEquip | 10 | Others | 0% | Tech/Econ | 1.105% | 0 | 0 | 0
Tech | Miscellaneous | Refrigeration | Large cold storage | TRC | New | NN5320 | Retro-Commissioning | Retro-Commissioning | NonEquip | 5 |  | 0% | Tech/Econ | 16% | 0 | 0 | 0
Tech | Miscellaneous | Refrigeration | Large cold storage | TRC | New | NN4904 | Strip Curtains for Walk-ins | Strip Curtains for Walk-ins | NonEquip | 4 | Walk-in cooler | 0% | Tech/Econ | 2.115% | 0 | 0 | 0
Tech | Miscellaneous | Refrigeration | Large cold storage | TRC | New | NN4878 | Refrigerated Display Case Lighting Controls | Refrigerated Display Case Lighting Controls | NonEquip | 8 | Display cases | 0% | Tech/Econ | 0.9365% | 0 | 0 | 0
Tech | Miscellaneous | Refrigeration | Large cold storage | TRC | New | NN4852 | PSC to ECM Evaporator Fan Motor (Walk-In, Refrigerator) | PSC to ECM Evaporator Fan Motor (Walk-In, Refrigerator) | NonEquip | 15 | Walk-in cooler | 0% | Tech/Econ | 37.5% | 0 | 0 | 0
Tech | Miscellaneous | Refrigeration | Large cold storage | TRC | New | NN4826 | PSC to ECM Evaporator Fan Motor (Reach-In) | PSC to ECM Evaporator Fan Motor (Reach-In) | NonEquip | 15 | Display cases | 0% | Tech/Econ | 37.5% | 0 | 0 | 0
Tech | Miscellaneous | Refrigeration | Large cold storage | TRC | New | NN4800 | Night Covers for Display Cases | Night Covers for Display Cases | NonEquip | 5 | Display cases | 0% | Tech/Econ | 1.877% | 0 | 0 | 0
Tech | Miscellaneous | Refrigeration | Large cold storage | TRC | New | NN4774 | High R-Value Glass Doors | High R-Value Glass Doors | NonEquip | 12 | Display cases | 0% | Tech/Econ | 0% | 0 | 0 | 0
Tech | Miscellaneous | Refrigeration | Large cold storage | TRC | New | NN4748 | High Efficiency Refrigeration Compressor | High Efficiency Refrigeration Compressor | NonEquip | 13 | Display cases | 0% | Tech/Econ | 6.922% | 0 | 0 | 0
Tech | Miscellaneous | Refrigeration | Large cold storage | TRC | New | NN4722 | Freezer-Cooler Replacement Gaskets | Freezer-Cooler Replacement Gaskets | NonEquip | 4 | Display cases | 0% | Tech/Econ | 0% | 0 | 0 | 0
Tech | Miscellaneous | Refrigeration | Large cold storage | TRC | New | NN4696 | Floating Head Pressure Controls | Floating Head Pressure Controls | NonEquip | 15 |  | 0% | Tech/Econ | 6.05% | 0 | 0 | 0
Tech | Miscellaneous | Refrigeration | Large cold storage | TRC | New | NN4670 | Demand Defrost | Demand Defrost | NonEquip | 10 | Walk-in cooler | 0% | Tech/Econ | 30% | 0 | 0 | 0
Tech | Miscellaneous | Refrigeration | Large cold storage | TRC | New | NN4644 | Automatic Door Closer for Walk-in Coolers and Freezers | Automatic Door Closer for Walk-in Coolers and Freezers | NonEquip | 8 | Walk-in cooler | 0% | Tech/Econ | 3.131% | 0 | 0 | 0
Tech | Miscellaneous | Refrigeration | Large cold storage | TRC | New | NN4618 | Anti-Sweat Controls | Anti-Sweat Controls | NonEquip | 8 | Display cases | 0% | Tech/Econ | 85% | 0 | 0 | 0
Tech | Miscellaneous | Refrigeration | Large cold storage | TRC | Existing | NE5307 | Retro-Commissioning | Retro-Commissioning | NonEquip | 5 |  | 21.99% | Tech/Econ | 16% | 106.4701 | 0.0178 | 0.055187
Tech | Miscellaneous | Refrigeration | Large cold storage | TRC | Existing | NE4891 | Strip Curtains for Walk-ins | Strip Curtains for Walk-ins | NonEquip | 4 | Walk-in cooler | 0% | Tech/Econ | 2.115% | 0 | 0 | 0
Tech | Miscellaneous | Refrigeration | Large cold storage | TRC | Existing | NE4865 | Refrigerated Display Case Lighting Controls | Refrigerated Display Case Lighting Controls | NonEquip | 8 | Display cases | 0% | Tech/Econ | 2.524% | 0 | 0 | 0
Tech | Miscellaneous | Refrigeration | Large cold storage | TRC | Existing | NE4839 | PSC to ECM Evaporator Fan Motor (Walk-In, Refrigerator) | PSC to ECM Evaporator Fan Motor (Walk-In, Refrigerator) | NonEquip | 15 | Walk-in cooler | 0% | Tech/Econ | 37.5% | 0 | 0 | 0
Tech | Miscellaneous | Refrigeration | Large cold storage | TRC | Existing | NE4813 | PSC to ECM Evaporator Fan Motor (Reach-In) | PSC to ECM Evaporator Fan Motor (Reach-In) | NonEquip | 15 | Display cases | 0% | Tech/Econ | 37.5% | 0 | 0 | 0
Tech | Miscellaneous | Refrigeration | Large cold storage | TRC | Existing | NE4787 | Night Covers for Display Cases | Night Covers for Display Cases | NonEquip | 5 | Display cases | 0% | Tech/Econ | 1.877% | 0 | 0 | 0
Tech | Miscellaneous | Refrigeration | Large cold storage | TRC | Existing | NE4761 | High R-Value Glass Doors | High R-Value Glass Doors | NonEquip | 12 | Display cases | 0% | Tech/Econ | 23.81% | 0 | 0 | 0
Tech | Miscellaneous | Refrigeration | Large cold storage | TRC | Existing | NE4735 | High Efficiency Refrigeration Compressor | High Efficiency Refrigeration Compressor | NonEquip | 13 | Display cases | 0% | Tech/Econ | 6.922% | 0 | 0 | 0
Tech | Miscellaneous | Refrigeration | Large cold storage | TRC | Existing | NE4709 | Freezer-Cooler Replacement Gaskets | Freezer-Cooler Replacement Gaskets | NonEquip | 4 | Display cases | 0% | Tech/Econ | 3.131% | 0 | 0 | 0
Tech | Miscellaneous | Refrigeration | Large cold storage | TRC | Existing | NE4683 | Floating Head Pressure Controls | Floating Head Pressure Controls | NonEquip | 15 |  | 0% | Tech/Econ | 6.05% | 0 | 0 | 0
Tech | Miscellaneous | Refrigeration | Large cold storage | TRC | Existing | NE4657 | Demand Defrost | Demand Defrost | NonEquip | 10 | Walk-in cooler | 0% | Tech/Econ | 30% | 0 | 0 | 0
Tech | Miscellaneous | Refrigeration | Large cold storage | TRC | Existing | NE4631 | Automatic Door Closer for Walk-in Coolers and Freezers | Automatic Door Closer for Walk-in Coolers and Freezers | NonEquip | 8 | Walk-in cooler | 0% | Tech/Econ | 3.131% | 0 | 0 | 0
Tech | Miscellaneous | Refrigeration | Large cold storage | TRC | Existing | NE4605 | Anti-Sweat Controls | Anti-Sweat Controls | NonEquip | 8 | Display cases | 0% | Tech/Econ | 85% | 0 | 0 | 0
Tech | Miscellaneous | Miscellaneous | Laboratory equipment | TRC | New | NN5450 | Retro-Commissioning | Retro-Commissioning | NonEquip | 5 |  | 0% | Tech/Econ | 16% | 0 | 0 | 0
Tech | Miscellaneous | Miscellaneous | Laboratory equipment | TRC | New | NN4540 | VSD Controlled Compressor | VSD Controlled Compressor | NonEquip | 15 | Others | 0% | Tech/Econ | 20.79% | 0 | 0 | 0
Tech | Miscellaneous | Miscellaneous | Laboratory equipment | TRC | New | NN4514 | Regenerative Drive Elevator Motor | Regenerative Drive Elevator Motor | NonEquip | 13 | Elevators/Escalators | 0% | Tech/Econ | 6.211% | 0 | 0 | 0
Tech | Miscellaneous | Miscellaneous | Laboratory equipment | TRC | New | NN4488 | Engine Block Timer | Engine Block Timer | NonEquip | 5 | Others | 0% | Tech/Econ | 36% | 0 | 0 | 0
Tech | Miscellaneous | Miscellaneous | Laboratory equipment | TRC | New | NN4462 | Efficient Motor Belts | Efficient Motor Belts | NonEquip | 10 | Others | 0% | Tech/Econ | 1.105% | 0 | 0 | 0
Tech | Miscellaneous | Miscellaneous | Laboratory equipment | TRC | Existing | NE5437 | Retro-Commissioning | Retro-Commissioning | NonEquip | 5 |  | 21.99% | Tech/Econ | 16% | 0 | 0 | 0
Tech | Miscellaneous | Miscellaneous | Laboratory equipment | TRC | Existing | NE4527 | VSD Controlled Compressor | VSD Controlled Compressor | NonEquip | 15 | Others | 0% | Tech/Econ | 20.79% | 0 | 0 | 0
Tech | Miscellaneous | Miscellaneous | Laboratory equipment | TRC | Existing | NE4501 | Regenerative Drive Elevator Motor | Regenerative Drive Elevator Motor | NonEquip | 13 | Elevators/Escalators | 0% | Tech/Econ | 6.211% | 0 | 0 | 0
Tech | Miscellaneous | Miscellaneous | Laboratory equipment | TRC | Existing | NE4475 | Engine Block Timer | Engine Block Timer | NonEquip | 5 | Others | 0% | Tech/Econ | 36% | 0 | 0 | 0
Tech | Miscellaneous | Miscellaneous | Laboratory equipment | TRC | Existing | NE4449 | Efficient Motor Belts | Efficient Motor Belts | NonEquip | 10 | Others | 0% | Tech/Econ | 1.105% | 0 | 0 | 0
Tech | Miscellaneous | Ventilation and Circulation | Individual room ventilation | TRC | New | NN5398 | Retro-Commissioning | Retro-Commissioning | NonEquip | 5 |  | 0% | Tech/Econ | 16% | 0 | 0 | 0
Tech | Miscellaneous | Ventilation and Circulation | Individual room ventilation | TRC | New | NN4982 | VAV System | VAV System | NonEquip | 10 |  | 0% | Tech/Econ | 30% | 0 | 0 | 0
Tech | Miscellaneous | Ventilation and Circulation | Individual room ventilation | TRC | New | NN4956 | Demand Controlled Ventilation | Demand Controlled Ventilation | NonEquip | 10 |  | 23.39% | Tech/Econ | 3.192% | 10.849 | 0.0011295 | 0.0063593
Tech | Miscellaneous | Ventilation and Circulation | Individual room ventilation | TRC | New | NN4930 | CO Sensors for Parking Garage Exhaust | CO Sensors for Parking Garage Exhaust | NonEquip | 15 | Motor/Fan | 0% | Tech/Econ | 33% | 0 | 0 | 0
Tech | Miscellaneous | Ventilation and Circulation | Individual room ventilation | TRC | Existing | NE5385 | Retro-Commissioning | Retro-Commissioning | NonEquip | 5 |  | 21.99% | Tech/Econ | 16% | 2837.1707 | 0.47432 | 1.4706
Tech | Miscellaneous | Ventilation and Circulation | Individual room ventilation | TRC | Existing | NE4969 | VAV System | VAV System | NonEquip | 10 |  | 0% | Tech/Econ | 30% | 0 | 0 | 0
Tech | Miscellaneous | Ventilation and Circulation | Individual room ventilation | TRC | Existing | NE4943 | Demand Controlled Ventilation | Demand Controlled Ventilation | NonEquip | 10 |  | 23.39% | Tech/Econ | 3.192% | 580.903 | 0.060481 | 0.34051
Tech | Miscellaneous | Ventilation and Circulation | Individual room ventilation | TRC | Existing | NE4917 | CO Sensors for Parking Garage Exhaust | CO Sensors for Parking Garage Exhaust | NonEquip | 15 | Motor/Fan | 0% | Tech/Econ | 33% | 0 | 0 | 0
Tech | Miscellaneous | Space Heating | Individual room heating | TRC | New | NN5346 | Retro-Commissioning | Retro-Commissioning | NonEquip | 5 |  | 0% | Tech/Econ | 16% | 0 | 0 | 0
Tech | Miscellaneous | Space Heating | Individual room heating | TRC | New | NN4332 | Water Cooled Refrigeration Heat Recovery | Water Cooled Refrigeration Heat Recovery | NonEquip | 20 |  | 0% | Tech/Econ | 10% | 0 | 0 | 0
Tech | Miscellaneous | Space Heating | Individual room heating | TRC | New | NN4280 | Warehouse Loading Dock Seals | Warehouse Loading Dock Seals | NonEquip | 18 |  | 0% | Tech/Econ | 0.04492% | 0 | 0 | 0
Tech | Miscellaneous | Space Heating | Individual room heating | TRC | New | NN4254 | Wall Insulation | Wall Insulation | NonEquip | 20 |  | 0% | Tech/Econ | 0% | 0 | 0 | 0
Tech | Miscellaneous | Space Heating | Individual room heating | TRC | New | NN4176 | Smart Thermostat | Smart Thermostat | NonEquip | 11 |  | 22.46% | Tech/Econ | 10% | 0.64148 | 0 | -0.0001054
Tech | Miscellaneous | Space Heating | Individual room heating | TRC | New | NN4098 | Roof Insulation | Roof Insulation | NonEquip | 20 |  | 49.96% | Tech/Econ | 0.1439% | 0.020076 | 0 | 9.0559e-06
Tech | Miscellaneous | Space Heating | Individual room heating | TRC | New | NN4072 | Programmable Thermostat | Programmable Thermostat | NonEquip | 11 |  | 0% | Tech/Econ | 3.6% | 0 | 0 | 0
Tech | Miscellaneous | Space Heating | Individual room heating | TRC | New | NN4020 | Low U-Value Windows | Low U-Value Windows | NonEquip | 20 |  | 14.46% | Tech/Econ | 10% | 0.41912 | 0 | -2.4365e-05
Tech | Miscellaneous | Space Heating | Individual room heating | TRC | New | NN3942 | Infiltration Reduction - Air Sealing | Infiltration Reduction - Air Sealing | NonEquip | 11 |  | 0% | Tech/Econ | 0.02246% | 0 | 0 | 0
Tech | Miscellaneous | Space Heating | Individual room heating | TRC | New | NN3864 | Hotel Card Energy Control Systems | Hotel Card Energy Control Systems | NonEquip | 15 |  | 0% | Tech/Econ | 0% | 0 | 0 | 0
Tech | Miscellaneous | Space Heating | Individual room heating | TRC | New | NN3786 | Green Roof | Green Roof | NonEquip | 15 |  | 0.3341% | Tech/Econ | 0.2224% | 0.00020745 | 0 | 0
Tech | Miscellaneous | Space Heating | Individual room heating | TRC | New | NN3734 | Floor Insulation | Floor Insulation | NonEquip | 20 |  | 24.19% | Tech/Econ | 0.07552% | 0.0012456 | 0 | 5.6188e-07
Tech | Miscellaneous | Space Heating | Individual room heating | TRC | New | NN3656 | Facility Energy Management System | Facility Energy Management System | NonEquip | 15 |  | 6.861% | Tech/Econ | 20% | 0.40315 | 0 | 7.266e-06
Tech | Miscellaneous | Space Heating | Individual room heating | TRC | New | NN3578 | ECM Motors on Furnaces | ECM Motors on Furnaces | NonEquip | 15 | Forced air furnace | 0% | Tech/Econ | 1.706% | 0 | 0 | 0
Tech | Miscellaneous | Space Heating | Individual room heating | TRC | New | NN3552 | Duct Sealing Repair | Duct Sealing Repair | NonEquip | 15 |  | 0% | Tech/Econ | 12% | 0 | 0 | 0
Tech | Miscellaneous | Space Heating | Individual room heating | TRC | New | NN3500 | Duct Insulation | Duct Insulation | NonEquip | 15 |  | 0% | Tech/Econ | 2.045% | 0 | 0 | 0
Tech | Miscellaneous | Space Heating | Individual room heating | TRC | New | NN3448 | Destratification Fans | Destratification Fans | NonEquip | 10 |  | 0% | Tech/Econ | 15.26% | 0 | 0 | 0
Tech | Miscellaneous | Space Heating | Individual room heating | TRC | New | NN3396 | Dedicated Outdoor Air System on VRF unit | Dedicated Outdoor Air System on VRF unit | NonEquip | 15 | Residential/split system heat pump | 0% | Tech/Econ | 10% | 0 | 0 | 0
Tech | Miscellaneous | Space Heating | Individual room heating | TRC | New | NN3344 | Cool Roof | Cool Roof | NonEquip | 15 |  | 72.47% | Tech/Econ | 0.02512% | 0 | 0 | 0
Tech | Miscellaneous | Space Heating | Individual room heating | TRC | New | NN3240 | Ceiling Insulation(R30 to R38) | Ceiling Insulation(R30 to R38) | NonEquip | 20 |  | 0% | Tech/Econ | 0.02909% | 0 | 0 | 0
Tech | Miscellaneous | Space Heating | Individual room heating | TRC | New | NN3188 | Ceiling Insulation(R2 to R38) | Ceiling Insulation(R2 to R38) | NonEquip | 20 |  | 0% | Tech/Econ | 1.964% | 0 | 0 | 0
Tech | Miscellaneous | Space Heating | Individual room heating | TRC | New | NN3136 | Ceiling Insulation(R19 to R38) | Ceiling Insulation(R19 to R38) | NonEquip | 20 |  | 0% | Tech/Econ | 0.1091% | 0 | 0 | 0
Tech | Miscellaneous | Space Heating | Individual room heating | TRC | New | NN3084 | Ceiling Insulation(R12 to R38) | Ceiling Insulation(R12 to R38) | NonEquip | 20 |  | 0% | Tech/Econ | 0.2364% | 0 | 0 | 0
Tech | Miscellaneous | Space Heating | Individual room heating | TRC | New | NN3006 | Air Curtains | Air Curtains | NonEquip | 8 |  | 0% | Tech/Econ | 0.0224% | 0 | 0 | 0
Tech | Miscellaneous | Space Heating | Individual room heating | TRC | Existing | NE5333 | Retro-Commissioning | Retro-Commissioning | NonEquip | 5 |  | 21.99% | Tech/Econ | 16% | 52.8124 | 0 | 0.027374
Tech | Miscellaneous | Space Heating | Individual room heating | TRC | Existing | NE4319 | Water Cooled Refrigeration Heat Recovery | Water Cooled Refrigeration Heat Recovery | NonEquip | 20 |  | 0% | Tech/Econ | 10% | 0 | 0 | 0
Tech | Miscellaneous | Space Heating | Individual room heating | TRC | Existing | NE4267 | Warehouse Loading Dock Seals | Warehouse Loading Dock Seals | NonEquip | 18 |  | 0% | Tech/Econ | 0.04956% | 0 | 0 | 0
Tech | Miscellaneous | Space Heating | Individual room heating | TRC | Existing | NE4241 | Wall Insulation | Wall Insulation | NonEquip | 20 |  | 0% | Tech/Econ | 0.1392% | 0 | 0 | 0
Tech | Miscellaneous | Space Heating | Individual room heating | TRC | Existing | NE4163 | Smart Thermostat | Smart Thermostat | NonEquip | 11 |  | 22.46% | Tech/Econ | 10% | 32.5332 | 0 | -0.0053457
Tech | Miscellaneous | Space Heating | Individual room heating | TRC | Existing | NE4085 | Roof Insulation | Roof Insulation | NonEquip | 20 |  | 49.96% | Tech/Econ | 0.3177% | 2.247 | 0 | 0.0010136
Tech | Miscellaneous | Space Heating | Individual room heating | TRC | Existing | NE4059 | Programmable Thermostat | Programmable Thermostat | NonEquip | 11 |  | 0% | Tech/Econ | 3.6% | 0 | 0 | 0
Tech | Miscellaneous | Space Heating | Individual room heating | TRC | Existing | NE4007 | Low U-Value Windows | Low U-Value Windows | NonEquip | 20 |  | 14.46% | Tech/Econ | 46% | 108.4841 | 0 | -0.0063066
Tech | Miscellaneous | Space Heating | Individual room heating | TRC | Existing | NE3929 | Infiltration Reduction - Air Sealing | Infiltration Reduction - Air Sealing | NonEquip | 11 |  | 0% | Tech/Econ | 0.02478% | 0 | 0 | 0
Tech | Miscellaneous | Space Heating | Individual room heating | TRC | Existing | NE3851 | Hotel Card Energy Control Systems | Hotel Card Energy Control Systems | NonEquip | 15 |  | 0% | Tech/Econ | 0% | 0 | 0 | 0
Tech | Miscellaneous | Space Heating | Individual room heating | TRC | Existing | NE3773 | Green Roof | Green Roof | NonEquip | 15 |  | 0.3341% | Tech/Econ | 0.2455% | 0.011591 | 0 | 0
Tech | Miscellaneous | Space Heating | Individual room heating | TRC | Existing | NE3721 | Floor Insulation | Floor Insulation | NonEquip | 20 |  | 24.19% | Tech/Econ | 0.08334% | 0.28492 | 0 | 0.00012852
Tech | Miscellaneous | Space Heating | Individual room heating | TRC | Existing | NE3643 | Facility Energy Management System | Facility Energy Management System | NonEquip | 15 |  | 6.861% | Tech/Econ | 20% | 20.8848 | 0 | 0.00037641
Tech | Miscellaneous | Space Heating | Individual room heating | TRC | Existing | NE3565 | ECM Motors on Furnaces | ECM Motors on Furnaces | NonEquip | 15 | Forced air furnace | 0% | Tech/Econ | 1.706% | 0 | 0 | 0
Tech | Miscellaneous | Space Heating | Individual room heating | TRC | Existing | NE3539 | Duct Sealing Repair | Duct Sealing Repair | NonEquip | 15 |  | 0% | Tech/Econ | 12% | 0 | 0 | 0
Tech | Miscellaneous | Space Heating | Individual room heating | TRC | Existing | NE3487 | Duct Insulation | Duct Insulation | NonEquip | 15 |  | 0% | Tech/Econ | 2.045% | 0 | 0 | 0
Tech | Miscellaneous | Space Heating | Individual room heating | TRC | Existing | NE3435 | Destratification Fans | Destratification Fans | NonEquip | 10 |  | 0% | Tech/Econ | 15.26% | 0 | 0 | 0
Tech | Miscellaneous | Space Heating | Individual room heating | TRC | Existing | NE3383 | Dedicated Outdoor Air System on VRF unit | Dedicated Outdoor Air System on VRF unit | NonEquip | 15 | Residential/split system heat pump | 0% | Tech/Econ | 10% | 0 | 0 | 0
Tech | Miscellaneous | Space Heating | Individual room heating | TRC | Existing | NE3331 | Cool Roof | Cool Roof | NonEquip | 15 |  | 72.47% | Tech/Econ | 0.02772% | 0.28385 | 0 | 0
Tech | Miscellaneous | Space Heating | Individual room heating | TRC | Existing | NE3227 | Ceiling Insulation(R30 to R38) | Ceiling Insulation(R30 to R38) | NonEquip | 20 |  | 0% | Tech/Econ | 0.0321% | 0 | 0 | 0
Tech | Miscellaneous | Space Heating | Individual room heating | TRC | Existing | NE3175 | Ceiling Insulation(R2 to R38) | Ceiling Insulation(R2 to R38) | NonEquip | 20 |  | 0% | Tech/Econ | 2.167% | 0 | 0 | 0
Tech | Miscellaneous | Space Heating | Individual room heating | TRC | Existing | NE3123 | Ceiling Insulation(R19 to R38) | Ceiling Insulation(R19 to R38) | NonEquip | 20 |  | 0% | Tech/Econ | 0.1204% | 0 | 0 | 0
Tech | Miscellaneous | Space Heating | Individual room heating | TRC | Existing | NE3071 | Ceiling Insulation(R12 to R38) | Ceiling Insulation(R12 to R38) | NonEquip | 20 |  | 0% | Tech/Econ | 0.2608% | 0 | 0 | 0
Tech | Miscellaneous | Space Heating | Individual room heating | TRC | Existing | NE2993 | Air Curtains | Air Curtains | NonEquip | 8 |  | 0% | Tech/Econ | 0.0224% | 0 | 0 | 0
Tech | Miscellaneous | Space Cooling | Individual room air conditioners | TRC | New | NN5372 | Retro-Commissioning | Retro-Commissioning | NonEquip | 5 |  | 0% | Tech/Econ | 16% | 0 | 0 | 0
Tech | Miscellaneous | Space Cooling | Individual room air conditioners | TRC | New | NN4384 | Window Sun Protection | Window Sun Protection | NonEquip | 10 |  | 12.84% | Tech/Econ | 16% | 0 | 0 | 0
Tech | Miscellaneous | Space Cooling | Individual room air conditioners | TRC | New | NN4358 | Waterside Economizer | Waterside Economizer | NonEquip | 20 |  | 0% | Tech/Econ | 5.556% | 0 | 0 | 0
Tech | Miscellaneous | Space Cooling | Individual room air conditioners | TRC | New | NN4150 | Smart Thermostat | Smart Thermostat | NonEquip | 11 |  | 22.46% | Tech/Econ | 10% | 0 | 0 | 0
Tech | Miscellaneous | Space Cooling | Individual room air conditioners | TRC | New | NN4124 | Roof Insulation | Roof Insulation | NonEquip | 20 |  | 49.96% | Tech/Econ | 0.1165% | 0 | 0 | 0
Tech | Miscellaneous | Space Cooling | Individual room air conditioners | TRC | New | NN4046 | Programmable Thermostat | Programmable Thermostat | NonEquip | 11 |  | 0% | Tech/Econ | 3.6% | 0 | 0 | 0
Tech | Miscellaneous | Space Cooling | Individual room air conditioners | TRC | New | NN3994 | Low U-Value Windows | Low U-Value Windows | NonEquip | 20 |  | 14.46% | Tech/Econ | 10% | 0 | 0 | 0
Tech | Miscellaneous | Space Cooling | Individual room air conditioners | TRC | New | NN3916 | HVAC tune-up_RTU | HVAC tune-up_RTU | NonEquip | 5 | Packaged air conditioning units (RTUs) | 0% | Tech/Econ | 5% | 0 | 0 | 0
Tech | Miscellaneous | Space Cooling | Individual room air conditioners | TRC | New | NN3890 | HVAC tune-up | HVAC tune-up | NonEquip | 5 | Residential-type central air conditioners | 0% | Tech/Econ | 5% | 0 | 0 | 0
Tech | Miscellaneous | Space Cooling | Individual room air conditioners | TRC | New | NN3812 | Green Roof | Green Roof | NonEquip | 15 |  | 0.3341% | Tech/Econ | 0.135% | 0 | 0 | 0
Tech | Miscellaneous | Space Cooling | Individual room air conditioners | TRC | New | NN3760 | Floor Insulation | Floor Insulation | NonEquip | 20 |  | 24.19% | Tech/Econ | 0.06112% | 0 | 0 | 0
Tech | Miscellaneous | Space Cooling | Individual room air conditioners | TRC | New | NN3682 | Facility Energy Management System | Facility Energy Management System | NonEquip | 15 |  | 6.861% | Tech/Econ | 20% | 0 | 0 | 0
Tech | Miscellaneous | Space Cooling | Individual room air conditioners | TRC | New | NN3630 | Facility Commissioning | Facility Commissioning | NonEquip | 10 |  | 53.41% | Tech/Econ | 16% | 0 | 0 | 0
Tech | Miscellaneous | Space Cooling | Individual room air conditioners | TRC | New | NN3604 | Energy Recovery Ventilation System (ERV) | Energy Recovery Ventilation System (ERV) | NonEquip | 15 | Packaged air conditioning units (RTUs) | 0% | Tech/Econ | 9.935% | 0 | 0 | 0
Tech | Miscellaneous | Space Cooling | Individual room air conditioners | TRC | New | NN3526 | Duct Sealing Repair | Duct Sealing Repair | NonEquip | 15 |  | 0% | Tech/Econ | 12% | 0 | 0 | 0
Tech | Miscellaneous | Space Cooling | Individual room air conditioners | TRC | New | NN3474 | Duct Insulation | Duct Insulation | NonEquip | 15 |  | 0% | Tech/Econ | 2.045% | 0 | 0 | 0
Tech | Miscellaneous | Space Cooling | Individual room air conditioners | TRC | New | NN3422 | Dedicated Outdoor Air System on VRF unit | Dedicated Outdoor Air System on VRF unit | NonEquip | 15 | Residential-type central air conditioners | 0% | Tech/Econ | 17.5% | 0 | 0 | 0
Tech | Miscellaneous | Space Cooling | Individual room air conditioners | TRC | New | NN3370 | Cool Roof | Cool Roof | NonEquip | 15 |  | 72.47% | Tech/Econ | 0.1918% | 0 | 0 | 0
Tech | Miscellaneous | Space Cooling | Individual room air conditioners | TRC | New | NN3318 | Chilled Water System - Variable Speed Drives | Chilled Water System - Variable Speed Drives | NonEquip | 13 | Central chillers inside | 0% | Tech/Econ | 24.74% | 0 | 0 | 0
Tech | Miscellaneous | Space Cooling | Individual room air conditioners | TRC | New | NN3292 | Chilled Water Controls Optimization | Chilled Water Controls Optimization | NonEquip | 10 | Central chillers inside | 0% | Tech/Econ | 12.5% | 0 | 0 | 0
Tech | Miscellaneous | Space Cooling | Individual room air conditioners | TRC | New | NN3214 | Ceiling Insulation(R2 to R38) | Ceiling Insulation(R2 to R38) | NonEquip | 20 |  | 0% | Tech/Econ | 1.589% | 0 | 0 | 0
Tech | Miscellaneous | Space Cooling | Individual room air conditioners | TRC | New | NN3162 | Ceiling Insulation(R19 to R38) | Ceiling Insulation(R19 to R38) | NonEquip | 20 |  | 0% | Tech/Econ | 0.08828% | 0 | 0 | 0
Tech | Miscellaneous | Space Cooling | Individual room air conditioners | TRC | New | NN3110 | Ceiling Insulation(R12 to R38) | Ceiling Insulation(R12 to R38) | NonEquip | 20 |  | 0% | Tech/Econ | 0.1913% | 0 | 0 | 0
Tech | Miscellaneous | Space Cooling | Individual room air conditioners | TRC | New | NN3058 | Airside Economizer | Airside Economizer | NonEquip | 10 | Packaged air conditioning units (RTUs) | 0% | Tech/Econ | 5.556% | 0 | 0 | 0
Tech | Miscellaneous | Space Cooling | Individual room air conditioners | TRC | Existing | NE5359 | Retro-Commissioning | Retro-Commissioning | NonEquip | 5 |  | 21.99% | Tech/Econ | 16% | 0 | 0 | 0
Tech | Miscellaneous | Space Cooling | Individual room air conditioners | TRC | Existing | NE4371 | Window Sun Protection | Window Sun Protection | NonEquip | 10 |  | 12.84% | Tech/Econ | 16% | 0 | 0 | 0
Tech | Miscellaneous | Space Cooling | Individual room air conditioners | TRC | Existing | NE4345 | Waterside Economizer | Waterside Economizer | NonEquip | 20 |  | 0% | Tech/Econ | 5.556% | 0 | 0 | 0
Tech | Miscellaneous | Space Cooling | Individual room air conditioners | TRC | Existing | NE4215 | Wall Insulation | Wall Insulation | NonEquip | 20 |  | 0% | Tech/Econ | 0.6991% | 0 | 0 | 0
Tech | Miscellaneous | Space Cooling | Individual room air conditioners | TRC | Existing | NE4137 | Smart Thermostat | Smart Thermostat | NonEquip | 11 |  | 22.46% | Tech/Econ | 10% | 0 | 0 | 0
Tech | Miscellaneous | Space Cooling | Individual room air conditioners | TRC | Existing | NE4111 | Roof Insulation | Roof Insulation | NonEquip | 20 |  | 49.96% | Tech/Econ | 0.233% | 0 | 0 | 0
Tech | Miscellaneous | Space Cooling | Individual room air conditioners | TRC | Existing | NE4033 | Programmable Thermostat | Programmable Thermostat | NonEquip | 11 |  | 0% | Tech/Econ | 3.6% | 0 | 0 | 0
Tech | Miscellaneous | Space Cooling | Individual room air conditioners | TRC | Existing | NE3981 | Low U-Value Windows | Low U-Value Windows | NonEquip | 20 |  | 14.46% | Tech/Econ | 46% | 0 | 0 | 0
Tech | Miscellaneous | Space Cooling | Individual room air conditioners | TRC | Existing | NE3903 | HVAC tune-up_RTU | HVAC tune-up_RTU | NonEquip | 5 | Packaged air conditioning units (RTUs) | 0% | Tech/Econ | 5% | 0 | 0 | 0
Tech | Miscellaneous | Space Cooling | Individual room air conditioners | TRC | Existing | NE3877 | HVAC tune-up | HVAC tune-up | NonEquip | 5 | Residential-type central air conditioners | 0% | Tech/Econ | 5% | 0 | 0 | 0
Tech | Miscellaneous | Space Cooling | Individual room air conditioners | TRC | Existing | NE3799 | Green Roof | Green Roof | NonEquip | 15 |  | 0.3341% | Tech/Econ | 0.135% | 0 | 0 | 0
Tech | Miscellaneous | Space Cooling | Individual room air conditioners | TRC | Existing | NE3747 | Floor Insulation | Floor Insulation | NonEquip | 20 |  | 24.19% | Tech/Econ | 0.06112% | 0 | 0 | 0
Tech | Miscellaneous | Space Cooling | Individual room air conditioners | TRC | Existing | NE3669 | Facility Energy Management System | Facility Energy Management System | NonEquip | 15 |  | 6.861% | Tech/Econ | 20% | 0 | 0 | 0
Tech | Miscellaneous | Space Cooling | Individual room air conditioners | TRC | Existing | NE3591 | Energy Recovery Ventilation System (ERV) | Energy Recovery Ventilation System (ERV) | NonEquip | 15 | Packaged air conditioning units (RTUs) | 0% | Tech/Econ | 9.935% | 0 | 0 | 0
Tech | Miscellaneous | Space Cooling | Individual room air conditioners | TRC | Existing | NE3513 | Duct Sealing Repair | Duct Sealing Repair | NonEquip | 15 |  | 0% | Tech/Econ | 12% | 0 | 0 | 0
Tech | Miscellaneous | Space Cooling | Individual room air conditioners | TRC | Existing | NE3461 | Duct Insulation | Duct Insulation | NonEquip | 15 |  | 0% | Tech/Econ | 2.045% | 0 | 0 | 0
Tech | Miscellaneous | Space Cooling | Individual room air conditioners | TRC | Existing | NE3409 | Dedicated Outdoor Air System on VRF unit | Dedicated Outdoor Air System on VRF unit | NonEquip | 15 | Residential-type central air conditioners | 0% | Tech/Econ | 17.5% | 0 | 0 | 0
Tech | Miscellaneous | Space Cooling | Individual room air conditioners | TRC | Existing | NE3357 | Cool Roof | Cool Roof | NonEquip | 15 |  | 72.47% | Tech/Econ | 0.1918% | 0 | 0 | 0
Tech | Miscellaneous | Space Cooling | Individual room air conditioners | TRC | Existing | NE3305 | Chilled Water System - Variable Speed Drives | Chilled Water System - Variable Speed Drives | NonEquip | 13 | Central chillers inside | 0% | Tech/Econ | 24.74% | 0 | 0 | 0
Tech | Miscellaneous | Space Cooling | Individual room air conditioners | TRC | Existing | NE3279 | Chilled Water Controls Optimization | Chilled Water Controls Optimization | NonEquip | 10 | Central chillers inside | 0% | Tech/Econ | 12.5% | 0 | 0 | 0
Tech | Miscellaneous | Space Cooling | Individual room air conditioners | TRC | Existing | NE3201 | Ceiling Insulation(R2 to R38) | Ceiling Insulation(R2 to R38) | NonEquip | 20 |  | 0% | Tech/Econ | 1.589% | 0 | 0 | 0
Tech | Miscellaneous | Space Cooling | Individual room air conditioners | TRC | Existing | NE3149 | Ceiling Insulation(R19 to R38) | Ceiling Insulation(R19 to R38) | NonEquip | 20 |  | 0% | Tech/Econ | 0.08828% | 0 | 0 | 0
Tech | Miscellaneous | Space Cooling | Individual room air conditioners | TRC | Existing | NE3097 | Ceiling Insulation(R12 to R38) | Ceiling Insulation(R12 to R38) | NonEquip | 20 |  | 0% | Tech/Econ | 0.1913% | 0 | 0 | 0
Tech | Miscellaneous | Space Cooling | Individual room air conditioners | TRC | Existing | NE3045 | Airside Economizer | Airside Economizer | NonEquip | 10 | Packaged air conditioning units (RTUs) | 0% | Tech/Econ | 5.556% | 0 | 0 | 0
Tech | Miscellaneous | Interior Lighting | High bay | TRC | New | NN5268 | Retro-Commissioning | Retro-Commissioning | NonEquip | 5 |  | 0% | Tech/Econ | 16% | 0 | 0 | 0
Tech | Miscellaneous | Interior Lighting | High bay | TRC | New | NN4436 | Interior Lighting Controls | Interior Lighting Controls | NonEquip | 8 | Overhead (fluorescent/LED/CFL U-shape) | 0% | Tech/Econ | 28% | 0 | 0 | 0
Tech | Miscellaneous | Interior Lighting | High bay | TRC | New | NN4410 | Bi-Level Lighting Control (Interior) | Bi-Level Lighting Control (Interior) | NonEquip | 8 | Overhead (fluorescent/LED/CFL U-shape) | 0% | Tech/Econ | 31% | 0 | 0 | 0
Tech | Miscellaneous | Interior Lighting | High bay | TRC | New | NN3708 | Facility Energy Management System | Facility Energy Management System | NonEquip | 15 |  | 6.861% | Tech/Econ | 24% | 113904.2536 | 23.8736 | 2.0529
Tech | Miscellaneous | Interior Lighting | High bay | TRC | Existing | NE5255 | Retro-Commissioning | Retro-Commissioning | NonEquip | 5 |  | 21.99% | Tech/Econ | 16% | 11674028.86 | 1951.685 | 6050.9935
Tech | Miscellaneous | Interior Lighting | High bay | TRC | Existing | NE4423 | Interior Lighting Controls | Interior Lighting Controls | NonEquip | 8 | Overhead (fluorescent/LED/CFL U-shape) | 0% | Tech/Econ | 28% | 0 | 0 | 0
Tech | Miscellaneous | Interior Lighting | High bay | TRC | Existing | NE4397 | Bi-Level Lighting Control (Interior) | Bi-Level Lighting Control (Interior) | NonEquip | 8 | Overhead (fluorescent/LED/CFL U-shape) | 0% | Tech/Econ | 31% | 0 | 0 | 0
Tech | Miscellaneous | Interior Lighting | High bay | TRC | Existing | NE3695 | Facility Energy Management System | Facility Energy Management System | NonEquip | 15 |  | 6.861% | Tech/Econ | 24% | 5555289.064 | 1164.3536 | 100.1244
Tech | Miscellaneous | Interior Lighting | High bay | TRC | Turnover | ET1647 | LED Linear - Fixture Replacement | LED Linear - Fixture Replacement | Equip | 15 | High bay | 24.1% | Tech/Econ | 50.28% | 46522755.75 | 11277.3014 | 2579.8242
Tech | Miscellaneous | Interior Lighting | High bay | TRC | Turnover | ET1530 | High Bay LED | High Bay LED | Equip | 15 | High bay | 0% | Tech/Econ | 64.78% | 0 | 0 | 0
Tech | Miscellaneous | Interior Lighting | High bay | TRC | Turnover | ET1491 | High Bay Fluorescent (T5) | High Bay Fluorescent (T5) | Equip | 15 | High bay | 0% | Tech/Econ | 64.14% | 0 | 0 | 0
Tech | Miscellaneous | Interior Lighting | High bay | TRC | New | EN1673 | LED Linear - Fixture Replacement | LED Linear - Fixture Replacement | Equip | 15 | High bay | 0% | Tech/Econ | 50.28% | 0 | 0 | 0
Tech | Miscellaneous | Interior Lighting | High bay | TRC | New | EN1556 | High Bay LED | High Bay LED | Equip | 15 | High bay | 0% | Tech/Econ | 64.78% | 0 | 0 | 0
Tech | Miscellaneous | Interior Lighting | High bay | TRC | New | EN1517 | High Bay Fluorescent (T5) | High Bay Fluorescent (T5) | Equip | 15 | High bay | 0% | Tech/Econ | 64.14% | 0 | 0 | 0
Tech | Miscellaneous | Cooking | Fryer | TRC | Turnover | ET87 | Energy Star Fryer | Energy Star Fryer | Equip | 12 | Fryer | 0% | Tech/Econ | 17.46% | 0 | 0 | 0
Tech | Miscellaneous | Cooking | Fryer | TRC | New | EN113 | Energy Star Fryer | Energy Star Fryer | Equip | 12 | Fryer | 0% | Tech/Econ | 17.46% | 0 | 0 | 0
Tech | Miscellaneous | Space Heating | Forced air furnace | TRC | New | NN5346 | Retro-Commissioning | Retro-Commissioning | NonEquip | 5 |  | 0% | Tech/Econ | 16% | 0 | 0 | 0
Tech | Miscellaneous | Space Heating | Forced air furnace | TRC | New | NN4332 | Water Cooled Refrigeration Heat Recovery | Water Cooled Refrigeration Heat Recovery | NonEquip | 20 |  | 0% | Tech/Econ | 10% | 0 | 0 | 0
Tech | Miscellaneous | Space Heating | Forced air furnace | TRC | New | NN4280 | Warehouse Loading Dock Seals | Warehouse Loading Dock Seals | NonEquip | 18 |  | 0% | Tech/Econ | 0.04492% | 0 | 0 | 0
Tech | Miscellaneous | Space Heating | Forced air furnace | TRC | New | NN4254 | Wall Insulation | Wall Insulation | NonEquip | 20 |  | 0% | Tech/Econ | 0% | 0 | 0 | 0
Tech | Miscellaneous | Space Heating | Forced air furnace | TRC | New | NN4176 | Smart Thermostat | Smart Thermostat | NonEquip | 11 |  | 22.46% | Tech/Econ | 10% | 166.6255 | 0 | -0.027379
Tech | Miscellaneous | Space Heating | Forced air furnace | TRC | New | NN4098 | Roof Insulation | Roof Insulation | NonEquip | 20 |  | 49.96% | Tech/Econ | 0.1439% | 5.1722 | 0 | 0.0023331
Tech | Miscellaneous | Space Heating | Forced air furnace | TRC | New | NN4072 | Programmable Thermostat | Programmable Thermostat | NonEquip | 11 |  | 0% | Tech/Econ | 3.6% | 0 | 0 | 0
Tech | Miscellaneous | Space Heating | Forced air furnace | TRC | New | NN4020 | Low U-Value Windows | Low U-Value Windows | NonEquip | 20 |  | 14.46% | Tech/Econ | 10% | 108.866 | 0 | -0.0063288
Tech | Miscellaneous | Space Heating | Forced air furnace | TRC | New | NN3942 | Infiltration Reduction - Air Sealing | Infiltration Reduction - Air Sealing | NonEquip | 11 |  | 0% | Tech/Econ | 0.02246% | 0 | 0 | 0
Tech | Miscellaneous | Space Heating | Forced air furnace | TRC | New | NN3864 | Hotel Card Energy Control Systems | Hotel Card Energy Control Systems | NonEquip | 15 |  | 0% | Tech/Econ | 0% | 0 | 0 | 0
Tech | Miscellaneous | Space Heating | Forced air furnace | TRC | New | NN3786 | Green Roof | Green Roof | NonEquip | 15 |  | 0.3341% | Tech/Econ | 0.2224% | 0.053445 | 0 | 0
Tech | Miscellaneous | Space Heating | Forced air furnace | TRC | New | NN3734 | Floor Insulation | Floor Insulation | NonEquip | 20 |  | 24.19% | Tech/Econ | 0.07552% | 0.32091 | 0 | 0.00014476
Tech | Miscellaneous | Space Heating | Forced air furnace | TRC | New | NN3656 | Facility Energy Management System | Facility Energy Management System | NonEquip | 15 |  | 6.861% | Tech/Econ | 20% | 104.717 | 0 | 0.0018873
Tech | Miscellaneous | Space Heating | Forced air furnace | TRC | New | NN3578 | ECM Motors on Furnaces | ECM Motors on Furnaces | NonEquip | 15 | Forced air furnace | 47.78% | Tech/Econ | 1.706% | 59.1171 | 0 | 0
Tech | Miscellaneous | Space Heating | Forced air furnace | TRC | New | NN3552 | Duct Sealing Repair | Duct Sealing Repair | NonEquip | 15 |  | 0% | Tech/Econ | 12% | 0 | 0 | 0
Tech | Miscellaneous | Space Heating | Forced air furnace | TRC | New | NN3500 | Duct Insulation | Duct Insulation | NonEquip | 15 |  | 0% | Tech/Econ | 2.045% | 0 | 0 | 0
Tech | Miscellaneous | Space Heating | Forced air furnace | TRC | New | NN3448 | Destratification Fans | Destratification Fans | NonEquip | 10 |  | 0% | Tech/Econ | 15.26% | 0 | 0 | 0
Tech | Miscellaneous | Space Heating | Forced air furnace | TRC | New | NN3396 | Dedicated Outdoor Air System on VRF unit | Dedicated Outdoor Air System on VRF unit | NonEquip | 15 | Residential/split system heat pump | 0% | Tech/Econ | 10% | 0 | 0 | 0
Tech | Miscellaneous | Space Heating | Forced air furnace | TRC | New | NN3344 | Cool Roof | Cool Roof | NonEquip | 15 |  | 72.47% | Tech/Econ | 0.02512% | 0 | 0 | 0
Tech | Miscellaneous | Space Heating | Forced air furnace | TRC | New | NN3240 | Ceiling Insulation(R30 to R38) | Ceiling Insulation(R30 to R38) | NonEquip | 20 |  | 0% | Tech/Econ | 0.02909% | 0 | 0 | 0
Tech | Miscellaneous | Space Heating | Forced air furnace | TRC | New | NN3188 | Ceiling Insulation(R2 to R38) | Ceiling Insulation(R2 to R38) | NonEquip | 20 |  | 0% | Tech/Econ | 1.964% | 0 | 0 | 0
Tech | Miscellaneous | Space Heating | Forced air furnace | TRC | New | NN3136 | Ceiling Insulation(R19 to R38) | Ceiling Insulation(R19 to R38) | NonEquip | 20 |  | 0% | Tech/Econ | 0.1091% | 0 | 0 | 0
Tech | Miscellaneous | Space Heating | Forced air furnace | TRC | New | NN3084 | Ceiling Insulation(R12 to R38) | Ceiling Insulation(R12 to R38) | NonEquip | 20 |  | 0% | Tech/Econ | 0.2364% | 0 | 0 | 0
Tech | Miscellaneous | Space Heating | Forced air furnace | TRC | New | NN3006 | Air Curtains | Air Curtains | NonEquip | 8 |  | 0% | Tech/Econ | 0.0224% | 0 | 0 | 0
Tech | Miscellaneous | Space Heating | Forced air furnace | TRC | Existing | NE5333 | Retro-Commissioning | Retro-Commissioning | NonEquip | 5 |  | 21.99% | Tech/Econ | 16% | 13718.0103 | 0 | 7.1104
Tech | Miscellaneous | Space Heating | Forced air furnace | TRC | Existing | NE4319 | Water Cooled Refrigeration Heat Recovery | Water Cooled Refrigeration Heat Recovery | NonEquip | 20 |  | 0% | Tech/Econ | 10% | 0 | 0 | 0
Tech | Miscellaneous | Space Heating | Forced air furnace | TRC | Existing | NE4267 | Warehouse Loading Dock Seals | Warehouse Loading Dock Seals | NonEquip | 18 |  | 0% | Tech/Econ | 0.04956% | 0 | 0 | 0
Tech | Miscellaneous | Space Heating | Forced air furnace | TRC | Existing | NE4241 | Wall Insulation | Wall Insulation | NonEquip | 20 |  | 0% | Tech/Econ | 0.1392% | 0 | 0 | 0
Tech | Miscellaneous | Space Heating | Forced air furnace | TRC | Existing | NE4163 | Smart Thermostat | Smart Thermostat | NonEquip | 11 |  | 22.46% | Tech/Econ | 10% | 8450.5023 | 0 | -1.3885
Tech | Miscellaneous | Space Heating | Forced air furnace | TRC | Existing | NE4085 | Roof Insulation | Roof Insulation | NonEquip | 20 |  | 49.96% | Tech/Econ | 0.3177% | 578.9001 | 0 | 0.26113
Tech | Miscellaneous | Space Heating | Forced air furnace | TRC | Existing | NE4059 | Programmable Thermostat | Programmable Thermostat | NonEquip | 11 |  | 0% | Tech/Econ | 3.6% | 0 | 0 | 0
Tech | Miscellaneous | Space Heating | Forced air furnace | TRC | Existing | NE4007 | Low U-Value Windows | Low U-Value Windows | NonEquip | 20 |  | 14.46% | Tech/Econ | 46% | 28178.7456 | 0 | -1.6381
Tech | Miscellaneous | Space Heating | Forced air furnace | TRC | Existing | NE3929 | Infiltration Reduction - Air Sealing | Infiltration Reduction - Air Sealing | NonEquip | 11 |  | 0% | Tech/Econ | 0.02478% | 0 | 0 | 0
Tech | Miscellaneous | Space Heating | Forced air furnace | TRC | Existing | NE3851 | Hotel Card Energy Control Systems | Hotel Card Energy Control Systems | NonEquip | 15 |  | 0% | Tech/Econ | 0% | 0 | 0 | 0
Tech | Miscellaneous | Space Heating | Forced air furnace | TRC | Existing | NE3773 | Green Roof | Green Roof | NonEquip | 15 |  | 0.3341% | Tech/Econ | 0.2455% | 2.9861 | 0 | 0
Tech | Miscellaneous | Space Heating | Forced air furnace | TRC | Existing | NE3721 | Floor Insulation | Floor Insulation | NonEquip | 20 |  | 24.19% | Tech/Econ | 0.08334% | 73.4041 | 0 | 0.033111
Tech | Miscellaneous | Space Heating | Forced air furnace | TRC | Existing | NE3643 | Facility Energy Management System | Facility Energy Management System | NonEquip | 15 |  | 6.861% | Tech/Econ | 20% | 5424.8235 | 0 | 0.097773
Tech | Miscellaneous | Space Heating | Forced air furnace | TRC | Existing | NE3565 | ECM Motors on Furnaces | ECM Motors on Furnaces | NonEquip | 15 | Forced air furnace | 47.78% | Tech/Econ | 1.706% | 2998.1543 | 0 | 0
Tech | Miscellaneous | Space Heating | Forced air furnace | TRC | Existing | NE3539 | Duct Sealing Repair | Duct Sealing Repair | NonEquip | 15 |  | 0% | Tech/Econ | 12% | 0 | 0 | 0
Tech | Miscellaneous | Space Heating | Forced air furnace | TRC | Existing | NE3487 | Duct Insulation | Duct Insulation | NonEquip | 15 |  | 0% | Tech/Econ | 2.045% | 0 | 0 | 0
Tech | Miscellaneous | Space Heating | Forced air furnace | TRC | Existing | NE3435 | Destratification Fans | Destratification Fans | NonEquip | 10 |  | 0% | Tech/Econ | 15.26% | 0 | 0 | 0
Tech | Miscellaneous | Space Heating | Forced air furnace | TRC | Existing | NE3383 | Dedicated Outdoor Air System on VRF unit | Dedicated Outdoor Air System on VRF unit | NonEquip | 15 | Residential/split system heat pump | 0% | Tech/Econ | 10% | 0 | 0 | 0
Tech | Miscellaneous | Space Heating | Forced air furnace | TRC | Existing | NE3331 | Cool Roof | Cool Roof | NonEquip | 15 |  | 72.47% | Tech/Econ | 0.02772% | 73.13 | 0 | 0
Tech | Miscellaneous | Space Heating | Forced air furnace | TRC | Existing | NE3227 | Ceiling Insulation(R30 to R38) | Ceiling Insulation(R30 to R38) | NonEquip | 20 |  | 0% | Tech/Econ | 0.0321% | 0 | 0 | 0
Tech | Miscellaneous | Space Heating | Forced air furnace | TRC | Existing | NE3175 | Ceiling Insulation(R2 to R38) | Ceiling Insulation(R2 to R38) | NonEquip | 20 |  | 0% | Tech/Econ | 2.167% | 0 | 0 | 0
Tech | Miscellaneous | Space Heating | Forced air furnace | TRC | Existing | NE3123 | Ceiling Insulation(R19 to R38) | Ceiling Insulation(R19 to R38) | NonEquip | 20 |  | 0% | Tech/Econ | 0.1204% | 0 | 0 | 0
Tech | Miscellaneous | Space Heating | Forced air furnace | TRC | Existing | NE3071 | Ceiling Insulation(R12 to R38) | Ceiling Insulation(R12 to R38) | NonEquip | 20 |  | 0% | Tech/Econ | 0.2608% | 0 | 0 | 0
Tech | Miscellaneous | Space Heating | Forced air furnace | TRC | Existing | NE2993 | Air Curtains | Air Curtains | NonEquip | 8 |  | 0% | Tech/Econ | 0.0224% | 0 | 0 | 0
Tech | Miscellaneous | Exterior Lighting | Exterior parking/lot lighting | TRC | New | NN5294 | Retro-Commissioning | Retro-Commissioning | NonEquip | 5 |  | 0% | Tech/Econ | 16% | 0 | 0 | 0
Tech | Miscellaneous | Exterior Lighting | Exterior parking/lot lighting | TRC | New | NN2980 | Outdoor Lighting Controls | Outdoor Lighting Controls | NonEquip | 8 | Exterior parking/lot lighting | 30.95% | Tech/Econ | 28% | 183302.7869 | 0 | 0
Tech | Miscellaneous | Exterior Lighting | Exterior parking/lot lighting | TRC | New | NN2954 | Bi-Level Lighting Control (Exterior) | Bi-Level Lighting Control (Exterior) | NonEquip | 9 | Exterior parking/lot lighting | 8.579% | Tech/Econ | 31% | 57797.2341 | 0 | 0
Tech | Miscellaneous | Exterior Lighting | Exterior parking/lot lighting | TRC | Existing | NE5281 | Retro-Commissioning | Retro-Commissioning | NonEquip | 5 |  | 21.99% | Tech/Econ | 16% | 3772642.551 | 0 | 1955.4719
Tech | Miscellaneous | Exterior Lighting | Exterior parking/lot lighting | TRC | Existing | NE2967 | Outdoor Lighting Controls | Outdoor Lighting Controls | NonEquip | 8 | Exterior parking/lot lighting | 30.95% | Tech/Econ | 28% | 10172786.88 | 0 | 0
Tech | Miscellaneous | Exterior Lighting | Exterior parking/lot lighting | TRC | Existing | NE2941 | Bi-Level Lighting Control (Exterior) | Bi-Level Lighting Control (Exterior) | NonEquip | 9 | Exterior parking/lot lighting | 8.579% | Tech/Econ | 31% | 3207583.225 | 0 | 0
Tech | Miscellaneous | Exterior Lighting | Exterior parking/lot lighting | TRC | Turnover | ET711 | LED Parking Lighting | LED Parking Lighting | Equip | 18 | Exterior parking/lot lighting | 7.084% | Tech/Econ | 84% | 7630533.535 | 0 | 0
Tech | Miscellaneous | Exterior Lighting | Exterior parking/lot lighting | TRC | Turnover | ET516 | High Efficiency HID Lighting | High Efficiency HID Lighting | Equip | 13 | Exterior parking/lot lighting | 0% | Tech/Econ | 34.18% | 0 | 0 | 0
Tech | Miscellaneous | Exterior Lighting | Exterior parking/lot lighting | TRC | New | EN737 | LED Parking Lighting | LED Parking Lighting | Equip | 18 | Exterior parking/lot lighting | 7.084% | Tech/Econ | 84% | 137494.0888 | 0 | 0
Tech | Miscellaneous | Exterior Lighting | Exterior parking/lot lighting | TRC | New | EN542 | High Efficiency HID Lighting | High Efficiency HID Lighting | Equip | 13 | Exterior parking/lot lighting | 0% | Tech/Econ | 34.18% | 0 | 0 | 0
Tech | Miscellaneous | Exterior Lighting | Exterior marquis | TRC | New | NN5294 | Retro-Commissioning | Retro-Commissioning | NonEquip | 5 |  | 0% | Tech/Econ | 16% | 0 | 0 | 0
Tech | Miscellaneous | Exterior Lighting | Exterior marquis | TRC | New | NN2980 | Outdoor Lighting Controls | Outdoor Lighting Controls | NonEquip | 8 | Exterior parking/lot lighting | 0% | Tech/Econ | 28% | 0 | 0 | 0
Tech | Miscellaneous | Exterior Lighting | Exterior marquis | TRC | New | NN2954 | Bi-Level Lighting Control (Exterior) | Bi-Level Lighting Control (Exterior) | NonEquip | 9 | Exterior parking/lot lighting | 0% | Tech/Econ | 31% | 0 | 0 | 0
Tech | Miscellaneous | Exterior Lighting | Exterior marquis | TRC | Existing | NE5281 | Retro-Commissioning | Retro-Commissioning | NonEquip | 5 |  | 21.99% | Tech/Econ | 16% | 17180.1283 | 0 | 8.905
Tech | Miscellaneous | Exterior Lighting | Exterior marquis | TRC | Existing | NE2967 | Outdoor Lighting Controls | Outdoor Lighting Controls | NonEquip | 8 | Exterior parking/lot lighting | 0% | Tech/Econ | 28% | 0 | 0 | 0
Tech | Miscellaneous | Exterior Lighting | Exterior marquis | TRC | Existing | NE2941 | Bi-Level Lighting Control (Exterior) | Bi-Level Lighting Control (Exterior) | NonEquip | 9 | Exterior parking/lot lighting | 0% | Tech/Econ | 31% | 0 | 0 | 0
Tech | Miscellaneous | Exterior Lighting | Exterior marquis | TRC | Turnover | ET633 | LED Exterior Lighting | LED Exterior Lighting | Equip | 13 | Exterior marquis | 4.624% | Tech/Econ | 60.51% | 14055.5522 | 0 | 0
Tech | Miscellaneous | Exterior Lighting | Exterior marquis | TRC | Turnover | ET594 | LED Display Lighting (Exterior) | LED Display Lighting (Exterior) | Equip | 15 | Exterior marquis | 4.624% | Tech/Econ | 87.04% | 21065.2942 | 0 | 0
Tech | Miscellaneous | Exterior Lighting | Exterior marquis | TRC | New | EN659 | LED Exterior Lighting | LED Exterior Lighting | Equip | 13 | Exterior marquis | 4.624% | Tech/Econ | 60.51% | 253.2661 | 0 | 0
Tech | Miscellaneous | Exterior Lighting | Exterior marquis | TRC | New | EN620 | LED Display Lighting (Exterior) | LED Display Lighting (Exterior) | Equip | 15 | Exterior marquis | 4.624% | Tech/Econ | 87.04% | 379.5742 | 0 | 0
Tech | Miscellaneous | Miscellaneous | Elevators/Escalators | TRC | New | NN5450 | Retro-Commissioning | Retro-Commissioning | NonEquip | 5 |  | 0% | Tech/Econ | 16% | 0 | 0 | 0
Tech | Miscellaneous | Miscellaneous | Elevators/Escalators | TRC | New | NN4540 | VSD Controlled Compressor | VSD Controlled Compressor | NonEquip | 15 | Others | 0% | Tech/Econ | 20.79% | 0 | 0 | 0
Tech | Miscellaneous | Miscellaneous | Elevators/Escalators | TRC | New | NN4514 | Regenerative Drive Elevator Motor | Regenerative Drive Elevator Motor | NonEquip | 13 | Elevators/Escalators | 0% | Tech/Econ | 6.211% | 0 | 0 | 0
Tech | Miscellaneous | Miscellaneous | Elevators/Escalators | TRC | New | NN4488 | Engine Block Timer | Engine Block Timer | NonEquip | 5 | Others | 0% | Tech/Econ | 36% | 0 | 0 | 0
Tech | Miscellaneous | Miscellaneous | Elevators/Escalators | TRC | New | NN4462 | Efficient Motor Belts | Efficient Motor Belts | NonEquip | 10 | Others | 0% | Tech/Econ | 1.105% | 0 | 0 | 0
Tech | Miscellaneous | Miscellaneous | Elevators/Escalators | TRC | Existing | NE5437 | Retro-Commissioning | Retro-Commissioning | NonEquip | 5 |  | 21.99% | Tech/Econ | 16% | 27643.2585 | 4.6214 | 14.3283
Tech | Miscellaneous | Miscellaneous | Elevators/Escalators | TRC | Existing | NE4527 | VSD Controlled Compressor | VSD Controlled Compressor | NonEquip | 15 | Others | 0% | Tech/Econ | 20.79% | 0 | 0 | 0
Tech | Miscellaneous | Miscellaneous | Elevators/Escalators | TRC | Existing | NE4501 | Regenerative Drive Elevator Motor | Regenerative Drive Elevator Motor | NonEquip | 13 | Elevators/Escalators | 0% | Tech/Econ | 6.211% | 0 | 0 | 0
Tech | Miscellaneous | Miscellaneous | Elevators/Escalators | TRC | Existing | NE4475 | Engine Block Timer | Engine Block Timer | NonEquip | 5 | Others | 0% | Tech/Econ | 36% | 0 | 0 | 0
Tech | Miscellaneous | Miscellaneous | Elevators/Escalators | TRC | Existing | NE4449 | Efficient Motor Belts | Efficient Motor Belts | NonEquip | 10 | Others | 0% | Tech/Econ | 1.105% | 0 | 0 | 0
Tech | Miscellaneous | Office Equipment | Document production | TRC | New | NN4592 | Smart Strip Plug Outlet | Smart Strip Plug Outlet | NonEquip | 4 |  | 43.9% | Tech/Econ | 1.187% | 407.2184 | 0.060551 | 0
Tech | Miscellaneous | Office Equipment | Document production | TRC | New | NN4566 | Network PC Power Management | Network PC Power Management | NonEquip | 5 | Computers | 0% | Tech/Econ | 56.5% | 0 | 0 | 0
Tech | Miscellaneous | Office Equipment | Document production | TRC | Existing | NE4579 | Smart Strip Plug Outlet | Smart Strip Plug Outlet | NonEquip | 4 |  | 43.9% | Tech/Econ | 1.187% | 22599.4722 | 3.3604 | 0
Tech | Miscellaneous | Office Equipment | Document production | TRC | Existing | NE4553 | Network PC Power Management | Network PC Power Management | NonEquip | 5 | Computers | 0% | Tech/Econ | 56.5% | 0 | 0 | 0
Tech | Miscellaneous | Office Equipment | Document production | TRC | Turnover | ET2148 | ENERGY STAR Imaging Equipment | ENERGY STAR Imaging Equipment | Equip | 6 | Document production | 0% | Tech/Econ | 44.44% | 0 | 0 | 0
Tech | Miscellaneous | Office Equipment | Document production | TRC | New | EN2174 | ENERGY STAR Imaging Equipment | ENERGY STAR Imaging Equipment | Equip | 6 | Document production | 0% | Tech/Econ | 44.44% | 0 | 0 | 0
Tech | Miscellaneous | Space Cooling | District chilled water piped | TRC | New | NN5372 | Retro-Commissioning | Retro-Commissioning | NonEquip | 5 |  | 0% | Tech/Econ | 16% | 0 | 0 | 0
Tech | Miscellaneous | Space Cooling | District chilled water piped | TRC | New | NN4384 | Window Sun Protection | Window Sun Protection | NonEquip | 10 |  | 12.84% | Tech/Econ | 16% | 0 | 0 | 0
Tech | Miscellaneous | Space Cooling | District chilled water piped | TRC | New | NN4358 | Waterside Economizer | Waterside Economizer | NonEquip | 20 |  | 0% | Tech/Econ | 5.556% | 0 | 0 | 0
Tech | Miscellaneous | Space Cooling | District chilled water piped | TRC | New | NN4150 | Smart Thermostat | Smart Thermostat | NonEquip | 11 |  | 22.46% | Tech/Econ | 10% | 0 | 0 | 0
Tech | Miscellaneous | Space Cooling | District chilled water piped | TRC | New | NN4046 | Programmable Thermostat | Programmable Thermostat | NonEquip | 11 |  | 0% | Tech/Econ | 3.6% | 0 | 0 | 0
Tech | Miscellaneous | Space Cooling | District chilled water piped | TRC | New | NN3994 | Low U-Value Windows | Low U-Value Windows | NonEquip | 20 |  | 14.46% | Tech/Econ | 10% | 0 | 0 | 0
Tech | Miscellaneous | Space Cooling | District chilled water piped | TRC | New | NN3916 | HVAC tune-up_RTU | HVAC tune-up_RTU | NonEquip | 5 | Packaged air conditioning units (RTUs) | 0% | Tech/Econ | 5% | 0 | 0 | 0
Tech | Miscellaneous | Space Cooling | District chilled water piped | TRC | New | NN3890 | HVAC tune-up | HVAC tune-up | NonEquip | 5 | Residential-type central air conditioners | 0% | Tech/Econ | 5% | 0 | 0 | 0
Tech | Miscellaneous | Space Cooling | District chilled water piped | TRC | New | NN3812 | Green Roof | Green Roof | NonEquip | 15 |  | 0.3341% | Tech/Econ | 0.135% | 0 | 0 | 0
Tech | Miscellaneous | Space Cooling | District chilled water piped | TRC | New | NN3682 | Facility Energy Management System | Facility Energy Management System | NonEquip | 15 |  | 6.861% | Tech/Econ | 20% | 0 | 0 | 0
Tech | Miscellaneous | Space Cooling | District chilled water piped | TRC | New | NN3630 | Facility Commissioning | Facility Commissioning | NonEquip | 10 |  | 53.41% | Tech/Econ | 16% | 0 | 0 | 0
Tech | Miscellaneous | Space Cooling | District chilled water piped | TRC | New | NN3604 | Energy Recovery Ventilation System (ERV) | Energy Recovery Ventilation System (ERV) | NonEquip | 15 | Packaged air conditioning units (RTUs) | 0% | Tech/Econ | 9.935% | 0 | 0 | 0
Tech | Miscellaneous | Space Cooling | District chilled water piped | TRC | New | NN3526 | Duct Sealing Repair | Duct Sealing Repair | NonEquip | 15 |  | 0% | Tech/Econ | 12% | 0 | 0 | 0
Tech | Miscellaneous | Space Cooling | District chilled water piped | TRC | New | NN3474 | Duct Insulation | Duct Insulation | NonEquip | 15 |  | 0% | Tech/Econ | 2.045% | 0 | 0 | 0
Tech | Miscellaneous | Space Cooling | District chilled water piped | TRC | New | NN3422 | Dedicated Outdoor Air System on VRF unit | Dedicated Outdoor Air System on VRF unit | NonEquip | 15 | Residential-type central air conditioners | 0% | Tech/Econ | 17.5% | 0 | 0 | 0
Tech | Miscellaneous | Space Cooling | District chilled water piped | TRC | New | NN3370 | Cool Roof | Cool Roof | NonEquip | 15 |  | 72.47% | Tech/Econ | 0.1918% | 0 | 0 | 0
Tech | Miscellaneous | Space Cooling | District chilled water piped | TRC | New | NN3318 | Chilled Water System - Variable Speed Drives | Chilled Water System - Variable Speed Drives | NonEquip | 13 | Central chillers inside | 0% | Tech/Econ | 24.74% | 0 | 0 | 0
Tech | Miscellaneous | Space Cooling | District chilled water piped | TRC | New | NN3292 | Chilled Water Controls Optimization | Chilled Water Controls Optimization | NonEquip | 10 | Central chillers inside | 0% | Tech/Econ | 12.5% | 0 | 0 | 0
Tech | Miscellaneous | Space Cooling | District chilled water piped | TRC | New | NN3214 | Ceiling Insulation(R2 to R38) | Ceiling Insulation(R2 to R38) | NonEquip | 20 |  | 0% | Tech/Econ | 1.589% | 0 | 0 | 0
Tech | Miscellaneous | Space Cooling | District chilled water piped | TRC | New | NN3110 | Ceiling Insulation(R12 to R38) | Ceiling Insulation(R12 to R38) | NonEquip | 20 |  | 0% | Tech/Econ | 0.1913% | 0 | 0 | 0
Tech | Miscellaneous | Space Cooling | District chilled water piped | TRC | New | NN3058 | Airside Economizer | Airside Economizer | NonEquip | 10 | Packaged air conditioning units (RTUs) | 0% | Tech/Econ | 5.556% | 0 | 0 | 0
Tech | Miscellaneous | Space Cooling | District chilled water piped | TRC | Existing | NE5359 | Retro-Commissioning | Retro-Commissioning | NonEquip | 5 |  | 21.99% | Tech/Econ | 16% | 0 | 0 | 0
Tech | Miscellaneous | Space Cooling | District chilled water piped | TRC | Existing | NE4371 | Window Sun Protection | Window Sun Protection | NonEquip | 10 |  | 12.84% | Tech/Econ | 16% | 0 | 0 | 0
Tech | Miscellaneous | Space Cooling | District chilled water piped | TRC | Existing | NE4345 | Waterside Economizer | Waterside Economizer | NonEquip | 20 |  | 0% | Tech/Econ | 5.556% | 0 | 0 | 0
Tech | Miscellaneous | Space Cooling | District chilled water piped | TRC | Existing | NE4215 | Wall Insulation | Wall Insulation | NonEquip | 20 |  | 0% | Tech/Econ | 0.6991% | 0 | 0 | 0
Tech | Miscellaneous | Space Cooling | District chilled water piped | TRC | Existing | NE4137 | Smart Thermostat | Smart Thermostat | NonEquip | 11 |  | 22.46% | Tech/Econ | 10% | 0 | 0 | 0
Tech | Miscellaneous | Space Cooling | District chilled water piped | TRC | Existing | NE4111 | Roof Insulation | Roof Insulation | NonEquip | 20 |  | 49.96% | Tech/Econ | 0.233% | 0 | 0 | 0
Tech | Miscellaneous | Space Cooling | District chilled water piped | TRC | Existing | NE4033 | Programmable Thermostat | Programmable Thermostat | NonEquip | 11 |  | 0% | Tech/Econ | 3.6% | 0 | 0 | 0
Tech | Miscellaneous | Space Cooling | District chilled water piped | TRC | Existing | NE3981 | Low U-Value Windows | Low U-Value Windows | NonEquip | 20 |  | 14.46% | Tech/Econ | 46% | 0 | 0 | 0
Tech | Miscellaneous | Space Cooling | District chilled water piped | TRC | Existing | NE3903 | HVAC tune-up_RTU | HVAC tune-up_RTU | NonEquip | 5 | Packaged air conditioning units (RTUs) | 0% | Tech/Econ | 5% | 0 | 0 | 0
Tech | Miscellaneous | Space Cooling | District chilled water piped | TRC | Existing | NE3877 | HVAC tune-up | HVAC tune-up | NonEquip | 5 | Residential-type central air conditioners | 0% | Tech/Econ | 5% | 0 | 0 | 0
Tech | Miscellaneous | Space Cooling | District chilled water piped | TRC | Existing | NE3799 | Green Roof | Green Roof | NonEquip | 15 |  | 0.3341% | Tech/Econ | 0.135% | 0 | 0 | 0
Tech | Miscellaneous | Space Cooling | District chilled water piped | TRC | Existing | NE3747 | Floor Insulation | Floor Insulation | NonEquip | 20 |  | 24.19% | Tech/Econ | 0.06112% | 0 | 0 | 0
Tech | Miscellaneous | Space Cooling | District chilled water piped | TRC | Existing | NE3669 | Facility Energy Management System | Facility Energy Management System | NonEquip | 15 |  | 6.861% | Tech/Econ | 20% | 0 | 0 | 0
Tech | Miscellaneous | Space Cooling | District chilled water piped | TRC | Existing | NE3591 | Energy Recovery Ventilation System (ERV) | Energy Recovery Ventilation System (ERV) | NonEquip | 15 | Packaged air conditioning units (RTUs) | 0% | Tech/Econ | 9.935% | 0 | 0 | 0
Tech | Miscellaneous | Space Cooling | District chilled water piped | TRC | Existing | NE3513 | Duct Sealing Repair | Duct Sealing Repair | NonEquip | 15 |  | 0% | Tech/Econ | 12% | 0 | 0 | 0
Tech | Miscellaneous | Space Cooling | District chilled water piped | TRC | Existing | NE3461 | Duct Insulation | Duct Insulation | NonEquip | 15 |  | 0% | Tech/Econ | 2.045% | 0 | 0 | 0
Tech | Miscellaneous | Space Cooling | District chilled water piped | TRC | Existing | NE3409 | Dedicated Outdoor Air System on VRF unit | Dedicated Outdoor Air System on VRF unit | NonEquip | 15 | Residential-type central air conditioners | 0% | Tech/Econ | 17.5% | 0 | 0 | 0
Tech | Miscellaneous | Space Cooling | District chilled water piped | TRC | Existing | NE3357 | Cool Roof | Cool Roof | NonEquip | 15 |  | 72.47% | Tech/Econ | 0.1918% | 0 | 0 | 0
Tech | Miscellaneous | Space Cooling | District chilled water piped | TRC | Existing | NE3305 | Chilled Water System - Variable Speed Drives | Chilled Water System - Variable Speed Drives | NonEquip | 13 | Central chillers inside | 0% | Tech/Econ | 24.74% | 0 | 0 | 0
Tech | Miscellaneous | Space Cooling | District chilled water piped | TRC | Existing | NE3279 | Chilled Water Controls Optimization | Chilled Water Controls Optimization | NonEquip | 10 | Central chillers inside | 0% | Tech/Econ | 12.5% | 0 | 0 | 0
Tech | Miscellaneous | Space Cooling | District chilled water piped | TRC | Existing | NE3201 | Ceiling Insulation(R2 to R38) | Ceiling Insulation(R2 to R38) | NonEquip | 20 |  | 0% | Tech/Econ | 1.589% | 0 | 0 | 0
Tech | Miscellaneous | Space Cooling | District chilled water piped | TRC | Existing | NE3149 | Ceiling Insulation(R19 to R38) | Ceiling Insulation(R19 to R38) | NonEquip | 20 |  | 0% | Tech/Econ | 0.08828% | 0 | 0 | 0
Tech | Miscellaneous | Space Cooling | District chilled water piped | TRC | Existing | NE3097 | Ceiling Insulation(R12 to R38) | Ceiling Insulation(R12 to R38) | NonEquip | 20 |  | 0% | Tech/Econ | 0.1913% | 0 | 0 | 0
Tech | Miscellaneous | Space Cooling | District chilled water piped | TRC | Existing | NE3045 | Airside Economizer | Airside Economizer | NonEquip | 10 | Packaged air conditioning units (RTUs) | 0% | Tech/Econ | 5.556% | 0 | 0 | 0
Tech | Miscellaneous | Space Cooling | District chilled water piped | TRC | Turnover | ET945 | High Efficiency Chiller (Air Cooled, 50 tons) | High Efficiency Chiller (Air Cooled, 50 tons) | Equip | 20 | District chilled water piped | 28.37% | Tech/Econ | 8.759% | 0 | 0 | 0
Tech | Miscellaneous | Space Cooling | District chilled water piped | TRC | Turnover | ET1101 | High Efficiency Chiller (Water cooled-positive displacement, 100 tons) | High Efficiency Chiller (Water cooled-positive displacement, 100 tons) | Equip | 20 | District chilled water piped | 28.37% | Tech/Econ | 2.683% | 0 | 0 | 0
Tech | Miscellaneous | Space Cooling | District chilled water piped | TRC | Turnover | ET1023 | High Efficiency Chiller (Water cooled-centrifugal, 200 tons) | High Efficiency Chiller (Water cooled-centrifugal, 200 tons) | Equip | 20 | District chilled water piped | 28.37% | Tech/Econ | 4.362% | 0 | 0 | 0
Tech | Miscellaneous | Space Cooling | District chilled water piped | TRC | New | EN971 | High Efficiency Chiller (Air Cooled, 50 tons) | High Efficiency Chiller (Air Cooled, 50 tons) | Equip | 20 | District chilled water piped | 28.37% | Tech/Econ | 8.759% | 0 | 0 | 0
Tech | Miscellaneous | Space Cooling | District chilled water piped | TRC | New | EN1127 | High Efficiency Chiller (Water cooled-positive displacement, 100 tons) | High Efficiency Chiller (Water cooled-positive displacement, 100 tons) | Equip | 20 | District chilled water piped | 28.37% | Tech/Econ | 2.683% | 0 | 0 | 0
Tech | Miscellaneous | Space Cooling | District chilled water piped | TRC | New | EN1049 | High Efficiency Chiller (Water cooled-centrifugal, 200 tons) | High Efficiency Chiller (Water cooled-centrifugal, 200 tons) | Equip | 20 | District chilled water piped | 28.37% | Tech/Econ | 4.362% | 0 | 0 | 0
Tech | Miscellaneous | Refrigeration | Display cases | TRC | New | NN5320 | Retro-Commissioning | Retro-Commissioning | NonEquip | 5 |  | 0% | Tech/Econ | 16% | 0 | 0 | 0
Tech | Miscellaneous | Refrigeration | Display cases | TRC | New | NN4904 | Strip Curtains for Walk-ins | Strip Curtains for Walk-ins | NonEquip | 4 | Walk-in cooler | 0% | Tech/Econ | 2.115% | 0 | 0 | 0
Tech | Miscellaneous | Refrigeration | Display cases | TRC | New | NN4878 | Refrigerated Display Case Lighting Controls | Refrigerated Display Case Lighting Controls | NonEquip | 8 | Display cases | 0% | Tech/Econ | 0.9365% | 0 | 0 | 0
Tech | Miscellaneous | Refrigeration | Display cases | TRC | New | NN4852 | PSC to ECM Evaporator Fan Motor (Walk-In, Refrigerator) | PSC to ECM Evaporator Fan Motor (Walk-In, Refrigerator) | NonEquip | 15 | Walk-in cooler | 0% | Tech/Econ | 37.5% | 0 | 0 | 0
Tech | Miscellaneous | Refrigeration | Display cases | TRC | New | NN4826 | PSC to ECM Evaporator Fan Motor (Reach-In) | PSC to ECM Evaporator Fan Motor (Reach-In) | NonEquip | 15 | Display cases | 0% | Tech/Econ | 37.5% | 0 | 0 | 0
Tech | Miscellaneous | Refrigeration | Display cases | TRC | New | NN4800 | Night Covers for Display Cases | Night Covers for Display Cases | NonEquip | 5 | Display cases | 0% | Tech/Econ | 1.877% | 0 | 0 | 0
Tech | Miscellaneous | Refrigeration | Display cases | TRC | New | NN4774 | High R-Value Glass Doors | High R-Value Glass Doors | NonEquip | 12 | Display cases | 0% | Tech/Econ | 0% | 0 | 0 | 0
Tech | Miscellaneous | Refrigeration | Display cases | TRC | New | NN4748 | High Efficiency Refrigeration Compressor | High Efficiency Refrigeration Compressor | NonEquip | 13 | Display cases | 0% | Tech/Econ | 6.922% | 0 | 0 | 0
Tech | Miscellaneous | Refrigeration | Display cases | TRC | New | NN4722 | Freezer-Cooler Replacement Gaskets | Freezer-Cooler Replacement Gaskets | NonEquip | 4 | Display cases | 0% | Tech/Econ | 0% | 0 | 0 | 0
Tech | Miscellaneous | Refrigeration | Display cases | TRC | New | NN4696 | Floating Head Pressure Controls | Floating Head Pressure Controls | NonEquip | 15 |  | 0% | Tech/Econ | 6.05% | 0 | 0 | 0
Tech | Miscellaneous | Refrigeration | Display cases | TRC | New | NN4670 | Demand Defrost | Demand Defrost | NonEquip | 10 | Walk-in cooler | 0% | Tech/Econ | 30% | 0 | 0 | 0
Tech | Miscellaneous | Refrigeration | Display cases | TRC | New | NN4644 | Automatic Door Closer for Walk-in Coolers and Freezers | Automatic Door Closer for Walk-in Coolers and Freezers | NonEquip | 8 | Walk-in cooler | 0% | Tech/Econ | 3.131% | 0 | 0 | 0
Tech | Miscellaneous | Refrigeration | Display cases | TRC | New | NN4618 | Anti-Sweat Controls | Anti-Sweat Controls | NonEquip | 8 | Display cases | 0% | Tech/Econ | 85% | 0 | 0 | 0
Tech | Miscellaneous | Refrigeration | Display cases | TRC | Existing | NE5307 | Retro-Commissioning | Retro-Commissioning | NonEquip | 5 |  | 21.99% | Tech/Econ | 16% | 0 | 0 | 0
Tech | Miscellaneous | Refrigeration | Display cases | TRC | Existing | NE4891 | Strip Curtains for Walk-ins | Strip Curtains for Walk-ins | NonEquip | 4 | Walk-in cooler | 0% | Tech/Econ | 2.115% | 0 | 0 | 0
Tech | Miscellaneous | Refrigeration | Display cases | TRC | Existing | NE4865 | Refrigerated Display Case Lighting Controls | Refrigerated Display Case Lighting Controls | NonEquip | 8 | Display cases | 0% | Tech/Econ | 2.524% | 0 | 0 | 0
Tech | Miscellaneous | Refrigeration | Display cases | TRC | Existing | NE4839 | PSC to ECM Evaporator Fan Motor (Walk-In, Refrigerator) | PSC to ECM Evaporator Fan Motor (Walk-In, Refrigerator) | NonEquip | 15 | Walk-in cooler | 0% | Tech/Econ | 37.5% | 0 | 0 | 0
Tech | Miscellaneous | Refrigeration | Display cases | TRC | Existing | NE4813 | PSC to ECM Evaporator Fan Motor (Reach-In) | PSC to ECM Evaporator Fan Motor (Reach-In) | NonEquip | 15 | Display cases | 0% | Tech/Econ | 37.5% | 0 | 0 | 0
Tech | Miscellaneous | Refrigeration | Display cases | TRC | Existing | NE4787 | Night Covers for Display Cases | Night Covers for Display Cases | NonEquip | 5 | Display cases | 0% | Tech/Econ | 1.877% | 0 | 0 | 0
Tech | Miscellaneous | Refrigeration | Display cases | TRC | Existing | NE4761 | High R-Value Glass Doors | High R-Value Glass Doors | NonEquip | 12 | Display cases | 0% | Tech/Econ | 23.81% | 0 | 0 | 0
Tech | Miscellaneous | Refrigeration | Display cases | TRC | Existing | NE4735 | High Efficiency Refrigeration Compressor | High Efficiency Refrigeration Compressor | NonEquip | 13 | Display cases | 0% | Tech/Econ | 6.922% | 0 | 0 | 0
Tech | Miscellaneous | Refrigeration | Display cases | TRC | Existing | NE4709 | Freezer-Cooler Replacement Gaskets | Freezer-Cooler Replacement Gaskets | NonEquip | 4 | Display cases | 0% | Tech/Econ | 3.131% | 0 | 0 | 0
Tech | Miscellaneous | Refrigeration | Display cases | TRC | Existing | NE4683 | Floating Head Pressure Controls | Floating Head Pressure Controls | NonEquip | 15 |  | 0% | Tech/Econ | 6.05% | 0 | 0 | 0
Tech | Miscellaneous | Refrigeration | Display cases | TRC | Existing | NE4657 | Demand Defrost | Demand Defrost | NonEquip | 10 | Walk-in cooler | 0% | Tech/Econ | 30% | 0 | 0 | 0
Tech | Miscellaneous | Refrigeration | Display cases | TRC | Existing | NE4631 | Automatic Door Closer for Walk-in Coolers and Freezers | Automatic Door Closer for Walk-in Coolers and Freezers | NonEquip | 8 | Walk-in cooler | 0% | Tech/Econ | 3.131% | 0 | 0 | 0
Tech | Miscellaneous | Refrigeration | Display cases | TRC | Existing | NE4605 | Anti-Sweat Controls | Anti-Sweat Controls | NonEquip | 8 | Display cases | 0% | Tech/Econ | 85% | 0 | 0 | 0
Tech | Miscellaneous | Refrigeration | Display cases | TRC | Turnover | ET2616 | Refrigerated Display Case LED Lighting | Refrigerated Display Case LED Lighting | Equip | 8 | Display cases | 0% | Tech/Econ | 6.613% | 0 | 0 | 0
Tech | Miscellaneous | Refrigeration | Display cases | TRC | Turnover | ET2460 | Energy Star Commercial Solid Door Refrigerator | Energy Star Commercial Solid Door Refrigerator | Equip | 12 | Display cases | 0% | Tech/Econ | 50.28% | 0 | 0 | 0
Tech | Miscellaneous | Refrigeration | Display cases | TRC | Turnover | ET2421 | Energy Star Commercial Solid Door Freezer | Energy Star Commercial Solid Door Freezer | Equip | 12 | Display cases | 0% | Tech/Econ | 42.11% | 0 | 0 | 0
Tech | Miscellaneous | Refrigeration | Display cases | TRC | Turnover | ET2382 | Energy Star Commercial Glass Door Refrigerator | Energy Star Commercial Glass Door Refrigerator | Equip | 12 | Display cases | 0% | Tech/Econ | 37.88% | 0 | 0 | 0
Tech | Miscellaneous | Refrigeration | Display cases | TRC | Turnover | ET2343 | Energy Star Commercial Glass Door Freezer | Energy Star Commercial Glass Door Freezer | Equip | 12 | Display cases | 0% | Tech/Econ | 40.57% | 0 | 0 | 0
Tech | Miscellaneous | Refrigeration | Display cases | TRC | New | EN2642 | Refrigerated Display Case LED Lighting | Refrigerated Display Case LED Lighting | Equip | 8 | Display cases | 0% | Tech/Econ | 0% | 0 | 0 | 0
Tech | Miscellaneous | Refrigeration | Display cases | TRC | New | EN2486 | Energy Star Commercial Solid Door Refrigerator | Energy Star Commercial Solid Door Refrigerator | Equip | 12 | Display cases | 0% | Tech/Econ | 50.28% | 0 | 0 | 0
Tech | Miscellaneous | Refrigeration | Display cases | TRC | New | EN2447 | Energy Star Commercial Solid Door Freezer | Energy Star Commercial Solid Door Freezer | Equip | 12 | Display cases | 0% | Tech/Econ | 42.11% | 0 | 0 | 0
Tech | Miscellaneous | Refrigeration | Display cases | TRC | New | EN2408 | Energy Star Commercial Glass Door Refrigerator | Energy Star Commercial Glass Door Refrigerator | Equip | 12 | Display cases | 0% | Tech/Econ | 37.88% | 0 | 0 | 0
Tech | Miscellaneous | Refrigeration | Display cases | TRC | New | EN2369 | Energy Star Commercial Glass Door Freezer | Energy Star Commercial Glass Door Freezer | Equip | 12 | Display cases | 0% | Tech/Econ | 40.57% | 0 | 0 | 0
Tech | Miscellaneous | Cooking | Cooking Other | TRC | Turnover | ET9 | Efficient Exhaust Hood | Efficient Exhaust Hood | Equip | 15 | Cooking Other | 0% | Tech/Econ | 42.5% | 0 | 0 | 0
Tech | Miscellaneous | Cooking | Cooking Other | TRC | Turnover | ET243 | Induction Cooktops | Induction Cooktops | Equip | 10 | Cooking Other | 0% | Tech/Econ | 18.82% | 0 | 0 | 0
Tech | Miscellaneous | Cooking | Cooking Other | TRC | Turnover | ET165 | Energy Star Hot Food Holding Cabinet | Energy Star Hot Food Holding Cabinet | Equip | 12 | Cooking Other | 0% | Tech/Econ | 52.67% | 0 | 0 | 0
Tech | Miscellaneous | Cooking | Cooking Other | TRC | Turnover | ET126 | Energy Star Griddle | Energy Star Griddle | Equip | 12 | Cooking Other | 0% | Tech/Econ | 12.08% | 0 | 0 | 0
Tech | Miscellaneous | Cooking | Cooking Other | TRC | New | EN35 | Efficient Exhaust Hood | Efficient Exhaust Hood | Equip | 15 | Cooking Other | 0% | Tech/Econ | 42.5% | 0 | 0 | 0
Tech | Miscellaneous | Cooking | Cooking Other | TRC | New | EN269 | Induction Cooktops | Induction Cooktops | Equip | 10 | Cooking Other | 0% | Tech/Econ | 18.82% | 0 | 0 | 0
Tech | Miscellaneous | Cooking | Cooking Other | TRC | New | EN191 | Energy Star Hot Food Holding Cabinet | Energy Star Hot Food Holding Cabinet | Equip | 12 | Cooking Other | 0% | Tech/Econ | 52.67% | 0 | 0 | 0
Tech | Miscellaneous | Cooking | Cooking Other | TRC | New | EN152 | Energy Star Griddle | Energy Star Griddle | Equip | 12 | Cooking Other | 0% | Tech/Econ | 12.08% | 0 | 0 | 0
Tech | Miscellaneous | Office Equipment | Computers | TRC | New | NN4592 | Smart Strip Plug Outlet | Smart Strip Plug Outlet | NonEquip | 4 |  | 43.9% | Tech/Econ | 1.187% | 140.7345 | 0.020926 | 0
Tech | Miscellaneous | Office Equipment | Computers | TRC | New | NN4566 | Network PC Power Management | Network PC Power Management | NonEquip | 5 | Computers | 0% | Tech/Econ | 56.5% | 0 | 0 | 0
Tech | Miscellaneous | Office Equipment | Computers | TRC | Existing | NE4579 | Smart Strip Plug Outlet | Smart Strip Plug Outlet | NonEquip | 4 |  | 43.9% | Tech/Econ | 1.187% | 7810.3686 | 1.1614 | 0
Tech | Miscellaneous | Office Equipment | Computers | TRC | Existing | NE4553 | Network PC Power Management | Network PC Power Management | NonEquip | 5 | Computers | 0% | Tech/Econ | 56.5% | 0 | 0 | 0
Tech | Miscellaneous | Office Equipment | Computers | TRC | Turnover | ET2187 | Energy Star PCs | Energy Star PCs | Equip | 4 | Computers | 35% | Tech/Econ | 43.34% | 268048.8318 | 38.1751 | 0
Tech | Miscellaneous | Office Equipment | Computers | TRC | New | EN2213 | Energy Star PCs | Energy Star PCs | Equip | 4 | Computers | 35% | Tech/Econ | 43.34% | 4829.9545 | 0.68787 | 0
Tech | Miscellaneous | Domestic Hot Water | Centralized water heaters | TRC | New | NN5424 | Retro-Commissioning | Retro-Commissioning | NonEquip | 5 |  | 0% | Tech/Econ | 16% | 0 | 0 | 0
Tech | Miscellaneous | Domestic Hot Water | Centralized water heaters | TRC | New | NN2928 | Thermostatic Shower Restriction Valve | Thermostatic Shower Restriction Valve | NonEquip | 10 | Centralized water heaters | 0% | Tech/Econ | 3.379% | 0 | 0 | 0
Tech | Miscellaneous | Domestic Hot Water | Centralized water heaters | TRC | New | NN2902 | Tank Wrap on Water Heater | Tank Wrap on Water Heater | NonEquip | 7 | Centralized water heaters | 55.99% | Tech/Econ | 1.17% | 0 | 0 | 0
Tech | Miscellaneous | Domestic Hot Water | Centralized water heaters | TRC | New | NN2876 | Low-Flow Pre-Rinse Sprayers | Low-Flow Pre-Rinse Sprayers | NonEquip | 5 | Centralized water heaters | 0% | Tech/Econ | 0.5258% | 0 | 0 | 0
Tech | Miscellaneous | Domestic Hot Water | Centralized water heaters | TRC | New | NN2850 | Low Flow Shower Head | Low Flow Shower Head | NonEquip | 10 | Centralized water heaters | 0% | Tech/Econ | 0.6845% | 0 | 0 | 0
Tech | Miscellaneous | Domestic Hot Water | Centralized water heaters | TRC | New | NN2824 | Hot Water Pipe Insulation | Hot Water Pipe Insulation | NonEquip | 13 | Centralized water heaters | 22.62% | Tech/Econ | 6.282% | 71.8027 | 0.0080215 | 0.009015
Tech | Miscellaneous | Domestic Hot Water | Centralized water heaters | TRC | New | NN2798 | Hot Water Circulation Pump Control | Hot Water Circulation Pump Control | NonEquip | 15 | Centralized water heaters | 34.31% | Tech/Econ | 3.017% | 11.6895 | 0.00055596 | 0.00058405
Tech | Miscellaneous | Domestic Hot Water | Centralized water heaters | TRC | New | NN2772 | Faucet Aerator | Faucet Aerator | NonEquip | 10 | Centralized water heaters | 23.64% | Tech/Econ | 0.4552% | 0 | 0 | 0
Tech | Miscellaneous | Domestic Hot Water | Centralized water heaters | TRC | New | NN2746 | Drain Water Heat Recovery | Drain Water Heat Recovery | NonEquip | 15 | Centralized water heaters | 22.62% | Tech/Econ | 12.27% | 144.2715 | 0.034922 | 0.016606
Tech | Miscellaneous | Domestic Hot Water | Centralized water heaters | TRC | Existing | NE5411 | Retro-Commissioning | Retro-Commissioning | NonEquip | 5 |  | 21.99% | Tech/Econ | 16% | 10147.021 | 1.6964 | 5.2595
Tech | Miscellaneous | Domestic Hot Water | Centralized water heaters | TRC | Existing | NE2915 | Thermostatic Shower Restriction Valve | Thermostatic Shower Restriction Valve | NonEquip | 10 | Centralized water heaters | 0% | Tech/Econ | 3.232% | 0 | 0 | 0
Tech | Miscellaneous | Domestic Hot Water | Centralized water heaters | TRC | Existing | NE2889 | Tank Wrap on Water Heater | Tank Wrap on Water Heater | NonEquip | 7 | Centralized water heaters | 55.99% | Tech/Econ | 1.17% | 1774.7283 | 0.17777 | 0.18138
Tech | Miscellaneous | Domestic Hot Water | Centralized water heaters | TRC | Existing | NE2863 | Low-Flow Pre-Rinse Sprayers | Low-Flow Pre-Rinse Sprayers | NonEquip | 5 | Centralized water heaters | 0% | Tech/Econ | 0.5014% | 0 | 0 | 0
Tech | Miscellaneous | Domestic Hot Water | Centralized water heaters | TRC | Existing | NE2837 | Low Flow Shower Head | Low Flow Shower Head | NonEquip | 10 | Centralized water heaters | 0% | Tech/Econ | 0.6548% | 0 | 0 | 0
Tech | Miscellaneous | Domestic Hot Water | Centralized water heaters | TRC | Existing | NE2811 | Hot Water Pipe Insulation | Hot Water Pipe Insulation | NonEquip | 13 | Centralized water heaters | 22.62% | Tech/Econ | 6.01% | 3770.4669 | 0.42122 | 0.47339
Tech | Miscellaneous | Domestic Hot Water | Centralized water heaters | TRC | Existing | NE2785 | Hot Water Circulation Pump Control | Hot Water Circulation Pump Control | NonEquip | 15 | Centralized water heaters | 34.31% | Tech/Econ | 2.886% | 2708.9212 | 0.12884 | 0.13535
Tech | Miscellaneous | Domestic Hot Water | Centralized water heaters | TRC | Existing | NE2759 | Faucet Aerator | Faucet Aerator | NonEquip | 10 | Centralized water heaters | 23.64% | Tech/Econ | 0.4355% | 277.0313 | 0.057738 | 0.034773
Tech | Miscellaneous | Domestic Hot Water | Centralized water heaters | TRC | Existing | NE2733 | Drain Water Heat Recovery | Drain Water Heat Recovery | NonEquip | 15 | Centralized water heaters | 2.67% | Tech/Econ | 12.27% | 911.8111 | 0.22071 | 0.10495
Tech | Miscellaneous | Domestic Hot Water | Centralized water heaters | TRC | Turnover | ET438 | Solar Water Heater | Solar Water Heater | Equip | 15 | Centralized water heaters | 13.24% | Tech/Econ | 76.67% | 41790.0336 | 3.1235 | 0.43852
Tech | Miscellaneous | Domestic Hot Water | Centralized water heaters | TRC | Turnover | ET360 | Heat Pump Water Heater | Heat Pump Water Heater | Equip | 10 | Centralized water heaters | 33.74% | Tech/Econ | 65.32% | 81536.1077 | 13.7791 | 9.1647
Tech | Miscellaneous | Domestic Hot Water | Centralized water heaters | TRC | Turnover | ET282 | Energy Star Commercial Dishwasher | Energy Star Commercial Dishwasher | Equip | 15 | Centralized water heaters | 0% | Tech/Econ | 29.58% | 0 | 0 | 0
Tech | Miscellaneous | Domestic Hot Water | Centralized water heaters | TRC | New | EN464 | Solar Water Heater | Solar Water Heater | Equip | 15 | Centralized water heaters | 13.24% | Tech/Econ | 76.67% | 753.0119 | 0.056282 | 0.0079016
Tech | Miscellaneous | Domestic Hot Water | Centralized water heaters | TRC | New | EN386 | Heat Pump Water Heater | Heat Pump Water Heater | Equip | 10 | Centralized water heaters | 33.74% | Tech/Econ | 65.32% | 1469.1938 | 0.24828 | 0.16514
Tech | Miscellaneous | Domestic Hot Water | Centralized water heaters | TRC | New | EN308 | Energy Star Commercial Dishwasher | Energy Star Commercial Dishwasher | Equip | 15 | Centralized water heaters | 0% | Tech/Econ | 29.58% | 0 | 0 | 0
Tech | Miscellaneous | Space Cooling | Central chillers inside | TRC | New | NN5372 | Retro-Commissioning | Retro-Commissioning | NonEquip | 5 |  | 0% | Tech/Econ | 16% | 0 | 0 | 0
Tech | Miscellaneous | Space Cooling | Central chillers inside | TRC | New | NN4384 | Window Sun Protection | Window Sun Protection | NonEquip | 10 |  | 12.84% | Tech/Econ | 16% | 14861.1296 | 7.4737 | -0.24576
Tech | Miscellaneous | Space Cooling | Central chillers inside | TRC | New | NN4358 | Waterside Economizer | Waterside Economizer | NonEquip | 20 |  | 0% | Tech/Econ | 5.556% | 0 | 0 | 0
Tech | Miscellaneous | Space Cooling | Central chillers inside | TRC | New | NN4150 | Smart Thermostat | Smart Thermostat | NonEquip | 11 |  | 22.46% | Tech/Econ | 10% | 15410.1156 | 0.18298 | 0
Tech | Miscellaneous | Space Cooling | Central chillers inside | TRC | New | NN4046 | Programmable Thermostat | Programmable Thermostat | NonEquip | 11 |  | 0% | Tech/Econ | 3.6% | 0 | 0 | 0
Tech | Miscellaneous | Space Cooling | Central chillers inside | TRC | New | NN3994 | Low U-Value Windows | Low U-Value Windows | NonEquip | 20 |  | 14.46% | Tech/Econ | 10% | 2972.2328 | 1.0232 | 0
Tech | Miscellaneous | Space Cooling | Central chillers inside | TRC | New | NN3916 | HVAC tune-up_RTU | HVAC tune-up_RTU | NonEquip | 5 | Packaged air conditioning units (RTUs) | 0% | Tech/Econ | 5% | 0 | 0 | 0
Tech | Miscellaneous | Space Cooling | Central chillers inside | TRC | New | NN3890 | HVAC tune-up | HVAC tune-up | NonEquip | 5 | Residential-type central air conditioners | 0% | Tech/Econ | 5% | 0 | 0 | 0
Tech | Miscellaneous | Space Cooling | Central chillers inside | TRC | New | NN3812 | Green Roof | Green Roof | NonEquip | 15 |  | 0.3341% | Tech/Econ | 0.135% | 0 | 0 | 0
Tech | Miscellaneous | Space Cooling | Central chillers inside | TRC | New | NN3682 | Facility Energy Management System | Facility Energy Management System | NonEquip | 15 |  | 6.861% | Tech/Econ | 20% | 11007.6147 | 2.3071 | 0
Tech | Miscellaneous | Space Cooling | Central chillers inside | TRC | New | NN3630 | Facility Commissioning | Facility Commissioning | NonEquip | 10 |  | 53.41% | Tech/Econ | 16% | 67605.2939 | 13.9034 | 0.062583
Tech | Miscellaneous | Space Cooling | Central chillers inside | TRC | New | NN3604 | Energy Recovery Ventilation System (ERV) | Energy Recovery Ventilation System (ERV) | NonEquip | 15 | Packaged air conditioning units (RTUs) | 0% | Tech/Econ | 9.935% | 0 | 0 | 0
Tech | Miscellaneous | Space Cooling | Central chillers inside | TRC | New | NN3526 | Duct Sealing Repair | Duct Sealing Repair | NonEquip | 15 |  | 0% | Tech/Econ | 12% | 0 | 0 | 0
Tech | Miscellaneous | Space Cooling | Central chillers inside | TRC | New | NN3474 | Duct Insulation | Duct Insulation | NonEquip | 15 |  | 0% | Tech/Econ | 2.045% | 0 | 0 | 0
Tech | Miscellaneous | Space Cooling | Central chillers inside | TRC | New | NN3422 | Dedicated Outdoor Air System on VRF unit | Dedicated Outdoor Air System on VRF unit | NonEquip | 15 | Residential-type central air conditioners | 0% | Tech/Econ | 17.5% | 0 | 0 | 0
Tech | Miscellaneous | Space Cooling | Central chillers inside | TRC | New | NN3370 | Cool Roof | Cool Roof | NonEquip | 15 |  | 72.47% | Tech/Econ | 0.1918% | 0 | 0 | 0
Tech | Miscellaneous | Space Cooling | Central chillers inside | TRC | New | NN3318 | Chilled Water System - Variable Speed Drives | Chilled Water System - Variable Speed Drives | NonEquip | 13 | Central chillers inside | 74.38% | Tech/Econ | 24.74% | 180912.7714 | 19.7658 | 0.88638
Tech | Miscellaneous | Space Cooling | Central chillers inside | TRC | New | NN3292 | Chilled Water Controls Optimization | Chilled Water Controls Optimization | NonEquip | 10 | Central chillers inside | 34.04% | Tech/Econ | 12.5% | 22692.8315 | 8.8112 | 0.0003938
Tech | Miscellaneous | Space Cooling | Central chillers inside | TRC | New | NN3214 | Ceiling Insulation(R2 to R38) | Ceiling Insulation(R2 to R38) | NonEquip | 20 |  | 0% | Tech/Econ | 1.589% | 0 | 0 | 0
Tech | Miscellaneous | Space Cooling | Central chillers inside | TRC | New | NN3110 | Ceiling Insulation(R12 to R38) | Ceiling Insulation(R12 to R38) | NonEquip | 20 |  | 0% | Tech/Econ | 0.1913% | 0 | 0 | 0
Tech | Miscellaneous | Space Cooling | Central chillers inside | TRC | New | NN3058 | Airside Economizer | Airside Economizer | NonEquip | 10 | Packaged air conditioning units (RTUs) | 0% | Tech/Econ | 5.556% | 0 | 0 | 0
Tech | Miscellaneous | Space Cooling | Central chillers inside | TRC | Existing | NE5359 | Retro-Commissioning | Retro-Commissioning | NonEquip | 5 |  | 21.99% | Tech/Econ | 16% | 1263419.311 | 211.2207 | 0
Tech | Miscellaneous | Space Cooling | Central chillers inside | TRC | Existing | NE4371 | Window Sun Protection | Window Sun Protection | NonEquip | 10 |  | 12.84% | Tech/Econ | 16% | 841807.5123 | 423.3454 | -13.9208
Tech | Miscellaneous | Space Cooling | Central chillers inside | TRC | Existing | NE4345 | Waterside Economizer | Waterside Economizer | NonEquip | 20 |  | 0% | Tech/Econ | 5.556% | 0 | 0 | 0
Tech | Miscellaneous | Space Cooling | Central chillers inside | TRC | Existing | NE4215 | Wall Insulation | Wall Insulation | NonEquip | 20 |  | 0% | Tech/Econ | 0.6991% | 0 | 0 | 0
Tech | Miscellaneous | Space Cooling | Central chillers inside | TRC | Existing | NE4137 | Smart Thermostat | Smart Thermostat | NonEquip | 11 |  | 22.46% | Tech/Econ | 10% | 863406.3675 | 10.2519 | 0
Tech | Miscellaneous | Space Cooling | Central chillers inside | TRC | Existing | NE4111 | Roof Insulation | Roof Insulation | NonEquip | 20 |  | 49.96% | Tech/Econ | 0.233% | 40328.6982 | 0.80699 | 0
Tech | Miscellaneous | Space Cooling | Central chillers inside | TRC | Existing | NE4033 | Programmable Thermostat | Programmable Thermostat | NonEquip | 11 |  | 0% | Tech/Econ | 3.6% | 0 | 0 | 0
Tech | Miscellaneous | Space Cooling | Central chillers inside | TRC | Existing | NE3981 | Low U-Value Windows | Low U-Value Windows | NonEquip | 20 |  | 14.46% | Tech/Econ | 46% | 3630119.282 | 1249.7184 | 0
Tech | Miscellaneous | Space Cooling | Central chillers inside | TRC | Existing | NE3903 | HVAC tune-up_RTU | HVAC tune-up_RTU | NonEquip | 5 | Packaged air conditioning units (RTUs) | 0% | Tech/Econ | 5% | 0 | 0 | 0
Tech | Miscellaneous | Space Cooling | Central chillers inside | TRC | Existing | NE3877 | HVAC tune-up | HVAC tune-up | NonEquip | 5 | Residential-type central air conditioners | 0% | Tech/Econ | 5% | 0 | 0 | 0
Tech | Miscellaneous | Space Cooling | Central chillers inside | TRC | Existing | NE3799 | Green Roof | Green Roof | NonEquip | 15 |  | 0.3341% | Tech/Econ | 0.135% | 155.8752 | 0.020112 | 0
Tech | Miscellaneous | Space Cooling | Central chillers inside | TRC | Existing | NE3747 | Floor Insulation | Floor Insulation | NonEquip | 20 |  | 24.19% | Tech/Econ | 0.06112% | 5108.7273 | 0.10223 | 0
Tech | Miscellaneous | Space Cooling | Central chillers inside | TRC | Existing | NE3669 | Facility Energy Management System | Facility Energy Management System | NonEquip | 15 |  | 6.861% | Tech/Econ | 20% | 570245.0978 | 119.5198 | 0
Tech | Miscellaneous | Space Cooling | Central chillers inside | TRC | Existing | NE3591 | Energy Recovery Ventilation System (ERV) | Energy Recovery Ventilation System (ERV) | NonEquip | 15 | Packaged air conditioning units (RTUs) | 0% | Tech/Econ | 9.935% | 0 | 0 | 0
Tech | Miscellaneous | Space Cooling | Central chillers inside | TRC | Existing | NE3513 | Duct Sealing Repair | Duct Sealing Repair | NonEquip | 15 |  | 0% | Tech/Econ | 12% | 0 | 0 | 0
Tech | Miscellaneous | Space Cooling | Central chillers inside | TRC | Existing | NE3461 | Duct Insulation | Duct Insulation | NonEquip | 15 |  | 0% | Tech/Econ | 2.045% | 0 | 0 | 0
Tech | Miscellaneous | Space Cooling | Central chillers inside | TRC | Existing | NE3409 | Dedicated Outdoor Air System on VRF unit | Dedicated Outdoor Air System on VRF unit | NonEquip | 15 | Residential-type central air conditioners | 0% | Tech/Econ | 17.5% | 0 | 0 | 0
Tech | Miscellaneous | Space Cooling | Central chillers inside | TRC | Existing | NE3357 | Cool Roof | Cool Roof | NonEquip | 15 |  | 72.47% | Tech/Econ | 0.1918% | 48112.4061 | 6.2079 | 0
Tech | Miscellaneous | Space Cooling | Central chillers inside | TRC | Existing | NE3305 | Chilled Water System - Variable Speed Drives | Chilled Water System - Variable Speed Drives | NonEquip | 13 | Central chillers inside | 74.38% | Tech/Econ | 24.74% | 9372114.095 | 1023.9574 | 45.9186
Tech | Miscellaneous | Space Cooling | Central chillers inside | TRC | Existing | NE3279 | Chilled Water Controls Optimization | Chilled Water Controls Optimization | NonEquip | 10 | Central chillers inside | 34.04% | Tech/Econ | 12.5% | 1708271.215 | 663.2877 | 0.029645
Tech | Miscellaneous | Space Cooling | Central chillers inside | TRC | Existing | NE3201 | Ceiling Insulation(R2 to R38) | Ceiling Insulation(R2 to R38) | NonEquip | 20 |  | 0% | Tech/Econ | 1.589% | 0 | 0 | 0
Tech | Miscellaneous | Space Cooling | Central chillers inside | TRC | Existing | NE3149 | Ceiling Insulation(R19 to R38) | Ceiling Insulation(R19 to R38) | NonEquip | 20 |  | 0% | Tech/Econ | 0.08828% | 0 | 0 | 0
Tech | Miscellaneous | Space Cooling | Central chillers inside | TRC | Existing | NE3097 | Ceiling Insulation(R12 to R38) | Ceiling Insulation(R12 to R38) | NonEquip | 20 |  | 0% | Tech/Econ | 0.1913% | 0 | 0 | 0
Tech | Miscellaneous | Space Cooling | Central chillers inside | TRC | Existing | NE3045 | Airside Economizer | Airside Economizer | NonEquip | 10 | Packaged air conditioning units (RTUs) | 0% | Tech/Econ | 5.556% | 0 | 0 | 0
Tech | Miscellaneous | Space Cooling | Central chillers inside | TRC | Turnover | ET984 | High Efficiency Chiller (Water cooled-centrifugal, 200 tons) | High Efficiency Chiller (Water cooled-centrifugal, 200 tons) | Equip | 20 | Central chillers inside | 28.37% | Tech/Econ | 4.362% | 453432.0852 | 170.858 | 0.33187
Tech | Miscellaneous | Space Cooling | Central chillers inside | TRC | Turnover | ET906 | High Efficiency Chiller (Air Cooled, 50 tons) | High Efficiency Chiller (Air Cooled, 50 tons) | Equip | 20 | Central chillers inside | 28.37% | Tech/Econ | 8.759% | 933627.8938 | 254.3189 | 11.5739
Tech | Miscellaneous | Space Cooling | Central chillers inside | TRC | Turnover | ET1062 | High Efficiency Chiller (Water cooled-positive displacement, 100 tons) | High Efficiency Chiller (Water cooled-positive displacement, 100 tons) | Equip | 20 | Central chillers inside | 28.37% | Tech/Econ | 2.683% | 275413.8469 | 103.7788 | 0.20158
Tech | Miscellaneous | Space Cooling | Central chillers inside | TRC | New | EN932 | High Efficiency Chiller (Air Cooled, 50 tons) | High Efficiency Chiller (Air Cooled, 50 tons) | Equip | 20 | Central chillers inside | 28.37% | Tech/Econ | 8.759% | 0 | 0 | 0
Tech | Miscellaneous | Space Cooling | Central chillers inside | TRC | New | EN1088 | High Efficiency Chiller (Water cooled-positive displacement, 100 tons) | High Efficiency Chiller (Water cooled-positive displacement, 100 tons) | Equip | 20 | Central chillers inside | 28.37% | Tech/Econ | 2.683% | 0 | 0 | 0
Tech | Miscellaneous | Space Cooling | Central chillers inside | TRC | New | EN1010 | High Efficiency Chiller (Water cooled-centrifugal, 200 tons) | High Efficiency Chiller (Water cooled-centrifugal, 200 tons) | Equip | 20 | Central chillers inside | 28.37% | Tech/Econ | 4.362% | 0 | 0 | 0
Tech | Miscellaneous | Ventilation and Circulation | Central air-handling unit | TRC | New | NN5398 | Retro-Commissioning | Retro-Commissioning | NonEquip | 5 |  | 0% | Tech/Econ | 16% | 0 | 0 | 0
Tech | Miscellaneous | Ventilation and Circulation | Central air-handling unit | TRC | New | NN4982 | VAV System | VAV System | NonEquip | 10 |  | 0% | Tech/Econ | 30% | 0 | 0 | 0
Tech | Miscellaneous | Ventilation and Circulation | Central air-handling unit | TRC | New | NN4956 | Demand Controlled Ventilation | Demand Controlled Ventilation | NonEquip | 10 |  | 23.39% | Tech/Econ | 3.192% | 14139.6623 | 1.4721 | 8.2882
Tech | Miscellaneous | Ventilation and Circulation | Central air-handling unit | TRC | New | NN4930 | CO Sensors for Parking Garage Exhaust | CO Sensors for Parking Garage Exhaust | NonEquip | 15 | Motor/Fan | 0% | Tech/Econ | 33% | 0 | 0 | 0
Tech | Miscellaneous | Ventilation and Circulation | Central air-handling unit | TRC | Existing | NE5385 | Retro-Commissioning | Retro-Commissioning | NonEquip | 5 |  | 21.99% | Tech/Econ | 16% | 3697743.464 | 618.1954 | 1916.6495
Tech | Miscellaneous | Ventilation and Circulation | Central air-handling unit | TRC | Existing | NE4969 | VAV System | VAV System | NonEquip | 10 |  | 0% | Tech/Econ | 30% | 0 | 0 | 0
Tech | Miscellaneous | Ventilation and Circulation | Central air-handling unit | TRC | Existing | NE4943 | Demand Controlled Ventilation | Demand Controlled Ventilation | NonEquip | 10 |  | 23.39% | Tech/Econ | 3.192% | 757102.9345 | 78.8255 | 443.7877
Tech | Miscellaneous | Ventilation and Circulation | Central air-handling unit | TRC | Existing | NE4917 | CO Sensors for Parking Garage Exhaust | CO Sensors for Parking Garage Exhaust | NonEquip | 15 | Motor/Fan | 0% | Tech/Econ | 33% | 0 | 0 | 0
Tech | Miscellaneous | Interior Lighting | case lighting | TRC | New | NN5268 | Retro-Commissioning | Retro-Commissioning | NonEquip | 5 |  | 0% | Tech/Econ | 16% | 0 | 0 | 0
Tech | Miscellaneous | Interior Lighting | case lighting | TRC | New | NN4436 | Interior Lighting Controls | Interior Lighting Controls | NonEquip | 8 | Overhead (fluorescent/LED/CFL U-shape) | 0% | Tech/Econ | 28% | 0 | 0 | 0
Tech | Miscellaneous | Interior Lighting | case lighting | TRC | New | NN4410 | Bi-Level Lighting Control (Interior) | Bi-Level Lighting Control (Interior) | NonEquip | 8 | Overhead (fluorescent/LED/CFL U-shape) | 0% | Tech/Econ | 31% | 0 | 0 | 0
Tech | Miscellaneous | Interior Lighting | case lighting | TRC | New | NN3708 | Facility Energy Management System | Facility Energy Management System | NonEquip | 15 |  | 6.861% | Tech/Econ | 24% | 14.1758 | 0.0029712 | 0.00025549
Tech | Miscellaneous | Interior Lighting | case lighting | TRC | Existing | NE5255 | Retro-Commissioning | Retro-Commissioning | NonEquip | 5 |  | 21.99% | Tech/Econ | 16% | 1653.2291 | 0.27639 | 0.85692
Tech | Miscellaneous | Interior Lighting | case lighting | TRC | Existing | NE4423 | Interior Lighting Controls | Interior Lighting Controls | NonEquip | 8 | Overhead (fluorescent/LED/CFL U-shape) | 0% | Tech/Econ | 28% | 0 | 0 | 0
Tech | Miscellaneous | Interior Lighting | case lighting | TRC | Existing | NE4397 | Bi-Level Lighting Control (Interior) | Bi-Level Lighting Control (Interior) | NonEquip | 8 | Overhead (fluorescent/LED/CFL U-shape) | 0% | Tech/Econ | 31% | 0 | 0 | 0
Tech | Miscellaneous | Interior Lighting | case lighting | TRC | Existing | NE3695 | Facility Energy Management System | Facility Energy Management System | NonEquip | 15 |  | 6.861% | Tech/Econ | 24% | 786.7177 | 0.16489 | 0.014179
Tech | Miscellaneous | Space Heating | Boilers | TRC | New | NN5346 | Retro-Commissioning | Retro-Commissioning | NonEquip | 5 |  | 0% | Tech/Econ | 16% | 0 | 0 | 0
Tech | Miscellaneous | Space Heating | Boilers | TRC | New | NN4332 | Water Cooled Refrigeration Heat Recovery | Water Cooled Refrigeration Heat Recovery | NonEquip | 20 |  | 0% | Tech/Econ | 10% | 0 | 0 | 0
Tech | Miscellaneous | Space Heating | Boilers | TRC | New | NN4280 | Warehouse Loading Dock Seals | Warehouse Loading Dock Seals | NonEquip | 18 |  | 0% | Tech/Econ | 0.04492% | 0 | 0 | 0
Tech | Miscellaneous | Space Heating | Boilers | TRC | New | NN4254 | Wall Insulation | Wall Insulation | NonEquip | 20 |  | 0% | Tech/Econ | 0% | 0 | 0 | 0
Tech | Miscellaneous | Space Heating | Boilers | TRC | New | NN4176 | Smart Thermostat | Smart Thermostat | NonEquip | 11 |  | 22.46% | Tech/Econ | 10% | 0 | 0 | 0
Tech | Miscellaneous | Space Heating | Boilers | TRC | New | NN4098 | Roof Insulation | Roof Insulation | NonEquip | 20 |  | 49.96% | Tech/Econ | 0.1439% | 0 | 0 | 0
Tech | Miscellaneous | Space Heating | Boilers | TRC | New | NN4072 | Programmable Thermostat | Programmable Thermostat | NonEquip | 11 |  | 0% | Tech/Econ | 3.6% | 0 | 0 | 0
Tech | Miscellaneous | Space Heating | Boilers | TRC | New | NN4020 | Low U-Value Windows | Low U-Value Windows | NonEquip | 20 |  | 14.46% | Tech/Econ | 10% | 0 | 0 | 0
Tech | Miscellaneous | Space Heating | Boilers | TRC | New | NN3942 | Infiltration Reduction - Air Sealing | Infiltration Reduction - Air Sealing | NonEquip | 11 |  | 0% | Tech/Econ | 0.02246% | 0 | 0 | 0
Tech | Miscellaneous | Space Heating | Boilers | TRC | New | NN3864 | Hotel Card Energy Control Systems | Hotel Card Energy Control Systems | NonEquip | 15 |  | 0% | Tech/Econ | 0% | 0 | 0 | 0
Tech | Miscellaneous | Space Heating | Boilers | TRC | New | NN3786 | Green Roof | Green Roof | NonEquip | 15 |  | 0.3341% | Tech/Econ | 0.2224% | 0 | 0 | 0
Tech | Miscellaneous | Space Heating | Boilers | TRC | New | NN3734 | Floor Insulation | Floor Insulation | NonEquip | 20 |  | 24.19% | Tech/Econ | 0.07552% | 0 | 0 | 0
Tech | Miscellaneous | Space Heating | Boilers | TRC | New | NN3656 | Facility Energy Management System | Facility Energy Management System | NonEquip | 15 |  | 6.861% | Tech/Econ | 20% | 0 | 0 | 0
Tech | Miscellaneous | Space Heating | Boilers | TRC | New | NN3578 | ECM Motors on Furnaces | ECM Motors on Furnaces | NonEquip | 15 | Forced air furnace | 0% | Tech/Econ | 1.706% | 0 | 0 | 0
Tech | Miscellaneous | Space Heating | Boilers | TRC | New | NN3552 | Duct Sealing Repair | Duct Sealing Repair | NonEquip | 15 |  | 0% | Tech/Econ | 12% | 0 | 0 | 0
Tech | Miscellaneous | Space Heating | Boilers | TRC | New | NN3500 | Duct Insulation | Duct Insulation | NonEquip | 15 |  | 0% | Tech/Econ | 2.045% | 0 | 0 | 0
Tech | Miscellaneous | Space Heating | Boilers | TRC | New | NN3448 | Destratification Fans | Destratification Fans | NonEquip | 10 |  | 0% | Tech/Econ | 15.26% | 0 | 0 | 0
Tech | Miscellaneous | Space Heating | Boilers | TRC | New | NN3396 | Dedicated Outdoor Air System on VRF unit | Dedicated Outdoor Air System on VRF unit | NonEquip | 15 | Residential/split system heat pump | 0% | Tech/Econ | 10% | 0 | 0 | 0
Tech | Miscellaneous | Space Heating | Boilers | TRC | New | NN3344 | Cool Roof | Cool Roof | NonEquip | 15 |  | 72.47% | Tech/Econ | 0.02512% | 0 | 0 | 0
Tech | Miscellaneous | Space Heating | Boilers | TRC | New | NN3240 | Ceiling Insulation(R30 to R38) | Ceiling Insulation(R30 to R38) | NonEquip | 20 |  | 0% | Tech/Econ | 0.02909% | 0 | 0 | 0
Tech | Miscellaneous | Space Heating | Boilers | TRC | New | NN3188 | Ceiling Insulation(R2 to R38) | Ceiling Insulation(R2 to R38) | NonEquip | 20 |  | 0% | Tech/Econ | 1.964% | 0 | 0 | 0
Tech | Miscellaneous | Space Heating | Boilers | TRC | New | NN3136 | Ceiling Insulation(R19 to R38) | Ceiling Insulation(R19 to R38) | NonEquip | 20 |  | 0% | Tech/Econ | 0.1091% | 0 | 0 | 0
Tech | Miscellaneous | Space Heating | Boilers | TRC | New | NN3084 | Ceiling Insulation(R12 to R38) | Ceiling Insulation(R12 to R38) | NonEquip | 20 |  | 0% | Tech/Econ | 0.2364% | 0 | 0 | 0
Tech | Miscellaneous | Space Heating | Boilers | TRC | New | NN3006 | Air Curtains | Air Curtains | NonEquip | 8 |  | 0% | Tech/Econ | 0.0224% | 0 | 0 | 0
Tech | Miscellaneous | Space Heating | Boilers | TRC | Existing | NE5333 | Retro-Commissioning | Retro-Commissioning | NonEquip | 5 |  | 21.99% | Tech/Econ | 16% | 0 | 0 | 0
Tech | Miscellaneous | Space Heating | Boilers | TRC | Existing | NE4319 | Water Cooled Refrigeration Heat Recovery | Water Cooled Refrigeration Heat Recovery | NonEquip | 20 |  | 0% | Tech/Econ | 10% | 0 | 0 | 0
Tech | Miscellaneous | Space Heating | Boilers | TRC | Existing | NE4267 | Warehouse Loading Dock Seals | Warehouse Loading Dock Seals | NonEquip | 18 |  | 0% | Tech/Econ | 0.04956% | 0 | 0 | 0
Tech | Miscellaneous | Space Heating | Boilers | TRC | Existing | NE4241 | Wall Insulation | Wall Insulation | NonEquip | 20 |  | 0% | Tech/Econ | 0.1392% | 0 | 0 | 0
Tech | Miscellaneous | Space Heating | Boilers | TRC | Existing | NE4163 | Smart Thermostat | Smart Thermostat | NonEquip | 11 |  | 22.46% | Tech/Econ | 10% | 0 | 0 | 0
Tech | Miscellaneous | Space Heating | Boilers | TRC | Existing | NE4085 | Roof Insulation | Roof Insulation | NonEquip | 20 |  | 49.96% | Tech/Econ | 0.3177% | 0 | 0 | 0
Tech | Miscellaneous | Space Heating | Boilers | TRC | Existing | NE4059 | Programmable Thermostat | Programmable Thermostat | NonEquip | 11 |  | 0% | Tech/Econ | 3.6% | 0 | 0 | 0
Tech | Miscellaneous | Space Heating | Boilers | TRC | Existing | NE4007 | Low U-Value Windows | Low U-Value Windows | NonEquip | 20 |  | 14.46% | Tech/Econ | 46% | 0 | 0 | 0
Tech | Miscellaneous | Space Heating | Boilers | TRC | Existing | NE3929 | Infiltration Reduction - Air Sealing | Infiltration Reduction - Air Sealing | NonEquip | 11 |  | 0% | Tech/Econ | 0.02478% | 0 | 0 | 0
Tech | Miscellaneous | Space Heating | Boilers | TRC | Existing | NE3851 | Hotel Card Energy Control Systems | Hotel Card Energy Control Systems | NonEquip | 15 |  | 0% | Tech/Econ | 0% | 0 | 0 | 0
Tech | Miscellaneous | Space Heating | Boilers | TRC | Existing | NE3773 | Green Roof | Green Roof | NonEquip | 15 |  | 0.3341% | Tech/Econ | 0.2455% | 0 | 0 | 0
Tech | Miscellaneous | Space Heating | Boilers | TRC | Existing | NE3721 | Floor Insulation | Floor Insulation | NonEquip | 20 |  | 24.19% | Tech/Econ | 0.08334% | 0 | 0 | 0
Tech | Miscellaneous | Space Heating | Boilers | TRC | Existing | NE3643 | Facility Energy Management System | Facility Energy Management System | NonEquip | 15 |  | 6.861% | Tech/Econ | 20% | 0 | 0 | 0
Tech | Miscellaneous | Space Heating | Boilers | TRC | Existing | NE3565 | ECM Motors on Furnaces | ECM Motors on Furnaces | NonEquip | 15 | Forced air furnace | 0% | Tech/Econ | 1.706% | 0 | 0 | 0
Tech | Miscellaneous | Space Heating | Boilers | TRC | Existing | NE3539 | Duct Sealing Repair | Duct Sealing Repair | NonEquip | 15 |  | 0% | Tech/Econ | 12% | 0 | 0 | 0
Tech | Miscellaneous | Space Heating | Boilers | TRC | Existing | NE3487 | Duct Insulation | Duct Insulation | NonEquip | 15 |  | 0% | Tech/Econ | 2.045% | 0 | 0 | 0
Tech | Miscellaneous | Space Heating | Boilers | TRC | Existing | NE3435 | Destratification Fans | Destratification Fans | NonEquip | 10 |  | 0% | Tech/Econ | 15.26% | 0 | 0 | 0
Tech | Miscellaneous | Space Heating | Boilers | TRC | Existing | NE3383 | Dedicated Outdoor Air System on VRF unit | Dedicated Outdoor Air System on VRF unit | NonEquip | 15 | Residential/split system heat pump | 0% | Tech/Econ | 10% | 0 | 0 | 0
Tech | Miscellaneous | Space Heating | Boilers | TRC | Existing | NE3331 | Cool Roof | Cool Roof | NonEquip | 15 |  | 72.47% | Tech/Econ | 0.02772% | 0 | 0 | 0
Tech | Miscellaneous | Space Heating | Boilers | TRC | Existing | NE3227 | Ceiling Insulation(R30 to R38) | Ceiling Insulation(R30 to R38) | NonEquip | 20 |  | 0% | Tech/Econ | 0.0321% | 0 | 0 | 0
Tech | Miscellaneous | Space Heating | Boilers | TRC | Existing | NE3175 | Ceiling Insulation(R2 to R38) | Ceiling Insulation(R2 to R38) | NonEquip | 20 |  | 0% | Tech/Econ | 2.167% | 0 | 0 | 0
Tech | Miscellaneous | Space Heating | Boilers | TRC | Existing | NE3123 | Ceiling Insulation(R19 to R38) | Ceiling Insulation(R19 to R38) | NonEquip | 20 |  | 0% | Tech/Econ | 0.1204% | 0 | 0 | 0
Tech | Miscellaneous | Space Heating | Boilers | TRC | Existing | NE3071 | Ceiling Insulation(R12 to R38) | Ceiling Insulation(R12 to R38) | NonEquip | 20 |  | 0% | Tech/Econ | 0.2608% | 0 | 0 | 0
Tech | Miscellaneous | Space Heating | Boilers | TRC | Existing | NE2993 | Air Curtains | Air Curtains | NonEquip | 8 |  | 0% | Tech/Econ | 0.0224% | 0 | 0 | 0
Tech | Miscellaneous | Domestic Hot Water | "Point-of-Use" water heaters | TRC | New | NN5424 | Retro-Commissioning | Retro-Commissioning | NonEquip | 5 |  | 0% | Tech/Econ | 16% | 0 | 0 | 0
Tech | Miscellaneous | Domestic Hot Water | "Point-of-Use" water heaters | TRC | New | NN2928 | Thermostatic Shower Restriction Valve | Thermostatic Shower Restriction Valve | NonEquip | 10 | Centralized water heaters | 0% | Tech/Econ | 3.379% | 0 | 0 | 0
Tech | Miscellaneous | Domestic Hot Water | "Point-of-Use" water heaters | TRC | New | NN2902 | Tank Wrap on Water Heater | Tank Wrap on Water Heater | NonEquip | 7 | Centralized water heaters | 0% | Tech/Econ | 1.17% | 0 | 0 | 0
Tech | Miscellaneous | Domestic Hot Water | "Point-of-Use" water heaters | TRC | New | NN2876 | Low-Flow Pre-Rinse Sprayers | Low-Flow Pre-Rinse Sprayers | NonEquip | 5 | Centralized water heaters | 0% | Tech/Econ | 0.5258% | 0 | 0 | 0
Tech | Miscellaneous | Domestic Hot Water | "Point-of-Use" water heaters | TRC | New | NN2850 | Low Flow Shower Head | Low Flow Shower Head | NonEquip | 10 | Centralized water heaters | 0% | Tech/Econ | 0.6845% | 0 | 0 | 0
Tech | Miscellaneous | Domestic Hot Water | "Point-of-Use" water heaters | TRC | New | NN2824 | Hot Water Pipe Insulation | Hot Water Pipe Insulation | NonEquip | 13 | Centralized water heaters | 0% | Tech/Econ | 6.282% | 0 | 0 | 0
Tech | Miscellaneous | Domestic Hot Water | "Point-of-Use" water heaters | TRC | New | NN2798 | Hot Water Circulation Pump Control | Hot Water Circulation Pump Control | NonEquip | 15 | Centralized water heaters | 0% | Tech/Econ | 3.017% | 0 | 0 | 0
Tech | Miscellaneous | Domestic Hot Water | "Point-of-Use" water heaters | TRC | New | NN2772 | Faucet Aerator | Faucet Aerator | NonEquip | 10 | Centralized water heaters | 0% | Tech/Econ | 0.4552% | 0 | 0 | 0
Tech | Miscellaneous | Domestic Hot Water | "Point-of-Use" water heaters | TRC | New | NN2746 | Drain Water Heat Recovery | Drain Water Heat Recovery | NonEquip | 15 | Centralized water heaters | 0% | Tech/Econ | 12.27% | 0 | 0 | 0
Tech | Miscellaneous | Domestic Hot Water | "Point-of-Use" water heaters | TRC | Existing | NE5411 | Retro-Commissioning | Retro-Commissioning | NonEquip | 5 |  | 21.99% | Tech/Econ | 16% | 2696.4395 | 0.4508 | 1.3976
Tech | Miscellaneous | Domestic Hot Water | "Point-of-Use" water heaters | TRC | Existing | NE2915 | Thermostatic Shower Restriction Valve | Thermostatic Shower Restriction Valve | NonEquip | 10 | Centralized water heaters | 0% | Tech/Econ | 3.232% | 0 | 0 | 0
Tech | Miscellaneous | Domestic Hot Water | "Point-of-Use" water heaters | TRC | Existing | NE2889 | Tank Wrap on Water Heater | Tank Wrap on Water Heater | NonEquip | 7 | Centralized water heaters | 0% | Tech/Econ | 1.17% | 0 | 0 | 0
Tech | Miscellaneous | Domestic Hot Water | "Point-of-Use" water heaters | TRC | Existing | NE2863 | Low-Flow Pre-Rinse Sprayers | Low-Flow Pre-Rinse Sprayers | NonEquip | 5 | Centralized water heaters | 0% | Tech/Econ | 0.5014% | 0 | 0 | 0
Tech | Miscellaneous | Domestic Hot Water | "Point-of-Use" water heaters | TRC | Existing | NE2837 | Low Flow Shower Head | Low Flow Shower Head | NonEquip | 10 | Centralized water heaters | 0% | Tech/Econ | 0.6548% | 0 | 0 | 0
Tech | Miscellaneous | Domestic Hot Water | "Point-of-Use" water heaters | TRC | Existing | NE2811 | Hot Water Pipe Insulation | Hot Water Pipe Insulation | NonEquip | 13 | Centralized water heaters | 0% | Tech/Econ | 6.01% | 0 | 0 | 0
Tech | Miscellaneous | Domestic Hot Water | "Point-of-Use" water heaters | TRC | Existing | NE2785 | Hot Water Circulation Pump Control | Hot Water Circulation Pump Control | NonEquip | 15 | Centralized water heaters | 0% | Tech/Econ | 2.886% | 0 | 0 | 0
Tech | Miscellaneous | Domestic Hot Water | "Point-of-Use" water heaters | TRC | Existing | NE2759 | Faucet Aerator | Faucet Aerator | NonEquip | 10 | Centralized water heaters | 0% | Tech/Econ | 0.4355% | 0 | 0 | 0
Tech | Miscellaneous | Domestic Hot Water | "Point-of-Use" water heaters | TRC | Existing | NE2733 | Drain Water Heat Recovery | Drain Water Heat Recovery | NonEquip | 15 | Centralized water heaters | 0% | Tech/Econ | 12.27% | 0 | 0 | 0
Tech | Miscellaneous | Domestic Hot Water | "Point-of-Use" water heaters | TRC | Turnover | ET399 | Instantaneous Hot Water System | Instantaneous Hot Water System | Equip | 20 | "Point-of-Use" water heaters | 94.56% | Tech/Econ | 5.847% | 4485.5007 | 0.49691 | 0.57258
Tech | Miscellaneous | Domestic Hot Water | "Point-of-Use" water heaters | TRC | Turnover | ET321 | Energy Star Commercial Dishwasher | Energy Star Commercial Dishwasher | Equip | 15 | "Point-of-Use" water heaters | 0% | Tech/Econ | 29.42% | 0 | 0 | 0
Tech | Miscellaneous | Domestic Hot Water | "Point-of-Use" water heaters | TRC | New | EN425 | Instantaneous Hot Water System | Instantaneous Hot Water System | Equip | 20 | "Point-of-Use" water heaters | 94.56% | Tech/Econ | 5.847% | 80.8239 | 0.0089538 | 0.010317
Tech | Miscellaneous | Domestic Hot Water | "Point-of-Use" water heaters | TRC | New | EN347 | Energy Star Commercial Dishwasher | Energy Star Commercial Dishwasher | Equip | 15 | "Point-of-Use" water heaters | 0% | Tech/Econ | 29.42% | 0 | 0 | 0
Tech | Offices | Refrigeration | Walk-in cooler | TRC | New | NN5321 | Retro-Commissioning | Retro-Commissioning | NonEquip | 5 |  | 0% | Tech/Econ | 16% | 0 | 0 | 0
Tech | Offices | Refrigeration | Walk-in cooler | TRC | New | NN4905 | Strip Curtains for Walk-ins | Strip Curtains for Walk-ins | NonEquip | 4 | Walk-in cooler | 0% | Tech/Econ | 2.115% | 0 | 0 | 0
Tech | Offices | Refrigeration | Walk-in cooler | TRC | New | NN4879 | Refrigerated Display Case Lighting Controls | Refrigerated Display Case Lighting Controls | NonEquip | 8 | Display cases | 0% | Tech/Econ | 0.9365% | 0 | 0 | 0
Tech | Offices | Refrigeration | Walk-in cooler | TRC | New | NN4853 | PSC to ECM Evaporator Fan Motor (Walk-In, Refrigerator) | PSC to ECM Evaporator Fan Motor (Walk-In, Refrigerator) | NonEquip | 15 | Walk-in cooler | 0% | Tech/Econ | 37.5% | 0 | 0 | 0
Tech | Offices | Refrigeration | Walk-in cooler | TRC | New | NN4827 | PSC to ECM Evaporator Fan Motor (Reach-In) | PSC to ECM Evaporator Fan Motor (Reach-In) | NonEquip | 15 | Display cases | 0% | Tech/Econ | 37.5% | 0 | 0 | 0
Tech | Offices | Refrigeration | Walk-in cooler | TRC | New | NN4801 | Night Covers for Display Cases | Night Covers for Display Cases | NonEquip | 5 | Display cases | 0% | Tech/Econ | 1.877% | 0 | 0 | 0
Tech | Offices | Refrigeration | Walk-in cooler | TRC | New | NN4775 | High R-Value Glass Doors | High R-Value Glass Doors | NonEquip | 12 | Display cases | 0% | Tech/Econ | 0% | 0 | 0 | 0
Tech | Offices | Refrigeration | Walk-in cooler | TRC | New | NN4749 | High Efficiency Refrigeration Compressor | High Efficiency Refrigeration Compressor | NonEquip | 13 | Display cases | 0% | Tech/Econ | 6.922% | 0 | 0 | 0
Tech | Offices | Refrigeration | Walk-in cooler | TRC | New | NN4723 | Freezer-Cooler Replacement Gaskets | Freezer-Cooler Replacement Gaskets | NonEquip | 4 | Display cases | 0% | Tech/Econ | 0% | 0 | 0 | 0
Tech | Offices | Refrigeration | Walk-in cooler | TRC | New | NN4697 | Floating Head Pressure Controls | Floating Head Pressure Controls | NonEquip | 15 |  | 0% | Tech/Econ | 6.05% | 0 | 0 | 0
Tech | Offices | Refrigeration | Walk-in cooler | TRC | New | NN4671 | Demand Defrost | Demand Defrost | NonEquip | 10 | Walk-in cooler | 0% | Tech/Econ | 30% | 0 | 0 | 0
Tech | Offices | Refrigeration | Walk-in cooler | TRC | New | NN4645 | Automatic Door Closer for Walk-in Coolers and Freezers | Automatic Door Closer for Walk-in Coolers and Freezers | NonEquip | 8 | Walk-in cooler | 0% | Tech/Econ | 3.131% | 0 | 0 | 0
Tech | Offices | Refrigeration | Walk-in cooler | TRC | New | NN4619 | Anti-Sweat Controls | Anti-Sweat Controls | NonEquip | 8 | Display cases | 0% | Tech/Econ | 85% | 0 | 0 | 0
Tech | Offices | Refrigeration | Walk-in cooler | TRC | Existing | NE5308 | Retro-Commissioning | Retro-Commissioning | NonEquip | 5 |  | 21.99% | Tech/Econ | 16% | 8748.0736 | 1.4625 | 4.5344
Tech | Offices | Refrigeration | Walk-in cooler | TRC | Existing | NE4892 | Strip Curtains for Walk-ins | Strip Curtains for Walk-ins | NonEquip | 4 | Walk-in cooler | 0% | Tech/Econ | 2.115% | 0 | 0 | 0
Tech | Offices | Refrigeration | Walk-in cooler | TRC | Existing | NE4866 | Refrigerated Display Case Lighting Controls | Refrigerated Display Case Lighting Controls | NonEquip | 8 | Display cases | 0% | Tech/Econ | 2.524% | 0 | 0 | 0
Tech | Offices | Refrigeration | Walk-in cooler | TRC | Existing | NE4840 | PSC to ECM Evaporator Fan Motor (Walk-In, Refrigerator) | PSC to ECM Evaporator Fan Motor (Walk-In, Refrigerator) | NonEquip | 15 | Walk-in cooler | 0% | Tech/Econ | 37.5% | 0 | 0 | 0
Tech | Offices | Refrigeration | Walk-in cooler | TRC | Existing | NE4814 | PSC to ECM Evaporator Fan Motor (Reach-In) | PSC to ECM Evaporator Fan Motor (Reach-In) | NonEquip | 15 | Display cases | 0% | Tech/Econ | 37.5% | 0 | 0 | 0
Tech | Offices | Refrigeration | Walk-in cooler | TRC | Existing | NE4788 | Night Covers for Display Cases | Night Covers for Display Cases | NonEquip | 5 | Display cases | 0% | Tech/Econ | 1.877% | 0 | 0 | 0
Tech | Offices | Refrigeration | Walk-in cooler | TRC | Existing | NE4762 | High R-Value Glass Doors | High R-Value Glass Doors | NonEquip | 12 | Display cases | 0% | Tech/Econ | 23.81% | 0 | 0 | 0
Tech | Offices | Refrigeration | Walk-in cooler | TRC | Existing | NE4736 | High Efficiency Refrigeration Compressor | High Efficiency Refrigeration Compressor | NonEquip | 13 | Display cases | 0% | Tech/Econ | 6.922% | 0 | 0 | 0
Tech | Offices | Refrigeration | Walk-in cooler | TRC | Existing | NE4710 | Freezer-Cooler Replacement Gaskets | Freezer-Cooler Replacement Gaskets | NonEquip | 4 | Display cases | 0% | Tech/Econ | 3.131% | 0 | 0 | 0
Tech | Offices | Refrigeration | Walk-in cooler | TRC | Existing | NE4684 | Floating Head Pressure Controls | Floating Head Pressure Controls | NonEquip | 15 |  | 0% | Tech/Econ | 6.05% | 0 | 0 | 0
Tech | Offices | Refrigeration | Walk-in cooler | TRC | Existing | NE4658 | Demand Defrost | Demand Defrost | NonEquip | 10 | Walk-in cooler | 0% | Tech/Econ | 30% | 0 | 0 | 0
Tech | Offices | Refrigeration | Walk-in cooler | TRC | Existing | NE4632 | Automatic Door Closer for Walk-in Coolers and Freezers | Automatic Door Closer for Walk-in Coolers and Freezers | NonEquip | 8 | Walk-in cooler | 0% | Tech/Econ | 3.131% | 0 | 0 | 0
Tech | Offices | Refrigeration | Walk-in cooler | TRC | Existing | NE4606 | Anti-Sweat Controls | Anti-Sweat Controls | NonEquip | 8 | Display cases | 0% | Tech/Econ | 85% | 0 | 0 | 0
Tech | Offices | Refrigeration | Vending and ice makers | TRC | New | NN5321 | Retro-Commissioning | Retro-Commissioning | NonEquip | 5 |  | 0% | Tech/Econ | 16% | 0 | 0 | 0
Tech | Offices | Refrigeration | Vending and ice makers | TRC | New | NN4905 | Strip Curtains for Walk-ins | Strip Curtains for Walk-ins | NonEquip | 4 | Walk-in cooler | 0% | Tech/Econ | 2.115% | 0 | 0 | 0
Tech | Offices | Refrigeration | Vending and ice makers | TRC | New | NN4879 | Refrigerated Display Case Lighting Controls | Refrigerated Display Case Lighting Controls | NonEquip | 8 | Display cases | 0% | Tech/Econ | 0.9365% | 0 | 0 | 0
Tech | Offices | Refrigeration | Vending and ice makers | TRC | New | NN4853 | PSC to ECM Evaporator Fan Motor (Walk-In, Refrigerator) | PSC to ECM Evaporator Fan Motor (Walk-In, Refrigerator) | NonEquip | 15 | Walk-in cooler | 0% | Tech/Econ | 37.5% | 0 | 0 | 0
Tech | Offices | Refrigeration | Vending and ice makers | TRC | New | NN4827 | PSC to ECM Evaporator Fan Motor (Reach-In) | PSC to ECM Evaporator Fan Motor (Reach-In) | NonEquip | 15 | Display cases | 0% | Tech/Econ | 37.5% | 0 | 0 | 0
Tech | Offices | Refrigeration | Vending and ice makers | TRC | New | NN4801 | Night Covers for Display Cases | Night Covers for Display Cases | NonEquip | 5 | Display cases | 0% | Tech/Econ | 1.877% | 0 | 0 | 0
Tech | Offices | Refrigeration | Vending and ice makers | TRC | New | NN4775 | High R-Value Glass Doors | High R-Value Glass Doors | NonEquip | 12 | Display cases | 0% | Tech/Econ | 0% | 0 | 0 | 0
Tech | Offices | Refrigeration | Vending and ice makers | TRC | New | NN4749 | High Efficiency Refrigeration Compressor | High Efficiency Refrigeration Compressor | NonEquip | 13 | Display cases | 0% | Tech/Econ | 6.922% | 0 | 0 | 0
Tech | Offices | Refrigeration | Vending and ice makers | TRC | New | NN4723 | Freezer-Cooler Replacement Gaskets | Freezer-Cooler Replacement Gaskets | NonEquip | 4 | Display cases | 0% | Tech/Econ | 0% | 0 | 0 | 0
Tech | Offices | Refrigeration | Vending and ice makers | TRC | New | NN4697 | Floating Head Pressure Controls | Floating Head Pressure Controls | NonEquip | 15 |  | 0% | Tech/Econ | 6.05% | 0 | 0 | 0
Tech | Offices | Refrigeration | Vending and ice makers | TRC | New | NN4671 | Demand Defrost | Demand Defrost | NonEquip | 10 | Walk-in cooler | 0% | Tech/Econ | 30% | 0 | 0 | 0
Tech | Offices | Refrigeration | Vending and ice makers | TRC | New | NN4645 | Automatic Door Closer for Walk-in Coolers and Freezers | Automatic Door Closer for Walk-in Coolers and Freezers | NonEquip | 8 | Walk-in cooler | 0% | Tech/Econ | 3.131% | 0 | 0 | 0
Tech | Offices | Refrigeration | Vending and ice makers | TRC | New | NN4619 | Anti-Sweat Controls | Anti-Sweat Controls | NonEquip | 8 | Display cases | 0% | Tech/Econ | 85% | 0 | 0 | 0
Tech | Offices | Refrigeration | Vending and ice makers | TRC | Existing | NE5308 | Retro-Commissioning | Retro-Commissioning | NonEquip | 5 |  | 21.99% | Tech/Econ | 16% | 235595.1467 | 39.3872 | 122.1159
Tech | Offices | Refrigeration | Vending and ice makers | TRC | Existing | NE4892 | Strip Curtains for Walk-ins | Strip Curtains for Walk-ins | NonEquip | 4 | Walk-in cooler | 0% | Tech/Econ | 2.115% | 0 | 0 | 0
Tech | Offices | Refrigeration | Vending and ice makers | TRC | Existing | NE4866 | Refrigerated Display Case Lighting Controls | Refrigerated Display Case Lighting Controls | NonEquip | 8 | Display cases | 0% | Tech/Econ | 2.524% | 0 | 0 | 0
Tech | Offices | Refrigeration | Vending and ice makers | TRC | Existing | NE4840 | PSC to ECM Evaporator Fan Motor (Walk-In, Refrigerator) | PSC to ECM Evaporator Fan Motor (Walk-In, Refrigerator) | NonEquip | 15 | Walk-in cooler | 0% | Tech/Econ | 37.5% | 0 | 0 | 0
Tech | Offices | Refrigeration | Vending and ice makers | TRC | Existing | NE4814 | PSC to ECM Evaporator Fan Motor (Reach-In) | PSC to ECM Evaporator Fan Motor (Reach-In) | NonEquip | 15 | Display cases | 0% | Tech/Econ | 37.5% | 0 | 0 | 0
Tech | Offices | Refrigeration | Vending and ice makers | TRC | Existing | NE4788 | Night Covers for Display Cases | Night Covers for Display Cases | NonEquip | 5 | Display cases | 0% | Tech/Econ | 1.877% | 0 | 0 | 0
Tech | Offices | Refrigeration | Vending and ice makers | TRC | Existing | NE4762 | High R-Value Glass Doors | High R-Value Glass Doors | NonEquip | 12 | Display cases | 0% | Tech/Econ | 23.81% | 0 | 0 | 0
Tech | Offices | Refrigeration | Vending and ice makers | TRC | Existing | NE4736 | High Efficiency Refrigeration Compressor | High Efficiency Refrigeration Compressor | NonEquip | 13 | Display cases | 0% | Tech/Econ | 6.922% | 0 | 0 | 0
Tech | Offices | Refrigeration | Vending and ice makers | TRC | Existing | NE4710 | Freezer-Cooler Replacement Gaskets | Freezer-Cooler Replacement Gaskets | NonEquip | 4 | Display cases | 0% | Tech/Econ | 3.131% | 0 | 0 | 0
Tech | Offices | Refrigeration | Vending and ice makers | TRC | Existing | NE4684 | Floating Head Pressure Controls | Floating Head Pressure Controls | NonEquip | 15 |  | 0% | Tech/Econ | 6.05% | 0 | 0 | 0
Tech | Offices | Refrigeration | Vending and ice makers | TRC | Existing | NE4658 | Demand Defrost | Demand Defrost | NonEquip | 10 | Walk-in cooler | 0% | Tech/Econ | 30% | 0 | 0 | 0
Tech | Offices | Refrigeration | Vending and ice makers | TRC | Existing | NE4632 | Automatic Door Closer for Walk-in Coolers and Freezers | Automatic Door Closer for Walk-in Coolers and Freezers | NonEquip | 8 | Walk-in cooler | 0% | Tech/Econ | 3.131% | 0 | 0 | 0
Tech | Offices | Refrigeration | Vending and ice makers | TRC | Existing | NE4606 | Anti-Sweat Controls | Anti-Sweat Controls | NonEquip | 8 | Display cases | 0% | Tech/Econ | 85% | 0 | 0 | 0
Tech | Offices | Refrigeration | Vending and ice makers | TRC | Turnover | ET2578 | Energy Star Vending Machine | Energy Star Vending Machine | Equip | 14 | Vending and ice makers | 10.61% | Tech/Econ | 36% | 265813.7429 | 41.5741 | 25.9716
Tech | Offices | Refrigeration | Vending and ice makers | TRC | Turnover | ET2500 | Energy Star Ice Maker | Energy Star Ice Maker | Equip | 8 | Vending and ice makers | 0% | Tech/Econ | 11.39% | 0 | 0 | 0
Tech | Offices | Refrigeration | Vending and ice makers | TRC | New | EN2604 | Energy Star Vending Machine | Energy Star Vending Machine | Equip | 14 | Vending and ice makers | 10.61% | Tech/Econ | 36% | 4789.6806 | 0.74912 | 0.46798
Tech | Offices | Refrigeration | Vending and ice makers | TRC | New | EN2526 | Energy Star Ice Maker | Energy Star Ice Maker | Equip | 8 | Vending and ice makers | 0% | Tech/Econ | 11.39% | 0 | 0 | 0
Tech | Offices | Exterior Lighting | Street lighting | TRC | New | NN5295 | Retro-Commissioning | Retro-Commissioning | NonEquip | 5 |  | 0% | Tech/Econ | 16% | 0 | 0 | 0
Tech | Offices | Exterior Lighting | Street lighting | TRC | New | NN2981 | Outdoor Lighting Controls | Outdoor Lighting Controls | NonEquip | 8 | Exterior parking/lot lighting | 0% | Tech/Econ | 28% | 0 | 0 | 0
Tech | Offices | Exterior Lighting | Street lighting | TRC | New | NN2955 | Bi-Level Lighting Control (Exterior) | Bi-Level Lighting Control (Exterior) | NonEquip | 9 | Exterior parking/lot lighting | 0% | Tech/Econ | 31% | 0 | 0 | 0
Tech | Offices | Exterior Lighting | Street lighting | TRC | Existing | NE5282 | Retro-Commissioning | Retro-Commissioning | NonEquip | 5 |  | 21.99% | Tech/Econ | 16% | 17335.2879 | 0 | 8.9854
Tech | Offices | Exterior Lighting | Street lighting | TRC | Existing | NE2968 | Outdoor Lighting Controls | Outdoor Lighting Controls | NonEquip | 8 | Exterior parking/lot lighting | 0% | Tech/Econ | 28% | 0 | 0 | 0
Tech | Offices | Exterior Lighting | Street lighting | TRC | Existing | NE2942 | Bi-Level Lighting Control (Exterior) | Bi-Level Lighting Control (Exterior) | NonEquip | 9 | Exterior parking/lot lighting | 0% | Tech/Econ | 31% | 0 | 0 | 0
Tech | Offices | Exterior Lighting | Street lighting | TRC | Turnover | ET790 | LED Traffic and Crosswalk Lighting | LED Traffic and Crosswalk Lighting | Equip | 10 | Street lighting | 0% | Tech/Econ | 37.14% | 0 | 0 | 0
Tech | Offices | Exterior Lighting | Street lighting | TRC | Turnover | ET751 | LED Street Lights | LED Street Lights | Equip | 18 | Street lighting | 0% | Tech/Econ | 66.53% | 0 | 0 | 0
Tech | Offices | Exterior Lighting | Street lighting | TRC | New | EN816 | LED Traffic and Crosswalk Lighting | LED Traffic and Crosswalk Lighting | Equip | 10 | Street lighting | 0% | Tech/Econ | 37.14% | 0 | 0 | 0
Tech | Offices | Exterior Lighting | Street lighting | TRC | New | EN777 | LED Street Lights | LED Street Lights | Equip | 18 | Street lighting | 0% | Tech/Econ | 66.53% | 0 | 0 | 0
Tech | Offices | Cooking | Steamer | TRC | Turnover | ET205 | Energy Star Steamer | Energy Star Steamer | Equip | 12 | Steamer | 0% | Tech/Econ | 56.63% | 0 | 0 | 0
Tech | Offices | Cooking | Steamer | TRC | New | EN231 | Energy Star Steamer | Energy Star Steamer | Equip | 12 | Steamer | 0% | Tech/Econ | 56.63% | 0 | 0 | 0
Tech | Offices | Exterior Lighting | Spot lighting/Security/Flood | TRC | New | NN5295 | Retro-Commissioning | Retro-Commissioning | NonEquip | 5 |  | 0% | Tech/Econ | 16% | 0 | 0 | 0
Tech | Offices | Exterior Lighting | Spot lighting/Security/Flood | TRC | New | NN2981 | Outdoor Lighting Controls | Outdoor Lighting Controls | NonEquip | 8 | Exterior parking/lot lighting | 0% | Tech/Econ | 28% | 0 | 0 | 0
Tech | Offices | Exterior Lighting | Spot lighting/Security/Flood | TRC | New | NN2955 | Bi-Level Lighting Control (Exterior) | Bi-Level Lighting Control (Exterior) | NonEquip | 9 | Exterior parking/lot lighting | 0% | Tech/Econ | 31% | 0 | 0 | 0
Tech | Offices | Exterior Lighting | Spot lighting/Security/Flood | TRC | Existing | NE5282 | Retro-Commissioning | Retro-Commissioning | NonEquip | 5 |  | 21.99% | Tech/Econ | 16% | 14951.3737 | 0 | 7.7497
Tech | Offices | Exterior Lighting | Spot lighting/Security/Flood | TRC | Existing | NE2968 | Outdoor Lighting Controls | Outdoor Lighting Controls | NonEquip | 8 | Exterior parking/lot lighting | 0% | Tech/Econ | 28% | 0 | 0 | 0
Tech | Offices | Exterior Lighting | Spot lighting/Security/Flood | TRC | Existing | NE2942 | Bi-Level Lighting Control (Exterior) | Bi-Level Lighting Control (Exterior) | NonEquip | 9 | Exterior parking/lot lighting | 0% | Tech/Econ | 31% | 0 | 0 | 0
Tech | Offices | Exterior Lighting | Spot lighting/Security/Flood | TRC | Turnover | ET673 | LED Exterior Lighting | LED Exterior Lighting | Equip | 13 | Spot lighting/Security/Flood | 4.268% | Tech/Econ | 60.51% | 11266.2651 | 0 | 0
Tech | Offices | Exterior Lighting | Spot lighting/Security/Flood | TRC | Turnover | ET556 | LED - 9W Flood | LED - 9W Flood | Equip | 15 | Spot lighting/Security/Flood | 13.31% | Tech/Econ | 86.15% | 56491.5796 | 0 | 0
Tech | Offices | Exterior Lighting | Spot lighting/Security/Flood | TRC | Turnover | ET478 | CFL - 15W Flood | CFL - 15W Flood | Equip | 7.8 | Spot lighting/Security/Flood | 0% | Tech/Econ | 76.92% | 0 | 0 | 0
Tech | Offices | Exterior Lighting | Spot lighting/Security/Flood | TRC | New | EN699 | LED Exterior Lighting | LED Exterior Lighting | Equip | 13 | Spot lighting/Security/Flood | 4.624% | Tech/Econ | 60.51% | 63.4651 | 0 | 0
Tech | Offices | Exterior Lighting | Spot lighting/Security/Flood | TRC | New | EN582 | LED - 9W Flood | LED - 9W Flood | Equip | 15 | Spot lighting/Security/Flood | 86.42% | Tech/Econ | 86.15% | 6609.9547 | 0 | 0
Tech | Offices | Exterior Lighting | Spot lighting/Security/Flood | TRC | New | EN504 | CFL - 15W Flood | CFL - 15W Flood | Equip | 7.8 | Spot lighting/Security/Flood | 0% | Tech/Econ | 76.92% | 0 | 0 | 0
Tech | Offices | Interior Lighting | Spot lighting | TRC | New | NN5269 | Retro-Commissioning | Retro-Commissioning | NonEquip | 5 |  | 0% | Tech/Econ | 16% | 0 | 0 | 0
Tech | Offices | Interior Lighting | Spot lighting | TRC | New | NN4437 | Interior Lighting Controls | Interior Lighting Controls | NonEquip | 8 | Overhead (fluorescent/LED/CFL U-shape) | 0% | Tech/Econ | 28% | 0 | 0 | 0
Tech | Offices | Interior Lighting | Spot lighting | TRC | New | NN4411 | Bi-Level Lighting Control (Interior) | Bi-Level Lighting Control (Interior) | NonEquip | 8 | Overhead (fluorescent/LED/CFL U-shape) | 0% | Tech/Econ | 31% | 0 | 0 | 0
Tech | Offices | Interior Lighting | Spot lighting | TRC | New | NN3709 | Facility Energy Management System | Facility Energy Management System | NonEquip | 15 |  | 1.982% | Tech/Econ | 24% | 1.5637 | 0.00032774 | 2.8183e-05
Tech | Offices | Interior Lighting | Spot lighting | TRC | Existing | NE5256 | Retro-Commissioning | Retro-Commissioning | NonEquip | 5 |  | 21.99% | Tech/Econ | 16% | 337.1982 | 0.056373 | 0.17478
Tech | Offices | Interior Lighting | Spot lighting | TRC | Existing | NE4424 | Interior Lighting Controls | Interior Lighting Controls | NonEquip | 8 | Overhead (fluorescent/LED/CFL U-shape) | 0% | Tech/Econ | 28% | 0 | 0 | 0
Tech | Offices | Interior Lighting | Spot lighting | TRC | Existing | NE4398 | Bi-Level Lighting Control (Interior) | Bi-Level Lighting Control (Interior) | NonEquip | 8 | Overhead (fluorescent/LED/CFL U-shape) | 0% | Tech/Econ | 31% | 0 | 0 | 0
Tech | Offices | Interior Lighting | Spot lighting | TRC | Existing | NE3696 | Facility Energy Management System | Facility Energy Management System | NonEquip | 15 |  | 2.99% | Tech/Econ | 24% | 69.2652 | 0.014518 | 0.0012484
Tech | Offices | Interior Lighting | Spot lighting | TRC | Turnover | ET1609 | LED Display Lighting (Interior) | LED Display Lighting (Interior) | Equip | 15 | Spot lighting | 2.129% | Tech/Econ | 87.04% | 338.0289 | 0.083009 | 0.018752
Tech | Offices | Interior Lighting | Spot lighting | TRC | Turnover | ET1570 | LED - 14W | LED - 14W | Equip | 15 | Spot lighting | 86.42% | Tech/Econ | 53.33% | 8252.666 | 1.9801 | 0.45782
Tech | Offices | Interior Lighting | Spot lighting | TRC | Turnover | ET1453 | CFL-23W | CFL-23W | Equip | 7.8 | Spot lighting | 0% | Tech/Econ | 23.33% | 0 | 0 | 0
Tech | Offices | Interior Lighting | Spot lighting | TRC | New | EN1635 | LED Display Lighting (Interior) | LED Display Lighting (Interior) | Equip | 15 | Spot lighting | 0% | Tech/Econ | 87.04% | 0 | 0 | 0
Tech | Offices | Interior Lighting | Spot lighting | TRC | New | EN1596 | LED - 14W | LED - 14W | Equip | 15 | Spot lighting | 0% | Tech/Econ | 53.33% | 0 | 0 | 0
Tech | Offices | Interior Lighting | Spot lighting | TRC | New | EN1479 | CFL-23W | CFL-23W | Equip | 7.8 | Spot lighting | 0% | Tech/Econ | 23.33% | 0 | 0 | 0
Tech | Offices | Office Equipment | Servers | TRC | New | NN4593 | Smart Strip Plug Outlet | Smart Strip Plug Outlet | NonEquip | 4 |  | 43.9% | Tech/Econ | 1.187% | 213.4007 | 0.031731 | 0.022053
Tech | Offices | Office Equipment | Servers | TRC | New | NN4567 | Network PC Power Management | Network PC Power Management | NonEquip | 5 | Computers | 0% | Tech/Econ | 56.5% | 0 | 0 | 0
Tech | Offices | Office Equipment | Servers | TRC | Existing | NE4580 | Smart Strip Plug Outlet | Smart Strip Plug Outlet | NonEquip | 4 |  | 43.9% | Tech/Econ | 1.187% | 11972.891 | 1.7803 | 1.2373
Tech | Offices | Office Equipment | Servers | TRC | Existing | NE4554 | Network PC Power Management | Network PC Power Management | NonEquip | 5 | Computers | 0% | Tech/Econ | 56.5% | 0 | 0 | 0
Tech | Offices | Office Equipment | Servers | TRC | Turnover | ET2305 | Server Virtualization | Server Virtualization | Equip | 3 | Servers | 37.33% | Tech/Econ | 85.71% | 1270296.943 | 189.0702 | 131.5029
Tech | Offices | Office Equipment | Servers | TRC | Turnover | ET2227 | Energy Star Servers | Energy Star Servers | Equip | 4 | Servers | 47.28% | Tech/Econ | 23.08% | 281437.2858 | 41.8889 | 29.1348
Tech | Offices | Office Equipment | Servers | TRC | Turnover | ET1141 | High Efficiency Data Center Cooling | High Efficiency Data Center Cooling | Equip | 20 | Servers | 15.96% | Tech/Econ | 28% | 120638.8318 | 27.6572 | 15.9742
Tech | Offices | Office Equipment | Servers | TRC | New | EN2331 | Server Virtualization | Server Virtualization | Equip | 3 | Servers | 38.55% | Tech/Econ | 85.71% | 23638.5058 | 3.5183 | 2.4471
Tech | Offices | Office Equipment | Servers | TRC | New | EN2253 | Energy Star Servers | Energy Star Servers | Equip | 4 | Servers | 47.28% | Tech/Econ | 23.08% | 4804.2866 | 0.71507 | 0.49735
Tech | Offices | Office Equipment | Servers | TRC | New | EN1167 | High Efficiency Data Center Cooling | High Efficiency Data Center Cooling | Equip | 20 | Servers | 15.96% | Tech/Econ | 28% | 2140.3124 | 0.49068 | 0.28341
Tech | Offices | Space Cooling | Residential-type central air conditioners | TRC | New | NN5373 | Retro-Commissioning | Retro-Commissioning | NonEquip | 5 |  | 0% | Tech/Econ | 16% | 0 | 0 | 0
Tech | Offices | Space Cooling | Residential-type central air conditioners | TRC | New | NN4385 | Window Sun Protection | Window Sun Protection | NonEquip | 10 |  | 15.35% | Tech/Econ | 16% | 1929.5263 | 0.7057 | -0.0078445
Tech | Offices | Space Cooling | Residential-type central air conditioners | TRC | New | NN4359 | Waterside Economizer | Waterside Economizer | NonEquip | 20 |  | 0% | Tech/Econ | 5.556% | 0 | 0 | 0
Tech | Offices | Space Cooling | Residential-type central air conditioners | TRC | New | NN4307 | Warehouse Loading Dock Seals | Warehouse Loading Dock Seals | NonEquip | 18 |  | 0% | Tech/Econ | 0.4863% | 0 | 0 | 0
Tech | Offices | Space Cooling | Residential-type central air conditioners | TRC | New | NN4151 | Smart Thermostat | Smart Thermostat | NonEquip | 11 |  | 45.33% | Tech/Econ | 10% | 3474.1913 | 0.041252 | 0
Tech | Offices | Space Cooling | Residential-type central air conditioners | TRC | New | NN4047 | Programmable Thermostat | Programmable Thermostat | NonEquip | 11 |  | 0% | Tech/Econ | 3.6% | 0 | 0 | 0
Tech | Offices | Space Cooling | Residential-type central air conditioners | TRC | New | NN3995 | Low U-Value Windows | Low U-Value Windows | NonEquip | 20 |  | 13.44% | Tech/Econ | 10% | 110.4456 | 0.041053 | 0
Tech | Offices | Space Cooling | Residential-type central air conditioners | TRC | New | NN3917 | HVAC tune-up_RTU | HVAC tune-up_RTU | NonEquip | 5 | Packaged air conditioning units (RTUs) | 0% | Tech/Econ | 5% | 0 | 0 | 0
Tech | Offices | Space Cooling | Residential-type central air conditioners | TRC | New | NN3891 | HVAC tune-up | HVAC tune-up | NonEquip | 5 | Residential-type central air conditioners | 0% | Tech/Econ | 5% | 0 | 0 | 0
Tech | Offices | Space Cooling | Residential-type central air conditioners | TRC | New | NN3683 | Facility Energy Management System | Facility Energy Management System | NonEquip | 15 |  | 1.982% | Tech/Econ | 20% | 344.0089 | 0.072102 | 0
Tech | Offices | Space Cooling | Residential-type central air conditioners | TRC | New | NN3631 | Facility Commissioning | Facility Commissioning | NonEquip | 10 |  | 35.83% | Tech/Econ | 16% | 4779.2283 | 0.98287 | 0.0044242
Tech | Offices | Space Cooling | Residential-type central air conditioners | TRC | New | NN3605 | Energy Recovery Ventilation System (ERV) | Energy Recovery Ventilation System (ERV) | NonEquip | 15 | Packaged air conditioning units (RTUs) | 0% | Tech/Econ | 6.12% | 0 | 0 | 0
Tech | Offices | Space Cooling | Residential-type central air conditioners | TRC | New | NN3527 | Duct Sealing Repair | Duct Sealing Repair | NonEquip | 15 |  | 0% | Tech/Econ | 12% | 0 | 0 | 0
Tech | Offices | Space Cooling | Residential-type central air conditioners | TRC | New | NN3475 | Duct Insulation | Duct Insulation | NonEquip | 15 |  | 0% | Tech/Econ | 2.045% | 0 | 0 | 0
Tech | Offices | Space Cooling | Residential-type central air conditioners | TRC | New | NN3423 | Dedicated Outdoor Air System on VRF unit | Dedicated Outdoor Air System on VRF unit | NonEquip | 15 | Residential-type central air conditioners | 58.91% | Tech/Econ | 17.5% | 3087.1194 | 0.93938 | 0
Tech | Offices | Space Cooling | Residential-type central air conditioners | TRC | New | NN3371 | Cool Roof | Cool Roof | NonEquip | 15 |  | 72.49% | Tech/Econ | 0.3535% | 0 | 0 | 0
Tech | Offices | Space Cooling | Residential-type central air conditioners | TRC | New | NN3319 | Chilled Water System - Variable Speed Drives | Chilled Water System - Variable Speed Drives | NonEquip | 13 | Central chillers inside | 0% | Tech/Econ | 24.74% | 0 | 0 | 0
Tech | Offices | Space Cooling | Residential-type central air conditioners | TRC | New | NN3293 | Chilled Water Controls Optimization | Chilled Water Controls Optimization | NonEquip | 10 | Central chillers inside | 0% | Tech/Econ | 12.5% | 0 | 0 | 0
Tech | Offices | Space Cooling | Residential-type central air conditioners | TRC | New | NN3215 | Ceiling Insulation(R2 to R38) | Ceiling Insulation(R2 to R38) | NonEquip | 20 |  | 0% | Tech/Econ | 2.928% | 0 | 0 | 0
Tech | Offices | Space Cooling | Residential-type central air conditioners | TRC | New | NN3059 | Airside Economizer | Airside Economizer | NonEquip | 10 | Packaged air conditioning units (RTUs) | 0% | Tech/Econ | 5.556% | 0 | 0 | 0
Tech | Offices | Space Cooling | Residential-type central air conditioners | TRC | Existing | NE5360 | Retro-Commissioning | Retro-Commissioning | NonEquip | 5 |  | 21.99% | Tech/Econ | 16% | 140854.4033 | 23.5483 | 0
Tech | Offices | Space Cooling | Residential-type central air conditioners | TRC | Existing | NE4372 | Window Sun Protection | Window Sun Protection | NonEquip | 10 |  | 7.839% | Tech/Econ | 16% | 48445.3854 | 17.7184 | -0.19695
Tech | Offices | Space Cooling | Residential-type central air conditioners | TRC | Existing | NE4346 | Waterside Economizer | Waterside Economizer | NonEquip | 20 |  | 0% | Tech/Econ | 5.556% | 0 | 0 | 0
Tech | Offices | Space Cooling | Residential-type central air conditioners | TRC | Existing | NE4294 | Warehouse Loading Dock Seals | Warehouse Loading Dock Seals | NonEquip | 18 |  | 0% | Tech/Econ | 0.4863% | 0 | 0 | 0
Tech | Offices | Space Cooling | Residential-type central air conditioners | TRC | Existing | NE4216 | Wall Insulation | Wall Insulation | NonEquip | 20 |  | 17.1% | Tech/Econ | 25.75% | 221088.5537 | 4.4241 | 0
Tech | Offices | Space Cooling | Residential-type central air conditioners | TRC | Existing | NE4138 | Smart Thermostat | Smart Thermostat | NonEquip | 11 |  | 45.33% | Tech/Econ | 10% | 166547.1458 | 1.9776 | 0
Tech | Offices | Space Cooling | Residential-type central air conditioners | TRC | Existing | NE4112 | Roof Insulation | Roof Insulation | NonEquip | 20 |  | 37.5% | Tech/Econ | 0.4293% | 5536.296 | 0.11078 | 0
Tech | Offices | Space Cooling | Residential-type central air conditioners | TRC | Existing | NE4034 | Programmable Thermostat | Programmable Thermostat | NonEquip | 11 |  | 0% | Tech/Econ | 3.6% | 0 | 0 | 0
Tech | Offices | Space Cooling | Residential-type central air conditioners | TRC | Existing | NE3982 | Low U-Value Windows | Low U-Value Windows | NonEquip | 20 |  | 5.375% | Tech/Econ | 46% | 155455.8973 | 57.7834 | 0
Tech | Offices | Space Cooling | Residential-type central air conditioners | TRC | Existing | NE3956 | Infiltration Reduction - Air Sealing | Infiltration Reduction - Air Sealing | NonEquip | 11 |  | 44.79% | Tech/Econ | 0.2431% | 3725.5981 | 0.82409 | 0
Tech | Offices | Space Cooling | Residential-type central air conditioners | TRC | Existing | NE3904 | HVAC tune-up_RTU | HVAC tune-up_RTU | NonEquip | 5 | Packaged air conditioning units (RTUs) | 0% | Tech/Econ | 5% | 0 | 0 | 0
Tech | Offices | Space Cooling | Residential-type central air conditioners | TRC | Existing | NE3878 | HVAC tune-up | HVAC tune-up | NonEquip | 5 | Residential-type central air conditioners | 0% | Tech/Econ | 5% | 0 | 0 | 0
Tech | Offices | Space Cooling | Residential-type central air conditioners | TRC | Existing | NE3800 | Green Roof | Green Roof | NonEquip | 15 |  | 0.063% | Tech/Econ | 0.2488% | 5.3614 | 0.0022776 | 0
Tech | Offices | Space Cooling | Residential-type central air conditioners | TRC | Existing | NE3670 | Facility Energy Management System | Facility Energy Management System | NonEquip | 15 |  | 2.99% | Tech/Econ | 20% | 26850.4645 | 5.6277 | 0
Tech | Offices | Space Cooling | Residential-type central air conditioners | TRC | Existing | NE3592 | Energy Recovery Ventilation System (ERV) | Energy Recovery Ventilation System (ERV) | NonEquip | 15 | Packaged air conditioning units (RTUs) | 0% | Tech/Econ | 6.12% | 0 | 0 | 0
Tech | Offices | Space Cooling | Residential-type central air conditioners | TRC | Existing | NE3514 | Duct Sealing Repair | Duct Sealing Repair | NonEquip | 15 |  | 30.55% | Tech/Econ | 12% | 139841.5571 | 27.5518 | 0
Tech | Offices | Space Cooling | Residential-type central air conditioners | TRC | Existing | NE3462 | Duct Insulation | Duct Insulation | NonEquip | 15 |  | 30.55% | Tech/Econ | 2.045% | 21627.0122 | 5.8753 | 0
Tech | Offices | Space Cooling | Residential-type central air conditioners | TRC | Existing | NE3410 | Dedicated Outdoor Air System on VRF unit | Dedicated Outdoor Air System on VRF unit | NonEquip | 15 | Residential-type central air conditioners | 58.91% | Tech/Econ | 17.5% | 460204.2472 | 140.0363 | 0
Tech | Offices | Space Cooling | Residential-type central air conditioners | TRC | Existing | NE3358 | Cool Roof | Cool Roof | NonEquip | 15 |  | 72.74% | Tech/Econ | 0.3535% | 8829.2899 | 3.7509 | 0
Tech | Offices | Space Cooling | Residential-type central air conditioners | TRC | Existing | NE3306 | Chilled Water System - Variable Speed Drives | Chilled Water System - Variable Speed Drives | NonEquip | 13 | Central chillers inside | 0% | Tech/Econ | 24.74% | 0 | 0 | 0
Tech | Offices | Space Cooling | Residential-type central air conditioners | TRC | Existing | NE3280 | Chilled Water Controls Optimization | Chilled Water Controls Optimization | NonEquip | 10 | Central chillers inside | 0% | Tech/Econ | 12.5% | 0 | 0 | 0
Tech | Offices | Space Cooling | Residential-type central air conditioners | TRC | Existing | NE3202 | Ceiling Insulation(R2 to R38) | Ceiling Insulation(R2 to R38) | NonEquip | 20 |  | 45.6% | Tech/Econ | 2.928% | 46835.107 | 0.93719 | 0
Tech | Offices | Space Cooling | Residential-type central air conditioners | TRC | Existing | NE3098 | Ceiling Insulation(R12 to R38) | Ceiling Insulation(R12 to R38) | NonEquip | 20 |  | 34.2% | Tech/Econ | 0.3524% | 4128.3324 | 0.08261 | 0
Tech | Offices | Space Cooling | Residential-type central air conditioners | TRC | Existing | NE3046 | Airside Economizer | Airside Economizer | NonEquip | 10 | Packaged air conditioning units (RTUs) | 0% | Tech/Econ | 5.556% | 0 | 0 | 0
Tech | Offices | Space Cooling | Residential-type central air conditioners | TRC | Turnover | ET829 | Geothermal Heat Pump | Geothermal Heat Pump | Equip | 15 | Residential-type central air conditioners | 30.5% | Tech/Econ | 21.18% | 310040.1455 | 133.3313 | 0
Tech | Offices | Space Cooling | Residential-type central air conditioners | TRC | Turnover | ET1375 | Variable Refrigerant Flow (VRF) HVAC Systems | Variable Refrigerant Flow (VRF) HVAC Systems | Equip | 15 | Residential-type central air conditioners | 49.09% | Tech/Econ | 36.88% | 1110077.385 | 337.7873 | 0
Tech | Offices | Space Cooling | Residential-type central air conditioners | TRC | Turnover | ET1297 | High Efficiency PTHP | High Efficiency PTHP | Equip | 15 | Residential-type central air conditioners | 0% | Tech/Econ | 23.64% | 0 | 0 | 0
Tech | Offices | Space Cooling | Residential-type central air conditioners | TRC | Turnover | ET1258 | High Efficiency PTAC | High Efficiency PTAC | Equip | 15 | Residential-type central air conditioners | 0% | Tech/Econ | 23.64% | 0 | 0 | 0
Tech | Offices | Space Cooling | Residential-type central air conditioners | TRC | New | EN855 | Geothermal Heat Pump | Geothermal Heat Pump | Equip | 15 | Residential-type central air conditioners | 30.5% | Tech/Econ | 21.18% | 5992.0382 | 2.5768 | 0
Tech | Offices | Space Cooling | Residential-type central air conditioners | TRC | New | EN1401 | Variable Refrigerant Flow (VRF) HVAC Systems | Variable Refrigerant Flow (VRF) HVAC Systems | Equip | 15 | Residential-type central air conditioners | 49.09% | Tech/Econ | 36.88% | 20509.5253 | 6.2409 | 0
Tech | Offices | Space Cooling | Residential-type central air conditioners | TRC | New | EN1323 | High Efficiency PTHP | High Efficiency PTHP | Equip | 15 | Residential-type central air conditioners | 0% | Tech/Econ | 23.64% | 0 | 0 | 0
Tech | Offices | Space Cooling | Residential-type central air conditioners | TRC | New | EN1284 | High Efficiency PTAC | High Efficiency PTAC | Equip | 15 | Residential-type central air conditioners | 0% | Tech/Econ | 23.64% | 0 | 0 | 0
Tech | Offices | Space Heating | Residential/split system heat pump | TRC | New | NN5347 | Retro-Commissioning | Retro-Commissioning | NonEquip | 5 |  | 0% | Tech/Econ | 16% | 0 | 0 | 0
Tech | Offices | Space Heating | Residential/split system heat pump | TRC | New | NN4333 | Water Cooled Refrigeration Heat Recovery | Water Cooled Refrigeration Heat Recovery | NonEquip | 20 |  | 15.4% | Tech/Econ | 10% | 5245.2546 | 0 | 0.35066
Tech | Offices | Space Heating | Residential/split system heat pump | TRC | New | NN4281 | Warehouse Loading Dock Seals | Warehouse Loading Dock Seals | NonEquip | 18 |  | 0% | Tech/Econ | 0.6009% | 0 | 0 | 0
Tech | Offices | Space Heating | Residential/split system heat pump | TRC | New | NN4177 | Smart Thermostat | Smart Thermostat | NonEquip | 11 |  | 45.33% | Tech/Econ | 10% | 16173.9218 | 0 | -2.6576
Tech | Offices | Space Heating | Residential/split system heat pump | TRC | New | NN4099 | Roof Insulation | Roof Insulation | NonEquip | 20 |  | 37.5% | Tech/Econ | 0.2652% | 206.5945 | 0 | 0.09319
Tech | Offices | Space Heating | Residential/split system heat pump | TRC | New | NN4073 | Programmable Thermostat | Programmable Thermostat | NonEquip | 11 |  | 0% | Tech/Econ | 3.6% | 0 | 0 | 0
Tech | Offices | Space Heating | Residential/split system heat pump | TRC | New | NN4021 | Low U-Value Windows | Low U-Value Windows | NonEquip | 20 |  | 13.44% | Tech/Econ | 10% | 4507.1916 | 0 | 0.018732
Tech | Offices | Space Heating | Residential/split system heat pump | TRC | New | NN3943 | Infiltration Reduction - Air Sealing | Infiltration Reduction - Air Sealing | NonEquip | 11 |  | 0% | Tech/Econ | 0.3004% | 0 | 0 | 0
Tech | Offices | Space Heating | Residential/split system heat pump | TRC | New | NN3787 | Green Roof | Green Roof | NonEquip | 15 |  | 0.315% | Tech/Econ | 0.4099% | 4.2722 | 0 | 0
Tech | Offices | Space Heating | Residential/split system heat pump | TRC | New | NN3735 | Floor Insulation | Floor Insulation | NonEquip | 20 |  | 8.437% | Tech/Econ | 0.1392% | 0 | 0 | 0
Tech | Offices | Space Heating | Residential/split system heat pump | TRC | New | NN3657 | Facility Energy Management System | Facility Energy Management System | NonEquip | 15 |  | 1.982% | Tech/Econ | 20% | 1496.1939 | 0 | 0.026966
Tech | Offices | Space Heating | Residential/split system heat pump | TRC | New | NN3579 | ECM Motors on Furnaces | ECM Motors on Furnaces | NonEquip | 15 | Forced air furnace | 0% | Tech/Econ | 1.706% | 0 | 0 | 0
Tech | Offices | Space Heating | Residential/split system heat pump | TRC | New | NN3553 | Duct Sealing Repair | Duct Sealing Repair | NonEquip | 15 |  | 0% | Tech/Econ | 12% | 0 | 0 | 0
Tech | Offices | Space Heating | Residential/split system heat pump | TRC | New | NN3501 | Duct Insulation | Duct Insulation | NonEquip | 15 |  | 0% | Tech/Econ | 2.045% | 0 | 0 | 0
Tech | Offices | Space Heating | Residential/split system heat pump | TRC | New | NN3449 | Destratification Fans | Destratification Fans | NonEquip | 10 |  | 0% | Tech/Econ | 12.13% | 0 | 0 | 0
Tech | Offices | Space Heating | Residential/split system heat pump | TRC | New | NN3397 | Dedicated Outdoor Air System on VRF unit | Dedicated Outdoor Air System on VRF unit | NonEquip | 15 | Residential/split system heat pump | 58.91% | Tech/Econ | 10% | 19138.6345 | 0 | 5.8863
Tech | Offices | Space Heating | Residential/split system heat pump | TRC | New | NN3241 | Ceiling Insulation(R30 to R38) | Ceiling Insulation(R30 to R38) | NonEquip | 20 |  | 0% | Tech/Econ | 0.0536% | 0 | 0 | 0
Tech | Offices | Space Heating | Residential/split system heat pump | TRC | New | NN3189 | Ceiling Insulation(R2 to R38) | Ceiling Insulation(R2 to R38) | NonEquip | 20 |  | 0% | Tech/Econ | 3.618% | 0 | 0 | 0
Tech | Offices | Space Heating | Residential/split system heat pump | TRC | New | NN3137 | Ceiling Insulation(R19 to R38) | Ceiling Insulation(R19 to R38) | NonEquip | 20 |  | 0% | Tech/Econ | 0.201% | 0 | 0 | 0
Tech | Offices | Space Heating | Residential/split system heat pump | TRC | New | NN3085 | Ceiling Insulation(R12 to R38) | Ceiling Insulation(R12 to R38) | NonEquip | 20 |  | 0% | Tech/Econ | 0.4355% | 0 | 0 | 0
Tech | Offices | Space Heating | Residential/split system heat pump | TRC | New | NN3007 | Air Curtains | Air Curtains | NonEquip | 8 |  | 0% | Tech/Econ | 0.2996% | 0 | 0 | 0
Tech | Offices | Space Heating | Residential/split system heat pump | TRC | Existing | NE5334 | Retro-Commissioning | Retro-Commissioning | NonEquip | 5 |  | 21.99% | Tech/Econ | 16% | 587226.0557 | 0 | 304.3766
Tech | Offices | Space Heating | Residential/split system heat pump | TRC | Existing | NE4320 | Water Cooled Refrigeration Heat Recovery | Water Cooled Refrigeration Heat Recovery | NonEquip | 20 |  | 15.4% | Tech/Econ | 10% | 283483.3948 | 0 | 18.9515
Tech | Offices | Space Heating | Residential/split system heat pump | TRC | Existing | NE4268 | Warehouse Loading Dock Seals | Warehouse Loading Dock Seals | NonEquip | 18 |  | 0% | Tech/Econ | 0.663% | 0 | 0 | 0
Tech | Offices | Space Heating | Residential/split system heat pump | TRC | Existing | NE4242 | Wall Insulation | Wall Insulation | NonEquip | 20 |  | 17.1% | Tech/Econ | 5.126% | 151694.6481 | 0 | 68.4262
Tech | Offices | Space Heating | Residential/split system heat pump | TRC | Existing | NE4164 | Smart Thermostat | Smart Thermostat | NonEquip | 11 |  | 45.33% | Tech/Econ | 10% | 821659.6559 | 0 | -135.01
Tech | Offices | Space Heating | Residential/split system heat pump | TRC | Existing | NE4086 | Roof Insulation | Roof Insulation | NonEquip | 20 |  | 37.5% | Tech/Econ | 0.5853% | 35124.3739 | 0 | 15.8439
Tech | Offices | Space Heating | Residential/split system heat pump | TRC | Existing | NE4060 | Programmable Thermostat | Programmable Thermostat | NonEquip | 11 |  | 0% | Tech/Econ | 3.6% | 0 | 0 | 0
Tech | Offices | Space Heating | Residential/split system heat pump | TRC | Existing | NE4008 | Low U-Value Windows | Low U-Value Windows | NonEquip | 20 |  | 5.375% | Tech/Econ | 46% | 611824.9392 | 0 | 2.5428
Tech | Offices | Space Heating | Residential/split system heat pump | TRC | Existing | NE3930 | Infiltration Reduction - Air Sealing | Infiltration Reduction - Air Sealing | NonEquip | 11 |  | 44.79% | Tech/Econ | 0.3315% | 23672.2536 | 0 | 15.5487
Tech | Offices | Space Heating | Residential/split system heat pump | TRC | Existing | NE3852 | Hotel Card Energy Control Systems | Hotel Card Energy Control Systems | NonEquip | 15 |  | 0% | Tech/Econ | 0% | 0 | 0 | 0
Tech | Offices | Space Heating | Residential/split system heat pump | TRC | Existing | NE3774 | Green Roof | Green Roof | NonEquip | 15 |  | 0.063% | Tech/Econ | 0.4523% | 45.4218 | 0 | 0
Tech | Offices | Space Heating | Residential/split system heat pump | TRC | Existing | NE3722 | Floor Insulation | Floor Insulation | NonEquip | 20 |  | 3.375% | Tech/Econ | 0.1536% | 824.4512 | 0 | 0.37189
Tech | Offices | Space Heating | Residential/split system heat pump | TRC | Existing | NE3644 | Facility Energy Management System | Facility Energy Management System | NonEquip | 15 |  | 2.99% | Tech/Econ | 20% | 122158.6739 | 0 | 2.2017
Tech | Offices | Space Heating | Residential/split system heat pump | TRC | Existing | NE3566 | ECM Motors on Furnaces | ECM Motors on Furnaces | NonEquip | 15 | Forced air furnace | 0% | Tech/Econ | 1.706% | 0 | 0 | 0
Tech | Offices | Space Heating | Residential/split system heat pump | TRC | Existing | NE3540 | Duct Sealing Repair | Duct Sealing Repair | NonEquip | 15 |  | 30.55% | Tech/Econ | 12% | 744561.8002 | 0 | 519.5506
Tech | Offices | Space Heating | Residential/split system heat pump | TRC | Existing | NE3488 | Duct Insulation | Duct Insulation | NonEquip | 15 |  | 30.55% | Tech/Econ | 2.045% | 100627.7346 | 0 | 58.7517
Tech | Offices | Space Heating | Residential/split system heat pump | TRC | Existing | NE3436 | Destratification Fans | Destratification Fans | NonEquip | 10 |  | 0% | Tech/Econ | 12.13% | 0 | 0 | 0
Tech | Offices | Space Heating | Residential/split system heat pump | TRC | Existing | NE3384 | Dedicated Outdoor Air System on VRF unit | Dedicated Outdoor Air System on VRF unit | NonEquip | 15 | Residential/split system heat pump | 58.91% | Tech/Econ | 10% | 1152558.894 | 0 | 354.4802
Tech | Offices | Space Heating | Residential/split system heat pump | TRC | Existing | NE3332 | Cool Roof | Cool Roof | NonEquip | 15 |  | 72.74% | Tech/Econ | 0.05107% | 5909.5202 | 0 | 0
Tech | Offices | Space Heating | Residential/split system heat pump | TRC | Existing | NE3228 | Ceiling Insulation(R30 to R38) | Ceiling Insulation(R30 to R38) | NonEquip | 20 |  | 11.4% | Tech/Econ | 0.05915% | 1072.7037 | 0 | 0.48387
Tech | Offices | Space Heating | Residential/split system heat pump | TRC | Existing | NE3176 | Ceiling Insulation(R2 to R38) | Ceiling Insulation(R2 to R38) | NonEquip | 20 |  | 45.6% | Tech/Econ | 3.992% | 312299.17 | 0 | 140.8715
Tech | Offices | Space Heating | Residential/split system heat pump | TRC | Existing | NE3124 | Ceiling Insulation(R19 to R38) | Ceiling Insulation(R19 to R38) | NonEquip | 20 |  | 22.8% | Tech/Econ | 0.2218% | 8049.7667 | 0 | 3.6311
Tech | Offices | Space Heating | Residential/split system heat pump | TRC | Existing | NE3072 | Ceiling Insulation(R12 to R38) | Ceiling Insulation(R12 to R38) | NonEquip | 20 |  | 34.2% | Tech/Econ | 0.4806% | 26243.8483 | 0 | 11.838
Tech | Offices | Space Heating | Residential/split system heat pump | TRC | Existing | NE2994 | Air Curtains | Air Curtains | NonEquip | 8 |  | 0% | Tech/Econ | 0.2996% | 0 | 0 | 0
Tech | Offices | Space Heating | Residential/split system heat pump | TRC | Turnover | ET868 | Geothermal Heat Pump | Geothermal Heat Pump | Equip | 15 | Residential/split system heat pump | 30.5% | Tech/Econ | 2.941% | 151069.9946 | 0 | 49.8999
Tech | Offices | Space Heating | Residential/split system heat pump | TRC | Turnover | ET1414 | Variable Refrigerant Flow (VRF) HVAC Systems | Variable Refrigerant Flow (VRF) HVAC Systems | Equip | 15 | Residential/split system heat pump | 49.09% | Tech/Econ | 31.25% | 3702467.226 | 0 | 1138.7283
Tech | Offices | Space Heating | Residential/split system heat pump | TRC | Turnover | ET1336 | High Efficiency PTHP | High Efficiency PTHP | Equip | 15 | Residential/split system heat pump | 0% | Tech/Econ | 9.375% | 0 | 0 | 0
Tech | Offices | Space Heating | Residential/split system heat pump | TRC | New | EN894 | Geothermal Heat Pump | Geothermal Heat Pump | Equip | 15 | Residential/split system heat pump | 30.5% | Tech/Econ | 2.941% | 0 | 0 | 0
Tech | Offices | Space Heating | Residential/split system heat pump | TRC | New | EN1440 | Variable Refrigerant Flow (VRF) HVAC Systems | Variable Refrigerant Flow (VRF) HVAC Systems | Equip | 15 | Residential/split system heat pump | 49.09% | Tech/Econ | 31.25% | 68405.9023 | 0 | 21.0389
Tech | Offices | Space Heating | Residential/split system heat pump | TRC | New | EN1362 | High Efficiency PTHP | High Efficiency PTHP | Equip | 15 | Residential/split system heat pump | 0% | Tech/Econ | 9.375% | 0 | 0 | 0
Tech | Offices | Refrigeration | Residential style | TRC | New | NN5321 | Retro-Commissioning | Retro-Commissioning | NonEquip | 5 |  | 0% | Tech/Econ | 16% | 0 | 0 | 0
Tech | Offices | Refrigeration | Residential style | TRC | New | NN4905 | Strip Curtains for Walk-ins | Strip Curtains for Walk-ins | NonEquip | 4 | Walk-in cooler | 0% | Tech/Econ | 2.115% | 0 | 0 | 0
Tech | Offices | Refrigeration | Residential style | TRC | New | NN4879 | Refrigerated Display Case Lighting Controls | Refrigerated Display Case Lighting Controls | NonEquip | 8 | Display cases | 0% | Tech/Econ | 0.9365% | 0 | 0 | 0
Tech | Offices | Refrigeration | Residential style | TRC | New | NN4853 | PSC to ECM Evaporator Fan Motor (Walk-In, Refrigerator) | PSC to ECM Evaporator Fan Motor (Walk-In, Refrigerator) | NonEquip | 15 | Walk-in cooler | 0% | Tech/Econ | 37.5% | 0 | 0 | 0
Tech | Offices | Refrigeration | Residential style | TRC | New | NN4827 | PSC to ECM Evaporator Fan Motor (Reach-In) | PSC to ECM Evaporator Fan Motor (Reach-In) | NonEquip | 15 | Display cases | 0% | Tech/Econ | 37.5% | 0 | 0 | 0
Tech | Offices | Refrigeration | Residential style | TRC | New | NN4801 | Night Covers for Display Cases | Night Covers for Display Cases | NonEquip | 5 | Display cases | 0% | Tech/Econ | 1.877% | 0 | 0 | 0
Tech | Offices | Refrigeration | Residential style | TRC | New | NN4775 | High R-Value Glass Doors | High R-Value Glass Doors | NonEquip | 12 | Display cases | 0% | Tech/Econ | 0% | 0 | 0 | 0
Tech | Offices | Refrigeration | Residential style | TRC | New | NN4749 | High Efficiency Refrigeration Compressor | High Efficiency Refrigeration Compressor | NonEquip | 13 | Display cases | 0% | Tech/Econ | 6.922% | 0 | 0 | 0
Tech | Offices | Refrigeration | Residential style | TRC | New | NN4723 | Freezer-Cooler Replacement Gaskets | Freezer-Cooler Replacement Gaskets | NonEquip | 4 | Display cases | 0% | Tech/Econ | 0% | 0 | 0 | 0
Tech | Offices | Refrigeration | Residential style | TRC | New | NN4697 | Floating Head Pressure Controls | Floating Head Pressure Controls | NonEquip | 15 |  | 0% | Tech/Econ | 6.05% | 0 | 0 | 0
Tech | Offices | Refrigeration | Residential style | TRC | New | NN4671 | Demand Defrost | Demand Defrost | NonEquip | 10 | Walk-in cooler | 0% | Tech/Econ | 30% | 0 | 0 | 0
Tech | Offices | Refrigeration | Residential style | TRC | New | NN4645 | Automatic Door Closer for Walk-in Coolers and Freezers | Automatic Door Closer for Walk-in Coolers and Freezers | NonEquip | 8 | Walk-in cooler | 0% | Tech/Econ | 3.131% | 0 | 0 | 0
Tech | Offices | Refrigeration | Residential style | TRC | New | NN4619 | Anti-Sweat Controls | Anti-Sweat Controls | NonEquip | 8 | Display cases | 0% | Tech/Econ | 85% | 0 | 0 | 0
Tech | Offices | Refrigeration | Residential style | TRC | Existing | NE5308 | Retro-Commissioning | Retro-Commissioning | NonEquip | 5 |  | 21.99% | Tech/Econ | 16% | 659488.1567 | 110.2544 | 341.8322
Tech | Offices | Refrigeration | Residential style | TRC | Existing | NE4892 | Strip Curtains for Walk-ins | Strip Curtains for Walk-ins | NonEquip | 4 | Walk-in cooler | 0% | Tech/Econ | 2.115% | 0 | 0 | 0
Tech | Offices | Refrigeration | Residential style | TRC | Existing | NE4866 | Refrigerated Display Case Lighting Controls | Refrigerated Display Case Lighting Controls | NonEquip | 8 | Display cases | 0% | Tech/Econ | 2.524% | 0 | 0 | 0
Tech | Offices | Refrigeration | Residential style | TRC | Existing | NE4840 | PSC to ECM Evaporator Fan Motor (Walk-In, Refrigerator) | PSC to ECM Evaporator Fan Motor (Walk-In, Refrigerator) | NonEquip | 15 | Walk-in cooler | 0% | Tech/Econ | 37.5% | 0 | 0 | 0
Tech | Offices | Refrigeration | Residential style | TRC | Existing | NE4814 | PSC to ECM Evaporator Fan Motor (Reach-In) | PSC to ECM Evaporator Fan Motor (Reach-In) | NonEquip | 15 | Display cases | 0% | Tech/Econ | 37.5% | 0 | 0 | 0
Tech | Offices | Refrigeration | Residential style | TRC | Existing | NE4788 | Night Covers for Display Cases | Night Covers for Display Cases | NonEquip | 5 | Display cases | 0% | Tech/Econ | 1.877% | 0 | 0 | 0
Tech | Offices | Refrigeration | Residential style | TRC | Existing | NE4762 | High R-Value Glass Doors | High R-Value Glass Doors | NonEquip | 12 | Display cases | 0% | Tech/Econ | 23.81% | 0 | 0 | 0
Tech | Offices | Refrigeration | Residential style | TRC | Existing | NE4736 | High Efficiency Refrigeration Compressor | High Efficiency Refrigeration Compressor | NonEquip | 13 | Display cases | 0% | Tech/Econ | 6.922% | 0 | 0 | 0
Tech | Offices | Refrigeration | Residential style | TRC | Existing | NE4710 | Freezer-Cooler Replacement Gaskets | Freezer-Cooler Replacement Gaskets | NonEquip | 4 | Display cases | 0% | Tech/Econ | 3.131% | 0 | 0 | 0
Tech | Offices | Refrigeration | Residential style | TRC | Existing | NE4684 | Floating Head Pressure Controls | Floating Head Pressure Controls | NonEquip | 15 |  | 0% | Tech/Econ | 6.05% | 0 | 0 | 0
Tech | Offices | Refrigeration | Residential style | TRC | Existing | NE4658 | Demand Defrost | Demand Defrost | NonEquip | 10 | Walk-in cooler | 0% | Tech/Econ | 30% | 0 | 0 | 0
Tech | Offices | Refrigeration | Residential style | TRC | Existing | NE4632 | Automatic Door Closer for Walk-in Coolers and Freezers | Automatic Door Closer for Walk-in Coolers and Freezers | NonEquip | 8 | Walk-in cooler | 0% | Tech/Econ | 3.131% | 0 | 0 | 0
Tech | Offices | Refrigeration | Residential style | TRC | Existing | NE4606 | Anti-Sweat Controls | Anti-Sweat Controls | NonEquip | 8 | Display cases | 0% | Tech/Econ | 85% | 0 | 0 | 0
Tech | Offices | Refrigeration | Residential style | TRC | Turnover | ET2539 | Energy Star Refrigerator | Energy Star Refrigerator | Equip | 12 | Residential style | 45.6% | Tech/Econ | 21.99% | 2088947.14 | 275.0307 | 216.4104
Tech | Offices | Refrigeration | Residential style | TRC | New | EN2565 | Energy Star Refrigerator | Energy Star Refrigerator | Equip | 12 | Residential style | 53.2% | Tech/Econ | 21.99% | 43914.0368 | 5.7817 | 4.5494
Tech | Offices | Miscellaneous | Pool pump | TRC | New | NN5451 | Retro-Commissioning | Retro-Commissioning | NonEquip | 5 |  | 0% | Tech/Econ | 16% | 0 | 0 | 0
Tech | Offices | Miscellaneous | Pool pump | TRC | New | NN4541 | VSD Controlled Compressor | VSD Controlled Compressor | NonEquip | 15 | Others | 0% | Tech/Econ | 20.79% | 0 | 0 | 0
Tech | Offices | Miscellaneous | Pool pump | TRC | New | NN4515 | Regenerative Drive Elevator Motor | Regenerative Drive Elevator Motor | NonEquip | 13 | Elevators/Escalators | 0% | Tech/Econ | 6.211% | 0 | 0 | 0
Tech | Offices | Miscellaneous | Pool pump | TRC | New | NN4489 | Engine Block Timer | Engine Block Timer | NonEquip | 5 | Others | 0% | Tech/Econ | 36% | 0 | 0 | 0
Tech | Offices | Miscellaneous | Pool pump | TRC | New | NN4463 | Efficient Motor Belts | Efficient Motor Belts | NonEquip | 10 | Others | 0% | Tech/Econ | 1.105% | 0 | 0 | 0
Tech | Offices | Miscellaneous | Pool pump | TRC | Existing | NE5438 | Retro-Commissioning | Retro-Commissioning | NonEquip | 5 |  | 21.99% | Tech/Econ | 16% | 0 | 0 | 0
Tech | Offices | Miscellaneous | Pool pump | TRC | Existing | NE4528 | VSD Controlled Compressor | VSD Controlled Compressor | NonEquip | 15 | Others | 0% | Tech/Econ | 20.79% | 0 | 0 | 0
Tech | Offices | Miscellaneous | Pool pump | TRC | Existing | NE4502 | Regenerative Drive Elevator Motor | Regenerative Drive Elevator Motor | NonEquip | 13 | Elevators/Escalators | 0% | Tech/Econ | 6.211% | 0 | 0 | 0
Tech | Offices | Miscellaneous | Pool pump | TRC | Existing | NE4476 | Engine Block Timer | Engine Block Timer | NonEquip | 5 | Others | 0% | Tech/Econ | 36% | 0 | 0 | 0
Tech | Offices | Miscellaneous | Pool pump | TRC | Existing | NE4450 | Efficient Motor Belts | Efficient Motor Belts | NonEquip | 10 | Others | 0% | Tech/Econ | 1.105% | 0 | 0 | 0
Tech | Offices | Miscellaneous | Pool pump | TRC | Turnover | ET2113 | Variable Speed Pool Pump | Variable Speed Pool Pump | Equip | 10 | Pool pump | 0% | Tech/Econ | 64.36% | 0 | 0 | 0
Tech | Offices | Miscellaneous | Pool pump | TRC | Turnover | ET2074 | Two Speed Pool Pump | Two Speed Pool Pump | Equip | 10 | Pool pump | 0% | Tech/Econ | 61.79% | 0 | 0 | 0
Tech | Offices | Miscellaneous | Pool pump | TRC | Turnover | ET2038 | Solar Powered Pool Pump | Solar Powered Pool Pump | Equip | 10 | Pool pump | 0% | Tech/Econ | 81% | 0 | 0 | 0
Tech | Offices | Miscellaneous | Pool pump | TRC | Turnover | ET1999 | Solar Pool Heater | Solar Pool Heater | Equip | 15 | Pool pump | 0% | Tech/Econ | 86.11% | 0 | 0 | 0
Tech | Offices | Miscellaneous | Pool pump | TRC | Turnover | ET1960 | Heat Pump Pool Heater | Heat Pump Pool Heater | Equip | 15 | Pool pump | 0% | Tech/Econ | 80% | 0 | 0 | 0
Tech | Offices | Miscellaneous | Pool pump | TRC | New | EN2137 | Variable Speed Pool Pump | Variable Speed Pool Pump | Equip | 10 | Pool pump | 0% | Tech/Econ | 64.36% | 0 | 0 | 0
Tech | Offices | Miscellaneous | Pool pump | TRC | New | EN2100 | Two Speed Pool Pump | Two Speed Pool Pump | Equip | 10 | Pool pump | 0% | Tech/Econ | 61.79% | 0 | 0 | 0
Tech | Offices | Miscellaneous | Pool pump | TRC | New | EN2062 | Solar Powered Pool Pump | Solar Powered Pool Pump | Equip | 10 | Pool pump | 0% | Tech/Econ | 81% | 0 | 0 | 0
Tech | Offices | Miscellaneous | Pool pump | TRC | New | EN2025 | Solar Pool Heater | Solar Pool Heater | Equip | 15 | Pool pump | 0% | Tech/Econ | 86.11% | 0 | 0 | 0
Tech | Offices | Miscellaneous | Pool pump | TRC | New | EN1986 | Heat Pump Pool Heater | Heat Pump Pool Heater | Equip | 15 | Pool pump | 0% | Tech/Econ | 80% | 0 | 0 | 0
Tech | Offices | Space Heating | Packaged central unit | TRC | New | NN5347 | Retro-Commissioning | Retro-Commissioning | NonEquip | 5 |  | 0% | Tech/Econ | 16% | 0 | 0 | 0
Tech | Offices | Space Heating | Packaged central unit | TRC | New | NN4333 | Water Cooled Refrigeration Heat Recovery | Water Cooled Refrigeration Heat Recovery | NonEquip | 20 |  | 15.4% | Tech/Econ | 10% | 3957.595 | 0 | 0.26457
Tech | Offices | Space Heating | Packaged central unit | TRC | New | NN4281 | Warehouse Loading Dock Seals | Warehouse Loading Dock Seals | NonEquip | 18 |  | 0% | Tech/Econ | 0.6009% | 0 | 0 | 0
Tech | Offices | Space Heating | Packaged central unit | TRC | New | NN4177 | Smart Thermostat | Smart Thermostat | NonEquip | 11 |  | 45.33% | Tech/Econ | 10% | 12203.3794 | 0 | -2.0052
Tech | Offices | Space Heating | Packaged central unit | TRC | New | NN4099 | Roof Insulation | Roof Insulation | NonEquip | 20 |  | 37.5% | Tech/Econ | 0.2652% | 151.4108 | 0 | 0.068298
Tech | Offices | Space Heating | Packaged central unit | TRC | New | NN4073 | Programmable Thermostat | Programmable Thermostat | NonEquip | 11 |  | 0% | Tech/Econ | 3.6% | 0 | 0 | 0
Tech | Offices | Space Heating | Packaged central unit | TRC | New | NN4021 | Low U-Value Windows | Low U-Value Windows | NonEquip | 20 |  | 13.44% | Tech/Econ | 10% | 3400.7194 | 0 | 0.014134
Tech | Offices | Space Heating | Packaged central unit | TRC | New | NN3943 | Infiltration Reduction - Air Sealing | Infiltration Reduction - Air Sealing | NonEquip | 11 |  | 0% | Tech/Econ | 0.3004% | 0 | 0 | 0
Tech | Offices | Space Heating | Packaged central unit | TRC | New | NN3865 | Hotel Card Energy Control Systems | Hotel Card Energy Control Systems | NonEquip | 15 |  | 0% | Tech/Econ | 0% | 0 | 0 | 0
Tech | Offices | Space Heating | Packaged central unit | TRC | New | NN3787 | Green Roof | Green Roof | NonEquip | 15 |  | 0.315% | Tech/Econ | 0.4099% | 3.1311 | 0 | 0
Tech | Offices | Space Heating | Packaged central unit | TRC | New | NN3735 | Floor Insulation | Floor Insulation | NonEquip | 20 |  | 8.437% | Tech/Econ | 0.1392% | 0 | 0 | 0
Tech | Offices | Space Heating | Packaged central unit | TRC | New | NN3657 | Facility Energy Management System | Facility Energy Management System | NonEquip | 15 |  | 1.982% | Tech/Econ | 20% | 1071.4263 | 0 | 0.019311
Tech | Offices | Space Heating | Packaged central unit | TRC | New | NN3579 | ECM Motors on Furnaces | ECM Motors on Furnaces | NonEquip | 15 | Forced air furnace | 0% | Tech/Econ | 1.706% | 0 | 0 | 0
Tech | Offices | Space Heating | Packaged central unit | TRC | New | NN3553 | Duct Sealing Repair | Duct Sealing Repair | NonEquip | 15 |  | 0% | Tech/Econ | 12% | 0 | 0 | 0
Tech | Offices | Space Heating | Packaged central unit | TRC | New | NN3501 | Duct Insulation | Duct Insulation | NonEquip | 15 |  | 0% | Tech/Econ | 2.045% | 0 | 0 | 0
Tech | Offices | Space Heating | Packaged central unit | TRC | New | NN3449 | Destratification Fans | Destratification Fans | NonEquip | 10 |  | 0% | Tech/Econ | 12.13% | 0 | 0 | 0
Tech | Offices | Space Heating | Packaged central unit | TRC | New | NN3397 | Dedicated Outdoor Air System on VRF unit | Dedicated Outdoor Air System on VRF unit | NonEquip | 15 | Residential/split system heat pump | 0% | Tech/Econ | 10% | 0 | 0 | 0
Tech | Offices | Space Heating | Packaged central unit | TRC | New | NN3345 | Cool Roof | Cool Roof | NonEquip | 15 |  | 72.49% | Tech/Econ | 0.04628% | 0 | 0 | 0
Tech | Offices | Space Heating | Packaged central unit | TRC | New | NN3241 | Ceiling Insulation(R30 to R38) | Ceiling Insulation(R30 to R38) | NonEquip | 20 |  | 0% | Tech/Econ | 0.0536% | 0 | 0 | 0
Tech | Offices | Space Heating | Packaged central unit | TRC | New | NN3189 | Ceiling Insulation(R2 to R38) | Ceiling Insulation(R2 to R38) | NonEquip | 20 |  | 0% | Tech/Econ | 3.618% | 0 | 0 | 0
Tech | Offices | Space Heating | Packaged central unit | TRC | New | NN3137 | Ceiling Insulation(R19 to R38) | Ceiling Insulation(R19 to R38) | NonEquip | 20 |  | 0% | Tech/Econ | 0.201% | 0 | 0 | 0
Tech | Offices | Space Heating | Packaged central unit | TRC | New | NN3085 | Ceiling Insulation(R12 to R38) | Ceiling Insulation(R12 to R38) | NonEquip | 20 |  | 0% | Tech/Econ | 0.4355% | 0 | 0 | 0
Tech | Offices | Space Heating | Packaged central unit | TRC | New | NN3007 | Air Curtains | Air Curtains | NonEquip | 8 |  | 0% | Tech/Econ | 0.2996% | 0 | 0 | 0
Tech | Offices | Space Heating | Packaged central unit | TRC | Existing | NE5334 | Retro-Commissioning | Retro-Commissioning | NonEquip | 5 |  | 21.99% | Tech/Econ | 16% | 437962.4248 | 0 | 227.0088
Tech | Offices | Space Heating | Packaged central unit | TRC | Existing | NE4320 | Water Cooled Refrigeration Heat Recovery | Water Cooled Refrigeration Heat Recovery | NonEquip | 20 |  | 15.4% | Tech/Econ | 10% | 215711.1853 | 0 | 14.4208
Tech | Offices | Space Heating | Packaged central unit | TRC | Existing | NE4268 | Warehouse Loading Dock Seals | Warehouse Loading Dock Seals | NonEquip | 18 |  | 0% | Tech/Econ | 0.663% | 0 | 0 | 0
Tech | Offices | Space Heating | Packaged central unit | TRC | Existing | NE4242 | Wall Insulation | Wall Insulation | NonEquip | 20 |  | 17.1% | Tech/Econ | 5.126% | 115429.0972 | 0 | 52.0676
Tech | Offices | Space Heating | Packaged central unit | TRC | Existing | NE4164 | Smart Thermostat | Smart Thermostat | NonEquip | 11 |  | 45.33% | Tech/Econ | 10% | 625225.9621 | 0 | -102.7332
Tech | Offices | Space Heating | Packaged central unit | TRC | Existing | NE4086 | Roof Insulation | Roof Insulation | NonEquip | 20 |  | 37.5% | Tech/Econ | 0.5853% | 26196.3103 | 0 | 11.8166
Tech | Offices | Space Heating | Packaged central unit | TRC | Existing | NE4060 | Programmable Thermostat | Programmable Thermostat | NonEquip | 11 |  | 0% | Tech/Econ | 3.6% | 0 | 0 | 0
Tech | Offices | Space Heating | Packaged central unit | TRC | Existing | NE4008 | Low U-Value Windows | Low U-Value Windows | NonEquip | 20 |  | 5.375% | Tech/Econ | 46% | 370910.2239 | 0 | 1.5415
Tech | Offices | Space Heating | Packaged central unit | TRC | Existing | NE3930 | Infiltration Reduction - Air Sealing | Infiltration Reduction - Air Sealing | NonEquip | 11 |  | 44.79% | Tech/Econ | 0.3315% | 17655.1389 | 0 | 11.5965
Tech | Offices | Space Heating | Packaged central unit | TRC | Existing | NE3852 | Hotel Card Energy Control Systems | Hotel Card Energy Control Systems | NonEquip | 15 |  | 0% | Tech/Econ | 0% | 0 | 0 | 0
Tech | Offices | Space Heating | Packaged central unit | TRC | Existing | NE3774 | Green Roof | Green Roof | NonEquip | 15 |  | 0.063% | Tech/Econ | 0.4523% | 33.8763 | 0 | 0
Tech | Offices | Space Heating | Packaged central unit | TRC | Existing | NE3722 | Floor Insulation | Floor Insulation | NonEquip | 20 |  | 3.375% | Tech/Econ | 0.1536% | 614.8886 | 0 | 0.27736
Tech | Offices | Space Heating | Packaged central unit | TRC | Existing | NE3644 | Facility Energy Management System | Facility Energy Management System | NonEquip | 15 |  | 2.99% | Tech/Econ | 20% | 87477.9752 | 0 | 1.5766
Tech | Offices | Space Heating | Packaged central unit | TRC | Existing | NE3566 | ECM Motors on Furnaces | ECM Motors on Furnaces | NonEquip | 15 | Forced air furnace | 0% | Tech/Econ | 1.706% | 0 | 0 | 0
Tech | Offices | Space Heating | Packaged central unit | TRC | Existing | NE3540 | Duct Sealing Repair | Duct Sealing Repair | NonEquip | 15 |  | 30.55% | Tech/Econ | 12% | 533181.6124 | 0 | 372.0508
Tech | Offices | Space Heating | Packaged central unit | TRC | Existing | NE3488 | Duct Insulation | Duct Insulation | NonEquip | 15 |  | 30.55% | Tech/Econ | 2.045% | 75049.7465 | 0 | 43.8179
Tech | Offices | Space Heating | Packaged central unit | TRC | Existing | NE3436 | Destratification Fans | Destratification Fans | NonEquip | 10 |  | 0% | Tech/Econ | 12.13% | 0 | 0 | 0
Tech | Offices | Space Heating | Packaged central unit | TRC | Existing | NE3384 | Dedicated Outdoor Air System on VRF unit | Dedicated Outdoor Air System on VRF unit | NonEquip | 15 | Residential/split system heat pump | 0% | Tech/Econ | 10% | 0 | 0 | 0
Tech | Offices | Space Heating | Packaged central unit | TRC | Existing | NE3332 | Cool Roof | Cool Roof | NonEquip | 15 |  | 72.74% | Tech/Econ | 0.05107% | 4407.4131 | 0 | 0
Tech | Offices | Space Heating | Packaged central unit | TRC | Existing | NE3228 | Ceiling Insulation(R30 to R38) | Ceiling Insulation(R30 to R38) | NonEquip | 20 |  | 11.4% | Tech/Econ | 0.05915% | 800.0393 | 0 | 0.36088
Tech | Offices | Space Heating | Packaged central unit | TRC | Existing | NE3176 | Ceiling Insulation(R2 to R38) | Ceiling Insulation(R2 to R38) | NonEquip | 20 |  | 45.6% | Tech/Econ | 3.992% | 237637.9899 | 0 | 107.1934
Tech | Offices | Space Heating | Packaged central unit | TRC | Existing | NE3124 | Ceiling Insulation(R19 to R38) | Ceiling Insulation(R19 to R38) | NonEquip | 20 |  | 22.8% | Tech/Econ | 0.2218% | 6003.6426 | 0 | 2.7081
Tech | Offices | Space Heating | Packaged central unit | TRC | Existing | NE3072 | Ceiling Insulation(R12 to R38) | Ceiling Insulation(R12 to R38) | NonEquip | 20 |  | 34.2% | Tech/Econ | 0.4806% | 19573.0746 | 0 | 8.829
Tech | Offices | Space Heating | Packaged central unit | TRC | Existing | NE2994 | Air Curtains | Air Curtains | NonEquip | 8 |  | 0% | Tech/Econ | 0.2996% | 0 | 0 | 0
Tech | Offices | Space Heating | Packaged central unit | TRC | Turnover | ET1219 | High Efficiency DX 135k- less than 240k BTU | High Efficiency DX 135k- less than 240k BTU | Equip | 15 | Packaged central unit | 94.56% | Tech/Econ | 3.03% | 367231.2591 | 0 | 0
Tech | Offices | Space Heating | Packaged central unit | TRC | New | EN1245 | High Efficiency DX 135k- less than 240k BTU | High Efficiency DX 135k- less than 240k BTU | Equip | 15 | Packaged central unit | 94.56% | Tech/Econ | 3.03% | 7154.3655 | 0 | 0
Tech | Offices | Space Cooling | Packaged air conditioning units (RTUs) | TRC | New | NN5373 | Retro-Commissioning | Retro-Commissioning | NonEquip | 5 |  | 0% | Tech/Econ | 16% | 0 | 0 | 0
Tech | Offices | Space Cooling | Packaged air conditioning units (RTUs) | TRC | New | NN4385 | Window Sun Protection | Window Sun Protection | NonEquip | 10 |  | 15.35% | Tech/Econ | 16% | 114935.1975 | 42.0363 | -0.46727
Tech | Offices | Space Cooling | Packaged air conditioning units (RTUs) | TRC | New | NN4359 | Waterside Economizer | Waterside Economizer | NonEquip | 20 |  | 0% | Tech/Econ | 5.556% | 0 | 0 | 0
Tech | Offices | Space Cooling | Packaged air conditioning units (RTUs) | TRC | New | NN4307 | Warehouse Loading Dock Seals | Warehouse Loading Dock Seals | NonEquip | 18 |  | 0% | Tech/Econ | 0.4863% | 0 | 0 | 0
Tech | Offices | Space Cooling | Packaged air conditioning units (RTUs) | TRC | New | NN4151 | Smart Thermostat | Smart Thermostat | NonEquip | 11 |  | 45.33% | Tech/Econ | 10% | 206945.5368 | 2.4572 | 0
Tech | Offices | Space Cooling | Packaged air conditioning units (RTUs) | TRC | New | NN4047 | Programmable Thermostat | Programmable Thermostat | NonEquip | 11 |  | 0% | Tech/Econ | 3.6% | 0 | 0 | 0
Tech | Offices | Space Cooling | Packaged air conditioning units (RTUs) | TRC | New | NN3995 | Low U-Value Windows | Low U-Value Windows | NonEquip | 20 |  | 13.44% | Tech/Econ | 10% | 6578.8618 | 2.4454 | 0
Tech | Offices | Space Cooling | Packaged air conditioning units (RTUs) | TRC | New | NN3969 | Infiltration Reduction - Air Sealing | Infiltration Reduction - Air Sealing | NonEquip | 11 |  | 0% | Tech/Econ | 0.2431% | 0 | 0 | 0
Tech | Offices | Space Cooling | Packaged air conditioning units (RTUs) | TRC | New | NN3917 | HVAC tune-up_RTU | HVAC tune-up_RTU | NonEquip | 5 | Packaged air conditioning units (RTUs) | 0% | Tech/Econ | 5% | 0 | 0 | 0
Tech | Offices | Space Cooling | Packaged air conditioning units (RTUs) | TRC | New | NN3891 | HVAC tune-up | HVAC tune-up | NonEquip | 5 | Residential-type central air conditioners | 0% | Tech/Econ | 5% | 0 | 0 | 0
Tech | Offices | Space Cooling | Packaged air conditioning units (RTUs) | TRC | New | NN3813 | Green Roof | Green Roof | NonEquip | 15 |  | 0.315% | Tech/Econ | 0.2488% | 0 | 0 | 0
Tech | Offices | Space Cooling | Packaged air conditioning units (RTUs) | TRC | New | NN3683 | Facility Energy Management System | Facility Energy Management System | NonEquip | 15 |  | 1.982% | Tech/Econ | 20% | 19759.6148 | 4.1415 | 0
Tech | Offices | Space Cooling | Packaged air conditioning units (RTUs) | TRC | New | NN3631 | Facility Commissioning | Facility Commissioning | NonEquip | 10 |  | 35.83% | Tech/Econ | 16% | 284682.0688 | 58.5463 | 0.26353
Tech | Offices | Space Cooling | Packaged air conditioning units (RTUs) | TRC | New | NN3605 | Energy Recovery Ventilation System (ERV) | Energy Recovery Ventilation System (ERV) | NonEquip | 15 | Packaged air conditioning units (RTUs) | 38.88% | Tech/Econ | 6.12% | 103560.2241 | 178.3627 | 6.8198
Tech | Offices | Space Cooling | Packaged air conditioning units (RTUs) | TRC | New | NN3527 | Duct Sealing Repair | Duct Sealing Repair | NonEquip | 15 |  | 0% | Tech/Econ | 12% | 0 | 0 | 0
Tech | Offices | Space Cooling | Packaged air conditioning units (RTUs) | TRC | New | NN3475 | Duct Insulation | Duct Insulation | NonEquip | 15 |  | 0% | Tech/Econ | 2.045% | 0 | 0 | 0
Tech | Offices | Space Cooling | Packaged air conditioning units (RTUs) | TRC | New | NN3423 | Dedicated Outdoor Air System on VRF unit | Dedicated Outdoor Air System on VRF unit | NonEquip | 15 | Residential-type central air conditioners | 0% | Tech/Econ | 17.5% | 0 | 0 | 0
Tech | Offices | Space Cooling | Packaged air conditioning units (RTUs) | TRC | New | NN3371 | Cool Roof | Cool Roof | NonEquip | 15 |  | 72.49% | Tech/Econ | 0.3535% | 0 | 0 | 0
Tech | Offices | Space Cooling | Packaged air conditioning units (RTUs) | TRC | New | NN3319 | Chilled Water System - Variable Speed Drives | Chilled Water System - Variable Speed Drives | NonEquip | 13 | Central chillers inside | 0% | Tech/Econ | 24.74% | 0 | 0 | 0
Tech | Offices | Space Cooling | Packaged air conditioning units (RTUs) | TRC | New | NN3293 | Chilled Water Controls Optimization | Chilled Water Controls Optimization | NonEquip | 10 | Central chillers inside | 0% | Tech/Econ | 12.5% | 0 | 0 | 0
Tech | Offices | Space Cooling | Packaged air conditioning units (RTUs) | TRC | New | NN3215 | Ceiling Insulation(R2 to R38) | Ceiling Insulation(R2 to R38) | NonEquip | 20 |  | 0% | Tech/Econ | 2.928% | 0 | 0 | 0
Tech | Offices | Space Cooling | Packaged air conditioning units (RTUs) | TRC | New | NN3111 | Ceiling Insulation(R12 to R38) | Ceiling Insulation(R12 to R38) | NonEquip | 20 |  | 0% | Tech/Econ | 0.3524% | 0 | 0 | 0
Tech | Offices | Space Cooling | Packaged air conditioning units (RTUs) | TRC | New | NN3059 | Airside Economizer | Airside Economizer | NonEquip | 10 | Packaged air conditioning units (RTUs) | 3.035% | Tech/Econ | 5.556% | 7163.498 | -1.4095 | 2.7889e-06
Tech | Offices | Space Cooling | Packaged air conditioning units (RTUs) | TRC | Existing | NE5360 | Retro-Commissioning | Retro-Commissioning | NonEquip | 5 |  | 21.99% | Tech/Econ | 16% | 7657815.72 | 1280.2473 | 0
Tech | Offices | Space Cooling | Packaged air conditioning units (RTUs) | TRC | Existing | NE4372 | Window Sun Protection | Window Sun Protection | NonEquip | 10 |  | 7.839% | Tech/Econ | 16% | 3215672.659 | 1176.0987 | -13.0733
Tech | Offices | Space Cooling | Packaged air conditioning units (RTUs) | TRC | Existing | NE4346 | Waterside Economizer | Waterside Economizer | NonEquip | 20 |  | 0% | Tech/Econ | 5.556% | 0 | 0 | 0
Tech | Offices | Space Cooling | Packaged air conditioning units (RTUs) | TRC | Existing | NE4294 | Warehouse Loading Dock Seals | Warehouse Loading Dock Seals | NonEquip | 18 |  | 0% | Tech/Econ | 0.4863% | 0 | 0 | 0
Tech | Offices | Space Cooling | Packaged air conditioning units (RTUs) | TRC | Existing | NE4216 | Wall Insulation | Wall Insulation | NonEquip | 20 |  | 17.1% | Tech/Econ | 25.75% | 11879002.62 | 237.7035 | 0
Tech | Offices | Space Cooling | Packaged air conditioning units (RTUs) | TRC | Existing | NE4138 | Smart Thermostat | Smart Thermostat | NonEquip | 11 |  | 45.33% | Tech/Econ | 10% | 11054945.65 | 131.2646 | 0
Tech | Offices | Space Cooling | Packaged air conditioning units (RTUs) | TRC | Existing | NE4112 | Roof Insulation | Roof Insulation | NonEquip | 20 |  | 37.5% | Tech/Econ | 0.4293% | 331438.1087 | 6.6322 | 0
Tech | Offices | Space Cooling | Packaged air conditioning units (RTUs) | TRC | Existing | NE4034 | Programmable Thermostat | Programmable Thermostat | NonEquip | 11 |  | 0% | Tech/Econ | 3.6% | 0 | 0 | 0
Tech | Offices | Space Cooling | Packaged air conditioning units (RTUs) | TRC | Existing | NE3982 | Low U-Value Windows | Low U-Value Windows | NonEquip | 20 |  | 5.375% | Tech/Econ | 46% | 6840454.9 | 2542.6172 | 0
Tech | Offices | Space Cooling | Packaged air conditioning units (RTUs) | TRC | Existing | NE3956 | Infiltration Reduction - Air Sealing | Infiltration Reduction - Air Sealing | NonEquip | 11 |  | 44.79% | Tech/Econ | 0.2431% | 223038.146 | 49.3353 | 0
Tech | Offices | Space Cooling | Packaged air conditioning units (RTUs) | TRC | Existing | NE3904 | HVAC tune-up_RTU | HVAC tune-up_RTU | NonEquip | 5 | Packaged air conditioning units (RTUs) | 0% | Tech/Econ | 5% | 0 | 0 | 0
Tech | Offices | Space Cooling | Packaged air conditioning units (RTUs) | TRC | Existing | NE3878 | HVAC tune-up | HVAC tune-up | NonEquip | 5 | Residential-type central air conditioners | 0% | Tech/Econ | 5% | 0 | 0 | 0
Tech | Offices | Space Cooling | Packaged air conditioning units (RTUs) | TRC | Existing | NE3800 | Green Roof | Green Roof | NonEquip | 15 |  | 0.063% | Tech/Econ | 0.2488% | 320.9704 | 0.13635 | 0
Tech | Offices | Space Cooling | Packaged air conditioning units (RTUs) | TRC | Existing | NE3670 | Facility Energy Management System | Facility Energy Management System | NonEquip | 15 |  | 2.99% | Tech/Econ | 20% | 1542270.71 | 323.2502 | 0
Tech | Offices | Space Cooling | Packaged air conditioning units (RTUs) | TRC | Existing | NE3592 | Energy Recovery Ventilation System (ERV) | Energy Recovery Ventilation System (ERV) | NonEquip | 15 | Packaged air conditioning units (RTUs) | 38.35% | Tech/Econ | 6.12% | 5465153.995 | 9412.6854 | 359.8989
Tech | Offices | Space Cooling | Packaged air conditioning units (RTUs) | TRC | Existing | NE3514 | Duct Sealing Repair | Duct Sealing Repair | NonEquip | 15 |  | 30.55% | Tech/Econ | 12% | 9282301.455 | 1828.8103 | 0
Tech | Offices | Space Cooling | Packaged air conditioning units (RTUs) | TRC | Existing | NE3462 | Duct Insulation | Duct Insulation | NonEquip | 15 |  | 30.55% | Tech/Econ | 2.045% | 1294731.361 | 351.7349 | 0
Tech | Offices | Space Cooling | Packaged air conditioning units (RTUs) | TRC | Existing | NE3410 | Dedicated Outdoor Air System on VRF unit | Dedicated Outdoor Air System on VRF unit | NonEquip | 15 | Residential-type central air conditioners | 0% | Tech/Econ | 17.5% | 0 | 0 | 0
Tech | Offices | Space Cooling | Packaged air conditioning units (RTUs) | TRC | Existing | NE3358 | Cool Roof | Cool Roof | NonEquip | 15 |  | 72.74% | Tech/Econ | 0.3535% | 528577.8014 | 224.5504 | 0
Tech | Offices | Space Cooling | Packaged air conditioning units (RTUs) | TRC | Existing | NE3306 | Chilled Water System - Variable Speed Drives | Chilled Water System - Variable Speed Drives | NonEquip | 13 | Central chillers inside | 0% | Tech/Econ | 24.74% | 0 | 0 | 0
Tech | Offices | Space Cooling | Packaged air conditioning units (RTUs) | TRC | Existing | NE3280 | Chilled Water Controls Optimization | Chilled Water Controls Optimization | NonEquip | 10 | Central chillers inside | 0% | Tech/Econ | 12.5% | 0 | 0 | 0
Tech | Offices | Space Cooling | Packaged air conditioning units (RTUs) | TRC | Existing | NE3202 | Ceiling Insulation(R2 to R38) | Ceiling Insulation(R2 to R38) | NonEquip | 20 |  | 45.6% | Tech/Econ | 2.928% | 2803849.249 | 56.1061 | 0
Tech | Offices | Space Cooling | Packaged air conditioning units (RTUs) | TRC | Existing | NE3098 | Ceiling Insulation(R12 to R38) | Ceiling Insulation(R12 to R38) | NonEquip | 20 |  | 34.2% | Tech/Econ | 0.3524% | 247148.3985 | 4.9455 | 0
Tech | Offices | Space Cooling | Packaged air conditioning units (RTUs) | TRC | Existing | NE3046 | Airside Economizer | Airside Economizer | NonEquip | 10 | Packaged air conditioning units (RTUs) | 3.035% | Tech/Econ | 5.556% | 383376.6471 | -75.4358 | 0.00014925
Tech | Offices | Space Cooling | Packaged air conditioning units (RTUs) | TRC | Turnover | ET1180 | High Efficiency DX 135k- less than 240k BTU | High Efficiency DX 135k- less than 240k BTU | Equip | 15 | Packaged air conditioning units (RTUs) | 94.56% | Tech/Econ | 4.348% | 9332549.155 | 3859.1395 | 0
Tech | Offices | Space Cooling | Packaged air conditioning units (RTUs) | TRC | New | EN1206 | High Efficiency DX 135k- less than 240k BTU | High Efficiency DX 135k- less than 240k BTU | Equip | 15 | Packaged air conditioning units (RTUs) | 94.56% | Tech/Econ | 4.348% | 107110.3803 | 44.2916 | 0
Tech | Offices | Interior Lighting | Overhead (fluorescent/LED/CFL U-shape) | TRC | New | NN5269 | Retro-Commissioning | Retro-Commissioning | NonEquip | 5 |  | 0% | Tech/Econ | 16% | 0 | 0 | 0
Tech | Offices | Interior Lighting | Overhead (fluorescent/LED/CFL U-shape) | TRC | New | NN4437 | Interior Lighting Controls | Interior Lighting Controls | NonEquip | 8 | Overhead (fluorescent/LED/CFL U-shape) | 30.17% | Tech/Econ | 28% | 351760.7457 | 0 | 0
Tech | Offices | Interior Lighting | Overhead (fluorescent/LED/CFL U-shape) | TRC | New | NN4411 | Bi-Level Lighting Control (Interior) | Bi-Level Lighting Control (Interior) | NonEquip | 8 | Overhead (fluorescent/LED/CFL U-shape) | 36% | Tech/Econ | 31% | 523011.7288 | 1.438 | 0
Tech | Offices | Interior Lighting | Overhead (fluorescent/LED/CFL U-shape) | TRC | New | NN3709 | Facility Energy Management System | Facility Energy Management System | NonEquip | 15 |  | 1.982% | Tech/Econ | 24% | 18130.8422 | 3.8001 | 0.32678
Tech | Offices | Interior Lighting | Overhead (fluorescent/LED/CFL U-shape) | TRC | Existing | NE5256 | Retro-Commissioning | Retro-Commissioning | NonEquip | 5 |  | 21.99% | Tech/Econ | 16% | 6095794.263 | 1019.1058 | 3159.63
Tech | Offices | Interior Lighting | Overhead (fluorescent/LED/CFL U-shape) | TRC | Existing | NE4424 | Interior Lighting Controls | Interior Lighting Controls | NonEquip | 8 | Overhead (fluorescent/LED/CFL U-shape) | 30.17% | Tech/Econ | 28% | 17155923.15 | 0 | 0
Tech | Offices | Interior Lighting | Overhead (fluorescent/LED/CFL U-shape) | TRC | Existing | NE4398 | Bi-Level Lighting Control (Interior) | Bi-Level Lighting Control (Interior) | NonEquip | 8 | Overhead (fluorescent/LED/CFL U-shape) | 36% | Tech/Econ | 31% | 25508102.17 | 70.1318 | 0
Tech | Offices | Interior Lighting | Overhead (fluorescent/LED/CFL U-shape) | TRC | Existing | NE3696 | Facility Energy Management System | Facility Energy Management System | NonEquip | 15 |  | 2.99% | Tech/Econ | 24% | 1252160.77 | 262.445 | 22.568
Tech | Offices | Interior Lighting | Overhead (fluorescent/LED/CFL U-shape) | TRC | Turnover | ET1804 | Premium T8 - Lamp Replacement | Premium T8 - Lamp Replacement | Equip | 8 | Overhead (fluorescent/LED/CFL U-shape) | 0% | Tech/Econ | 12.5% | 0 | 0 | 0
Tech | Offices | Interior Lighting | Overhead (fluorescent/LED/CFL U-shape) | TRC | Turnover | ET1765 | Premium T8 - Fixture Replacement | Premium T8 - Fixture Replacement | Equip | 8 | Overhead (fluorescent/LED/CFL U-shape) | 0% | Tech/Econ | 12.5% | 0 | 0 | 0
Tech | Offices | Interior Lighting | Overhead (fluorescent/LED/CFL U-shape) | TRC | Turnover | ET1726 | LED Linear - Lamp Replacement | LED Linear - Lamp Replacement | Equip | 15 | Overhead (fluorescent/LED/CFL U-shape) | 24.1% | Tech/Econ | 25.43% | 11392011.6 | 2751.827 | 631.8166
Tech | Offices | Interior Lighting | Overhead (fluorescent/LED/CFL U-shape) | TRC | Turnover | ET1687 | LED Linear - Fixture Replacement | LED Linear - Fixture Replacement | Equip | 15 | Overhead (fluorescent/LED/CFL U-shape) | 24.1% | Tech/Econ | 50.28% | 31519644.35 | 7640.4874 | 1747.8574
Tech | Offices | Interior Lighting | Overhead (fluorescent/LED/CFL U-shape) | TRC | New | EN1830 | Premium T8 - Lamp Replacement | Premium T8 - Lamp Replacement | Equip | 8 | Overhead (fluorescent/LED/CFL U-shape) | 0% | Tech/Econ | 12.5% | 0 | 0 | 0
Tech | Offices | Interior Lighting | Overhead (fluorescent/LED/CFL U-shape) | TRC | New | EN1791 | Premium T8 - Fixture Replacement | Premium T8 - Fixture Replacement | Equip | 8 | Overhead (fluorescent/LED/CFL U-shape) | 0% | Tech/Econ | 12.5% | 0 | 0 | 0
Tech | Offices | Interior Lighting | Overhead (fluorescent/LED/CFL U-shape) | TRC | New | EN1752 | LED Linear - Lamp Replacement | LED Linear - Lamp Replacement | Equip | 15 | Overhead (fluorescent/LED/CFL U-shape) | 0% | Tech/Econ | 25.43% | 0 | 0 | 0
Tech | Offices | Interior Lighting | Overhead (fluorescent/LED/CFL U-shape) | TRC | New | EN1713 | LED Linear - Fixture Replacement | LED Linear - Fixture Replacement | Equip | 15 | Overhead (fluorescent/LED/CFL U-shape) | 0% | Tech/Econ | 50.28% | 0 | 0 | 0
Tech | Offices | Cooking | Oven | TRC | Turnover | ET49 | Energy Star Commercial Oven | Energy Star Commercial Oven | Equip | 12 | Oven | 0% | Tech/Econ | 34.83% | 0 | 0 | 0
Tech | Offices | Cooking | Oven | TRC | New | EN75 | Energy Star Commercial Oven | Energy Star Commercial Oven | Equip | 12 | Oven | 0% | Tech/Econ | 34.83% | 0 | 0 | 0
Tech | Offices | Miscellaneous | Others | TRC | New | NN5451 | Retro-Commissioning | Retro-Commissioning | NonEquip | 5 |  | 0% | Tech/Econ | 16% | 0 | 0 | 0
Tech | Offices | Miscellaneous | Others | TRC | New | NN4541 | VSD Controlled Compressor | VSD Controlled Compressor | NonEquip | 15 | Others | 27.75% | Tech/Econ | 20.79% | 409147.8533 | 61.693 | 28.8749
Tech | Offices | Miscellaneous | Others | TRC | New | NN4515 | Regenerative Drive Elevator Motor | Regenerative Drive Elevator Motor | NonEquip | 13 | Elevators/Escalators | 0% | Tech/Econ | 6.211% | 0 | 0 | 0
Tech | Offices | Miscellaneous | Others | TRC | New | NN4489 | Engine Block Timer | Engine Block Timer | NonEquip | 5 | Others | 4.793% | Tech/Econ | 36% | 124548.2627 | 5.9236 | 6.2229
Tech | Offices | Miscellaneous | Others | TRC | New | NN4463 | Efficient Motor Belts | Efficient Motor Belts | NonEquip | 10 | Others | 4.793% | Tech/Econ | 1.105% | 3453.4601 | 0.47342 | 0.1169
Tech | Offices | Miscellaneous | Others | TRC | Existing | NE5438 | Retro-Commissioning | Retro-Commissioning | NonEquip | 5 |  | 21.99% | Tech/Econ | 16% | 13540034.26 | 2263.6471 | 7018.1992
Tech | Offices | Miscellaneous | Others | TRC | Existing | NE4528 | VSD Controlled Compressor | VSD Controlled Compressor | NonEquip | 15 | Others | 5.549% | Tech/Econ | 20.79% | 4603761.156 | 694.1738 | 324.9022
Tech | Offices | Miscellaneous | Others | TRC | Existing | NE4502 | Regenerative Drive Elevator Motor | Regenerative Drive Elevator Motor | NonEquip | 13 | Elevators/Escalators | 0% | Tech/Econ | 6.211% | 0 | 0 | 0
Tech | Offices | Miscellaneous | Others | TRC | Existing | NE4476 | Engine Block Timer | Engine Block Timer | NonEquip | 5 | Others | 4.793% | Tech/Econ | 36% | 7007130.156 | 333.2644 | 350.1024
Tech | Offices | Miscellaneous | Others | TRC | Existing | NE4450 | Efficient Motor Belts | Efficient Motor Belts | NonEquip | 10 | Others | 4.793% | Tech/Econ | 1.105% | 196635.6373 | 26.9559 | 6.6561
Tech | Offices | Miscellaneous | Others | TRC | Turnover | ET1921 | ENERGY STAR Water Cooler | ENERGY STAR Water Cooler | Equip | 10 | Others | 2.912% | Tech/Econ | 68.49% | 8263791.818 | 1437.1997 | 1437.1997
Tech | Offices | Miscellaneous | Others | TRC | Turnover | ET1882 | ENERGY STAR Commercial Clothes Washer | ENERGY STAR Commercial Clothes Washer | Equip | 7 | Others | 0% | Tech/Econ | 27.27% | 0 | 0 | 0
Tech | Offices | Miscellaneous | Others | TRC | Turnover | ET1843 | Efficient Battery Charger | Efficient Battery Charger | Equip | 7 | Others | 17.92% | Tech/Econ | 13.68% | 9667406.868 | 5297.2093 | 0
Tech | Offices | Miscellaneous | Others | TRC | New | EN1947 | ENERGY STAR Water Cooler | ENERGY STAR Water Cooler | Equip | 10 | Others | 4.853% | Tech/Econ | 68.49% | 248174.5479 | 43.1613 | 43.1613
Tech | Offices | Miscellaneous | Others | TRC | New | EN1908 | ENERGY STAR Commercial Clothes Washer | ENERGY STAR Commercial Clothes Washer | Equip | 7 | Others | 0% | Tech/Econ | 27.27% | 0 | 0 | 0
Tech | Offices | Miscellaneous | Others | TRC | New | EN1869 | Efficient Battery Charger | Efficient Battery Charger | Equip | 7 | Others | 17.92% | Tech/Econ | 13.68% | 163812.5779 | 89.7603 | 0
Tech | Offices | Office Equipment | Other office | TRC | New | NN4593 | Smart Strip Plug Outlet | Smart Strip Plug Outlet | NonEquip | 4 |  | 43.9% | Tech/Econ | 1.187% | 6423.1842 | 0.95509 | 0.66377
Tech | Offices | Office Equipment | Other office | TRC | New | NN4567 | Network PC Power Management | Network PC Power Management | NonEquip | 5 | Computers | 0% | Tech/Econ | 56.5% | 0 | 0 | 0
Tech | Offices | Office Equipment | Other office | TRC | Existing | NE4580 | Smart Strip Plug Outlet | Smart Strip Plug Outlet | NonEquip | 4 |  | 43.9% | Tech/Econ | 1.187% | 356468.6055 | 53.0048 | 36.8375
Tech | Offices | Office Equipment | Other office | TRC | Existing | NE4554 | Network PC Power Management | Network PC Power Management | NonEquip | 5 | Computers | 0% | Tech/Econ | 56.5% | 0 | 0 | 0
Tech | Offices | Office Equipment | Other office | TRC | Turnover | ET2266 | Energy Star Uninterruptable Power Supply | Energy Star Uninterruptable Power Supply | Equip | 10 | Other office | 22.4% | Tech/Econ | 1.878% | 288977.8492 | 32.9883 | 32.9883
Tech | Offices | Office Equipment | Other office | TRC | New | EN2292 | Energy Star Uninterruptable Power Supply | Energy Star Uninterruptable Power Supply | Equip | 10 | Other office | 22.4% | Tech/Econ | 1.878% | 5207.0731 | 0.59441 | 0.59441
Tech | Offices | Ventilation and Circulation | Motor/Fan | TRC | New | NN5399 | Retro-Commissioning | Retro-Commissioning | NonEquip | 5 |  | 0% | Tech/Econ | 16% | 0 | 0 | 0
Tech | Offices | Ventilation and Circulation | Motor/Fan | TRC | New | NN4983 | VAV System | VAV System | NonEquip | 10 |  | 15.96% | Tech/Econ | 30% | 431.7914 | 0.12289 | 0.12472
Tech | Offices | Ventilation and Circulation | Motor/Fan | TRC | New | NN4957 | Demand Controlled Ventilation | Demand Controlled Ventilation | NonEquip | 10 |  | 17.54% | Tech/Econ | 22.37% | 337.0135 | 0.035088 | 0.19755
Tech | Offices | Ventilation and Circulation | Motor/Fan | TRC | New | NN4931 | CO Sensors for Parking Garage Exhaust | CO Sensors for Parking Garage Exhaust | NonEquip | 15 | Motor/Fan | 59.72% | Tech/Econ | 33% | 2214.0285 | 0.089122 | 0.089122
Tech | Offices | Ventilation and Circulation | Motor/Fan | TRC | Existing | NE5386 | Retro-Commissioning | Retro-Commissioning | NonEquip | 5 |  | 21.99% | Tech/Econ | 16% | 15947.2734 | 2.6661 | 8.2659
Tech | Offices | Ventilation and Circulation | Motor/Fan | TRC | Existing | NE4970 | VAV System | VAV System | NonEquip | 10 |  | 10.64% | Tech/Econ | 30% | 15975.4692 | 4.5468 | 4.6143
Tech | Offices | Ventilation and Circulation | Motor/Fan | TRC | Existing | NE4944 | Demand Controlled Ventilation | Demand Controlled Ventilation | NonEquip | 10 |  | 23.39% | Tech/Econ | 22.37% | 25355.6822 | 2.6399 | 14.8626
Tech | Offices | Ventilation and Circulation | Motor/Fan | TRC | Existing | NE4918 | CO Sensors for Parking Garage Exhaust | CO Sensors for Parking Garage Exhaust | NonEquip | 15 | Motor/Fan | 59.72% | Tech/Econ | 33% | 122872.3277 | 4.946 | 4.946
Tech | Offices | Ventilation and Circulation | Motor/Fan | TRC | Turnover | ET2695 | High Speed Fans | High Speed Fans | Equip | 7 | Motor/Fan | 11.82% | Tech/Econ | 10.99% | 5963.5238 | 0.83002 | 0.076036
Tech | Offices | Ventilation and Circulation | Motor/Fan | TRC | Turnover | ET2656 | 10HP Open Drip-Proof(ODP) Motor | 10HP Open Drip-Proof(ODP) Motor | Equip | 15 | Motor/Fan | 0% | Tech/Econ | 1.079% | 0 | 0 | 0
Tech | Offices | Ventilation and Circulation | Motor/Fan | TRC | New | EN2721 | High Speed Fans | High Speed Fans | Equip | 7 | Motor/Fan | 11.82% | Tech/Econ | 10.99% | 107.1439 | 0.014913 | 0.0013661
Tech | Offices | Ventilation and Circulation | Motor/Fan | TRC | New | EN2682 | 10HP Open Drip-Proof(ODP) Motor | 10HP Open Drip-Proof(ODP) Motor | Equip | 15 | Motor/Fan | 0% | Tech/Econ | 1.079% | 0 | 0 | 0
Tech | Offices | Miscellaneous | Medical equipment | TRC | New | NN5451 | Retro-Commissioning | Retro-Commissioning | NonEquip | 5 |  | 0% | Tech/Econ | 16% | 0 | 0 | 0
Tech | Offices | Miscellaneous | Medical equipment | TRC | New | NN4541 | VSD Controlled Compressor | VSD Controlled Compressor | NonEquip | 15 | Others | 0% | Tech/Econ | 20.79% | 0 | 0 | 0
Tech | Offices | Miscellaneous | Medical equipment | TRC | New | NN4515 | Regenerative Drive Elevator Motor | Regenerative Drive Elevator Motor | NonEquip | 13 | Elevators/Escalators | 0% | Tech/Econ | 6.211% | 0 | 0 | 0
Tech | Offices | Miscellaneous | Medical equipment | TRC | New | NN4489 | Engine Block Timer | Engine Block Timer | NonEquip | 5 | Others | 0% | Tech/Econ | 36% | 0 | 0 | 0
Tech | Offices | Miscellaneous | Medical equipment | TRC | New | NN4463 | Efficient Motor Belts | Efficient Motor Belts | NonEquip | 10 | Others | 0% | Tech/Econ | 1.105% | 0 | 0 | 0
Tech | Offices | Miscellaneous | Medical equipment | TRC | Existing | NE5438 | Retro-Commissioning | Retro-Commissioning | NonEquip | 5 |  | 21.99% | Tech/Econ | 16% | 6656.4936 | 1.1128 | 3.4503
Tech | Offices | Miscellaneous | Medical equipment | TRC | Existing | NE4528 | VSD Controlled Compressor | VSD Controlled Compressor | NonEquip | 15 | Others | 0% | Tech/Econ | 20.79% | 0 | 0 | 0
Tech | Offices | Miscellaneous | Medical equipment | TRC | Existing | NE4502 | Regenerative Drive Elevator Motor | Regenerative Drive Elevator Motor | NonEquip | 13 | Elevators/Escalators | 0% | Tech/Econ | 6.211% | 0 | 0 | 0
Tech | Offices | Miscellaneous | Medical equipment | TRC | Existing | NE4476 | Engine Block Timer | Engine Block Timer | NonEquip | 5 | Others | 0% | Tech/Econ | 36% | 0 | 0 | 0
Tech | Offices | Miscellaneous | Medical equipment | TRC | Existing | NE4450 | Efficient Motor Belts | Efficient Motor Belts | NonEquip | 10 | Others | 0% | Tech/Econ | 1.105% | 0 | 0 | 0
Tech | Offices | Refrigeration | Large cold storage | TRC | New | NN5321 | Retro-Commissioning | Retro-Commissioning | NonEquip | 5 |  | 0% | Tech/Econ | 16% | 0 | 0 | 0
Tech | Offices | Refrigeration | Large cold storage | TRC | New | NN4905 | Strip Curtains for Walk-ins | Strip Curtains for Walk-ins | NonEquip | 4 | Walk-in cooler | 0% | Tech/Econ | 2.115% | 0 | 0 | 0
Tech | Offices | Refrigeration | Large cold storage | TRC | New | NN4879 | Refrigerated Display Case Lighting Controls | Refrigerated Display Case Lighting Controls | NonEquip | 8 | Display cases | 0% | Tech/Econ | 0.9365% | 0 | 0 | 0
Tech | Offices | Refrigeration | Large cold storage | TRC | New | NN4853 | PSC to ECM Evaporator Fan Motor (Walk-In, Refrigerator) | PSC to ECM Evaporator Fan Motor (Walk-In, Refrigerator) | NonEquip | 15 | Walk-in cooler | 0% | Tech/Econ | 37.5% | 0 | 0 | 0
Tech | Offices | Refrigeration | Large cold storage | TRC | New | NN4827 | PSC to ECM Evaporator Fan Motor (Reach-In) | PSC to ECM Evaporator Fan Motor (Reach-In) | NonEquip | 15 | Display cases | 0% | Tech/Econ | 37.5% | 0 | 0 | 0
Tech | Offices | Refrigeration | Large cold storage | TRC | New | NN4801 | Night Covers for Display Cases | Night Covers for Display Cases | NonEquip | 5 | Display cases | 0% | Tech/Econ | 1.877% | 0 | 0 | 0
Tech | Offices | Refrigeration | Large cold storage | TRC | New | NN4775 | High R-Value Glass Doors | High R-Value Glass Doors | NonEquip | 12 | Display cases | 0% | Tech/Econ | 0% | 0 | 0 | 0
Tech | Offices | Refrigeration | Large cold storage | TRC | New | NN4749 | High Efficiency Refrigeration Compressor | High Efficiency Refrigeration Compressor | NonEquip | 13 | Display cases | 0% | Tech/Econ | 6.922% | 0 | 0 | 0
Tech | Offices | Refrigeration | Large cold storage | TRC | New | NN4723 | Freezer-Cooler Replacement Gaskets | Freezer-Cooler Replacement Gaskets | NonEquip | 4 | Display cases | 0% | Tech/Econ | 0% | 0 | 0 | 0
Tech | Offices | Refrigeration | Large cold storage | TRC | New | NN4697 | Floating Head Pressure Controls | Floating Head Pressure Controls | NonEquip | 15 |  | 0% | Tech/Econ | 6.05% | 0 | 0 | 0
Tech | Offices | Refrigeration | Large cold storage | TRC | New | NN4671 | Demand Defrost | Demand Defrost | NonEquip | 10 | Walk-in cooler | 0% | Tech/Econ | 30% | 0 | 0 | 0
Tech | Offices | Refrigeration | Large cold storage | TRC | New | NN4645 | Automatic Door Closer for Walk-in Coolers and Freezers | Automatic Door Closer for Walk-in Coolers and Freezers | NonEquip | 8 | Walk-in cooler | 0% | Tech/Econ | 3.131% | 0 | 0 | 0
Tech | Offices | Refrigeration | Large cold storage | TRC | New | NN4619 | Anti-Sweat Controls | Anti-Sweat Controls | NonEquip | 8 | Display cases | 0% | Tech/Econ | 85% | 0 | 0 | 0
Tech | Offices | Refrigeration | Large cold storage | TRC | Existing | NE5308 | Retro-Commissioning | Retro-Commissioning | NonEquip | 5 |  | 21.99% | Tech/Econ | 16% | 228.6388 | 0.038224 | 0.11851
Tech | Offices | Refrigeration | Large cold storage | TRC | Existing | NE4892 | Strip Curtains for Walk-ins | Strip Curtains for Walk-ins | NonEquip | 4 | Walk-in cooler | 0% | Tech/Econ | 2.115% | 0 | 0 | 0
Tech | Offices | Refrigeration | Large cold storage | TRC | Existing | NE4866 | Refrigerated Display Case Lighting Controls | Refrigerated Display Case Lighting Controls | NonEquip | 8 | Display cases | 0% | Tech/Econ | 2.524% | 0 | 0 | 0
Tech | Offices | Refrigeration | Large cold storage | TRC | Existing | NE4840 | PSC to ECM Evaporator Fan Motor (Walk-In, Refrigerator) | PSC to ECM Evaporator Fan Motor (Walk-In, Refrigerator) | NonEquip | 15 | Walk-in cooler | 0% | Tech/Econ | 37.5% | 0 | 0 | 0
Tech | Offices | Refrigeration | Large cold storage | TRC | Existing | NE4814 | PSC to ECM Evaporator Fan Motor (Reach-In) | PSC to ECM Evaporator Fan Motor (Reach-In) | NonEquip | 15 | Display cases | 0% | Tech/Econ | 37.5% | 0 | 0 | 0
Tech | Offices | Refrigeration | Large cold storage | TRC | Existing | NE4788 | Night Covers for Display Cases | Night Covers for Display Cases | NonEquip | 5 | Display cases | 0% | Tech/Econ | 1.877% | 0 | 0 | 0
Tech | Offices | Refrigeration | Large cold storage | TRC | Existing | NE4762 | High R-Value Glass Doors | High R-Value Glass Doors | NonEquip | 12 | Display cases | 0% | Tech/Econ | 23.81% | 0 | 0 | 0
Tech | Offices | Refrigeration | Large cold storage | TRC | Existing | NE4736 | High Efficiency Refrigeration Compressor | High Efficiency Refrigeration Compressor | NonEquip | 13 | Display cases | 0% | Tech/Econ | 6.922% | 0 | 0 | 0
Tech | Offices | Refrigeration | Large cold storage | TRC | Existing | NE4710 | Freezer-Cooler Replacement Gaskets | Freezer-Cooler Replacement Gaskets | NonEquip | 4 | Display cases | 0% | Tech/Econ | 3.131% | 0 | 0 | 0
Tech | Offices | Refrigeration | Large cold storage | TRC | Existing | NE4684 | Floating Head Pressure Controls | Floating Head Pressure Controls | NonEquip | 15 |  | 0% | Tech/Econ | 6.05% | 0 | 0 | 0
Tech | Offices | Refrigeration | Large cold storage | TRC | Existing | NE4658 | Demand Defrost | Demand Defrost | NonEquip | 10 | Walk-in cooler | 0% | Tech/Econ | 30% | 0 | 0 | 0
Tech | Offices | Refrigeration | Large cold storage | TRC | Existing | NE4632 | Automatic Door Closer for Walk-in Coolers and Freezers | Automatic Door Closer for Walk-in Coolers and Freezers | NonEquip | 8 | Walk-in cooler | 0% | Tech/Econ | 3.131% | 0 | 0 | 0
Tech | Offices | Refrigeration | Large cold storage | TRC | Existing | NE4606 | Anti-Sweat Controls | Anti-Sweat Controls | NonEquip | 8 | Display cases | 0% | Tech/Econ | 85% | 0 | 0 | 0
Tech | Offices | Miscellaneous | Laboratory equipment | TRC | New | NN5451 | Retro-Commissioning | Retro-Commissioning | NonEquip | 5 |  | 0% | Tech/Econ | 16% | 0 | 0 | 0
Tech | Offices | Miscellaneous | Laboratory equipment | TRC | New | NN4541 | VSD Controlled Compressor | VSD Controlled Compressor | NonEquip | 15 | Others | 0% | Tech/Econ | 20.79% | 0 | 0 | 0
Tech | Offices | Miscellaneous | Laboratory equipment | TRC | New | NN4515 | Regenerative Drive Elevator Motor | Regenerative Drive Elevator Motor | NonEquip | 13 | Elevators/Escalators | 0% | Tech/Econ | 6.211% | 0 | 0 | 0
Tech | Offices | Miscellaneous | Laboratory equipment | TRC | New | NN4489 | Engine Block Timer | Engine Block Timer | NonEquip | 5 | Others | 0% | Tech/Econ | 36% | 0 | 0 | 0
Tech | Offices | Miscellaneous | Laboratory equipment | TRC | New | NN4463 | Efficient Motor Belts | Efficient Motor Belts | NonEquip | 10 | Others | 0% | Tech/Econ | 1.105% | 0 | 0 | 0
Tech | Offices | Miscellaneous | Laboratory equipment | TRC | Existing | NE5438 | Retro-Commissioning | Retro-Commissioning | NonEquip | 5 |  | 21.99% | Tech/Econ | 16% | 25652.4951 | 4.2886 | 13.2964
Tech | Offices | Miscellaneous | Laboratory equipment | TRC | Existing | NE4528 | VSD Controlled Compressor | VSD Controlled Compressor | NonEquip | 15 | Others | 0% | Tech/Econ | 20.79% | 0 | 0 | 0
Tech | Offices | Miscellaneous | Laboratory equipment | TRC | Existing | NE4502 | Regenerative Drive Elevator Motor | Regenerative Drive Elevator Motor | NonEquip | 13 | Elevators/Escalators | 0% | Tech/Econ | 6.211% | 0 | 0 | 0
Tech | Offices | Miscellaneous | Laboratory equipment | TRC | Existing | NE4476 | Engine Block Timer | Engine Block Timer | NonEquip | 5 | Others | 0% | Tech/Econ | 36% | 0 | 0 | 0
Tech | Offices | Miscellaneous | Laboratory equipment | TRC | Existing | NE4450 | Efficient Motor Belts | Efficient Motor Belts | NonEquip | 10 | Others | 0% | Tech/Econ | 1.105% | 0 | 0 | 0
Tech | Offices | Ventilation and Circulation | Individual room ventilation | TRC | New | NN5399 | Retro-Commissioning | Retro-Commissioning | NonEquip | 5 |  | 0% | Tech/Econ | 16% | 0 | 0 | 0
Tech | Offices | Ventilation and Circulation | Individual room ventilation | TRC | New | NN4983 | VAV System | VAV System | NonEquip | 10 |  | 15.96% | Tech/Econ | 30% | 1473.2356 | 0.4193 | 0.42552
Tech | Offices | Ventilation and Circulation | Individual room ventilation | TRC | New | NN4957 | Demand Controlled Ventilation | Demand Controlled Ventilation | NonEquip | 10 |  | 17.54% | Tech/Econ | 22.37% | 1149.8614 | 0.11972 | 0.67401
Tech | Offices | Ventilation and Circulation | Individual room ventilation | TRC | New | NN4931 | CO Sensors for Parking Garage Exhaust | CO Sensors for Parking Garage Exhaust | NonEquip | 15 | Motor/Fan | 0% | Tech/Econ | 33% | 0 | 0 | 0
Tech | Offices | Ventilation and Circulation | Individual room ventilation | TRC | Existing | NE5386 | Retro-Commissioning | Retro-Commissioning | NonEquip | 5 |  | 21.99% | Tech/Econ | 16% | 55126.6065 | 9.2162 | 28.5737
Tech | Offices | Ventilation and Circulation | Individual room ventilation | TRC | Existing | NE4970 | VAV System | VAV System | NonEquip | 10 |  | 10.64% | Tech/Econ | 30% | 54506.9413 | 15.5134 | 15.7436
Tech | Offices | Ventilation and Circulation | Individual room ventilation | TRC | Existing | NE4944 | Demand Controlled Ventilation | Demand Controlled Ventilation | NonEquip | 10 |  | 23.39% | Tech/Econ | 22.37% | 86511.43 | 9.0071 | 50.71
Tech | Offices | Ventilation and Circulation | Individual room ventilation | TRC | Existing | NE4918 | CO Sensors for Parking Garage Exhaust | CO Sensors for Parking Garage Exhaust | NonEquip | 15 | Motor/Fan | 0% | Tech/Econ | 33% | 0 | 0 | 0
Tech | Offices | Space Heating | Individual room heating | TRC | New | NN5347 | Retro-Commissioning | Retro-Commissioning | NonEquip | 5 |  | 0% | Tech/Econ | 16% | 0 | 0 | 0
Tech | Offices | Space Heating | Individual room heating | TRC | New | NN4333 | Water Cooled Refrigeration Heat Recovery | Water Cooled Refrigeration Heat Recovery | NonEquip | 20 |  | 15.4% | Tech/Econ | 10% | 4.2905 | 0 | 0.00028683
Tech | Offices | Space Heating | Individual room heating | TRC | New | NN4281 | Warehouse Loading Dock Seals | Warehouse Loading Dock Seals | NonEquip | 18 |  | 0% | Tech/Econ | 0.6009% | 0 | 0 | 0
Tech | Offices | Space Heating | Individual room heating | TRC | New | NN4255 | Wall Insulation | Wall Insulation | NonEquip | 20 |  | 42.75% | Tech/Econ | 0% | 0 | 0 | 0
Tech | Offices | Space Heating | Individual room heating | TRC | New | NN4177 | Smart Thermostat | Smart Thermostat | NonEquip | 11 |  | 45.33% | Tech/Econ | 10% | 13.23 | 0 | -0.0021739
Tech | Offices | Space Heating | Individual room heating | TRC | New | NN4099 | Roof Insulation | Roof Insulation | NonEquip | 20 |  | 37.5% | Tech/Econ | 0.2652% | 0.16899 | 0 | 7.6228e-05
Tech | Offices | Space Heating | Individual room heating | TRC | New | NN4073 | Programmable Thermostat | Programmable Thermostat | NonEquip | 11 |  | 0% | Tech/Econ | 3.6% | 0 | 0 | 0
Tech | Offices | Space Heating | Individual room heating | TRC | New | NN4021 | Low U-Value Windows | Low U-Value Windows | NonEquip | 20 |  | 13.44% | Tech/Econ | 10% | 3.6868 | 0 | 1.5323e-05
Tech | Offices | Space Heating | Individual room heating | TRC | New | NN3943 | Infiltration Reduction - Air Sealing | Infiltration Reduction - Air Sealing | NonEquip | 11 |  | 0% | Tech/Econ | 0.3004% | 0 | 0 | 0
Tech | Offices | Space Heating | Individual room heating | TRC | New | NN3865 | Hotel Card Energy Control Systems | Hotel Card Energy Control Systems | NonEquip | 15 |  | 0% | Tech/Econ | 0% | 0 | 0 | 0
Tech | Offices | Space Heating | Individual room heating | TRC | New | NN3787 | Green Roof | Green Roof | NonEquip | 15 |  | 0.315% | Tech/Econ | 0.4099% | 0.0034946 | 0 | 0
Tech | Offices | Space Heating | Individual room heating | TRC | New | NN3735 | Floor Insulation | Floor Insulation | NonEquip | 20 |  | 8.437% | Tech/Econ | 0.1392% | 0 | 0 | 0
Tech | Offices | Space Heating | Individual room heating | TRC | New | NN3657 | Facility Energy Management System | Facility Energy Management System | NonEquip | 15 |  | 1.982% | Tech/Econ | 20% | 1.1616 | 0 | 2.0935e-05
Tech | Offices | Space Heating | Individual room heating | TRC | New | NN3579 | ECM Motors on Furnaces | ECM Motors on Furnaces | NonEquip | 15 | Forced air furnace | 0% | Tech/Econ | 1.706% | 0 | 0 | 0
Tech | Offices | Space Heating | Individual room heating | TRC | New | NN3553 | Duct Sealing Repair | Duct Sealing Repair | NonEquip | 15 |  | 0% | Tech/Econ | 12% | 0 | 0 | 0
Tech | Offices | Space Heating | Individual room heating | TRC | New | NN3501 | Duct Insulation | Duct Insulation | NonEquip | 15 |  | 0% | Tech/Econ | 2.045% | 0 | 0 | 0
Tech | Offices | Space Heating | Individual room heating | TRC | New | NN3449 | Destratification Fans | Destratification Fans | NonEquip | 10 |  | 0% | Tech/Econ | 12.13% | 0 | 0 | 0
Tech | Offices | Space Heating | Individual room heating | TRC | New | NN3397 | Dedicated Outdoor Air System on VRF unit | Dedicated Outdoor Air System on VRF unit | NonEquip | 15 | Residential/split system heat pump | 0% | Tech/Econ | 10% | 0 | 0 | 0
Tech | Offices | Space Heating | Individual room heating | TRC | New | NN3345 | Cool Roof | Cool Roof | NonEquip | 15 |  | 72.49% | Tech/Econ | 0.04628% | 0 | 0 | 0
Tech | Offices | Space Heating | Individual room heating | TRC | New | NN3241 | Ceiling Insulation(R30 to R38) | Ceiling Insulation(R30 to R38) | NonEquip | 20 |  | 0% | Tech/Econ | 0.0536% | 0 | 0 | 0
Tech | Offices | Space Heating | Individual room heating | TRC | New | NN3189 | Ceiling Insulation(R2 to R38) | Ceiling Insulation(R2 to R38) | NonEquip | 20 |  | 0% | Tech/Econ | 3.618% | 0 | 0 | 0
Tech | Offices | Space Heating | Individual room heating | TRC | New | NN3137 | Ceiling Insulation(R19 to R38) | Ceiling Insulation(R19 to R38) | NonEquip | 20 |  | 0% | Tech/Econ | 0.201% | 0 | 0 | 0
Tech | Offices | Space Heating | Individual room heating | TRC | New | NN3085 | Ceiling Insulation(R12 to R38) | Ceiling Insulation(R12 to R38) | NonEquip | 20 |  | 0% | Tech/Econ | 0.4355% | 0 | 0 | 0
Tech | Offices | Space Heating | Individual room heating | TRC | New | NN3007 | Air Curtains | Air Curtains | NonEquip | 8 |  | 0% | Tech/Econ | 0.2996% | 0 | 0 | 0
Tech | Offices | Space Heating | Individual room heating | TRC | Existing | NE5334 | Retro-Commissioning | Retro-Commissioning | NonEquip | 5 |  | 21.99% | Tech/Econ | 16% | 554.6943 | 0 | 0.28751
Tech | Offices | Space Heating | Individual room heating | TRC | Existing | NE4320 | Water Cooled Refrigeration Heat Recovery | Water Cooled Refrigeration Heat Recovery | NonEquip | 20 |  | 15.4% | Tech/Econ | 10% | 225.6308 | 0 | 0.015084
Tech | Offices | Space Heating | Individual room heating | TRC | Existing | NE4268 | Warehouse Loading Dock Seals | Warehouse Loading Dock Seals | NonEquip | 18 |  | 0% | Tech/Econ | 0.663% | 0 | 0 | 0
Tech | Offices | Space Heating | Individual room heating | TRC | Existing | NE4242 | Wall Insulation | Wall Insulation | NonEquip | 20 |  | 17.1% | Tech/Econ | 5.126% | 120.7372 | 0 | 0.054462
Tech | Offices | Space Heating | Individual room heating | TRC | Existing | NE4164 | Smart Thermostat | Smart Thermostat | NonEquip | 11 |  | 45.33% | Tech/Econ | 10% | 653.9774 | 0 | -0.10746
Tech | Offices | Space Heating | Individual room heating | TRC | Existing | NE4086 | Roof Insulation | Roof Insulation | NonEquip | 20 |  | 37.5% | Tech/Econ | 0.5853% | 29.238 | 0 | 0.013189
Tech | Offices | Space Heating | Individual room heating | TRC | Existing | NE4060 | Programmable Thermostat | Programmable Thermostat | NonEquip | 11 |  | 0% | Tech/Econ | 3.6% | 0 | 0 | 0
Tech | Offices | Space Heating | Individual room heating | TRC | Existing | NE4008 | Low U-Value Windows | Low U-Value Windows | NonEquip | 20 |  | 5.375% | Tech/Econ | 46% | 402.1143 | 0 | 0.0016712
Tech | Offices | Space Heating | Individual room heating | TRC | Existing | NE3930 | Infiltration Reduction - Air Sealing | Infiltration Reduction - Air Sealing | NonEquip | 11 |  | 44.79% | Tech/Econ | 0.3315% | 19.7051 | 0 | 0.012943
Tech | Offices | Space Heating | Individual room heating | TRC | Existing | NE3852 | Hotel Card Energy Control Systems | Hotel Card Energy Control Systems | NonEquip | 15 |  | 0% | Tech/Econ | 0% | 0 | 0 | 0
Tech | Offices | Space Heating | Individual room heating | TRC | Existing | NE3774 | Green Roof | Green Roof | NonEquip | 15 |  | 0.063% | Tech/Econ | 0.4523% | 0.03781 | 0 | 0
Tech | Offices | Space Heating | Individual room heating | TRC | Existing | NE3722 | Floor Insulation | Floor Insulation | NonEquip | 20 |  | 3.375% | Tech/Econ | 0.1536% | 0.68628 | 0 | 0.00030957
Tech | Offices | Space Heating | Individual room heating | TRC | Existing | NE3644 | Facility Energy Management System | Facility Energy Management System | NonEquip | 15 |  | 2.99% | Tech/Econ | 20% | 94.8374 | 0 | 0.0017093
Tech | Offices | Space Heating | Individual room heating | TRC | Existing | NE3566 | ECM Motors on Furnaces | ECM Motors on Furnaces | NonEquip | 15 | Forced air furnace | 0% | Tech/Econ | 1.706% | 0 | 0 | 0
Tech | Offices | Space Heating | Individual room heating | TRC | Existing | NE3540 | Duct Sealing Repair | Duct Sealing Repair | NonEquip | 15 |  | 30.55% | Tech/Econ | 12% | 557.7003 | 0 | 0.38916
Tech | Offices | Space Heating | Individual room heating | TRC | Existing | NE3488 | Duct Insulation | Duct Insulation | NonEquip | 15 |  | 30.55% | Tech/Econ | 2.045% | 83.7638 | 0 | 0.048906
Tech | Offices | Space Heating | Individual room heating | TRC | Existing | NE3436 | Destratification Fans | Destratification Fans | NonEquip | 10 |  | 0% | Tech/Econ | 12.13% | 0 | 0 | 0
Tech | Offices | Space Heating | Individual room heating | TRC | Existing | NE3384 | Dedicated Outdoor Air System on VRF unit | Dedicated Outdoor Air System on VRF unit | NonEquip | 15 | Residential/split system heat pump | 0% | Tech/Econ | 10% | 0 | 0 | 0
Tech | Offices | Space Heating | Individual room heating | TRC | Existing | NE3332 | Cool Roof | Cool Roof | NonEquip | 15 |  | 72.74% | Tech/Econ | 0.05107% | 4.9192 | 0 | 0
Tech | Offices | Space Heating | Individual room heating | TRC | Existing | NE3228 | Ceiling Insulation(R30 to R38) | Ceiling Insulation(R30 to R38) | NonEquip | 20 |  | 11.4% | Tech/Econ | 0.05915% | 0.89293 | 0 | 0.00040278
Tech | Offices | Space Heating | Individual room heating | TRC | Existing | NE3176 | Ceiling Insulation(R2 to R38) | Ceiling Insulation(R2 to R38) | NonEquip | 20 |  | 45.6% | Tech/Econ | 3.992% | 248.5659 | 0 | 0.11212
Tech | Offices | Space Heating | Individual room heating | TRC | Existing | NE3124 | Ceiling Insulation(R19 to R38) | Ceiling Insulation(R19 to R38) | NonEquip | 20 |  | 22.8% | Tech/Econ | 0.2218% | 6.7007 | 0 | 0.0030226
Tech | Offices | Space Heating | Individual room heating | TRC | Existing | NE3072 | Ceiling Insulation(R12 to R38) | Ceiling Insulation(R12 to R38) | NonEquip | 20 |  | 34.2% | Tech/Econ | 0.4806% | 21.8457 | 0 | 0.0098541
Tech | Offices | Space Heating | Individual room heating | TRC | Existing | NE2994 | Air Curtains | Air Curtains | NonEquip | 8 |  | 0% | Tech/Econ | 0.2996% | 0 | 0 | 0
Tech | Offices | Space Cooling | Individual room air conditioners | TRC | New | NN5373 | Retro-Commissioning | Retro-Commissioning | NonEquip | 5 |  | 0% | Tech/Econ | 16% | 0 | 0 | 0
Tech | Offices | Space Cooling | Individual room air conditioners | TRC | New | NN4385 | Window Sun Protection | Window Sun Protection | NonEquip | 10 |  | 15.35% | Tech/Econ | 16% | 18218.5979 | 6.6633 | -0.074067
Tech | Offices | Space Cooling | Individual room air conditioners | TRC | New | NN4359 | Waterside Economizer | Waterside Economizer | NonEquip | 20 |  | 0% | Tech/Econ | 5.556% | 0 | 0 | 0
Tech | Offices | Space Cooling | Individual room air conditioners | TRC | New | NN4307 | Warehouse Loading Dock Seals | Warehouse Loading Dock Seals | NonEquip | 18 |  | 0% | Tech/Econ | 0.4863% | 0 | 0 | 0
Tech | Offices | Space Cooling | Individual room air conditioners | TRC | New | NN4151 | Smart Thermostat | Smart Thermostat | NonEquip | 11 |  | 45.33% | Tech/Econ | 10% | 32803.3328 | 0.3895 | 0
Tech | Offices | Space Cooling | Individual room air conditioners | TRC | New | NN4125 | Roof Insulation | Roof Insulation | NonEquip | 20 |  | 37.5% | Tech/Econ | 0.2146% | 0 | 0 | 0
Tech | Offices | Space Cooling | Individual room air conditioners | TRC | New | NN4047 | Programmable Thermostat | Programmable Thermostat | NonEquip | 11 |  | 0% | Tech/Econ | 3.6% | 0 | 0 | 0
Tech | Offices | Space Cooling | Individual room air conditioners | TRC | New | NN3995 | Low U-Value Windows | Low U-Value Windows | NonEquip | 20 |  | 13.44% | Tech/Econ | 10% | 1042.828 | 0.38762 | 0
Tech | Offices | Space Cooling | Individual room air conditioners | TRC | New | NN3969 | Infiltration Reduction - Air Sealing | Infiltration Reduction - Air Sealing | NonEquip | 11 |  | 0% | Tech/Econ | 0.2431% | 0 | 0 | 0
Tech | Offices | Space Cooling | Individual room air conditioners | TRC | New | NN3917 | HVAC tune-up_RTU | HVAC tune-up_RTU | NonEquip | 5 | Packaged air conditioning units (RTUs) | 0% | Tech/Econ | 5% | 0 | 0 | 0
Tech | Offices | Space Cooling | Individual room air conditioners | TRC | New | NN3891 | HVAC tune-up | HVAC tune-up | NonEquip | 5 | Residential-type central air conditioners | 0% | Tech/Econ | 5% | 0 | 0 | 0
Tech | Offices | Space Cooling | Individual room air conditioners | TRC | New | NN3813 | Green Roof | Green Roof | NonEquip | 15 |  | 0.315% | Tech/Econ | 0.2488% | 0 | 0 | 0
Tech | Offices | Space Cooling | Individual room air conditioners | TRC | New | NN3683 | Facility Energy Management System | Facility Energy Management System | NonEquip | 15 |  | 1.982% | Tech/Econ | 20% | 3132.1343 | 0.65648 | 0
Tech | Offices | Space Cooling | Individual room air conditioners | TRC | New | NN3631 | Facility Commissioning | Facility Commissioning | NonEquip | 10 |  | 35.83% | Tech/Econ | 16% | 45125.4991 | 9.2803 | 0.041773
Tech | Offices | Space Cooling | Individual room air conditioners | TRC | New | NN3605 | Energy Recovery Ventilation System (ERV) | Energy Recovery Ventilation System (ERV) | NonEquip | 15 | Packaged air conditioning units (RTUs) | 0% | Tech/Econ | 6.12% | 0 | 0 | 0
Tech | Offices | Space Cooling | Individual room air conditioners | TRC | New | NN3527 | Duct Sealing Repair | Duct Sealing Repair | NonEquip | 15 |  | 0% | Tech/Econ | 12% | 0 | 0 | 0
Tech | Offices | Space Cooling | Individual room air conditioners | TRC | New | NN3475 | Duct Insulation | Duct Insulation | NonEquip | 15 |  | 0% | Tech/Econ | 2.045% | 0 | 0 | 0
Tech | Offices | Space Cooling | Individual room air conditioners | TRC | New | NN3423 | Dedicated Outdoor Air System on VRF unit | Dedicated Outdoor Air System on VRF unit | NonEquip | 15 | Residential-type central air conditioners | 0% | Tech/Econ | 17.5% | 0 | 0 | 0
Tech | Offices | Space Cooling | Individual room air conditioners | TRC | New | NN3371 | Cool Roof | Cool Roof | NonEquip | 15 |  | 72.49% | Tech/Econ | 0.3535% | 0 | 0 | 0
Tech | Offices | Space Cooling | Individual room air conditioners | TRC | New | NN3319 | Chilled Water System - Variable Speed Drives | Chilled Water System - Variable Speed Drives | NonEquip | 13 | Central chillers inside | 0% | Tech/Econ | 24.74% | 0 | 0 | 0
Tech | Offices | Space Cooling | Individual room air conditioners | TRC | New | NN3293 | Chilled Water Controls Optimization | Chilled Water Controls Optimization | NonEquip | 10 | Central chillers inside | 0% | Tech/Econ | 12.5% | 0 | 0 | 0
Tech | Offices | Space Cooling | Individual room air conditioners | TRC | New | NN3215 | Ceiling Insulation(R2 to R38) | Ceiling Insulation(R2 to R38) | NonEquip | 20 |  | 0% | Tech/Econ | 2.928% | 0 | 0 | 0
Tech | Offices | Space Cooling | Individual room air conditioners | TRC | New | NN3111 | Ceiling Insulation(R12 to R38) | Ceiling Insulation(R12 to R38) | NonEquip | 20 |  | 0% | Tech/Econ | 0.3524% | 0 | 0 | 0
Tech | Offices | Space Cooling | Individual room air conditioners | TRC | New | NN3059 | Airside Economizer | Airside Economizer | NonEquip | 10 | Packaged air conditioning units (RTUs) | 0% | Tech/Econ | 5.556% | 0 | 0 | 0
Tech | Offices | Space Cooling | Individual room air conditioners | TRC | Existing | NE5360 | Retro-Commissioning | Retro-Commissioning | NonEquip | 5 |  | 21.99% | Tech/Econ | 16% | 1429870.693 | 239.0483 | 0
Tech | Offices | Space Cooling | Individual room air conditioners | TRC | Existing | NE4372 | Window Sun Protection | Window Sun Protection | NonEquip | 10 |  | 7.839% | Tech/Econ | 16% | 491788.9339 | 179.8667 | -1.9994
Tech | Offices | Space Cooling | Individual room air conditioners | TRC | Existing | NE4346 | Waterside Economizer | Waterside Economizer | NonEquip | 20 |  | 0% | Tech/Econ | 5.556% | 0 | 0 | 0
Tech | Offices | Space Cooling | Individual room air conditioners | TRC | Existing | NE4294 | Warehouse Loading Dock Seals | Warehouse Loading Dock Seals | NonEquip | 18 |  | 0% | Tech/Econ | 0.4863% | 0 | 0 | 0
Tech | Offices | Space Cooling | Individual room air conditioners | TRC | Existing | NE4216 | Wall Insulation | Wall Insulation | NonEquip | 20 |  | 17.1% | Tech/Econ | 25.75% | 1882963.42 | 37.6788 | 0
Tech | Offices | Space Cooling | Individual room air conditioners | TRC | Existing | NE4138 | Smart Thermostat | Smart Thermostat | NonEquip | 11 |  | 45.33% | Tech/Econ | 10% | 1690688.237 | 20.075 | 0
Tech | Offices | Space Cooling | Individual room air conditioners | TRC | Existing | NE4112 | Roof Insulation | Roof Insulation | NonEquip | 20 |  | 37.5% | Tech/Econ | 0.4293% | 56201.2061 | 1.1246 | 0
Tech | Offices | Space Cooling | Individual room air conditioners | TRC | Existing | NE4034 | Programmable Thermostat | Programmable Thermostat | NonEquip | 11 |  | 0% | Tech/Econ | 3.6% | 0 | 0 | 0
Tech | Offices | Space Cooling | Individual room air conditioners | TRC | Existing | NE3982 | Low U-Value Windows | Low U-Value Windows | NonEquip | 20 |  | 5.375% | Tech/Econ | 46% | 1084293.586 | 403.0351 | 0
Tech | Offices | Space Cooling | Individual room air conditioners | TRC | Existing | NE3956 | Infiltration Reduction - Air Sealing | Infiltration Reduction - Air Sealing | NonEquip | 11 |  | 44.79% | Tech/Econ | 0.2431% | 37820.071 | 8.3657 | 0
Tech | Offices | Space Cooling | Individual room air conditioners | TRC | Existing | NE3904 | HVAC tune-up_RTU | HVAC tune-up_RTU | NonEquip | 5 | Packaged air conditioning units (RTUs) | 0% | Tech/Econ | 5% | 0 | 0 | 0
Tech | Offices | Space Cooling | Individual room air conditioners | TRC | Existing | NE3878 | HVAC tune-up | HVAC tune-up | NonEquip | 5 | Residential-type central air conditioners | 0% | Tech/Econ | 5% | 0 | 0 | 0
Tech | Offices | Space Cooling | Individual room air conditioners | TRC | Existing | NE3800 | Green Roof | Green Roof | NonEquip | 15 |  | 0.063% | Tech/Econ | 0.2488% | 54.4262 | 0.023121 | 0
Tech | Offices | Space Cooling | Individual room air conditioners | TRC | Existing | NE3670 | Facility Energy Management System | Facility Energy Management System | NonEquip | 15 |  | 2.99% | Tech/Econ | 20% | 244468.2792 | 51.239 | 0
Tech | Offices | Space Cooling | Individual room air conditioners | TRC | Existing | NE3592 | Energy Recovery Ventilation System (ERV) | Energy Recovery Ventilation System (ERV) | NonEquip | 15 | Packaged air conditioning units (RTUs) | 0% | Tech/Econ | 6.12% | 0 | 0 | 0
Tech | Offices | Space Cooling | Individual room air conditioners | TRC | Existing | NE3514 | Duct Sealing Repair | Duct Sealing Repair | NonEquip | 15 |  | 30.55% | Tech/Econ | 12% | 1419588.877 | 279.6891 | 0
Tech | Offices | Space Cooling | Individual room air conditioners | TRC | Existing | NE3462 | Duct Insulation | Duct Insulation | NonEquip | 15 |  | 30.55% | Tech/Econ | 2.045% | 219544.6516 | 59.6429 | 0
Tech | Offices | Space Cooling | Individual room air conditioners | TRC | Existing | NE3410 | Dedicated Outdoor Air System on VRF unit | Dedicated Outdoor Air System on VRF unit | NonEquip | 15 | Residential-type central air conditioners | 0% | Tech/Econ | 17.5% | 0 | 0 | 0
Tech | Offices | Space Cooling | Individual room air conditioners | TRC | Existing | NE3358 | Cool Roof | Cool Roof | NonEquip | 15 |  | 72.74% | Tech/Econ | 0.3535% | 89629.7354 | 38.0765 | 0
Tech | Offices | Space Cooling | Individual room air conditioners | TRC | Existing | NE3306 | Chilled Water System - Variable Speed Drives | Chilled Water System - Variable Speed Drives | NonEquip | 13 | Central chillers inside | 0% | Tech/Econ | 24.74% | 0 | 0 | 0
Tech | Offices | Space Cooling | Individual room air conditioners | TRC | Existing | NE3280 | Chilled Water Controls Optimization | Chilled Water Controls Optimization | NonEquip | 10 | Central chillers inside | 0% | Tech/Econ | 12.5% | 0 | 0 | 0
Tech | Offices | Space Cooling | Individual room air conditioners | TRC | Existing | NE3202 | Ceiling Insulation(R2 to R38) | Ceiling Insulation(R2 to R38) | NonEquip | 20 |  | 45.6% | Tech/Econ | 2.928% | 475442.3389 | 9.5138 | 0
Tech | Offices | Space Cooling | Individual room air conditioners | TRC | Existing | NE3098 | Ceiling Insulation(R12 to R38) | Ceiling Insulation(R12 to R38) | NonEquip | 20 |  | 34.2% | Tech/Econ | 0.3524% | 41908.3917 | 0.8386 | 0
Tech | Offices | Space Cooling | Individual room air conditioners | TRC | Existing | NE3046 | Airside Economizer | Airside Economizer | NonEquip | 10 | Packaged air conditioning units (RTUs) | 0% | Tech/Econ | 5.556% | 0 | 0 | 0
Tech | Offices | Interior Lighting | High bay | TRC | New | NN5269 | Retro-Commissioning | Retro-Commissioning | NonEquip | 5 |  | 0% | Tech/Econ | 16% | 0 | 0 | 0
Tech | Offices | Interior Lighting | High bay | TRC | New | NN4437 | Interior Lighting Controls | Interior Lighting Controls | NonEquip | 8 | Overhead (fluorescent/LED/CFL U-shape) | 0% | Tech/Econ | 28% | 0 | 0 | 0
Tech | Offices | Interior Lighting | High bay | TRC | New | NN4411 | Bi-Level Lighting Control (Interior) | Bi-Level Lighting Control (Interior) | NonEquip | 8 | Overhead (fluorescent/LED/CFL U-shape) | 0% | Tech/Econ | 31% | 0 | 0 | 0
Tech | Offices | Interior Lighting | High bay | TRC | New | NN3709 | Facility Energy Management System | Facility Energy Management System | NonEquip | 15 |  | 1.982% | Tech/Econ | 24% | 24479.3489 | 5.1307 | 0.4412
Tech | Offices | Interior Lighting | High bay | TRC | Existing | NE5256 | Retro-Commissioning | Retro-Commissioning | NonEquip | 5 |  | 21.99% | Tech/Econ | 16% | 8767495.842 | 1465.7656 | 4544.4517
Tech | Offices | Interior Lighting | High bay | TRC | Existing | NE4424 | Interior Lighting Controls | Interior Lighting Controls | NonEquip | 8 | Overhead (fluorescent/LED/CFL U-shape) | 0% | Tech/Econ | 28% | 0 | 0 | 0
Tech | Offices | Interior Lighting | High bay | TRC | Existing | NE4398 | Bi-Level Lighting Control (Interior) | Bi-Level Lighting Control (Interior) | NonEquip | 8 | Overhead (fluorescent/LED/CFL U-shape) | 0% | Tech/Econ | 31% | 0 | 0 | 0
Tech | Offices | Interior Lighting | High bay | TRC | Existing | NE3696 | Facility Energy Management System | Facility Energy Management System | NonEquip | 15 |  | 2.99% | Tech/Econ | 24% | 1800965.366 | 377.471 | 32.4593
Tech | Offices | Interior Lighting | High bay | TRC | Turnover | ET1648 | LED Linear - Fixture Replacement | LED Linear - Fixture Replacement | Equip | 15 | High bay | 24.1% | Tech/Econ | 50.28% | 34612796.84 | 8390.2799 | 1919.3818
Tech | Offices | Interior Lighting | High bay | TRC | Turnover | ET1531 | High Bay LED | High Bay LED | Equip | 15 | High bay | 0% | Tech/Econ | 64.78% | 0 | 0 | 0
Tech | Offices | Interior Lighting | High bay | TRC | Turnover | ET1492 | High Bay Fluorescent (T5) | High Bay Fluorescent (T5) | Equip | 15 | High bay | 0% | Tech/Econ | 64.14% | 0 | 0 | 0
Tech | Offices | Interior Lighting | High bay | TRC | New | EN1674 | LED Linear - Fixture Replacement | LED Linear - Fixture Replacement | Equip | 15 | High bay | 0% | Tech/Econ | 50.28% | 0 | 0 | 0
Tech | Offices | Interior Lighting | High bay | TRC | New | EN1557 | High Bay LED | High Bay LED | Equip | 15 | High bay | 0% | Tech/Econ | 64.78% | 0 | 0 | 0
Tech | Offices | Interior Lighting | High bay | TRC | New | EN1518 | High Bay Fluorescent (T5) | High Bay Fluorescent (T5) | Equip | 15 | High bay | 0% | Tech/Econ | 64.14% | 0 | 0 | 0
Tech | Offices | Cooking | Fryer | TRC | Turnover | ET88 | Energy Star Fryer | Energy Star Fryer | Equip | 12 | Fryer | 0% | Tech/Econ | 17.46% | 0 | 0 | 0
Tech | Offices | Cooking | Fryer | TRC | New | EN114 | Energy Star Fryer | Energy Star Fryer | Equip | 12 | Fryer | 0% | Tech/Econ | 17.46% | 0 | 0 | 0
Tech | Offices | Space Heating | Forced air furnace | TRC | New | NN5347 | Retro-Commissioning | Retro-Commissioning | NonEquip | 5 |  | 0% | Tech/Econ | 16% | 0 | 0 | 0
Tech | Offices | Space Heating | Forced air furnace | TRC | New | NN4333 | Water Cooled Refrigeration Heat Recovery | Water Cooled Refrigeration Heat Recovery | NonEquip | 20 |  | 15.4% | Tech/Econ | 10% | 684.1697 | 0 | 0.045738
Tech | Offices | Space Heating | Forced air furnace | TRC | New | NN4281 | Warehouse Loading Dock Seals | Warehouse Loading Dock Seals | NonEquip | 18 |  | 0% | Tech/Econ | 0.6009% | 0 | 0 | 0
Tech | Offices | Space Heating | Forced air furnace | TRC | New | NN4255 | Wall Insulation | Wall Insulation | NonEquip | 20 |  | 42.75% | Tech/Econ | 0% | 0 | 0 | 0
Tech | Offices | Space Heating | Forced air furnace | TRC | New | NN4177 | Smart Thermostat | Smart Thermostat | NonEquip | 11 |  | 45.33% | Tech/Econ | 10% | 2109.6605 | 0 | -0.34665
Tech | Offices | Space Heating | Forced air furnace | TRC | New | NN4099 | Roof Insulation | Roof Insulation | NonEquip | 20 |  | 37.5% | Tech/Econ | 0.2652% | 26.7276 | 0 | 0.012056
Tech | Offices | Space Heating | Forced air furnace | TRC | New | NN4073 | Programmable Thermostat | Programmable Thermostat | NonEquip | 11 |  | 0% | Tech/Econ | 3.6% | 0 | 0 | 0
Tech | Offices | Space Heating | Forced air furnace | TRC | New | NN4021 | Low U-Value Windows | Low U-Value Windows | NonEquip | 20 |  | 13.44% | Tech/Econ | 10% | 587.8997 | 0 | 0.0024434
Tech | Offices | Space Heating | Forced air furnace | TRC | New | NN3943 | Infiltration Reduction - Air Sealing | Infiltration Reduction - Air Sealing | NonEquip | 11 |  | 0% | Tech/Econ | 0.3004% | 0 | 0 | 0
Tech | Offices | Space Heating | Forced air furnace | TRC | New | NN3865 | Hotel Card Energy Control Systems | Hotel Card Energy Control Systems | NonEquip | 15 |  | 0% | Tech/Econ | 0% | 0 | 0 | 0
Tech | Offices | Space Heating | Forced air furnace | TRC | New | NN3787 | Green Roof | Green Roof | NonEquip | 15 |  | 0.315% | Tech/Econ | 0.4099% | 0.55271 | 0 | 0
Tech | Offices | Space Heating | Forced air furnace | TRC | New | NN3735 | Floor Insulation | Floor Insulation | NonEquip | 20 |  | 8.437% | Tech/Econ | 0.1392% | 0 | 0 | 0
Tech | Offices | Space Heating | Forced air furnace | TRC | New | NN3657 | Facility Energy Management System | Facility Energy Management System | NonEquip | 15 |  | 1.982% | Tech/Econ | 20% | 185.2229 | 0 | 0.0033383
Tech | Offices | Space Heating | Forced air furnace | TRC | New | NN3579 | ECM Motors on Furnaces | ECM Motors on Furnaces | NonEquip | 15 | Forced air furnace | 47.78% | Tech/Econ | 1.706% | 351.8944 | 0 | 0
Tech | Offices | Space Heating | Forced air furnace | TRC | New | NN3553 | Duct Sealing Repair | Duct Sealing Repair | NonEquip | 15 |  | 0% | Tech/Econ | 12% | 0 | 0 | 0
Tech | Offices | Space Heating | Forced air furnace | TRC | New | NN3501 | Duct Insulation | Duct Insulation | NonEquip | 15 |  | 0% | Tech/Econ | 2.045% | 0 | 0 | 0
Tech | Offices | Space Heating | Forced air furnace | TRC | New | NN3449 | Destratification Fans | Destratification Fans | NonEquip | 10 |  | 0% | Tech/Econ | 12.13% | 0 | 0 | 0
Tech | Offices | Space Heating | Forced air furnace | TRC | New | NN3397 | Dedicated Outdoor Air System on VRF unit | Dedicated Outdoor Air System on VRF unit | NonEquip | 15 | Residential/split system heat pump | 0% | Tech/Econ | 10% | 0 | 0 | 0
Tech | Offices | Space Heating | Forced air furnace | TRC | New | NN3345 | Cool Roof | Cool Roof | NonEquip | 15 |  | 72.49% | Tech/Econ | 0.04628% | 0 | 0 | 0
Tech | Offices | Space Heating | Forced air furnace | TRC | New | NN3241 | Ceiling Insulation(R30 to R38) | Ceiling Insulation(R30 to R38) | NonEquip | 20 |  | 0% | Tech/Econ | 0.0536% | 0 | 0 | 0
Tech | Offices | Space Heating | Forced air furnace | TRC | New | NN3189 | Ceiling Insulation(R2 to R38) | Ceiling Insulation(R2 to R38) | NonEquip | 20 |  | 0% | Tech/Econ | 3.618% | 0 | 0 | 0
Tech | Offices | Space Heating | Forced air furnace | TRC | New | NN3137 | Ceiling Insulation(R19 to R38) | Ceiling Insulation(R19 to R38) | NonEquip | 20 |  | 0% | Tech/Econ | 0.201% | 0 | 0 | 0
Tech | Offices | Space Heating | Forced air furnace | TRC | New | NN3085 | Ceiling Insulation(R12 to R38) | Ceiling Insulation(R12 to R38) | NonEquip | 20 |  | 0% | Tech/Econ | 0.4355% | 0 | 0 | 0
Tech | Offices | Space Heating | Forced air furnace | TRC | New | NN3007 | Air Curtains | Air Curtains | NonEquip | 8 |  | 0% | Tech/Econ | 0.2996% | 0 | 0 | 0
Tech | Offices | Space Heating | Forced air furnace | TRC | Existing | NE5334 | Retro-Commissioning | Retro-Commissioning | NonEquip | 5 |  | 21.99% | Tech/Econ | 16% | 88451.5474 | 0 | 45.847
Tech | Offices | Space Heating | Forced air furnace | TRC | Existing | NE4320 | Water Cooled Refrigeration Heat Recovery | Water Cooled Refrigeration Heat Recovery | NonEquip | 20 |  | 15.4% | Tech/Econ | 10% | 35979.0875 | 0 | 2.4053
Tech | Offices | Space Heating | Forced air furnace | TRC | Existing | NE4268 | Warehouse Loading Dock Seals | Warehouse Loading Dock Seals | NonEquip | 18 |  | 0% | Tech/Econ | 0.663% | 0 | 0 | 0
Tech | Offices | Space Heating | Forced air furnace | TRC | Existing | NE4242 | Wall Insulation | Wall Insulation | NonEquip | 20 |  | 17.1% | Tech/Econ | 5.126% | 19252.7503 | 0 | 8.6845
Tech | Offices | Space Heating | Forced air furnace | TRC | Existing | NE4164 | Smart Thermostat | Smart Thermostat | NonEquip | 11 |  | 45.33% | Tech/Econ | 10% | 104283.2321 | 0 | -17.1352
Tech | Offices | Space Heating | Forced air furnace | TRC | Existing | NE4086 | Roof Insulation | Roof Insulation | NonEquip | 20 |  | 37.5% | Tech/Econ | 0.5853% | 4624.2784 | 0 | 2.0859
Tech | Offices | Space Heating | Forced air furnace | TRC | Existing | NE4060 | Programmable Thermostat | Programmable Thermostat | NonEquip | 11 |  | 0% | Tech/Econ | 3.6% | 0 | 0 | 0
Tech | Offices | Space Heating | Forced air furnace | TRC | Existing | NE4008 | Low U-Value Windows | Low U-Value Windows | NonEquip | 20 |  | 5.375% | Tech/Econ | 46% | 64121.1452 | 0 | 0.26649
Tech | Offices | Space Heating | Forced air furnace | TRC | Existing | NE3930 | Infiltration Reduction - Air Sealing | Infiltration Reduction - Air Sealing | NonEquip | 11 |  | 44.79% | Tech/Econ | 0.3315% | 3116.5564 | 0 | 2.0471
Tech | Offices | Space Heating | Forced air furnace | TRC | Existing | NE3852 | Hotel Card Energy Control Systems | Hotel Card Energy Control Systems | NonEquip | 15 |  | 0% | Tech/Econ | 0% | 0 | 0 | 0
Tech | Offices | Space Heating | Forced air furnace | TRC | Existing | NE3774 | Green Roof | Green Roof | NonEquip | 15 |  | 0.063% | Tech/Econ | 0.4523% | 5.98 | 0 | 0
Tech | Offices | Space Heating | Forced air furnace | TRC | Existing | NE3722 | Floor Insulation | Floor Insulation | NonEquip | 20 |  | 3.375% | Tech/Econ | 0.1536% | 108.5426 | 0 | 0.048961
Tech | Offices | Space Heating | Forced air furnace | TRC | Existing | NE3644 | Facility Energy Management System | Facility Energy Management System | NonEquip | 15 |  | 2.99% | Tech/Econ | 20% | 15122.7645 | 0 | 0.27256
Tech | Offices | Space Heating | Forced air furnace | TRC | Existing | NE3566 | ECM Motors on Furnaces | ECM Motors on Furnaces | NonEquip | 15 | Forced air furnace | 47.78% | Tech/Econ | 1.706% | 17318.2318 | 0 | 0
Tech | Offices | Space Heating | Forced air furnace | TRC | Existing | NE3540 | Duct Sealing Repair | Duct Sealing Repair | NonEquip | 15 |  | 30.55% | Tech/Econ | 12% | 88930.891 | 0 | 62.0554
Tech | Offices | Space Heating | Forced air furnace | TRC | Existing | NE3488 | Duct Insulation | Duct Insulation | NonEquip | 15 |  | 30.55% | Tech/Econ | 2.045% | 13356.9834 | 0 | 7.7985
Tech | Offices | Space Heating | Forced air furnace | TRC | Existing | NE3436 | Destratification Fans | Destratification Fans | NonEquip | 10 |  | 0% | Tech/Econ | 12.13% | 0 | 0 | 0
Tech | Offices | Space Heating | Forced air furnace | TRC | Existing | NE3384 | Dedicated Outdoor Air System on VRF unit | Dedicated Outdoor Air System on VRF unit | NonEquip | 15 | Residential/split system heat pump | 0% | Tech/Econ | 10% | 0 | 0 | 0
Tech | Offices | Space Heating | Forced air furnace | TRC | Existing | NE3332 | Cool Roof | Cool Roof | NonEquip | 15 |  | 72.74% | Tech/Econ | 0.05107% | 778.0144 | 0 | 0
Tech | Offices | Space Heating | Forced air furnace | TRC | Existing | NE3228 | Ceiling Insulation(R30 to R38) | Ceiling Insulation(R30 to R38) | NonEquip | 20 |  | 11.4% | Tech/Econ | 0.05915% | 141.2262 | 0 | 0.063704
Tech | Offices | Space Heating | Forced air furnace | TRC | Existing | NE3176 | Ceiling Insulation(R2 to R38) | Ceiling Insulation(R2 to R38) | NonEquip | 20 |  | 45.6% | Tech/Econ | 3.992% | 39636.3222 | 0 | 17.8791
Tech | Offices | Space Heating | Forced air furnace | TRC | Existing | NE3124 | Ceiling Insulation(R19 to R38) | Ceiling Insulation(R19 to R38) | NonEquip | 20 |  | 22.8% | Tech/Econ | 0.2218% | 1059.7872 | 0 | 0.47805
Tech | Offices | Space Heating | Forced air furnace | TRC | Existing | NE3072 | Ceiling Insulation(R12 to R38) | Ceiling Insulation(R12 to R38) | NonEquip | 20 |  | 34.2% | Tech/Econ | 0.4806% | 3455.1182 | 0 | 1.5585
Tech | Offices | Space Heating | Forced air furnace | TRC | Existing | NE2994 | Air Curtains | Air Curtains | NonEquip | 8 |  | 0% | Tech/Econ | 0.2996% | 0 | 0 | 0
Tech | Offices | Exterior Lighting | Exterior parking/lot lighting | TRC | New | NN5295 | Retro-Commissioning | Retro-Commissioning | NonEquip | 5 |  | 0% | Tech/Econ | 16% | 0 | 0 | 0
Tech | Offices | Exterior Lighting | Exterior parking/lot lighting | TRC | New | NN2981 | Outdoor Lighting Controls | Outdoor Lighting Controls | NonEquip | 8 | Exterior parking/lot lighting | 30.95% | Tech/Econ | 28% | 0 | 0 | 0
Tech | Offices | Exterior Lighting | Exterior parking/lot lighting | TRC | New | NN2955 | Bi-Level Lighting Control (Exterior) | Bi-Level Lighting Control (Exterior) | NonEquip | 9 | Exterior parking/lot lighting | 13.75% | Tech/Econ | 31% | 5926.8631 | 0 | 0
Tech | Offices | Exterior Lighting | Exterior parking/lot lighting | TRC | Existing | NE5282 | Retro-Commissioning | Retro-Commissioning | NonEquip | 5 |  | 21.99% | Tech/Econ | 16% | 3003310.971 | 0 | 1556.7047
Tech | Offices | Exterior Lighting | Exterior parking/lot lighting | TRC | Existing | NE2968 | Outdoor Lighting Controls | Outdoor Lighting Controls | NonEquip | 8 | Exterior parking/lot lighting | 30.95% | Tech/Econ | 28% | 8098313.571 | 0 | 0
Tech | Offices | Exterior Lighting | Exterior parking/lot lighting | TRC | Existing | NE2942 | Bi-Level Lighting Control (Exterior) | Bi-Level Lighting Control (Exterior) | NonEquip | 9 | Exterior parking/lot lighting | 13.75% | Tech/Econ | 31% | 4162353.755 | 0 | 0
Tech | Offices | Exterior Lighting | Exterior parking/lot lighting | TRC | Turnover | ET712 | LED Parking Lighting | LED Parking Lighting | Equip | 18 | Exterior parking/lot lighting | 6.728% | Tech/Econ | 84% | 5847572.02 | 0 | 0
Tech | Offices | Exterior Lighting | Exterior parking/lot lighting | TRC | Turnover | ET517 | High Efficiency HID Lighting | High Efficiency HID Lighting | Equip | 13 | Exterior parking/lot lighting | 0% | Tech/Econ | 34.18% | 0 | 0 | 0
Tech | Offices | Exterior Lighting | Exterior parking/lot lighting | TRC | New | EN738 | LED Parking Lighting | LED Parking Lighting | Equip | 18 | Exterior parking/lot lighting | 94.94% | Tech/Econ | 84% | 1486833.68 | 0 | 0
Tech | Offices | Exterior Lighting | Exterior parking/lot lighting | TRC | New | EN543 | High Efficiency HID Lighting | High Efficiency HID Lighting | Equip | 13 | Exterior parking/lot lighting | 0% | Tech/Econ | 34.18% | 0 | 0 | 0
Tech | Offices | Exterior Lighting | Exterior marquis | TRC | New | NN5295 | Retro-Commissioning | Retro-Commissioning | NonEquip | 5 |  | 0% | Tech/Econ | 16% | 0 | 0 | 0
Tech | Offices | Exterior Lighting | Exterior marquis | TRC | New | NN2981 | Outdoor Lighting Controls | Outdoor Lighting Controls | NonEquip | 8 | Exterior parking/lot lighting | 0% | Tech/Econ | 28% | 0 | 0 | 0
Tech | Offices | Exterior Lighting | Exterior marquis | TRC | New | NN2955 | Bi-Level Lighting Control (Exterior) | Bi-Level Lighting Control (Exterior) | NonEquip | 9 | Exterior parking/lot lighting | 0% | Tech/Econ | 31% | 0 | 0 | 0
Tech | Offices | Exterior Lighting | Exterior marquis | TRC | Existing | NE5282 | Retro-Commissioning | Retro-Commissioning | NonEquip | 5 |  | 21.99% | Tech/Econ | 16% | 16260.2219 | 0 | 8.4282
Tech | Offices | Exterior Lighting | Exterior marquis | TRC | Existing | NE2968 | Outdoor Lighting Controls | Outdoor Lighting Controls | NonEquip | 8 | Exterior parking/lot lighting | 0% | Tech/Econ | 28% | 0 | 0 | 0
Tech | Offices | Exterior Lighting | Exterior marquis | TRC | Existing | NE2942 | Bi-Level Lighting Control (Exterior) | Bi-Level Lighting Control (Exterior) | NonEquip | 9 | Exterior parking/lot lighting | 0% | Tech/Econ | 31% | 0 | 0 | 0
Tech | Offices | Exterior Lighting | Exterior marquis | TRC | Turnover | ET634 | LED Exterior Lighting | LED Exterior Lighting | Equip | 13 | Exterior marquis | 4.268% | Tech/Econ | 60.51% | 12252.5177 | 0 | 0
Tech | Offices | Exterior Lighting | Exterior marquis | TRC | Turnover | ET595 | LED Display Lighting (Exterior) | LED Display Lighting (Exterior) | Equip | 15 | Exterior marquis | 4.268% | Tech/Econ | 87.04% | 18304.0152 | 0 | 0
Tech | Offices | Exterior Lighting | Exterior marquis | TRC | New | EN660 | LED Exterior Lighting | LED Exterior Lighting | Equip | 13 | Exterior marquis | 4.624% | Tech/Econ | 60.51% | 238.4064 | 0 | 0
Tech | Offices | Exterior Lighting | Exterior marquis | TRC | New | EN621 | LED Display Lighting (Exterior) | LED Display Lighting (Exterior) | Equip | 15 | Exterior marquis | 4.624% | Tech/Econ | 87.04% | 357.3038 | 0 | 0
Tech | Offices | Miscellaneous | Elevators/Escalators | TRC | New | NN5451 | Retro-Commissioning | Retro-Commissioning | NonEquip | 5 |  | 0% | Tech/Econ | 16% | 0 | 0 | 0
Tech | Offices | Miscellaneous | Elevators/Escalators | TRC | New | NN4541 | VSD Controlled Compressor | VSD Controlled Compressor | NonEquip | 15 | Others | 0% | Tech/Econ | 20.79% | 0 | 0 | 0
Tech | Offices | Miscellaneous | Elevators/Escalators | TRC | New | NN4515 | Regenerative Drive Elevator Motor | Regenerative Drive Elevator Motor | NonEquip | 13 | Elevators/Escalators | 11.17% | Tech/Econ | 6.211% | 6123.0739 | 0.85223 | 0.078071
Tech | Offices | Miscellaneous | Elevators/Escalators | TRC | New | NN4489 | Engine Block Timer | Engine Block Timer | NonEquip | 5 | Others | 0% | Tech/Econ | 36% | 0 | 0 | 0
Tech | Offices | Miscellaneous | Elevators/Escalators | TRC | New | NN4463 | Efficient Motor Belts | Efficient Motor Belts | NonEquip | 10 | Others | 0% | Tech/Econ | 1.105% | 0 | 0 | 0
Tech | Offices | Miscellaneous | Elevators/Escalators | TRC | Existing | NE5438 | Retro-Commissioning | Retro-Commissioning | NonEquip | 5 |  | 21.99% | Tech/Econ | 16% | 1724176.547 | 288.2509 | 893.6916
Tech | Offices | Miscellaneous | Elevators/Escalators | TRC | Existing | NE4528 | VSD Controlled Compressor | VSD Controlled Compressor | NonEquip | 15 | Others | 0% | Tech/Econ | 20.79% | 0 | 0 | 0
Tech | Offices | Miscellaneous | Elevators/Escalators | TRC | Existing | NE4502 | Regenerative Drive Elevator Motor | Regenerative Drive Elevator Motor | NonEquip | 13 | Elevators/Escalators | 10.45% | Tech/Econ | 6.211% | 306909.889 | 42.7166 | 3.9132
Tech | Offices | Miscellaneous | Elevators/Escalators | TRC | Existing | NE4476 | Engine Block Timer | Engine Block Timer | NonEquip | 5 | Others | 0% | Tech/Econ | 36% | 0 | 0 | 0
Tech | Offices | Miscellaneous | Elevators/Escalators | TRC | Existing | NE4450 | Efficient Motor Belts | Efficient Motor Belts | NonEquip | 10 | Others | 0% | Tech/Econ | 1.105% | 0 | 0 | 0
Tech | Offices | Office Equipment | Document production | TRC | New | NN4593 | Smart Strip Plug Outlet | Smart Strip Plug Outlet | NonEquip | 4 |  | 43.9% | Tech/Econ | 1.187% | 4421.9851 | 0.65752 | 0.45697
Tech | Offices | Office Equipment | Document production | TRC | New | NN4567 | Network PC Power Management | Network PC Power Management | NonEquip | 5 | Computers | 0% | Tech/Econ | 56.5% | 0 | 0 | 0
Tech | Offices | Office Equipment | Document production | TRC | Existing | NE4580 | Smart Strip Plug Outlet | Smart Strip Plug Outlet | NonEquip | 4 |  | 43.9% | Tech/Econ | 1.187% | 245407.7 | 36.4907 | 25.3605
Tech | Offices | Office Equipment | Document production | TRC | Existing | NE4554 | Network PC Power Management | Network PC Power Management | NonEquip | 5 | Computers | 0% | Tech/Econ | 56.5% | 0 | 0 | 0
Tech | Offices | Office Equipment | Document production | TRC | Turnover | ET2149 | ENERGY STAR Imaging Equipment | ENERGY STAR Imaging Equipment | Equip | 6 | Document production | 17.92% | Tech/Econ | 44.44% | 4075222.098 | 565.1369 | 379.4889
Tech | Offices | Office Equipment | Document production | TRC | New | EN2175 | ENERGY STAR Imaging Equipment | ENERGY STAR Imaging Equipment | Equip | 6 | Document production | 17.92% | Tech/Econ | 44.44% | 73431.1627 | 10.1832 | 6.838
Tech | Offices | Space Cooling | District chilled water piped | TRC | New | NN5373 | Retro-Commissioning | Retro-Commissioning | NonEquip | 5 |  | 0% | Tech/Econ | 16% | 0 | 0 | 0
Tech | Offices | Space Cooling | District chilled water piped | TRC | New | NN4385 | Window Sun Protection | Window Sun Protection | NonEquip | 10 |  | 15.35% | Tech/Econ | 16% | 6506.3031 | 2.3796 | -0.026451
Tech | Offices | Space Cooling | District chilled water piped | TRC | New | NN4359 | Waterside Economizer | Waterside Economizer | NonEquip | 20 |  | 0% | Tech/Econ | 5.556% | 0 | 0 | 0
Tech | Offices | Space Cooling | District chilled water piped | TRC | New | NN4307 | Warehouse Loading Dock Seals | Warehouse Loading Dock Seals | NonEquip | 18 |  | 0% | Tech/Econ | 0.4863% | 0 | 0 | 0
Tech | Offices | Space Cooling | District chilled water piped | TRC | New | NN4151 | Smart Thermostat | Smart Thermostat | NonEquip | 11 |  | 45.33% | Tech/Econ | 10% | 11714.8656 | 0.1391 | 0
Tech | Offices | Space Cooling | District chilled water piped | TRC | New | NN4047 | Programmable Thermostat | Programmable Thermostat | NonEquip | 11 |  | 0% | Tech/Econ | 3.6% | 0 | 0 | 0
Tech | Offices | Space Cooling | District chilled water piped | TRC | New | NN3995 | Low U-Value Windows | Low U-Value Windows | NonEquip | 20 |  | 13.44% | Tech/Econ | 10% | 372.4192 | 0.13843 | 0
Tech | Offices | Space Cooling | District chilled water piped | TRC | New | NN3917 | HVAC tune-up_RTU | HVAC tune-up_RTU | NonEquip | 5 | Packaged air conditioning units (RTUs) | 0% | Tech/Econ | 5% | 0 | 0 | 0
Tech | Offices | Space Cooling | District chilled water piped | TRC | New | NN3891 | HVAC tune-up | HVAC tune-up | NonEquip | 5 | Residential-type central air conditioners | 0% | Tech/Econ | 5% | 0 | 0 | 0
Tech | Offices | Space Cooling | District chilled water piped | TRC | New | NN3683 | Facility Energy Management System | Facility Energy Management System | NonEquip | 15 |  | 1.982% | Tech/Econ | 20% | 1118.5611 | 0.23444 | 0
Tech | Offices | Space Cooling | District chilled water piped | TRC | New | NN3631 | Facility Commissioning | Facility Commissioning | NonEquip | 10 |  | 35.83% | Tech/Econ | 16% | 16115.4101 | 3.3142 | 0.014918
Tech | Offices | Space Cooling | District chilled water piped | TRC | New | NN3605 | Energy Recovery Ventilation System (ERV) | Energy Recovery Ventilation System (ERV) | NonEquip | 15 | Packaged air conditioning units (RTUs) | 0% | Tech/Econ | 6.12% | 0 | 0 | 0
Tech | Offices | Space Cooling | District chilled water piped | TRC | New | NN3527 | Duct Sealing Repair | Duct Sealing Repair | NonEquip | 15 |  | 0% | Tech/Econ | 12% | 0 | 0 | 0
Tech | Offices | Space Cooling | District chilled water piped | TRC | New | NN3475 | Duct Insulation | Duct Insulation | NonEquip | 15 |  | 0% | Tech/Econ | 2.045% | 0 | 0 | 0
Tech | Offices | Space Cooling | District chilled water piped | TRC | New | NN3423 | Dedicated Outdoor Air System on VRF unit | Dedicated Outdoor Air System on VRF unit | NonEquip | 15 | Residential-type central air conditioners | 0% | Tech/Econ | 17.5% | 0 | 0 | 0
Tech | Offices | Space Cooling | District chilled water piped | TRC | New | NN3371 | Cool Roof | Cool Roof | NonEquip | 15 |  | 72.49% | Tech/Econ | 0.3535% | 0 | 0 | 0
Tech | Offices | Space Cooling | District chilled water piped | TRC | New | NN3319 | Chilled Water System - Variable Speed Drives | Chilled Water System - Variable Speed Drives | NonEquip | 13 | Central chillers inside | 0% | Tech/Econ | 24.74% | 0 | 0 | 0
Tech | Offices | Space Cooling | District chilled water piped | TRC | New | NN3293 | Chilled Water Controls Optimization | Chilled Water Controls Optimization | NonEquip | 10 | Central chillers inside | 0% | Tech/Econ | 12.5% | 0 | 0 | 0
Tech | Offices | Space Cooling | District chilled water piped | TRC | New | NN3215 | Ceiling Insulation(R2 to R38) | Ceiling Insulation(R2 to R38) | NonEquip | 20 |  | 0% | Tech/Econ | 2.928% | 0 | 0 | 0
Tech | Offices | Space Cooling | District chilled water piped | TRC | New | NN3111 | Ceiling Insulation(R12 to R38) | Ceiling Insulation(R12 to R38) | NonEquip | 20 |  | 0% | Tech/Econ | 0.3524% | 0 | 0 | 0
Tech | Offices | Space Cooling | District chilled water piped | TRC | New | NN3059 | Airside Economizer | Airside Economizer | NonEquip | 10 | Packaged air conditioning units (RTUs) | 0% | Tech/Econ | 5.556% | 0 | 0 | 0
Tech | Offices | Space Cooling | District chilled water piped | TRC | Existing | NE5360 | Retro-Commissioning | Retro-Commissioning | NonEquip | 5 |  | 21.99% | Tech/Econ | 16% | 434803.0815 | 72.6912 | 0
Tech | Offices | Space Cooling | District chilled water piped | TRC | Existing | NE4372 | Window Sun Protection | Window Sun Protection | NonEquip | 10 |  | 7.839% | Tech/Econ | 16% | 182034.2382 | 66.5771 | -0.74006
Tech | Offices | Space Cooling | District chilled water piped | TRC | Existing | NE4346 | Waterside Economizer | Waterside Economizer | NonEquip | 20 |  | 0% | Tech/Econ | 5.556% | 0 | 0 | 0
Tech | Offices | Space Cooling | District chilled water piped | TRC | Existing | NE4294 | Warehouse Loading Dock Seals | Warehouse Loading Dock Seals | NonEquip | 18 |  | 0% | Tech/Econ | 0.4863% | 0 | 0 | 0
Tech | Offices | Space Cooling | District chilled water piped | TRC | Existing | NE4216 | Wall Insulation | Wall Insulation | NonEquip | 20 |  | 17.1% | Tech/Econ | 25.75% | 672451.9013 | 13.456 | 0
Tech | Offices | Space Cooling | District chilled water piped | TRC | Existing | NE4138 | Smart Thermostat | Smart Thermostat | NonEquip | 11 |  | 45.33% | Tech/Econ | 10% | 625803.3152 | 7.4307 | 0
Tech | Offices | Space Cooling | District chilled water piped | TRC | Existing | NE4112 | Roof Insulation | Roof Insulation | NonEquip | 20 |  | 37.5% | Tech/Econ | 0.4293% | 19073.3844 | 0.38167 | 0
Tech | Offices | Space Cooling | District chilled water piped | TRC | Existing | NE4034 | Programmable Thermostat | Programmable Thermostat | NonEquip | 11 |  | 0% | Tech/Econ | 3.6% | 0 | 0 | 0
Tech | Offices | Space Cooling | District chilled water piped | TRC | Existing | NE3982 | Low U-Value Windows | Low U-Value Windows | NonEquip | 20 |  | 5.375% | Tech/Econ | 46% | 387227.5349 | 143.9336 | 0
Tech | Offices | Space Cooling | District chilled water piped | TRC | Existing | NE3956 | Infiltration Reduction - Air Sealing | Infiltration Reduction - Air Sealing | NonEquip | 11 |  | 44.79% | Tech/Econ | 0.2431% | 12835.254 | 2.8391 | 0
Tech | Offices | Space Cooling | District chilled water piped | TRC | Existing | NE3904 | HVAC tune-up_RTU | HVAC tune-up_RTU | NonEquip | 5 | Packaged air conditioning units (RTUs) | 0% | Tech/Econ | 5% | 0 | 0 | 0
Tech | Offices | Space Cooling | District chilled water piped | TRC | Existing | NE3878 | HVAC tune-up | HVAC tune-up | NonEquip | 5 | Residential-type central air conditioners | 0% | Tech/Econ | 5% | 0 | 0 | 0
Tech | Offices | Space Cooling | District chilled water piped | TRC | Existing | NE3800 | Green Roof | Green Roof | NonEquip | 15 |  | 0.063% | Tech/Econ | 0.2488% | 18.471 | 0.0078468 | 0
Tech | Offices | Space Cooling | District chilled water piped | TRC | Existing | NE3670 | Facility Energy Management System | Facility Energy Management System | NonEquip | 15 |  | 2.99% | Tech/Econ | 20% | 87305.5511 | 18.2987 | 0
Tech | Offices | Space Cooling | District chilled water piped | TRC | Existing | NE3592 | Energy Recovery Ventilation System (ERV) | Energy Recovery Ventilation System (ERV) | NonEquip | 15 | Packaged air conditioning units (RTUs) | 0% | Tech/Econ | 6.12% | 0 | 0 | 0
Tech | Offices | Space Cooling | District chilled water piped | TRC | Existing | NE3514 | Duct Sealing Repair | Duct Sealing Repair | NonEquip | 15 |  | 30.55% | Tech/Econ | 12% | 525456.6785 | 103.5261 | 0
Tech | Offices | Space Cooling | District chilled water piped | TRC | Existing | NE3462 | Duct Insulation | Duct Insulation | NonEquip | 15 |  | 30.55% | Tech/Econ | 2.045% | 74508.3571 | 20.2414 | 0
Tech | Offices | Space Cooling | District chilled water piped | TRC | Existing | NE3410 | Dedicated Outdoor Air System on VRF unit | Dedicated Outdoor Air System on VRF unit | NonEquip | 15 | Residential-type central air conditioners | 0% | Tech/Econ | 17.5% | 0 | 0 | 0
Tech | Offices | Space Cooling | District chilled water piped | TRC | Existing | NE3358 | Cool Roof | Cool Roof | NonEquip | 15 |  | 72.74% | Tech/Econ | 0.3535% | 30418.251 | 12.9223 | 0
Tech | Offices | Space Cooling | District chilled water piped | TRC | Existing | NE3306 | Chilled Water System - Variable Speed Drives | Chilled Water System - Variable Speed Drives | NonEquip | 13 | Central chillers inside | 0% | Tech/Econ | 24.74% | 0 | 0 | 0
Tech | Offices | Space Cooling | District chilled water piped | TRC | Existing | NE3280 | Chilled Water Controls Optimization | Chilled Water Controls Optimization | NonEquip | 10 | Central chillers inside | 0% | Tech/Econ | 12.5% | 0 | 0 | 0
Tech | Offices | Space Cooling | District chilled water piped | TRC | Existing | NE3202 | Ceiling Insulation(R2 to R38) | Ceiling Insulation(R2 to R38) | NonEquip | 20 |  | 45.6% | Tech/Econ | 2.928% | 168682.3528 | 3.3754 | 0
Tech | Offices | Space Cooling | District chilled water piped | TRC | Existing | NE3098 | Ceiling Insulation(R12 to R38) | Ceiling Insulation(R12 to R38) | NonEquip | 20 |  | 34.2% | Tech/Econ | 0.3524% | 14222.7351 | 0.2846 | 0
Tech | Offices | Space Cooling | District chilled water piped | TRC | Existing | NE3046 | Airside Economizer | Airside Economizer | NonEquip | 10 | Packaged air conditioning units (RTUs) | 0% | Tech/Econ | 5.556% | 0 | 0 | 0
Tech | Offices | Space Cooling | District chilled water piped | TRC | Turnover | ET946 | High Efficiency Chiller (Air Cooled, 50 tons) | High Efficiency Chiller (Air Cooled, 50 tons) | Equip | 20 | District chilled water piped | 31.91% | Tech/Econ | 8.759% | 368461.351 | 100.3683 | 4.5677
Tech | Offices | Space Cooling | District chilled water piped | TRC | Turnover | ET1102 | High Efficiency Chiller (Water cooled-positive displacement, 100 tons) | High Efficiency Chiller (Water cooled-positive displacement, 100 tons) | Equip | 20 | District chilled water piped | 31.91% | Tech/Econ | 2.683% | 106733.3002 | 40.2182 | 0.07812
Tech | Offices | Space Cooling | District chilled water piped | TRC | Turnover | ET1024 | High Efficiency Chiller (Water cooled-centrifugal, 200 tons) | High Efficiency Chiller (Water cooled-centrifugal, 200 tons) | Equip | 20 | District chilled water piped | 31.91% | Tech/Econ | 4.362% | 178379.4568 | 67.2152 | 0.13056
Tech | Offices | Space Cooling | District chilled water piped | TRC | New | EN972 | High Efficiency Chiller (Air Cooled, 50 tons) | High Efficiency Chiller (Air Cooled, 50 tons) | Equip | 20 | District chilled water piped | 31.91% | Tech/Econ | 8.759% | 6887.084 | 1.876 | 0.085377
Tech | Offices | Space Cooling | District chilled water piped | TRC | New | EN1128 | High Efficiency Chiller (Water cooled-positive displacement, 100 tons) | High Efficiency Chiller (Water cooled-positive displacement, 100 tons) | Equip | 20 | District chilled water piped | 31.91% | Tech/Econ | 2.683% | 2021.9993 | 0.76191 | 0.0014799
Tech | Offices | Space Cooling | District chilled water piped | TRC | New | EN1050 | High Efficiency Chiller (Water cooled-centrifugal, 200 tons) | High Efficiency Chiller (Water cooled-centrifugal, 200 tons) | Equip | 20 | District chilled water piped | 31.91% | Tech/Econ | 4.362% | 3334.1741 | 1.2564 | 0.0024403
Tech | Offices | Refrigeration | Display cases | TRC | New | NN5321 | Retro-Commissioning | Retro-Commissioning | NonEquip | 5 |  | 0% | Tech/Econ | 16% | 0 | 0 | 0
Tech | Offices | Refrigeration | Display cases | TRC | New | NN4905 | Strip Curtains for Walk-ins | Strip Curtains for Walk-ins | NonEquip | 4 | Walk-in cooler | 0% | Tech/Econ | 2.115% | 0 | 0 | 0
Tech | Offices | Refrigeration | Display cases | TRC | New | NN4879 | Refrigerated Display Case Lighting Controls | Refrigerated Display Case Lighting Controls | NonEquip | 8 | Display cases | 0% | Tech/Econ | 0.9365% | 0 | 0 | 0
Tech | Offices | Refrigeration | Display cases | TRC | New | NN4853 | PSC to ECM Evaporator Fan Motor (Walk-In, Refrigerator) | PSC to ECM Evaporator Fan Motor (Walk-In, Refrigerator) | NonEquip | 15 | Walk-in cooler | 0% | Tech/Econ | 37.5% | 0 | 0 | 0
Tech | Offices | Refrigeration | Display cases | TRC | New | NN4827 | PSC to ECM Evaporator Fan Motor (Reach-In) | PSC to ECM Evaporator Fan Motor (Reach-In) | NonEquip | 15 | Display cases | 0% | Tech/Econ | 37.5% | 0 | 0 | 0
Tech | Offices | Refrigeration | Display cases | TRC | New | NN4801 | Night Covers for Display Cases | Night Covers for Display Cases | NonEquip | 5 | Display cases | 0% | Tech/Econ | 1.877% | 0 | 0 | 0
Tech | Offices | Refrigeration | Display cases | TRC | New | NN4775 | High R-Value Glass Doors | High R-Value Glass Doors | NonEquip | 12 | Display cases | 0% | Tech/Econ | 0% | 0 | 0 | 0
Tech | Offices | Refrigeration | Display cases | TRC | New | NN4749 | High Efficiency Refrigeration Compressor | High Efficiency Refrigeration Compressor | NonEquip | 13 | Display cases | 0% | Tech/Econ | 6.922% | 0 | 0 | 0
Tech | Offices | Refrigeration | Display cases | TRC | New | NN4723 | Freezer-Cooler Replacement Gaskets | Freezer-Cooler Replacement Gaskets | NonEquip | 4 | Display cases | 0% | Tech/Econ | 0% | 0 | 0 | 0
Tech | Offices | Refrigeration | Display cases | TRC | New | NN4697 | Floating Head Pressure Controls | Floating Head Pressure Controls | NonEquip | 15 |  | 0% | Tech/Econ | 6.05% | 0 | 0 | 0
Tech | Offices | Refrigeration | Display cases | TRC | New | NN4671 | Demand Defrost | Demand Defrost | NonEquip | 10 | Walk-in cooler | 0% | Tech/Econ | 30% | 0 | 0 | 0
Tech | Offices | Refrigeration | Display cases | TRC | New | NN4645 | Automatic Door Closer for Walk-in Coolers and Freezers | Automatic Door Closer for Walk-in Coolers and Freezers | NonEquip | 8 | Walk-in cooler | 0% | Tech/Econ | 3.131% | 0 | 0 | 0
Tech | Offices | Refrigeration | Display cases | TRC | New | NN4619 | Anti-Sweat Controls | Anti-Sweat Controls | NonEquip | 8 | Display cases | 0% | Tech/Econ | 85% | 0 | 0 | 0
Tech | Offices | Refrigeration | Display cases | TRC | Existing | NE5308 | Retro-Commissioning | Retro-Commissioning | NonEquip | 5 |  | 21.99% | Tech/Econ | 16% | 22975.2716 | 3.841 | 11.9088
Tech | Offices | Refrigeration | Display cases | TRC | Existing | NE4892 | Strip Curtains for Walk-ins | Strip Curtains for Walk-ins | NonEquip | 4 | Walk-in cooler | 0% | Tech/Econ | 2.115% | 0 | 0 | 0
Tech | Offices | Refrigeration | Display cases | TRC | Existing | NE4866 | Refrigerated Display Case Lighting Controls | Refrigerated Display Case Lighting Controls | NonEquip | 8 | Display cases | 0% | Tech/Econ | 2.524% | 0 | 0 | 0
Tech | Offices | Refrigeration | Display cases | TRC | Existing | NE4840 | PSC to ECM Evaporator Fan Motor (Walk-In, Refrigerator) | PSC to ECM Evaporator Fan Motor (Walk-In, Refrigerator) | NonEquip | 15 | Walk-in cooler | 0% | Tech/Econ | 37.5% | 0 | 0 | 0
Tech | Offices | Refrigeration | Display cases | TRC | Existing | NE4814 | PSC to ECM Evaporator Fan Motor (Reach-In) | PSC to ECM Evaporator Fan Motor (Reach-In) | NonEquip | 15 | Display cases | 0% | Tech/Econ | 37.5% | 0 | 0 | 0
Tech | Offices | Refrigeration | Display cases | TRC | Existing | NE4788 | Night Covers for Display Cases | Night Covers for Display Cases | NonEquip | 5 | Display cases | 0% | Tech/Econ | 1.877% | 0 | 0 | 0
Tech | Offices | Refrigeration | Display cases | TRC | Existing | NE4762 | High R-Value Glass Doors | High R-Value Glass Doors | NonEquip | 12 | Display cases | 0% | Tech/Econ | 23.81% | 0 | 0 | 0
Tech | Offices | Refrigeration | Display cases | TRC | Existing | NE4736 | High Efficiency Refrigeration Compressor | High Efficiency Refrigeration Compressor | NonEquip | 13 | Display cases | 0% | Tech/Econ | 6.922% | 0 | 0 | 0
Tech | Offices | Refrigeration | Display cases | TRC | Existing | NE4710 | Freezer-Cooler Replacement Gaskets | Freezer-Cooler Replacement Gaskets | NonEquip | 4 | Display cases | 0% | Tech/Econ | 3.131% | 0 | 0 | 0
Tech | Offices | Refrigeration | Display cases | TRC | Existing | NE4684 | Floating Head Pressure Controls | Floating Head Pressure Controls | NonEquip | 15 |  | 0% | Tech/Econ | 6.05% | 0 | 0 | 0
Tech | Offices | Refrigeration | Display cases | TRC | Existing | NE4658 | Demand Defrost | Demand Defrost | NonEquip | 10 | Walk-in cooler | 0% | Tech/Econ | 30% | 0 | 0 | 0
Tech | Offices | Refrigeration | Display cases | TRC | Existing | NE4632 | Automatic Door Closer for Walk-in Coolers and Freezers | Automatic Door Closer for Walk-in Coolers and Freezers | NonEquip | 8 | Walk-in cooler | 0% | Tech/Econ | 3.131% | 0 | 0 | 0
Tech | Offices | Refrigeration | Display cases | TRC | Existing | NE4606 | Anti-Sweat Controls | Anti-Sweat Controls | NonEquip | 8 | Display cases | 0% | Tech/Econ | 85% | 0 | 0 | 0
Tech | Offices | Refrigeration | Display cases | TRC | Turnover | ET2617 | Refrigerated Display Case LED Lighting | Refrigerated Display Case LED Lighting | Equip | 8 | Display cases | 0% | Tech/Econ | 6.613% | 0 | 0 | 0
Tech | Offices | Refrigeration | Display cases | TRC | Turnover | ET2461 | Energy Star Commercial Solid Door Refrigerator | Energy Star Commercial Solid Door Refrigerator | Equip | 12 | Display cases | 0% | Tech/Econ | 50.28% | 0 | 0 | 0
Tech | Offices | Refrigeration | Display cases | TRC | Turnover | ET2422 | Energy Star Commercial Solid Door Freezer | Energy Star Commercial Solid Door Freezer | Equip | 12 | Display cases | 0% | Tech/Econ | 42.11% | 0 | 0 | 0
Tech | Offices | Refrigeration | Display cases | TRC | Turnover | ET2383 | Energy Star Commercial Glass Door Refrigerator | Energy Star Commercial Glass Door Refrigerator | Equip | 12 | Display cases | 0% | Tech/Econ | 37.88% | 0 | 0 | 0
Tech | Offices | Refrigeration | Display cases | TRC | Turnover | ET2344 | Energy Star Commercial Glass Door Freezer | Energy Star Commercial Glass Door Freezer | Equip | 12 | Display cases | 0% | Tech/Econ | 40.57% | 0 | 0 | 0
Tech | Offices | Refrigeration | Display cases | TRC | New | EN2643 | Refrigerated Display Case LED Lighting | Refrigerated Display Case LED Lighting | Equip | 8 | Display cases | 0% | Tech/Econ | 0% | 0 | 0 | 0
Tech | Offices | Refrigeration | Display cases | TRC | New | EN2487 | Energy Star Commercial Solid Door Refrigerator | Energy Star Commercial Solid Door Refrigerator | Equip | 12 | Display cases | 0% | Tech/Econ | 50.28% | 0 | 0 | 0
Tech | Offices | Refrigeration | Display cases | TRC | New | EN2448 | Energy Star Commercial Solid Door Freezer | Energy Star Commercial Solid Door Freezer | Equip | 12 | Display cases | 0% | Tech/Econ | 42.11% | 0 | 0 | 0
Tech | Offices | Refrigeration | Display cases | TRC | New | EN2409 | Energy Star Commercial Glass Door Refrigerator | Energy Star Commercial Glass Door Refrigerator | Equip | 12 | Display cases | 0% | Tech/Econ | 37.88% | 0 | 0 | 0
Tech | Offices | Refrigeration | Display cases | TRC | New | EN2370 | Energy Star Commercial Glass Door Freezer | Energy Star Commercial Glass Door Freezer | Equip | 12 | Display cases | 0% | Tech/Econ | 40.57% | 0 | 0 | 0
Tech | Offices | Cooking | Cooking Other | TRC | Turnover | ET244 | Induction Cooktops | Induction Cooktops | Equip | 10 | Cooking Other | 0% | Tech/Econ | 18.82% | 0 | 0 | 0
Tech | Offices | Cooking | Cooking Other | TRC | Turnover | ET166 | Energy Star Hot Food Holding Cabinet | Energy Star Hot Food Holding Cabinet | Equip | 12 | Cooking Other | 0% | Tech/Econ | 52.67% | 0 | 0 | 0
Tech | Offices | Cooking | Cooking Other | TRC | Turnover | ET127 | Energy Star Griddle | Energy Star Griddle | Equip | 12 | Cooking Other | 0% | Tech/Econ | 12.08% | 0 | 0 | 0
Tech | Offices | Cooking | Cooking Other | TRC | Turnover | ET10 | Efficient Exhaust Hood | Efficient Exhaust Hood | Equip | 15 | Cooking Other | 0% | Tech/Econ | 42.5% | 0 | 0 | 0
Tech | Offices | Cooking | Cooking Other | TRC | New | EN36 | Efficient Exhaust Hood | Efficient Exhaust Hood | Equip | 15 | Cooking Other | 0% | Tech/Econ | 42.5% | 0 | 0 | 0
Tech | Offices | Cooking | Cooking Other | TRC | New | EN270 | Induction Cooktops | Induction Cooktops | Equip | 10 | Cooking Other | 0% | Tech/Econ | 18.82% | 0 | 0 | 0
Tech | Offices | Cooking | Cooking Other | TRC | New | EN192 | Energy Star Hot Food Holding Cabinet | Energy Star Hot Food Holding Cabinet | Equip | 12 | Cooking Other | 0% | Tech/Econ | 52.67% | 0 | 0 | 0
Tech | Offices | Cooking | Cooking Other | TRC | New | EN153 | Energy Star Griddle | Energy Star Griddle | Equip | 12 | Cooking Other | 0% | Tech/Econ | 12.08% | 0 | 0 | 0
Tech | Offices | Office Equipment | Computers | TRC | New | NN4593 | Smart Strip Plug Outlet | Smart Strip Plug Outlet | NonEquip | 4 |  | 43.9% | Tech/Econ | 1.187% | 916.6674 | 0.1363 | 0.094729
Tech | Offices | Office Equipment | Computers | TRC | New | NN4567 | Network PC Power Management | Network PC Power Management | NonEquip | 5 | Computers | 22.4% | Tech/Econ | 56.5% | 30043.8116 | 4.469 | 3.1124
Tech | Offices | Office Equipment | Computers | TRC | Existing | NE4580 | Smart Strip Plug Outlet | Smart Strip Plug Outlet | NonEquip | 4 |  | 43.9% | Tech/Econ | 1.187% | 50872.4525 | 7.5644 | 5.2572
Tech | Offices | Office Equipment | Computers | TRC | Existing | NE4554 | Network PC Power Management | Network PC Power Management | NonEquip | 5 | Computers | 22.4% | Tech/Econ | 56.5% | 1667346.673 | 248.0174 | 172.7312
Tech | Offices | Office Equipment | Computers | TRC | Turnover | ET2188 | Energy Star PCs | Energy Star PCs | Equip | 4 | Computers | 35% | Tech/Econ | 43.34% | 1745922.884 | 248.6514 | 96.4464
Tech | Offices | Office Equipment | Computers | TRC | New | EN2214 | Energy Star PCs | Energy Star PCs | Equip | 4 | Computers | 35% | Tech/Econ | 43.34% | 31459.6712 | 4.4804 | 1.7379
Tech | Offices | Domestic Hot Water | Centralized water heaters | TRC | New | NN5425 | Retro-Commissioning | Retro-Commissioning | NonEquip | 5 |  | 0% | Tech/Econ | 16% | 0 | 0 | 0
Tech | Offices | Domestic Hot Water | Centralized water heaters | TRC | New | NN2929 | Thermostatic Shower Restriction Valve | Thermostatic Shower Restriction Valve | NonEquip | 10 | Centralized water heaters | 0% | Tech/Econ | 2.862% | 0 | 0 | 0
Tech | Offices | Domestic Hot Water | Centralized water heaters | TRC | New | NN2903 | Tank Wrap on Water Heater | Tank Wrap on Water Heater | NonEquip | 7 | Centralized water heaters | 55.99% | Tech/Econ | 1.264% | 174.8693 | 0.017516 | 0.017872
Tech | Offices | Domestic Hot Water | Centralized water heaters | TRC | New | NN2877 | Low-Flow Pre-Rinse Sprayers | Low-Flow Pre-Rinse Sprayers | NonEquip | 5 | Centralized water heaters | 0% | Tech/Econ | 3.786% | 0 | 0 | 0
Tech | Offices | Domestic Hot Water | Centralized water heaters | TRC | New | NN2851 | Low Flow Shower Head | Low Flow Shower Head | NonEquip | 10 | Centralized water heaters | 0% | Tech/Econ | 0.5798% | 0 | 0 | 0
Tech | Offices | Domestic Hot Water | Centralized water heaters | TRC | New | NN2825 | Hot Water Pipe Insulation | Hot Water Pipe Insulation | NonEquip | 13 | Centralized water heaters | 22.45% | Tech/Econ | 6.785% | 2639.0654 | 0.29482 | 0.33134
Tech | Offices | Domestic Hot Water | Centralized water heaters | TRC | New | NN2799 | Hot Water Circulation Pump Control | Hot Water Circulation Pump Control | NonEquip | 15 | Centralized water heaters | 0% | Tech/Econ | 3.258% | 0 | 0 | 0
Tech | Offices | Domestic Hot Water | Centralized water heaters | TRC | New | NN2773 | Faucet Aerator | Faucet Aerator | NonEquip | 10 | Centralized water heaters | 23.64% | Tech/Econ | 0.4097% | 0 | 0 | 0
Tech | Offices | Domestic Hot Water | Centralized water heaters | TRC | New | NN2747 | Drain Water Heat Recovery | Drain Water Heat Recovery | NonEquip | 15 | Centralized water heaters | 22.45% | Tech/Econ | 12.27% | 4908.7964 | 1.1882 | 0.56503
Tech | Offices | Domestic Hot Water | Centralized water heaters | TRC | Existing | NE5412 | Retro-Commissioning | Retro-Commissioning | NonEquip | 5 |  | 21.99% | Tech/Econ | 16% | 347806.806 | 58.147 | 180.2785
Tech | Offices | Domestic Hot Water | Centralized water heaters | TRC | Existing | NE2916 | Thermostatic Shower Restriction Valve | Thermostatic Shower Restriction Valve | NonEquip | 10 | Centralized water heaters | 0% | Tech/Econ | 2.738% | 0 | 0 | 0
Tech | Offices | Domestic Hot Water | Centralized water heaters | TRC | Existing | NE2890 | Tank Wrap on Water Heater | Tank Wrap on Water Heater | NonEquip | 7 | Centralized water heaters | 55.99% | Tech/Econ | 1.264% | 65614.95 | 6.5726 | 6.7059
Tech | Offices | Domestic Hot Water | Centralized water heaters | TRC | Existing | NE2864 | Low-Flow Pre-Rinse Sprayers | Low-Flow Pre-Rinse Sprayers | NonEquip | 5 | Centralized water heaters | 0% | Tech/Econ | 3.61% | 0 | 0 | 0
Tech | Offices | Domestic Hot Water | Centralized water heaters | TRC | Existing | NE2838 | Low Flow Shower Head | Low Flow Shower Head | NonEquip | 10 | Centralized water heaters | 0% | Tech/Econ | 0.5547% | 0 | 0 | 0
Tech | Offices | Domestic Hot Water | Centralized water heaters | TRC | Existing | NE2812 | Hot Water Pipe Insulation | Hot Water Pipe Insulation | NonEquip | 13 | Centralized water heaters | 4.299% | Tech/Econ | 6.491% | 26526.2235 | 2.9634 | 3.3304
Tech | Offices | Domestic Hot Water | Centralized water heaters | TRC | Existing | NE2786 | Hot Water Circulation Pump Control | Hot Water Circulation Pump Control | NonEquip | 15 | Centralized water heaters | 70.18% | Tech/Econ | 3.117% | 207367.4357 | 9.8626 | 10.3609
Tech | Offices | Domestic Hot Water | Centralized water heaters | TRC | Existing | NE2760 | Faucet Aerator | Faucet Aerator | NonEquip | 10 | Centralized water heaters | 23.64% | Tech/Econ | 0.3919% | 8530.7911 | 1.778 | 1.0708
Tech | Offices | Domestic Hot Water | Centralized water heaters | TRC | Existing | NE2734 | Drain Water Heat Recovery | Drain Water Heat Recovery | NonEquip | 15 | Centralized water heaters | 2.67% | Tech/Econ | 12.27% | 31253.9137 | 7.5652 | 3.5975
Tech | Offices | Domestic Hot Water | Centralized water heaters | TRC | Turnover | ET439 | Solar Water Heater | Solar Water Heater | Equip | 15 | Centralized water heaters | 6.619% | Tech/Econ | 76.67% | 717730.2322 | 53.6445 | 7.5314
Tech | Offices | Domestic Hot Water | Centralized water heaters | TRC | Turnover | ET361 | Heat Pump Water Heater | Heat Pump Water Heater | Equip | 10 | Centralized water heaters | 40.36% | Tech/Econ | 65.32% | 3539383.499 | 598.1327 | 397.8303
Tech | Offices | Domestic Hot Water | Centralized water heaters | TRC | Turnover | ET283 | Energy Star Commercial Dishwasher | Energy Star Commercial Dishwasher | Equip | 15 | Centralized water heaters | 0% | Tech/Econ | 29.58% | 0 | 0 | 0
Tech | Offices | Domestic Hot Water | Centralized water heaters | TRC | New | EN465 | Solar Water Heater | Solar Water Heater | Equip | 15 | Centralized water heaters | 6.619% | Tech/Econ | 76.67% | 12932.7345 | 0.96662 | 0.13571
Tech | Offices | Domestic Hot Water | Centralized water heaters | TRC | New | EN387 | Heat Pump Water Heater | Heat Pump Water Heater | Equip | 10 | Centralized water heaters | 40.36% | Tech/Econ | 65.32% | 63775.9217 | 10.7777 | 7.1685
Tech | Offices | Domestic Hot Water | Centralized water heaters | TRC | New | EN309 | Energy Star Commercial Dishwasher | Energy Star Commercial Dishwasher | Equip | 15 | Centralized water heaters | 0% | Tech/Econ | 29.58% | 0 | 0 | 0
Tech | Offices | Space Cooling | Central chillers inside | TRC | New | NN5373 | Retro-Commissioning | Retro-Commissioning | NonEquip | 5 |  | 0% | Tech/Econ | 16% | 0 | 0 | 0
Tech | Offices | Space Cooling | Central chillers inside | TRC | New | NN4385 | Window Sun Protection | Window Sun Protection | NonEquip | 10 |  | 15.35% | Tech/Econ | 16% | 44775.9433 | 16.3763 | -0.18204
Tech | Offices | Space Cooling | Central chillers inside | TRC | New | NN4359 | Waterside Economizer | Waterside Economizer | NonEquip | 20 |  | 0% | Tech/Econ | 5.556% | 0 | 0 | 0
Tech | Offices | Space Cooling | Central chillers inside | TRC | New | NN4307 | Warehouse Loading Dock Seals | Warehouse Loading Dock Seals | NonEquip | 18 |  | 0% | Tech/Econ | 0.4863% | 0 | 0 | 0
Tech | Offices | Space Cooling | Central chillers inside | TRC | New | NN4151 | Smart Thermostat | Smart Thermostat | NonEquip | 11 |  | 45.33% | Tech/Econ | 10% | 77999.6429 | 0.92616 | 0
Tech | Offices | Space Cooling | Central chillers inside | TRC | New | NN4047 | Programmable Thermostat | Programmable Thermostat | NonEquip | 11 |  | 0% | Tech/Econ | 3.6% | 0 | 0 | 0
Tech | Offices | Space Cooling | Central chillers inside | TRC | New | NN3995 | Low U-Value Windows | Low U-Value Windows | NonEquip | 20 |  | 13.44% | Tech/Econ | 10% | 2479.6325 | 0.92169 | 0
Tech | Offices | Space Cooling | Central chillers inside | TRC | New | NN3917 | HVAC tune-up_RTU | HVAC tune-up_RTU | NonEquip | 5 | Packaged air conditioning units (RTUs) | 0% | Tech/Econ | 5% | 0 | 0 | 0
Tech | Offices | Space Cooling | Central chillers inside | TRC | New | NN3891 | HVAC tune-up | HVAC tune-up | NonEquip | 5 | Residential-type central air conditioners | 0% | Tech/Econ | 5% | 0 | 0 | 0
Tech | Offices | Space Cooling | Central chillers inside | TRC | New | NN3683 | Facility Energy Management System | Facility Energy Management System | NonEquip | 15 |  | 1.982% | Tech/Econ | 20% | 7697.8629 | 1.6134 | 0
Tech | Offices | Space Cooling | Central chillers inside | TRC | New | NN3631 | Facility Commissioning | Facility Commissioning | NonEquip | 10 |  | 35.83% | Tech/Econ | 16% | 110905.1747 | 22.8082 | 0.10267
Tech | Offices | Space Cooling | Central chillers inside | TRC | New | NN3605 | Energy Recovery Ventilation System (ERV) | Energy Recovery Ventilation System (ERV) | NonEquip | 15 | Packaged air conditioning units (RTUs) | 0% | Tech/Econ | 6.12% | 0 | 0 | 0
Tech | Offices | Space Cooling | Central chillers inside | TRC | New | NN3527 | Duct Sealing Repair | Duct Sealing Repair | NonEquip | 15 |  | 0% | Tech/Econ | 12% | 0 | 0 | 0
Tech | Offices | Space Cooling | Central chillers inside | TRC | New | NN3475 | Duct Insulation | Duct Insulation | NonEquip | 15 |  | 0% | Tech/Econ | 2.045% | 0 | 0 | 0
Tech | Offices | Space Cooling | Central chillers inside | TRC | New | NN3423 | Dedicated Outdoor Air System on VRF unit | Dedicated Outdoor Air System on VRF unit | NonEquip | 15 | Residential-type central air conditioners | 0% | Tech/Econ | 17.5% | 0 | 0 | 0
Tech | Offices | Space Cooling | Central chillers inside | TRC | New | NN3371 | Cool Roof | Cool Roof | NonEquip | 15 |  | 72.49% | Tech/Econ | 0.3535% | 0 | 0 | 0
Tech | Offices | Space Cooling | Central chillers inside | TRC | New | NN3319 | Chilled Water System - Variable Speed Drives | Chilled Water System - Variable Speed Drives | NonEquip | 13 | Central chillers inside | 73.99% | Tech/Econ | 24.74% | 435139.1326 | 47.5415 | 2.132
Tech | Offices | Space Cooling | Central chillers inside | TRC | New | NN3293 | Chilled Water Controls Optimization | Chilled Water Controls Optimization | NonEquip | 10 | Central chillers inside | 38.3% | Tech/Econ | 12.5% | 57830.5304 | 22.4544 | 0.0010036
Tech | Offices | Space Cooling | Central chillers inside | TRC | New | NN3215 | Ceiling Insulation(R2 to R38) | Ceiling Insulation(R2 to R38) | NonEquip | 20 |  | 0% | Tech/Econ | 2.928% | 0 | 0 | 0
Tech | Offices | Space Cooling | Central chillers inside | TRC | New | NN3111 | Ceiling Insulation(R12 to R38) | Ceiling Insulation(R12 to R38) | NonEquip | 20 |  | 0% | Tech/Econ | 0.3524% | 0 | 0 | 0
Tech | Offices | Space Cooling | Central chillers inside | TRC | New | NN3059 | Airside Economizer | Airside Economizer | NonEquip | 10 | Packaged air conditioning units (RTUs) | 0% | Tech/Econ | 5.556% | 0 | 0 | 0
Tech | Offices | Space Cooling | Central chillers inside | TRC | Existing | NE5360 | Retro-Commissioning | Retro-Commissioning | NonEquip | 5 |  | 21.99% | Tech/Econ | 16% | 2896786.942 | 484.29 | 0
Tech | Offices | Space Cooling | Central chillers inside | TRC | Existing | NE4372 | Window Sun Protection | Window Sun Protection | NonEquip | 10 |  | 7.839% | Tech/Econ | 16% | 1252747.458 | 458.1793 | -5.093
Tech | Offices | Space Cooling | Central chillers inside | TRC | Existing | NE4346 | Waterside Economizer | Waterside Economizer | NonEquip | 20 |  | 0% | Tech/Econ | 5.556% | 0 | 0 | 0
Tech | Offices | Space Cooling | Central chillers inside | TRC | Existing | NE4294 | Warehouse Loading Dock Seals | Warehouse Loading Dock Seals | NonEquip | 18 |  | 0% | Tech/Econ | 0.4863% | 0 | 0 | 0
Tech | Offices | Space Cooling | Central chillers inside | TRC | Existing | NE4216 | Wall Insulation | Wall Insulation | NonEquip | 20 |  | 17.1% | Tech/Econ | 25.75% | 5664683.806 | 113.3526 | 0
Tech | Offices | Space Cooling | Central chillers inside | TRC | Existing | NE4138 | Smart Thermostat | Smart Thermostat | NonEquip | 11 |  | 45.33% | Tech/Econ | 10% | 4169287.083 | 49.5054 | 0
Tech | Offices | Space Cooling | Central chillers inside | TRC | Existing | NE4112 | Roof Insulation | Roof Insulation | NonEquip | 20 |  | 37.5% | Tech/Econ | 0.4293% | 127072.5375 | 2.5428 | 0
Tech | Offices | Space Cooling | Central chillers inside | TRC | Existing | NE4034 | Programmable Thermostat | Programmable Thermostat | NonEquip | 11 |  | 0% | Tech/Econ | 3.6% | 0 | 0 | 0
Tech | Offices | Space Cooling | Central chillers inside | TRC | Existing | NE3982 | Low U-Value Windows | Low U-Value Windows | NonEquip | 20 |  | 5.375% | Tech/Econ | 46% | 3261975.38 | 1212.4859 | 0
Tech | Offices | Space Cooling | Central chillers inside | TRC | Existing | NE3956 | Infiltration Reduction - Air Sealing | Infiltration Reduction - Air Sealing | NonEquip | 11 |  | 44.79% | Tech/Econ | 0.2431% | 85512.2643 | 18.915 | 0
Tech | Offices | Space Cooling | Central chillers inside | TRC | Existing | NE3904 | HVAC tune-up_RTU | HVAC tune-up_RTU | NonEquip | 5 | Packaged air conditioning units (RTUs) | 0% | Tech/Econ | 5% | 0 | 0 | 0
Tech | Offices | Space Cooling | Central chillers inside | TRC | Existing | NE3878 | HVAC tune-up | HVAC tune-up | NonEquip | 5 | Residential-type central air conditioners | 0% | Tech/Econ | 5% | 0 | 0 | 0
Tech | Offices | Space Cooling | Central chillers inside | TRC | Existing | NE3800 | Green Roof | Green Roof | NonEquip | 15 |  | 0.063% | Tech/Econ | 0.2488% | 123.0593 | 0.052278 | 0
Tech | Offices | Space Cooling | Central chillers inside | TRC | Existing | NE3670 | Facility Energy Management System | Facility Energy Management System | NonEquip | 15 |  | 2.99% | Tech/Econ | 20% | 600830.9662 | 125.9304 | 0
Tech | Offices | Space Cooling | Central chillers inside | TRC | Existing | NE3592 | Energy Recovery Ventilation System (ERV) | Energy Recovery Ventilation System (ERV) | NonEquip | 15 | Packaged air conditioning units (RTUs) | 0% | Tech/Econ | 6.12% | 0 | 0 | 0
Tech | Offices | Space Cooling | Central chillers inside | TRC | Existing | NE3514 | Duct Sealing Repair | Duct Sealing Repair | NonEquip | 15 |  | 30.55% | Tech/Econ | 12% | 3500748.061 | 689.7216 | 0
Tech | Offices | Space Cooling | Central chillers inside | TRC | Existing | NE3462 | Duct Insulation | Duct Insulation | NonEquip | 15 |  | 30.55% | Tech/Econ | 2.045% | 496396.7482 | 134.8543 | 0
Tech | Offices | Space Cooling | Central chillers inside | TRC | Existing | NE3410 | Dedicated Outdoor Air System on VRF unit | Dedicated Outdoor Air System on VRF unit | NonEquip | 15 | Residential-type central air conditioners | 0% | Tech/Econ | 17.5% | 0 | 0 | 0
Tech | Offices | Space Cooling | Central chillers inside | TRC | Existing | NE3358 | Cool Roof | Cool Roof | NonEquip | 15 |  | 72.74% | Tech/Econ | 0.3535% | 202655.3999 | 86.092 | 0
Tech | Offices | Space Cooling | Central chillers inside | TRC | Existing | NE3306 | Chilled Water System - Variable Speed Drives | Chilled Water System - Variable Speed Drives | NonEquip | 13 | Central chillers inside | 73.99% | Tech/Econ | 24.74% | 22514976.54 | 2459.8909 | 110.3119
Tech | Offices | Space Cooling | Central chillers inside | TRC | Existing | NE3280 | Chilled Water Controls Optimization | Chilled Water Controls Optimization | NonEquip | 10 | Central chillers inside | 25.53% | Tech/Econ | 12.5% | 3147813.433 | 1222.2333 | 0.054626
Tech | Offices | Space Cooling | Central chillers inside | TRC | Existing | NE3202 | Ceiling Insulation(R2 to R38) | Ceiling Insulation(R2 to R38) | NonEquip | 20 |  | 45.6% | Tech/Econ | 2.928% | 1123811.808 | 22.4879 | 0
Tech | Offices | Space Cooling | Central chillers inside | TRC | Existing | NE3098 | Ceiling Insulation(R12 to R38) | Ceiling Insulation(R12 to R38) | NonEquip | 20 |  | 34.2% | Tech/Econ | 0.3524% | 94756.0745 | 1.8961 | 0
Tech | Offices | Space Cooling | Central chillers inside | TRC | Existing | NE3046 | Airside Economizer | Airside Economizer | NonEquip | 10 | Packaged air conditioning units (RTUs) | 0% | Tech/Econ | 5.556% | 0 | 0 | 0
Tech | Offices | Space Cooling | Central chillers inside | TRC | Turnover | ET985 | High Efficiency Chiller (Water cooled-centrifugal, 200 tons) | High Efficiency Chiller (Water cooled-centrifugal, 200 tons) | Equip | 20 | Central chillers inside | 31.91% | Tech/Econ | 4.362% | 1188416.793 | 447.8079 | 0.86982
Tech | Offices | Space Cooling | Central chillers inside | TRC | Turnover | ET907 | High Efficiency Chiller (Air Cooled, 50 tons) | High Efficiency Chiller (Air Cooled, 50 tons) | Equip | 20 | Central chillers inside | 31.91% | Tech/Econ | 8.759% | 2454798.671 | 668.6836 | 30.4314
Tech | Offices | Space Cooling | Central chillers inside | TRC | Turnover | ET1063 | High Efficiency Chiller (Water cooled-positive displacement, 100 tons) | High Efficiency Chiller (Water cooled-positive displacement, 100 tons) | Equip | 20 | Central chillers inside | 31.91% | Tech/Econ | 2.683% | 711088.8693 | 267.9457 | 0.52046
Tech | Offices | Space Cooling | Central chillers inside | TRC | New | EN933 | High Efficiency Chiller (Air Cooled, 50 tons) | High Efficiency Chiller (Air Cooled, 50 tons) | Equip | 20 | Central chillers inside | 31.91% | Tech/Econ | 8.759% | 0 | 0 | 0
Tech | Offices | Space Cooling | Central chillers inside | TRC | New | EN1089 | High Efficiency Chiller (Water cooled-positive displacement, 100 tons) | High Efficiency Chiller (Water cooled-positive displacement, 100 tons) | Equip | 20 | Central chillers inside | 31.91% | Tech/Econ | 2.683% | 0 | 0 | 0
Tech | Offices | Space Cooling | Central chillers inside | TRC | New | EN1011 | High Efficiency Chiller (Water cooled-centrifugal, 200 tons) | High Efficiency Chiller (Water cooled-centrifugal, 200 tons) | Equip | 20 | Central chillers inside | 31.91% | Tech/Econ | 4.362% | 0 | 0 | 0
Tech | Offices | Ventilation and Circulation | Central air-handling unit | TRC | New | NN5399 | Retro-Commissioning | Retro-Commissioning | NonEquip | 5 |  | 0% | Tech/Econ | 16% | 0 | 0 | 0
Tech | Offices | Ventilation and Circulation | Central air-handling unit | TRC | New | NN4983 | VAV System | VAV System | NonEquip | 10 |  | 15.96% | Tech/Econ | 30% | 279429.7733 | 79.5296 | 80.7094
Tech | Offices | Ventilation and Circulation | Central air-handling unit | TRC | New | NN4957 | Demand Controlled Ventilation | Demand Controlled Ventilation | NonEquip | 10 |  | 17.54% | Tech/Econ | 22.37% | 218095.136 | 22.7069 | 127.8399
Tech | Offices | Ventilation and Circulation | Central air-handling unit | TRC | New | NN4931 | CO Sensors for Parking Garage Exhaust | CO Sensors for Parking Garage Exhaust | NonEquip | 15 | Motor/Fan | 0% | Tech/Econ | 33% | 0 | 0 | 0
Tech | Offices | Ventilation and Circulation | Central air-handling unit | TRC | Existing | NE5386 | Retro-Commissioning | Retro-Commissioning | NonEquip | 5 |  | 21.99% | Tech/Econ | 16% | 10455907.79 | 1748.0374 | 5419.6055
Tech | Offices | Ventilation and Circulation | Central air-handling unit | TRC | Existing | NE4970 | VAV System | VAV System | NonEquip | 10 |  | 10.64% | Tech/Econ | 30% | 10338375.39 | 2942.4471 | 2986.097
Tech | Offices | Ventilation and Circulation | Central air-handling unit | TRC | Existing | NE4944 | Demand Controlled Ventilation | Demand Controlled Ventilation | NonEquip | 10 |  | 23.39% | Tech/Econ | 22.37% | 16408692.49 | 1708.3855 | 9618.2101
Tech | Offices | Ventilation and Circulation | Central air-handling unit | TRC | Existing | NE4918 | CO Sensors for Parking Garage Exhaust | CO Sensors for Parking Garage Exhaust | NonEquip | 15 | Motor/Fan | 0% | Tech/Econ | 33% | 0 | 0 | 0
Tech | Offices | Interior Lighting | case lighting | TRC | New | NN5269 | Retro-Commissioning | Retro-Commissioning | NonEquip | 5 |  | 0% | Tech/Econ | 16% | 0 | 0 | 0
Tech | Offices | Interior Lighting | case lighting | TRC | New | NN4437 | Interior Lighting Controls | Interior Lighting Controls | NonEquip | 8 | Overhead (fluorescent/LED/CFL U-shape) | 0% | Tech/Econ | 28% | 0 | 0 | 0
Tech | Offices | Interior Lighting | case lighting | TRC | New | NN4411 | Bi-Level Lighting Control (Interior) | Bi-Level Lighting Control (Interior) | NonEquip | 8 | Overhead (fluorescent/LED/CFL U-shape) | 0% | Tech/Econ | 31% | 0 | 0 | 0
Tech | Offices | Interior Lighting | case lighting | TRC | New | NN3709 | Facility Energy Management System | Facility Energy Management System | NonEquip | 15 |  | 1.982% | Tech/Econ | 24% | 1.5637 | 0.00032774 | 2.8183e-05
Tech | Offices | Interior Lighting | case lighting | TRC | Existing | NE5256 | Retro-Commissioning | Retro-Commissioning | NonEquip | 5 |  | 21.99% | Tech/Econ | 16% | 637.2747 | 0.10654 | 0.33032
Tech | Offices | Interior Lighting | case lighting | TRC | Existing | NE4424 | Interior Lighting Controls | Interior Lighting Controls | NonEquip | 8 | Overhead (fluorescent/LED/CFL U-shape) | 0% | Tech/Econ | 28% | 0 | 0 | 0
Tech | Offices | Interior Lighting | case lighting | TRC | Existing | NE4398 | Bi-Level Lighting Control (Interior) | Bi-Level Lighting Control (Interior) | NonEquip | 8 | Overhead (fluorescent/LED/CFL U-shape) | 0% | Tech/Econ | 31% | 0 | 0 | 0
Tech | Offices | Interior Lighting | case lighting | TRC | Existing | NE3696 | Facility Energy Management System | Facility Energy Management System | NonEquip | 15 |  | 2.99% | Tech/Econ | 24% | 130.9051 | 0.027437 | 0.0023593
Tech | Offices | Space Heating | Boilers | TRC | New | NN5347 | Retro-Commissioning | Retro-Commissioning | NonEquip | 5 |  | 0% | Tech/Econ | 16% | 0 | 0 | 0
Tech | Offices | Space Heating | Boilers | TRC | New | NN4333 | Water Cooled Refrigeration Heat Recovery | Water Cooled Refrigeration Heat Recovery | NonEquip | 20 |  | 15.4% | Tech/Econ | 10% | 0 | 0 | 0
Tech | Offices | Space Heating | Boilers | TRC | New | NN4281 | Warehouse Loading Dock Seals | Warehouse Loading Dock Seals | NonEquip | 18 |  | 0% | Tech/Econ | 0.6009% | 0 | 0 | 0
Tech | Offices | Space Heating | Boilers | TRC | New | NN4255 | Wall Insulation | Wall Insulation | NonEquip | 20 |  | 42.75% | Tech/Econ | 0% | 0 | 0 | 0
Tech | Offices | Space Heating | Boilers | TRC | New | NN4177 | Smart Thermostat | Smart Thermostat | NonEquip | 11 |  | 45.33% | Tech/Econ | 10% | 0 | 0 | 0
Tech | Offices | Space Heating | Boilers | TRC | New | NN4099 | Roof Insulation | Roof Insulation | NonEquip | 20 |  | 37.5% | Tech/Econ | 0.2652% | 0 | 0 | 0
Tech | Offices | Space Heating | Boilers | TRC | New | NN4073 | Programmable Thermostat | Programmable Thermostat | NonEquip | 11 |  | 0% | Tech/Econ | 3.6% | 0 | 0 | 0
Tech | Offices | Space Heating | Boilers | TRC | New | NN4021 | Low U-Value Windows | Low U-Value Windows | NonEquip | 20 |  | 13.44% | Tech/Econ | 10% | 0 | 0 | 0
Tech | Offices | Space Heating | Boilers | TRC | New | NN3943 | Infiltration Reduction - Air Sealing | Infiltration Reduction - Air Sealing | NonEquip | 11 |  | 0% | Tech/Econ | 0.3004% | 0 | 0 | 0
Tech | Offices | Space Heating | Boilers | TRC | New | NN3865 | Hotel Card Energy Control Systems | Hotel Card Energy Control Systems | NonEquip | 15 |  | 0% | Tech/Econ | 0% | 0 | 0 | 0
Tech | Offices | Space Heating | Boilers | TRC | New | NN3787 | Green Roof | Green Roof | NonEquip | 15 |  | 0.315% | Tech/Econ | 0.4099% | 0 | 0 | 0
Tech | Offices | Space Heating | Boilers | TRC | New | NN3735 | Floor Insulation | Floor Insulation | NonEquip | 20 |  | 8.437% | Tech/Econ | 0.1392% | 0 | 0 | 0
Tech | Offices | Space Heating | Boilers | TRC | New | NN3657 | Facility Energy Management System | Facility Energy Management System | NonEquip | 15 |  | 1.982% | Tech/Econ | 20% | 0 | 0 | 0
Tech | Offices | Space Heating | Boilers | TRC | New | NN3579 | ECM Motors on Furnaces | ECM Motors on Furnaces | NonEquip | 15 | Forced air furnace | 0% | Tech/Econ | 1.706% | 0 | 0 | 0
Tech | Offices | Space Heating | Boilers | TRC | New | NN3553 | Duct Sealing Repair | Duct Sealing Repair | NonEquip | 15 |  | 0% | Tech/Econ | 12% | 0 | 0 | 0
Tech | Offices | Space Heating | Boilers | TRC | New | NN3501 | Duct Insulation | Duct Insulation | NonEquip | 15 |  | 0% | Tech/Econ | 2.045% | 0 | 0 | 0
Tech | Offices | Space Heating | Boilers | TRC | New | NN3449 | Destratification Fans | Destratification Fans | NonEquip | 10 |  | 0% | Tech/Econ | 12.13% | 0 | 0 | 0
Tech | Offices | Space Heating | Boilers | TRC | New | NN3397 | Dedicated Outdoor Air System on VRF unit | Dedicated Outdoor Air System on VRF unit | NonEquip | 15 | Residential/split system heat pump | 0% | Tech/Econ | 10% | 0 | 0 | 0
Tech | Offices | Space Heating | Boilers | TRC | New | NN3345 | Cool Roof | Cool Roof | NonEquip | 15 |  | 72.49% | Tech/Econ | 0.04628% | 0 | 0 | 0
Tech | Offices | Space Heating | Boilers | TRC | New | NN3241 | Ceiling Insulation(R30 to R38) | Ceiling Insulation(R30 to R38) | NonEquip | 20 |  | 0% | Tech/Econ | 0.0536% | 0 | 0 | 0
Tech | Offices | Space Heating | Boilers | TRC | New | NN3189 | Ceiling Insulation(R2 to R38) | Ceiling Insulation(R2 to R38) | NonEquip | 20 |  | 0% | Tech/Econ | 3.618% | 0 | 0 | 0
Tech | Offices | Space Heating | Boilers | TRC | New | NN3137 | Ceiling Insulation(R19 to R38) | Ceiling Insulation(R19 to R38) | NonEquip | 20 |  | 0% | Tech/Econ | 0.201% | 0 | 0 | 0
Tech | Offices | Space Heating | Boilers | TRC | New | NN3085 | Ceiling Insulation(R12 to R38) | Ceiling Insulation(R12 to R38) | NonEquip | 20 |  | 0% | Tech/Econ | 0.4355% | 0 | 0 | 0
Tech | Offices | Space Heating | Boilers | TRC | New | NN3007 | Air Curtains | Air Curtains | NonEquip | 8 |  | 0% | Tech/Econ | 0.2996% | 0 | 0 | 0
Tech | Offices | Space Heating | Boilers | TRC | Existing | NE5334 | Retro-Commissioning | Retro-Commissioning | NonEquip | 5 |  | 21.99% | Tech/Econ | 16% | 0 | 0 | 0
Tech | Offices | Space Heating | Boilers | TRC | Existing | NE4320 | Water Cooled Refrigeration Heat Recovery | Water Cooled Refrigeration Heat Recovery | NonEquip | 20 |  | 15.4% | Tech/Econ | 10% | 0 | 0 | 0
Tech | Offices | Space Heating | Boilers | TRC | Existing | NE4268 | Warehouse Loading Dock Seals | Warehouse Loading Dock Seals | NonEquip | 18 |  | 0% | Tech/Econ | 0.663% | 0 | 0 | 0
Tech | Offices | Space Heating | Boilers | TRC | Existing | NE4242 | Wall Insulation | Wall Insulation | NonEquip | 20 |  | 17.1% | Tech/Econ | 5.126% | 0 | 0 | 0
Tech | Offices | Space Heating | Boilers | TRC | Existing | NE4164 | Smart Thermostat | Smart Thermostat | NonEquip | 11 |  | 45.33% | Tech/Econ | 10% | 0 | 0 | 0
Tech | Offices | Space Heating | Boilers | TRC | Existing | NE4086 | Roof Insulation | Roof Insulation | NonEquip | 20 |  | 37.5% | Tech/Econ | 0.5853% | 0 | 0 | 0
Tech | Offices | Space Heating | Boilers | TRC | Existing | NE4060 | Programmable Thermostat | Programmable Thermostat | NonEquip | 11 |  | 0% | Tech/Econ | 3.6% | 0 | 0 | 0
Tech | Offices | Space Heating | Boilers | TRC | Existing | NE4008 | Low U-Value Windows | Low U-Value Windows | NonEquip | 20 |  | 5.375% | Tech/Econ | 46% | 0 | 0 | 0
Tech | Offices | Space Heating | Boilers | TRC | Existing | NE3930 | Infiltration Reduction - Air Sealing | Infiltration Reduction - Air Sealing | NonEquip | 11 |  | 44.79% | Tech/Econ | 0.3315% | 0 | 0 | 0
Tech | Offices | Space Heating | Boilers | TRC | Existing | NE3852 | Hotel Card Energy Control Systems | Hotel Card Energy Control Systems | NonEquip | 15 |  | 0% | Tech/Econ | 0% | 0 | 0 | 0
Tech | Offices | Space Heating | Boilers | TRC | Existing | NE3774 | Green Roof | Green Roof | NonEquip | 15 |  | 0.063% | Tech/Econ | 0.4523% | 0 | 0 | 0
Tech | Offices | Space Heating | Boilers | TRC | Existing | NE3722 | Floor Insulation | Floor Insulation | NonEquip | 20 |  | 3.375% | Tech/Econ | 0.1536% | 0 | 0 | 0
Tech | Offices | Space Heating | Boilers | TRC | Existing | NE3644 | Facility Energy Management System | Facility Energy Management System | NonEquip | 15 |  | 2.99% | Tech/Econ | 20% | 0 | 0 | 0
Tech | Offices | Space Heating | Boilers | TRC | Existing | NE3566 | ECM Motors on Furnaces | ECM Motors on Furnaces | NonEquip | 15 | Forced air furnace | 0% | Tech/Econ | 1.706% | 0 | 0 | 0
Tech | Offices | Space Heating | Boilers | TRC | Existing | NE3540 | Duct Sealing Repair | Duct Sealing Repair | NonEquip | 15 |  | 30.55% | Tech/Econ | 12% | 0 | 0 | 0
Tech | Offices | Space Heating | Boilers | TRC | Existing | NE3488 | Duct Insulation | Duct Insulation | NonEquip | 15 |  | 30.55% | Tech/Econ | 2.045% | 0 | 0 | 0
Tech | Offices | Space Heating | Boilers | TRC | Existing | NE3436 | Destratification Fans | Destratification Fans | NonEquip | 10 |  | 0% | Tech/Econ | 12.13% | 0 | 0 | 0
Tech | Offices | Space Heating | Boilers | TRC | Existing | NE3384 | Dedicated Outdoor Air System on VRF unit | Dedicated Outdoor Air System on VRF unit | NonEquip | 15 | Residential/split system heat pump | 0% | Tech/Econ | 10% | 0 | 0 | 0
Tech | Offices | Space Heating | Boilers | TRC | Existing | NE3332 | Cool Roof | Cool Roof | NonEquip | 15 |  | 72.74% | Tech/Econ | 0.05107% | 0 | 0 | 0
Tech | Offices | Space Heating | Boilers | TRC | Existing | NE3228 | Ceiling Insulation(R30 to R38) | Ceiling Insulation(R30 to R38) | NonEquip | 20 |  | 11.4% | Tech/Econ | 0.05915% | 0 | 0 | 0
Tech | Offices | Space Heating | Boilers | TRC | Existing | NE3176 | Ceiling Insulation(R2 to R38) | Ceiling Insulation(R2 to R38) | NonEquip | 20 |  | 45.6% | Tech/Econ | 3.992% | 0 | 0 | 0
Tech | Offices | Space Heating | Boilers | TRC | Existing | NE3124 | Ceiling Insulation(R19 to R38) | Ceiling Insulation(R19 to R38) | NonEquip | 20 |  | 22.8% | Tech/Econ | 0.2218% | 0 | 0 | 0
Tech | Offices | Space Heating | Boilers | TRC | Existing | NE3072 | Ceiling Insulation(R12 to R38) | Ceiling Insulation(R12 to R38) | NonEquip | 20 |  | 34.2% | Tech/Econ | 0.4806% | 0 | 0 | 0
Tech | Offices | Space Heating | Boilers | TRC | Existing | NE2994 | Air Curtains | Air Curtains | NonEquip | 8 |  | 0% | Tech/Econ | 0.2996% | 0 | 0 | 0
Tech | Offices | Domestic Hot Water | "Point-of-Use" water heaters | TRC | New | NN5425 | Retro-Commissioning | Retro-Commissioning | NonEquip | 5 |  | 0% | Tech/Econ | 16% | 0 | 0 | 0
Tech | Offices | Domestic Hot Water | "Point-of-Use" water heaters | TRC | New | NN2929 | Thermostatic Shower Restriction Valve | Thermostatic Shower Restriction Valve | NonEquip | 10 | Centralized water heaters | 0% | Tech/Econ | 2.862% | 0 | 0 | 0
Tech | Offices | Domestic Hot Water | "Point-of-Use" water heaters | TRC | New | NN2903 | Tank Wrap on Water Heater | Tank Wrap on Water Heater | NonEquip | 7 | Centralized water heaters | 0% | Tech/Econ | 1.264% | 0 | 0 | 0
Tech | Offices | Domestic Hot Water | "Point-of-Use" water heaters | TRC | New | NN2877 | Low-Flow Pre-Rinse Sprayers | Low-Flow Pre-Rinse Sprayers | NonEquip | 5 | Centralized water heaters | 0% | Tech/Econ | 3.786% | 0 | 0 | 0
Tech | Offices | Domestic Hot Water | "Point-of-Use" water heaters | TRC | New | NN2851 | Low Flow Shower Head | Low Flow Shower Head | NonEquip | 10 | Centralized water heaters | 0% | Tech/Econ | 0.5798% | 0 | 0 | 0
Tech | Offices | Domestic Hot Water | "Point-of-Use" water heaters | TRC | New | NN2825 | Hot Water Pipe Insulation | Hot Water Pipe Insulation | NonEquip | 13 | Centralized water heaters | 0% | Tech/Econ | 6.785% | 0 | 0 | 0
Tech | Offices | Domestic Hot Water | "Point-of-Use" water heaters | TRC | New | NN2799 | Hot Water Circulation Pump Control | Hot Water Circulation Pump Control | NonEquip | 15 | Centralized water heaters | 0% | Tech/Econ | 3.258% | 0 | 0 | 0
Tech | Offices | Domestic Hot Water | "Point-of-Use" water heaters | TRC | New | NN2773 | Faucet Aerator | Faucet Aerator | NonEquip | 10 | Centralized water heaters | 0% | Tech/Econ | 0.4097% | 0 | 0 | 0
Tech | Offices | Domestic Hot Water | "Point-of-Use" water heaters | TRC | New | NN2747 | Drain Water Heat Recovery | Drain Water Heat Recovery | NonEquip | 15 | Centralized water heaters | 0% | Tech/Econ | 12.27% | 0 | 0 | 0
Tech | Offices | Domestic Hot Water | "Point-of-Use" water heaters | TRC | Existing | NE5412 | Retro-Commissioning | Retro-Commissioning | NonEquip | 5 |  | 21.99% | Tech/Econ | 16% | 65588.5784 | 10.9652 | 33.9965
Tech | Offices | Domestic Hot Water | "Point-of-Use" water heaters | TRC | Existing | NE2916 | Thermostatic Shower Restriction Valve | Thermostatic Shower Restriction Valve | NonEquip | 10 | Centralized water heaters | 0% | Tech/Econ | 2.738% | 0 | 0 | 0
Tech | Offices | Domestic Hot Water | "Point-of-Use" water heaters | TRC | Existing | NE2890 | Tank Wrap on Water Heater | Tank Wrap on Water Heater | NonEquip | 7 | Centralized water heaters | 0% | Tech/Econ | 1.264% | 0 | 0 | 0
Tech | Offices | Domestic Hot Water | "Point-of-Use" water heaters | TRC | Existing | NE2864 | Low-Flow Pre-Rinse Sprayers | Low-Flow Pre-Rinse Sprayers | NonEquip | 5 | Centralized water heaters | 0% | Tech/Econ | 3.61% | 0 | 0 | 0
Tech | Offices | Domestic Hot Water | "Point-of-Use" water heaters | TRC | Existing | NE2838 | Low Flow Shower Head | Low Flow Shower Head | NonEquip | 10 | Centralized water heaters | 0% | Tech/Econ | 0.5547% | 0 | 0 | 0
Tech | Offices | Domestic Hot Water | "Point-of-Use" water heaters | TRC | Existing | NE2812 | Hot Water Pipe Insulation | Hot Water Pipe Insulation | NonEquip | 13 | Centralized water heaters | 0% | Tech/Econ | 6.491% | 0 | 0 | 0
Tech | Offices | Domestic Hot Water | "Point-of-Use" water heaters | TRC | Existing | NE2786 | Hot Water Circulation Pump Control | Hot Water Circulation Pump Control | NonEquip | 15 | Centralized water heaters | 0% | Tech/Econ | 3.117% | 0 | 0 | 0
Tech | Offices | Domestic Hot Water | "Point-of-Use" water heaters | TRC | Existing | NE2760 | Faucet Aerator | Faucet Aerator | NonEquip | 10 | Centralized water heaters | 0% | Tech/Econ | 0.3919% | 0 | 0 | 0
Tech | Offices | Domestic Hot Water | "Point-of-Use" water heaters | TRC | Existing | NE2734 | Drain Water Heat Recovery | Drain Water Heat Recovery | NonEquip | 15 | Centralized water heaters | 0% | Tech/Econ | 12.27% | 0 | 0 | 0
Tech | Offices | Domestic Hot Water | "Point-of-Use" water heaters | TRC | Turnover | ET400 | Instantaneous Hot Water System | Instantaneous Hot Water System | Equip | 20 | "Point-of-Use" water heaters | 94.56% | Tech/Econ | 5.847% | 109105.9585 | 12.0869 | 13.9275
Tech | Offices | Domestic Hot Water | "Point-of-Use" water heaters | TRC | Turnover | ET322 | Energy Star Commercial Dishwasher | Energy Star Commercial Dishwasher | Equip | 15 | "Point-of-Use" water heaters | 0% | Tech/Econ | 29.42% | 0 | 0 | 0
Tech | Offices | Domestic Hot Water | "Point-of-Use" water heaters | TRC | New | EN426 | Instantaneous Hot Water System | Instantaneous Hot Water System | Equip | 20 | "Point-of-Use" water heaters | 94.56% | Tech/Econ | 5.847% | 1965.9732 | 0.21779 | 0.25096
Tech | Offices | Domestic Hot Water | "Point-of-Use" water heaters | TRC | New | EN348 | Energy Star Commercial Dishwasher | Energy Star Commercial Dishwasher | Equip | 15 | "Point-of-Use" water heaters | 0% | Tech/Econ | 29.42% | 0 | 0 | 0
Tech | Restaurants | Refrigeration | Walk-in cooler | TRC | New | NN5322 | Retro-Commissioning | Retro-Commissioning | NonEquip | 5 |  | 0% | Tech/Econ | 16% | 0 | 0 | 0
Tech | Restaurants | Refrigeration | Walk-in cooler | TRC | New | NN4906 | Strip Curtains for Walk-ins | Strip Curtains for Walk-ins | NonEquip | 4 | Walk-in cooler | 3.76% | Tech/Econ | 2.115% | 0 | 0 | 0
Tech | Restaurants | Refrigeration | Walk-in cooler | TRC | New | NN4880 | Refrigerated Display Case Lighting Controls | Refrigerated Display Case Lighting Controls | NonEquip | 8 | Display cases | 0% | Tech/Econ | 0.9365% | 0 | 0 | 0
Tech | Restaurants | Refrigeration | Walk-in cooler | TRC | New | NN4854 | PSC to ECM Evaporator Fan Motor (Walk-In, Refrigerator) | PSC to ECM Evaporator Fan Motor (Walk-In, Refrigerator) | NonEquip | 15 | Walk-in cooler | 68.68% | Tech/Econ | 37.5% | 274295.6148 | 35.5638 | 29.7892
Tech | Restaurants | Refrigeration | Walk-in cooler | TRC | New | NN4828 | PSC to ECM Evaporator Fan Motor (Reach-In) | PSC to ECM Evaporator Fan Motor (Reach-In) | NonEquip | 15 | Display cases | 0% | Tech/Econ | 37.5% | 0 | 0 | 0
Tech | Restaurants | Refrigeration | Walk-in cooler | TRC | New | NN4802 | Night Covers for Display Cases | Night Covers for Display Cases | NonEquip | 5 | Display cases | 0% | Tech/Econ | 1.877% | 0 | 0 | 0
Tech | Restaurants | Refrigeration | Walk-in cooler | TRC | New | NN4776 | High R-Value Glass Doors | High R-Value Glass Doors | NonEquip | 12 | Display cases | 0% | Tech/Econ | 0% | 0 | 0 | 0
Tech | Restaurants | Refrigeration | Walk-in cooler | TRC | New | NN4750 | High Efficiency Refrigeration Compressor | High Efficiency Refrigeration Compressor | NonEquip | 13 | Display cases | 0% | Tech/Econ | 6.922% | 0 | 0 | 0
Tech | Restaurants | Refrigeration | Walk-in cooler | TRC | New | NN4724 | Freezer-Cooler Replacement Gaskets | Freezer-Cooler Replacement Gaskets | NonEquip | 4 | Display cases | 0% | Tech/Econ | 0% | 0 | 0 | 0
Tech | Restaurants | Refrigeration | Walk-in cooler | TRC | New | NN4698 | Floating Head Pressure Controls | Floating Head Pressure Controls | NonEquip | 15 |  | 0% | Tech/Econ | 6.05% | 0 | 0 | 0
Tech | Restaurants | Refrigeration | Walk-in cooler | TRC | New | NN4672 | Demand Defrost | Demand Defrost | NonEquip | 10 | Walk-in cooler | 0% | Tech/Econ | 30% | 0 | 0 | 0
Tech | Restaurants | Refrigeration | Walk-in cooler | TRC | New | NN4646 | Automatic Door Closer for Walk-in Coolers and Freezers | Automatic Door Closer for Walk-in Coolers and Freezers | NonEquip | 8 | Walk-in cooler | 55.99% | Tech/Econ | 3.131% | 7752.4291 | 1.0051 | 0.84193
Tech | Restaurants | Refrigeration | Walk-in cooler | TRC | New | NN4620 | Anti-Sweat Controls | Anti-Sweat Controls | NonEquip | 8 | Display cases | 0% | Tech/Econ | 85% | 0 | 0 | 0
Tech | Restaurants | Refrigeration | Walk-in cooler | TRC | Existing | NE5309 | Retro-Commissioning | Retro-Commissioning | NonEquip | 5 |  | 21.99% | Tech/Econ | 16% | 1574264.615 | 486.0487 | 941.7691
Tech | Restaurants | Refrigeration | Walk-in cooler | TRC | Existing | NE4893 | Strip Curtains for Walk-ins | Strip Curtains for Walk-ins | NonEquip | 4 | Walk-in cooler | 3.76% | Tech/Econ | 2.115% | 33738.8609 | 4.3744 | 3.6641
Tech | Restaurants | Refrigeration | Walk-in cooler | TRC | Existing | NE4867 | Refrigerated Display Case Lighting Controls | Refrigerated Display Case Lighting Controls | NonEquip | 8 | Display cases | 0% | Tech/Econ | 2.524% | 0 | 0 | 0
Tech | Restaurants | Refrigeration | Walk-in cooler | TRC | Existing | NE4841 | PSC to ECM Evaporator Fan Motor (Walk-In, Refrigerator) | PSC to ECM Evaporator Fan Motor (Walk-In, Refrigerator) | NonEquip | 15 | Walk-in cooler | 17.17% | Tech/Econ | 37.5% | 3805657.953 | 493.4231 | 413.3036
Tech | Restaurants | Refrigeration | Walk-in cooler | TRC | Existing | NE4815 | PSC to ECM Evaporator Fan Motor (Reach-In) | PSC to ECM Evaporator Fan Motor (Reach-In) | NonEquip | 15 | Display cases | 0% | Tech/Econ | 37.5% | 0 | 0 | 0
Tech | Restaurants | Refrigeration | Walk-in cooler | TRC | Existing | NE4789 | Night Covers for Display Cases | Night Covers for Display Cases | NonEquip | 5 | Display cases | 0% | Tech/Econ | 1.877% | 0 | 0 | 0
Tech | Restaurants | Refrigeration | Walk-in cooler | TRC | Existing | NE4763 | High R-Value Glass Doors | High R-Value Glass Doors | NonEquip | 12 | Display cases | 0% | Tech/Econ | 23.81% | 0 | 0 | 0
Tech | Restaurants | Refrigeration | Walk-in cooler | TRC | Existing | NE4737 | High Efficiency Refrigeration Compressor | High Efficiency Refrigeration Compressor | NonEquip | 13 | Display cases | 0% | Tech/Econ | 6.922% | 0 | 0 | 0
Tech | Restaurants | Refrigeration | Walk-in cooler | TRC | Existing | NE4711 | Freezer-Cooler Replacement Gaskets | Freezer-Cooler Replacement Gaskets | NonEquip | 4 | Display cases | 0% | Tech/Econ | 3.131% | 0 | 0 | 0
Tech | Restaurants | Refrigeration | Walk-in cooler | TRC | Existing | NE4685 | Floating Head Pressure Controls | Floating Head Pressure Controls | NonEquip | 15 |  | 0% | Tech/Econ | 6.05% | 0 | 0 | 0
Tech | Restaurants | Refrigeration | Walk-in cooler | TRC | Existing | NE4659 | Demand Defrost | Demand Defrost | NonEquip | 10 | Walk-in cooler | 63.61% | Tech/Econ | 30% | 10552443.04 | 1368.1784 | 1146.0207
Tech | Restaurants | Refrigeration | Walk-in cooler | TRC | Existing | NE4633 | Automatic Door Closer for Walk-in Coolers and Freezers | Automatic Door Closer for Walk-in Coolers and Freezers | NonEquip | 8 | Walk-in cooler | 55.99% | Tech/Econ | 3.131% | 756764.5962 | 98.1184 | 82.1864
Tech | Restaurants | Refrigeration | Walk-in cooler | TRC | Existing | NE4607 | Anti-Sweat Controls | Anti-Sweat Controls | NonEquip | 8 | Display cases | 0% | Tech/Econ | 85% | 0 | 0 | 0
Tech | Restaurants | Refrigeration | Vending and ice makers | TRC | New | NN5322 | Retro-Commissioning | Retro-Commissioning | NonEquip | 5 |  | 0% | Tech/Econ | 16% | 0 | 0 | 0
Tech | Restaurants | Refrigeration | Vending and ice makers | TRC | New | NN4906 | Strip Curtains for Walk-ins | Strip Curtains for Walk-ins | NonEquip | 4 | Walk-in cooler | 0% | Tech/Econ | 2.115% | 0 | 0 | 0
Tech | Restaurants | Refrigeration | Vending and ice makers | TRC | New | NN4880 | Refrigerated Display Case Lighting Controls | Refrigerated Display Case Lighting Controls | NonEquip | 8 | Display cases | 0% | Tech/Econ | 0.9365% | 0 | 0 | 0
Tech | Restaurants | Refrigeration | Vending and ice makers | TRC | New | NN4854 | PSC to ECM Evaporator Fan Motor (Walk-In, Refrigerator) | PSC to ECM Evaporator Fan Motor (Walk-In, Refrigerator) | NonEquip | 15 | Walk-in cooler | 0% | Tech/Econ | 37.5% | 0 | 0 | 0
Tech | Restaurants | Refrigeration | Vending and ice makers | TRC | New | NN4828 | PSC to ECM Evaporator Fan Motor (Reach-In) | PSC to ECM Evaporator Fan Motor (Reach-In) | NonEquip | 15 | Display cases | 0% | Tech/Econ | 37.5% | 0 | 0 | 0
Tech | Restaurants | Refrigeration | Vending and ice makers | TRC | New | NN4802 | Night Covers for Display Cases | Night Covers for Display Cases | NonEquip | 5 | Display cases | 0% | Tech/Econ | 1.877% | 0 | 0 | 0
Tech | Restaurants | Refrigeration | Vending and ice makers | TRC | New | NN4776 | High R-Value Glass Doors | High R-Value Glass Doors | NonEquip | 12 | Display cases | 0% | Tech/Econ | 0% | 0 | 0 | 0
Tech | Restaurants | Refrigeration | Vending and ice makers | TRC | New | NN4750 | High Efficiency Refrigeration Compressor | High Efficiency Refrigeration Compressor | NonEquip | 13 | Display cases | 0% | Tech/Econ | 6.922% | 0 | 0 | 0
Tech | Restaurants | Refrigeration | Vending and ice makers | TRC | New | NN4724 | Freezer-Cooler Replacement Gaskets | Freezer-Cooler Replacement Gaskets | NonEquip | 4 | Display cases | 0% | Tech/Econ | 0% | 0 | 0 | 0
Tech | Restaurants | Refrigeration | Vending and ice makers | TRC | New | NN4698 | Floating Head Pressure Controls | Floating Head Pressure Controls | NonEquip | 15 |  | 0% | Tech/Econ | 6.05% | 0 | 0 | 0
Tech | Restaurants | Refrigeration | Vending and ice makers | TRC | New | NN4672 | Demand Defrost | Demand Defrost | NonEquip | 10 | Walk-in cooler | 0% | Tech/Econ | 30% | 0 | 0 | 0
Tech | Restaurants | Refrigeration | Vending and ice makers | TRC | New | NN4646 | Automatic Door Closer for Walk-in Coolers and Freezers | Automatic Door Closer for Walk-in Coolers and Freezers | NonEquip | 8 | Walk-in cooler | 0% | Tech/Econ | 3.131% | 0 | 0 | 0
Tech | Restaurants | Refrigeration | Vending and ice makers | TRC | New | NN4620 | Anti-Sweat Controls | Anti-Sweat Controls | NonEquip | 8 | Display cases | 0% | Tech/Econ | 85% | 0 | 0 | 0
Tech | Restaurants | Refrigeration | Vending and ice makers | TRC | Existing | NE5309 | Retro-Commissioning | Retro-Commissioning | NonEquip | 5 |  | 21.99% | Tech/Econ | 16% | 3038658.791 | 938.1754 | 1817.8106
Tech | Restaurants | Refrigeration | Vending and ice makers | TRC | Existing | NE4893 | Strip Curtains for Walk-ins | Strip Curtains for Walk-ins | NonEquip | 4 | Walk-in cooler | 0% | Tech/Econ | 2.115% | 0 | 0 | 0
Tech | Restaurants | Refrigeration | Vending and ice makers | TRC | Existing | NE4867 | Refrigerated Display Case Lighting Controls | Refrigerated Display Case Lighting Controls | NonEquip | 8 | Display cases | 0% | Tech/Econ | 2.524% | 0 | 0 | 0
Tech | Restaurants | Refrigeration | Vending and ice makers | TRC | Existing | NE4841 | PSC to ECM Evaporator Fan Motor (Walk-In, Refrigerator) | PSC to ECM Evaporator Fan Motor (Walk-In, Refrigerator) | NonEquip | 15 | Walk-in cooler | 0% | Tech/Econ | 37.5% | 0 | 0 | 0
Tech | Restaurants | Refrigeration | Vending and ice makers | TRC | Existing | NE4815 | PSC to ECM Evaporator Fan Motor (Reach-In) | PSC to ECM Evaporator Fan Motor (Reach-In) | NonEquip | 15 | Display cases | 0% | Tech/Econ | 37.5% | 0 | 0 | 0
Tech | Restaurants | Refrigeration | Vending and ice makers | TRC | Existing | NE4789 | Night Covers for Display Cases | Night Covers for Display Cases | NonEquip | 5 | Display cases | 0% | Tech/Econ | 1.877% | 0 | 0 | 0
Tech | Restaurants | Refrigeration | Vending and ice makers | TRC | Existing | NE4763 | High R-Value Glass Doors | High R-Value Glass Doors | NonEquip | 12 | Display cases | 0% | Tech/Econ | 23.81% | 0 | 0 | 0
Tech | Restaurants | Refrigeration | Vending and ice makers | TRC | Existing | NE4737 | High Efficiency Refrigeration Compressor | High Efficiency Refrigeration Compressor | NonEquip | 13 | Display cases | 0% | Tech/Econ | 6.922% | 0 | 0 | 0
Tech | Restaurants | Refrigeration | Vending and ice makers | TRC | Existing | NE4711 | Freezer-Cooler Replacement Gaskets | Freezer-Cooler Replacement Gaskets | NonEquip | 4 | Display cases | 0% | Tech/Econ | 3.131% | 0 | 0 | 0
Tech | Restaurants | Refrigeration | Vending and ice makers | TRC | Existing | NE4685 | Floating Head Pressure Controls | Floating Head Pressure Controls | NonEquip | 15 |  | 0% | Tech/Econ | 6.05% | 0 | 0 | 0
Tech | Restaurants | Refrigeration | Vending and ice makers | TRC | Existing | NE4659 | Demand Defrost | Demand Defrost | NonEquip | 10 | Walk-in cooler | 0% | Tech/Econ | 30% | 0 | 0 | 0
Tech | Restaurants | Refrigeration | Vending and ice makers | TRC | Existing | NE4633 | Automatic Door Closer for Walk-in Coolers and Freezers | Automatic Door Closer for Walk-in Coolers and Freezers | NonEquip | 8 | Walk-in cooler | 0% | Tech/Econ | 3.131% | 0 | 0 | 0
Tech | Restaurants | Refrigeration | Vending and ice makers | TRC | Existing | NE4607 | Anti-Sweat Controls | Anti-Sweat Controls | NonEquip | 8 | Display cases | 0% | Tech/Econ | 85% | 0 | 0 | 0
Tech | Restaurants | Refrigeration | Vending and ice makers | TRC | Turnover | ET2579 | Energy Star Vending Machine | Energy Star Vending Machine | Equip | 14 | Vending and ice makers | 4.15% | Tech/Econ | 36% | 1362533.749 | 213.824 | 132.8952
Tech | Restaurants | Refrigeration | Vending and ice makers | TRC | Turnover | ET2501 | Energy Star Ice Maker | Energy Star Ice Maker | Equip | 8 | Vending and ice makers | 33.92% | Tech/Econ | 11.39% | 3470240.019 | 449.9344 | 376.8764
Tech | Restaurants | Refrigeration | Vending and ice makers | TRC | New | EN2605 | Energy Star Vending Machine | Energy Star Vending Machine | Equip | 14 | Vending and ice makers | 4.15% | Tech/Econ | 36% | 24551.4072 | 3.8529 | 2.3946
Tech | Restaurants | Refrigeration | Vending and ice makers | TRC | New | EN2527 | Energy Star Ice Maker | Energy Star Ice Maker | Equip | 8 | Vending and ice makers | 33.92% | Tech/Econ | 11.39% | 62530.0294 | 8.1073 | 6.7909
Tech | Restaurants | Exterior Lighting | Street lighting | TRC | New | NN5296 | Retro-Commissioning | Retro-Commissioning | NonEquip | 5 |  | 0% | Tech/Econ | 16% | 0 | 0 | 0
Tech | Restaurants | Exterior Lighting | Street lighting | TRC | New | NN2982 | Outdoor Lighting Controls | Outdoor Lighting Controls | NonEquip | 8 | Exterior parking/lot lighting | 0% | Tech/Econ | 28% | 0 | 0 | 0
Tech | Restaurants | Exterior Lighting | Street lighting | TRC | New | NN2956 | Bi-Level Lighting Control (Exterior) | Bi-Level Lighting Control (Exterior) | NonEquip | 9 | Exterior parking/lot lighting | 0% | Tech/Econ | 31% | 0 | 0 | 0
Tech | Restaurants | Exterior Lighting | Street lighting | TRC | Existing | NE5283 | Retro-Commissioning | Retro-Commissioning | NonEquip | 5 |  | 21.99% | Tech/Econ | 16% | 4380.8339 | 0 | 2.6207
Tech | Restaurants | Exterior Lighting | Street lighting | TRC | Existing | NE2969 | Outdoor Lighting Controls | Outdoor Lighting Controls | NonEquip | 8 | Exterior parking/lot lighting | 0% | Tech/Econ | 28% | 0 | 0 | 0
Tech | Restaurants | Exterior Lighting | Street lighting | TRC | Existing | NE2943 | Bi-Level Lighting Control (Exterior) | Bi-Level Lighting Control (Exterior) | NonEquip | 9 | Exterior parking/lot lighting | 0% | Tech/Econ | 31% | 0 | 0 | 0
Tech | Restaurants | Exterior Lighting | Street lighting | TRC | Turnover | ET791 | LED Traffic and Crosswalk Lighting | LED Traffic and Crosswalk Lighting | Equip | 10 | Street lighting | 0% | Tech/Econ | 37.14% | 0 | 0 | 0
Tech | Restaurants | Exterior Lighting | Street lighting | TRC | Turnover | ET752 | LED Street Lights | LED Street Lights | Equip | 18 | Street lighting | 0% | Tech/Econ | 66.53% | 0 | 0 | 0
Tech | Restaurants | Exterior Lighting | Street lighting | TRC | New | EN817 | LED Traffic and Crosswalk Lighting | LED Traffic and Crosswalk Lighting | Equip | 10 | Street lighting | 0% | Tech/Econ | 37.14% | 0 | 0 | 0
Tech | Restaurants | Exterior Lighting | Street lighting | TRC | New | EN778 | LED Street Lights | LED Street Lights | Equip | 18 | Street lighting | 0% | Tech/Econ | 66.53% | 0 | 0 | 0
Tech | Restaurants | Cooking | Steamer | TRC | Turnover | ET206 | Energy Star Steamer | Energy Star Steamer | Equip | 12 | Steamer | 11.72% | Tech/Econ | 56.63% | 7070.5884 | 1.0389 | 0.60325
Tech | Restaurants | Cooking | Steamer | TRC | New | EN232 | Energy Star Steamer | Energy Star Steamer | Equip | 12 | Steamer | 11.72% | Tech/Econ | 56.63% | 127.4045 | 0.018721 | 0.01087
Tech | Restaurants | Exterior Lighting | Spot lighting/Security/Flood | TRC | New | NN5296 | Retro-Commissioning | Retro-Commissioning | NonEquip | 5 |  | 0% | Tech/Econ | 16% | 0 | 0 | 0
Tech | Restaurants | Exterior Lighting | Spot lighting/Security/Flood | TRC | New | NN2982 | Outdoor Lighting Controls | Outdoor Lighting Controls | NonEquip | 8 | Exterior parking/lot lighting | 0% | Tech/Econ | 28% | 0 | 0 | 0
Tech | Restaurants | Exterior Lighting | Spot lighting/Security/Flood | TRC | New | NN2956 | Bi-Level Lighting Control (Exterior) | Bi-Level Lighting Control (Exterior) | NonEquip | 9 | Exterior parking/lot lighting | 0% | Tech/Econ | 31% | 0 | 0 | 0
Tech | Restaurants | Exterior Lighting | Spot lighting/Security/Flood | TRC | Existing | NE5283 | Retro-Commissioning | Retro-Commissioning | NonEquip | 5 |  | 21.99% | Tech/Econ | 16% | 3778.3904 | 0 | 2.2603
Tech | Restaurants | Exterior Lighting | Spot lighting/Security/Flood | TRC | Existing | NE2969 | Outdoor Lighting Controls | Outdoor Lighting Controls | NonEquip | 8 | Exterior parking/lot lighting | 0% | Tech/Econ | 28% | 0 | 0 | 0
Tech | Restaurants | Exterior Lighting | Spot lighting/Security/Flood | TRC | Existing | NE2943 | Bi-Level Lighting Control (Exterior) | Bi-Level Lighting Control (Exterior) | NonEquip | 9 | Exterior parking/lot lighting | 0% | Tech/Econ | 31% | 0 | 0 | 0
Tech | Restaurants | Exterior Lighting | Spot lighting/Security/Flood | TRC | Turnover | ET674 | LED Exterior Lighting | LED Exterior Lighting | Equip | 13 | Spot lighting/Security/Flood | 4.268% | Tech/Econ | 60.51% | 2847.1195 | 0 | 0
Tech | Restaurants | Exterior Lighting | Spot lighting/Security/Flood | TRC | Turnover | ET557 | LED - 9W Flood | LED - 9W Flood | Equip | 15 | Spot lighting/Security/Flood | 13.31% | Tech/Econ | 86.15% | 14276.0956 | 0 | 0
Tech | Restaurants | Exterior Lighting | Spot lighting/Security/Flood | TRC | Turnover | ET479 | CFL - 15W Flood | CFL - 15W Flood | Equip | 7.8 | Spot lighting/Security/Flood | 0% | Tech/Econ | 76.92% | 0 | 0 | 0
Tech | Restaurants | Exterior Lighting | Spot lighting/Security/Flood | TRC | New | EN700 | LED Exterior Lighting | LED Exterior Lighting | Equip | 13 | Spot lighting/Security/Flood | 4.624% | Tech/Econ | 60.51% | 29.3916 | 0 | 0
Tech | Restaurants | Exterior Lighting | Spot lighting/Security/Flood | TRC | New | EN583 | LED - 9W Flood | LED - 9W Flood | Equip | 15 | Spot lighting/Security/Flood | 61.73% | Tech/Econ | 86.15% | 1193.1531 | 0 | 0
Tech | Restaurants | Exterior Lighting | Spot lighting/Security/Flood | TRC | New | EN505 | CFL - 15W Flood | CFL - 15W Flood | Equip | 7.8 | Spot lighting/Security/Flood | 0% | Tech/Econ | 76.92% | 0 | 0 | 0
Tech | Restaurants | Interior Lighting | Spot lighting | TRC | New | NN5270 | Retro-Commissioning | Retro-Commissioning | NonEquip | 5 |  | 0% | Tech/Econ | 16% | 0 | 0 | 0
Tech | Restaurants | Interior Lighting | Spot lighting | TRC | New | NN4438 | Interior Lighting Controls | Interior Lighting Controls | NonEquip | 8 | Overhead (fluorescent/LED/CFL U-shape) | 0% | Tech/Econ | 28% | 0 | 0 | 0
Tech | Restaurants | Interior Lighting | Spot lighting | TRC | New | NN4412 | Bi-Level Lighting Control (Interior) | Bi-Level Lighting Control (Interior) | NonEquip | 8 | Overhead (fluorescent/LED/CFL U-shape) | 0% | Tech/Econ | 31% | 0 | 0 | 0
Tech | Restaurants | Interior Lighting | Spot lighting | TRC | New | NN3710 | Facility Energy Management System | Facility Energy Management System | NonEquip | 15 |  | 4.276% | Tech/Econ | 24% | 2.7311 | 0.00071271 | 0.0003277
Tech | Restaurants | Interior Lighting | Spot lighting | TRC | Existing | NE5257 | Retro-Commissioning | Retro-Commissioning | NonEquip | 5 |  | 21.99% | Tech/Econ | 16% | 341.6951 | 0.1055 | 0.20441
Tech | Restaurants | Interior Lighting | Spot lighting | TRC | Existing | NE4425 | Interior Lighting Controls | Interior Lighting Controls | NonEquip | 8 | Overhead (fluorescent/LED/CFL U-shape) | 0% | Tech/Econ | 28% | 0 | 0 | 0
Tech | Restaurants | Interior Lighting | Spot lighting | TRC | Existing | NE4399 | Bi-Level Lighting Control (Interior) | Bi-Level Lighting Control (Interior) | NonEquip | 8 | Overhead (fluorescent/LED/CFL U-shape) | 0% | Tech/Econ | 31% | 0 | 0 | 0
Tech | Restaurants | Interior Lighting | Spot lighting | TRC | Existing | NE3697 | Facility Energy Management System | Facility Energy Management System | NonEquip | 15 |  | 0.5043% | Tech/Econ | 24% | 11.7697 | 0.0030714 | 0.0014122
Tech | Restaurants | Interior Lighting | Spot lighting | TRC | Turnover | ET1610 | LED Display Lighting (Interior) | LED Display Lighting (Interior) | Equip | 15 | Spot lighting | 2.129% | Tech/Econ | 87.04% | 273.6505 | 0.066373 | 4.7792e-06
Tech | Restaurants | Interior Lighting | Spot lighting | TRC | Turnover | ET1571 | LED - 14W | LED - 14W | Equip | 15 | Spot lighting | 61.73% | Tech/Econ | 53.33% | 4772.0913 | 1.1494 | 0.00031116
Tech | Restaurants | Interior Lighting | Spot lighting | TRC | Turnover | ET1454 | CFL-23W | CFL-23W | Equip | 7.8 | Spot lighting | 0% | Tech/Econ | 23.33% | 0 | 0 | 0
Tech | Restaurants | Interior Lighting | Spot lighting | TRC | New | EN1636 | LED Display Lighting (Interior) | LED Display Lighting (Interior) | Equip | 15 | Spot lighting | 0% | Tech/Econ | 87.04% | 0 | 0 | 0
Tech | Restaurants | Interior Lighting | Spot lighting | TRC | New | EN1597 | LED - 14W | LED - 14W | Equip | 15 | Spot lighting | 0% | Tech/Econ | 53.33% | 0 | 0 | 0
Tech | Restaurants | Interior Lighting | Spot lighting | TRC | New | EN1480 | CFL-23W | CFL-23W | Equip | 7.8 | Spot lighting | 0% | Tech/Econ | 23.33% | 0 | 0 | 0
Tech | Restaurants | Office Equipment | Servers | TRC | New | NN4594 | Smart Strip Plug Outlet | Smart Strip Plug Outlet | NonEquip | 4 |  | 43.9% | Tech/Econ | 1.187% | 106.9524 | 0.015903 | 0
Tech | Restaurants | Office Equipment | Servers | TRC | New | NN4568 | Network PC Power Management | Network PC Power Management | NonEquip | 5 | Computers | 0% | Tech/Econ | 56.5% | 0 | 0 | 0
Tech | Restaurants | Office Equipment | Servers | TRC | Existing | NE4581 | Smart Strip Plug Outlet | Smart Strip Plug Outlet | NonEquip | 4 |  | 43.9% | Tech/Econ | 1.187% | 5935.5564 | 0.88258 | 0
Tech | Restaurants | Office Equipment | Servers | TRC | Existing | NE4555 | Network PC Power Management | Network PC Power Management | NonEquip | 5 | Computers | 0% | Tech/Econ | 56.5% | 0 | 0 | 0
Tech | Restaurants | Office Equipment | Servers | TRC | Turnover | ET2306 | Server Virtualization | Server Virtualization | Equip | 3 | Servers | 0% | Tech/Econ | 85.71% | 0 | 0 | 0
Tech | Restaurants | Office Equipment | Servers | TRC | Turnover | ET2228 | Energy Star Servers | Energy Star Servers | Equip | 4 | Servers | 0% | Tech/Econ | 23.08% | 0 | 0 | 0
Tech | Restaurants | Office Equipment | Servers | TRC | Turnover | ET1142 | High Efficiency Data Center Cooling | High Efficiency Data Center Cooling | Equip | 20 | Servers | 0% | Tech/Econ | 28% | 0 | 0 | 0
Tech | Restaurants | Office Equipment | Servers | TRC | New | EN2332 | Server Virtualization | Server Virtualization | Equip | 3 | Servers | 0% | Tech/Econ | 85.71% | 0 | 0 | 0
Tech | Restaurants | Office Equipment | Servers | TRC | New | EN2254 | Energy Star Servers | Energy Star Servers | Equip | 4 | Servers | 0% | Tech/Econ | 23.08% | 0 | 0 | 0
Tech | Restaurants | Office Equipment | Servers | TRC | New | EN1168 | High Efficiency Data Center Cooling | High Efficiency Data Center Cooling | Equip | 20 | Servers | 0% | Tech/Econ | 28% | 0 | 0 | 0
Tech | Restaurants | Space Cooling | Residential-type central air conditioners | TRC | New | NN5374 | Retro-Commissioning | Retro-Commissioning | NonEquip | 5 |  | 0% | Tech/Econ | 16% | 0 | 0 | 0
Tech | Restaurants | Space Cooling | Residential-type central air conditioners | TRC | New | NN4386 | Window Sun Protection | Window Sun Protection | NonEquip | 10 |  | 15.35% | Tech/Econ | 16% | 158.3784 | 0.057925 | -0.00064388
Tech | Restaurants | Space Cooling | Residential-type central air conditioners | TRC | New | NN4360 | Waterside Economizer | Waterside Economizer | NonEquip | 20 |  | 0% | Tech/Econ | 5.556% | 0 | 0 | 0
Tech | Restaurants | Space Cooling | Residential-type central air conditioners | TRC | New | NN4308 | Warehouse Loading Dock Seals | Warehouse Loading Dock Seals | NonEquip | 18 |  | 0% | Tech/Econ | 0.6711% | 0 | 0 | 0
Tech | Restaurants | Space Cooling | Residential-type central air conditioners | TRC | New | NN4152 | Smart Thermostat | Smart Thermostat | NonEquip | 11 |  | 45.33% | Tech/Econ | 10% | 48.5019 | 0.017974 | 0
Tech | Restaurants | Space Cooling | Residential-type central air conditioners | TRC | New | NN4048 | Programmable Thermostat | Programmable Thermostat | NonEquip | 11 |  | 0% | Tech/Econ | 3.6% | 0 | 0 | 0
Tech | Restaurants | Space Cooling | Residential-type central air conditioners | TRC | New | NN3996 | Low U-Value Windows | Low U-Value Windows | NonEquip | 20 |  | 26.88% | Tech/Econ | 10% | 0 | 0 | 0
Tech | Restaurants | Space Cooling | Residential-type central air conditioners | TRC | New | NN3918 | HVAC tune-up_RTU | HVAC tune-up_RTU | NonEquip | 5 | Packaged air conditioning units (RTUs) | 0% | Tech/Econ | 5% | 0 | 0 | 0
Tech | Restaurants | Space Cooling | Residential-type central air conditioners | TRC | New | NN3892 | HVAC tune-up | HVAC tune-up | NonEquip | 5 | Residential-type central air conditioners | 0% | Tech/Econ | 5% | 0 | 0 | 0
Tech | Restaurants | Space Cooling | Residential-type central air conditioners | TRC | New | NN3684 | Facility Energy Management System | Facility Energy Management System | NonEquip | 15 |  | 4.276% | Tech/Econ | 20% | 57.6936 | 0.015056 | 0
Tech | Restaurants | Space Cooling | Residential-type central air conditioners | TRC | New | NN3632 | Facility Commissioning | Facility Commissioning | NonEquip | 10 |  | 71.67% | Tech/Econ | 16% | 721.4274 | 0.14837 | 0.00066784
Tech | Restaurants | Space Cooling | Residential-type central air conditioners | TRC | New | NN3606 | Energy Recovery Ventilation System (ERV) | Energy Recovery Ventilation System (ERV) | NonEquip | 15 | Packaged air conditioning units (RTUs) | 0% | Tech/Econ | 10.9% | 0 | 0 | 0
Tech | Restaurants | Space Cooling | Residential-type central air conditioners | TRC | New | NN3528 | Duct Sealing Repair | Duct Sealing Repair | NonEquip | 15 |  | 0% | Tech/Econ | 12% | 0 | 0 | 0
Tech | Restaurants | Space Cooling | Residential-type central air conditioners | TRC | New | NN3476 | Duct Insulation | Duct Insulation | NonEquip | 15 |  | 0% | Tech/Econ | 2.045% | 0 | 0 | 0
Tech | Restaurants | Space Cooling | Residential-type central air conditioners | TRC | New | NN3424 | Dedicated Outdoor Air System on VRF unit | Dedicated Outdoor Air System on VRF unit | NonEquip | 15 | Residential-type central air conditioners | 58.91% | Tech/Econ | 17.5% | 238.8669 | 0.072685 | 0
Tech | Restaurants | Space Cooling | Residential-type central air conditioners | TRC | New | NN3372 | Cool Roof | Cool Roof | NonEquip | 15 |  | 72.32% | Tech/Econ | 0.6561% | 0 | 0 | 0
Tech | Restaurants | Space Cooling | Residential-type central air conditioners | TRC | New | NN3320 | Chilled Water System - Variable Speed Drives | Chilled Water System - Variable Speed Drives | NonEquip | 13 | Central chillers inside | 0% | Tech/Econ | 24.74% | 0 | 0 | 0
Tech | Restaurants | Space Cooling | Residential-type central air conditioners | TRC | New | NN3294 | Chilled Water Controls Optimization | Chilled Water Controls Optimization | NonEquip | 10 | Central chillers inside | 0% | Tech/Econ | 12.5% | 0 | 0 | 0
Tech | Restaurants | Space Cooling | Residential-type central air conditioners | TRC | New | NN3216 | Ceiling Insulation(R2 to R38) | Ceiling Insulation(R2 to R38) | NonEquip | 20 |  | 0% | Tech/Econ | 5.435% | 0 | 0 | 0
Tech | Restaurants | Space Cooling | Residential-type central air conditioners | TRC | New | NN3060 | Airside Economizer | Airside Economizer | NonEquip | 10 | Packaged air conditioning units (RTUs) | 0% | Tech/Econ | 5.556% | 0 | 0 | 0
Tech | Restaurants | Space Cooling | Residential-type central air conditioners | TRC | Existing | NE5361 | Retro-Commissioning | Retro-Commissioning | NonEquip | 5 |  | 21.99% | Tech/Econ | 16% | 11218.7943 | 3.4638 | 0
Tech | Restaurants | Space Cooling | Residential-type central air conditioners | TRC | Existing | NE4373 | Window Sun Protection | Window Sun Protection | NonEquip | 10 |  | 12.19% | Tech/Econ | 16% | 6002.2447 | 2.1953 | -0.024402
Tech | Restaurants | Space Cooling | Residential-type central air conditioners | TRC | Existing | NE4347 | Waterside Economizer | Waterside Economizer | NonEquip | 20 |  | 0% | Tech/Econ | 5.556% | 0 | 0 | 0
Tech | Restaurants | Space Cooling | Residential-type central air conditioners | TRC | Existing | NE4295 | Warehouse Loading Dock Seals | Warehouse Loading Dock Seals | NonEquip | 18 |  | 0% | Tech/Econ | 0.6711% | 0 | 0 | 0
Tech | Restaurants | Space Cooling | Residential-type central air conditioners | TRC | Existing | NE4217 | Wall Insulation | Wall Insulation | NonEquip | 20 |  | 0% | Tech/Econ | 4.766% | 0 | 0 | 0
Tech | Restaurants | Space Cooling | Residential-type central air conditioners | TRC | Existing | NE4139 | Smart Thermostat | Smart Thermostat | NonEquip | 11 |  | 45.33% | Tech/Econ | 10% | 13171.571 | 4.8811 | 0
Tech | Restaurants | Space Cooling | Residential-type central air conditioners | TRC | Existing | NE4113 | Roof Insulation | Roof Insulation | NonEquip | 20 |  | 37.5% | Tech/Econ | 0.7968% | 823.7054 | 0.16809 | 0
Tech | Restaurants | Space Cooling | Residential-type central air conditioners | TRC | Existing | NE4035 | Programmable Thermostat | Programmable Thermostat | NonEquip | 11 |  | 0% | Tech/Econ | 3.6% | 0 | 0 | 0
Tech | Restaurants | Space Cooling | Residential-type central air conditioners | TRC | Existing | NE3983 | Low U-Value Windows | Low U-Value Windows | NonEquip | 20 |  | 10.75% | Tech/Econ | 46% | 24168.2291 | 8.9834 | 0
Tech | Restaurants | Space Cooling | Residential-type central air conditioners | TRC | Existing | NE3957 | Infiltration Reduction - Air Sealing | Infiltration Reduction - Air Sealing | NonEquip | 11 |  | 0% | Tech/Econ | 0.3355% | 0 | 0 | 0
Tech | Restaurants | Space Cooling | Residential-type central air conditioners | TRC | Existing | NE3905 | HVAC tune-up_RTU | HVAC tune-up_RTU | NonEquip | 5 | Packaged air conditioning units (RTUs) | 0% | Tech/Econ | 5% | 0 | 0 | 0
Tech | Restaurants | Space Cooling | Residential-type central air conditioners | TRC | Existing | NE3879 | HVAC tune-up | HVAC tune-up | NonEquip | 5 | Residential-type central air conditioners | 0% | Tech/Econ | 5% | 0 | 0 | 0
Tech | Restaurants | Space Cooling | Residential-type central air conditioners | TRC | Existing | NE3801 | Green Roof | Green Roof | NonEquip | 15 |  | 0.098% | Tech/Econ | 0.4618% | 1.2379 | 0.00052588 | 0
Tech | Restaurants | Space Cooling | Residential-type central air conditioners | TRC | Existing | NE3671 | Facility Energy Management System | Facility Energy Management System | NonEquip | 15 |  | 0.5043% | Tech/Econ | 20% | 358.9706 | 0.093677 | 0
Tech | Restaurants | Space Cooling | Residential-type central air conditioners | TRC | Existing | NE3593 | Energy Recovery Ventilation System (ERV) | Energy Recovery Ventilation System (ERV) | NonEquip | 15 | Packaged air conditioning units (RTUs) | 0% | Tech/Econ | 10.9% | 0 | 0 | 0
Tech | Restaurants | Space Cooling | Residential-type central air conditioners | TRC | Existing | NE3515 | Duct Sealing Repair | Duct Sealing Repair | NonEquip | 15 |  | 30.55% | Tech/Econ | 12% | 11059.5291 | 2.179 | 0
Tech | Restaurants | Space Cooling | Residential-type central air conditioners | TRC | Existing | NE3463 | Duct Insulation | Duct Insulation | NonEquip | 15 |  | 30.55% | Tech/Econ | 2.045% | 1733.5426 | 0.47095 | 0
Tech | Restaurants | Space Cooling | Residential-type central air conditioners | TRC | Existing | NE3411 | Dedicated Outdoor Air System on VRF unit | Dedicated Outdoor Air System on VRF unit | NonEquip | 15 | Residential-type central air conditioners | 58.91% | Tech/Econ | 17.5% | 36654.4225 | 11.1536 | 0
Tech | Restaurants | Space Cooling | Residential-type central air conditioners | TRC | Existing | NE3359 | Cool Roof | Cool Roof | NonEquip | 15 |  | 72.71% | Tech/Econ | 0.6561% | 1311.2015 | 0.55702 | 0
Tech | Restaurants | Space Cooling | Residential-type central air conditioners | TRC | Existing | NE3307 | Chilled Water System - Variable Speed Drives | Chilled Water System - Variable Speed Drives | NonEquip | 13 | Central chillers inside | 0% | Tech/Econ | 24.74% | 0 | 0 | 0
Tech | Restaurants | Space Cooling | Residential-type central air conditioners | TRC | Existing | NE3281 | Chilled Water Controls Optimization | Chilled Water Controls Optimization | NonEquip | 10 | Central chillers inside | 0% | Tech/Econ | 12.5% | 0 | 0 | 0
Tech | Restaurants | Space Cooling | Residential-type central air conditioners | TRC | Existing | NE3203 | Ceiling Insulation(R2 to R38) | Ceiling Insulation(R2 to R38) | NonEquip | 20 |  | 0% | Tech/Econ | 5.435% | 0 | 0 | 0
Tech | Restaurants | Space Cooling | Residential-type central air conditioners | TRC | Existing | NE3099 | Ceiling Insulation(R12 to R38) | Ceiling Insulation(R12 to R38) | NonEquip | 20 |  | 0% | Tech/Econ | 0.6542% | 0 | 0 | 0
Tech | Restaurants | Space Cooling | Residential-type central air conditioners | TRC | Existing | NE3047 | Airside Economizer | Airside Economizer | NonEquip | 10 | Packaged air conditioning units (RTUs) | 0% | Tech/Econ | 5.556% | 0 | 0 | 0
Tech | Restaurants | Space Cooling | Residential-type central air conditioners | TRC | Turnover | ET830 | Geothermal Heat Pump | Geothermal Heat Pump | Equip | 15 | Residential-type central air conditioners | 30.5% | Tech/Econ | 21.18% | 24571.2577 | 10.5668 | 0
Tech | Restaurants | Space Cooling | Residential-type central air conditioners | TRC | Turnover | ET1376 | Variable Refrigerant Flow (VRF) HVAC Systems | Variable Refrigerant Flow (VRF) HVAC Systems | Equip | 15 | Residential-type central air conditioners | 49.09% | Tech/Econ | 36.88% | 84102.4064 | 25.5917 | 0
Tech | Restaurants | Space Cooling | Residential-type central air conditioners | TRC | Turnover | ET1298 | High Efficiency PTHP | High Efficiency PTHP | Equip | 15 | Residential-type central air conditioners | 0% | Tech/Econ | 23.64% | 0 | 0 | 0
Tech | Restaurants | Space Cooling | Residential-type central air conditioners | TRC | Turnover | ET1259 | High Efficiency PTAC | High Efficiency PTAC | Equip | 15 | Residential-type central air conditioners | 0% | Tech/Econ | 23.64% | 0 | 0 | 0
Tech | Restaurants | Space Cooling | Residential-type central air conditioners | TRC | New | EN856 | Geothermal Heat Pump | Geothermal Heat Pump | Equip | 15 | Residential-type central air conditioners | 30.5% | Tech/Econ | 21.18% | 465.7815 | 0.20031 | 0
Tech | Restaurants | Space Cooling | Residential-type central air conditioners | TRC | New | EN1402 | Variable Refrigerant Flow (VRF) HVAC Systems | Variable Refrigerant Flow (VRF) HVAC Systems | Equip | 15 | Residential-type central air conditioners | 49.09% | Tech/Econ | 36.88% | 1594.275 | 0.48512 | 0
Tech | Restaurants | Space Cooling | Residential-type central air conditioners | TRC | New | EN1324 | High Efficiency PTHP | High Efficiency PTHP | Equip | 15 | Residential-type central air conditioners | 0% | Tech/Econ | 23.64% | 0 | 0 | 0
Tech | Restaurants | Space Cooling | Residential-type central air conditioners | TRC | New | EN1285 | High Efficiency PTAC | High Efficiency PTAC | Equip | 15 | Residential-type central air conditioners | 0% | Tech/Econ | 23.64% | 0 | 0 | 0
Tech | Restaurants | Space Heating | Residential/split system heat pump | TRC | New | NN5348 | Retro-Commissioning | Retro-Commissioning | NonEquip | 5 |  | 0% | Tech/Econ | 16% | 0 | 0 | 0
Tech | Restaurants | Space Heating | Residential/split system heat pump | TRC | New | NN4334 | Water Cooled Refrigeration Heat Recovery | Water Cooled Refrigeration Heat Recovery | NonEquip | 20 |  | 0% | Tech/Econ | 10% | 0 | 0 | 0
Tech | Restaurants | Space Heating | Residential/split system heat pump | TRC | New | NN4282 | Warehouse Loading Dock Seals | Warehouse Loading Dock Seals | NonEquip | 18 |  | 0% | Tech/Econ | 0.8292% | 0 | 0 | 0
Tech | Restaurants | Space Heating | Residential/split system heat pump | TRC | New | NN4178 | Smart Thermostat | Smart Thermostat | NonEquip | 11 |  | 45.33% | Tech/Econ | 10% | 2765.9622 | 0 | -0.0019451
Tech | Restaurants | Space Heating | Residential/split system heat pump | TRC | New | NN4100 | Roof Insulation | Roof Insulation | NonEquip | 20 |  | 37.5% | Tech/Econ | 0.4923% | 62.687 | 0 | 0.029256
Tech | Restaurants | Space Heating | Residential/split system heat pump | TRC | New | NN4074 | Programmable Thermostat | Programmable Thermostat | NonEquip | 11 |  | 0% | Tech/Econ | 3.6% | 0 | 0 | 0
Tech | Restaurants | Space Heating | Residential/split system heat pump | TRC | New | NN4022 | Low U-Value Windows | Low U-Value Windows | NonEquip | 20 |  | 26.88% | Tech/Econ | 10% | 1685.3227 | 0 | 0.0070043
Tech | Restaurants | Space Heating | Residential/split system heat pump | TRC | New | NN3944 | Infiltration Reduction - Air Sealing | Infiltration Reduction - Air Sealing | NonEquip | 11 |  | 0% | Tech/Econ | 0.4146% | 0 | 0 | 0
Tech | Restaurants | Space Heating | Residential/split system heat pump | TRC | New | NN3788 | Green Roof | Green Roof | NonEquip | 15 |  | 0.49% | Tech/Econ | 0.7608% | 2.0611 | 0 | 0
Tech | Restaurants | Space Heating | Residential/split system heat pump | TRC | New | NN3736 | Floor Insulation | Floor Insulation | NonEquip | 20 |  | 16.87% | Tech/Econ | 0.2583% | 0 | 0 | 0
Tech | Restaurants | Space Heating | Residential/split system heat pump | TRC | New | NN3658 | Facility Energy Management System | Facility Energy Management System | NonEquip | 15 |  | 4.276% | Tech/Econ | 20% | 540.8982 | 0 | 0.064901
Tech | Restaurants | Space Heating | Residential/split system heat pump | TRC | New | NN3580 | ECM Motors on Furnaces | ECM Motors on Furnaces | NonEquip | 15 | Forced air furnace | 0% | Tech/Econ | 1.706% | 0 | 0 | 0
Tech | Restaurants | Space Heating | Residential/split system heat pump | TRC | New | NN3554 | Duct Sealing Repair | Duct Sealing Repair | NonEquip | 15 |  | 0% | Tech/Econ | 12% | 0 | 0 | 0
Tech | Restaurants | Space Heating | Residential/split system heat pump | TRC | New | NN3502 | Duct Insulation | Duct Insulation | NonEquip | 15 |  | 0% | Tech/Econ | 2.045% | 0 | 0 | 0
Tech | Restaurants | Space Heating | Residential/split system heat pump | TRC | New | NN3450 | Destratification Fans | Destratification Fans | NonEquip | 10 |  | 0% | Tech/Econ | 12.59% | 0 | 0 | 0
Tech | Restaurants | Space Heating | Residential/split system heat pump | TRC | New | NN3398 | Dedicated Outdoor Air System on VRF unit | Dedicated Outdoor Air System on VRF unit | NonEquip | 15 | Residential/split system heat pump | 58.91% | Tech/Econ | 10% | 2965.5562 | 0 | 0.91208
Tech | Restaurants | Space Heating | Residential/split system heat pump | TRC | New | NN3242 | Ceiling Insulation(R30 to R38) | Ceiling Insulation(R30 to R38) | NonEquip | 20 |  | 0% | Tech/Econ | 0.09949% | 0 | 0 | 0
Tech | Restaurants | Space Heating | Residential/split system heat pump | TRC | New | NN3190 | Ceiling Insulation(R2 to R38) | Ceiling Insulation(R2 to R38) | NonEquip | 20 |  | 0% | Tech/Econ | 6.716% | 0 | 0 | 0
Tech | Restaurants | Space Heating | Residential/split system heat pump | TRC | New | NN3138 | Ceiling Insulation(R19 to R38) | Ceiling Insulation(R19 to R38) | NonEquip | 20 |  | 0% | Tech/Econ | 0.3731% | 0 | 0 | 0
Tech | Restaurants | Space Heating | Residential/split system heat pump | TRC | New | NN3086 | Ceiling Insulation(R12 to R38) | Ceiling Insulation(R12 to R38) | NonEquip | 20 |  | 0% | Tech/Econ | 0.8084% | 0 | 0 | 0
Tech | Restaurants | Space Heating | Residential/split system heat pump | TRC | New | NN3008 | Air Curtains | Air Curtains | NonEquip | 8 |  | 26.88% | Tech/Econ | 0.4135% | 0 | 0 | 0
Tech | Restaurants | Space Heating | Residential/split system heat pump | TRC | Existing | NE5335 | Retro-Commissioning | Retro-Commissioning | NonEquip | 5 |  | 21.99% | Tech/Econ | 16% | 100586.2695 | 0 | 60.1735
Tech | Restaurants | Space Heating | Residential/split system heat pump | TRC | Existing | NE4321 | Water Cooled Refrigeration Heat Recovery | Water Cooled Refrigeration Heat Recovery | NonEquip | 20 |  | 0% | Tech/Econ | 10% | 0 | 0 | 0
Tech | Restaurants | Space Heating | Residential/split system heat pump | TRC | Existing | NE4269 | Warehouse Loading Dock Seals | Warehouse Loading Dock Seals | NonEquip | 18 |  | 0% | Tech/Econ | 0.915% | 0 | 0 | 0
Tech | Restaurants | Space Heating | Residential/split system heat pump | TRC | Existing | NE4243 | Wall Insulation | Wall Insulation | NonEquip | 20 |  | 0% | Tech/Econ | 0.949% | 0 | 0 | 0
Tech | Restaurants | Space Heating | Residential/split system heat pump | TRC | Existing | NE4165 | Smart Thermostat | Smart Thermostat | NonEquip | 11 |  | 45.33% | Tech/Econ | 10% | 136969.0039 | 0 | -0.096319
Tech | Restaurants | Space Heating | Residential/split system heat pump | TRC | Existing | NE4087 | Roof Insulation | Roof Insulation | NonEquip | 20 |  | 37.5% | Tech/Econ | 1.086% | 11167.5161 | 0 | 5.2119
Tech | Restaurants | Space Heating | Residential/split system heat pump | TRC | Existing | NE4061 | Programmable Thermostat | Programmable Thermostat | NonEquip | 11 |  | 0% | Tech/Econ | 3.6% | 0 | 0 | 0
Tech | Restaurants | Space Heating | Residential/split system heat pump | TRC | Existing | NE4009 | Low U-Value Windows | Low U-Value Windows | NonEquip | 20 |  | 10.75% | Tech/Econ | 46% | 205038.0992 | 0 | 0.85215
Tech | Restaurants | Space Heating | Residential/split system heat pump | TRC | Existing | NE3931 | Infiltration Reduction - Air Sealing | Infiltration Reduction - Air Sealing | NonEquip | 11 |  | 0% | Tech/Econ | 0.4575% | 0 | 0 | 0
Tech | Restaurants | Space Heating | Residential/split system heat pump | TRC | Existing | NE3853 | Hotel Card Energy Control Systems | Hotel Card Energy Control Systems | NonEquip | 15 |  | 0% | Tech/Econ | 0% | 0 | 0 | 0
Tech | Restaurants | Space Heating | Residential/split system heat pump | TRC | Existing | NE3775 | Green Roof | Green Roof | NonEquip | 15 |  | 0.098% | Tech/Econ | 0.8395% | 22.4592 | 0 | 0
Tech | Restaurants | Space Heating | Residential/split system heat pump | TRC | Existing | NE3723 | Floor Insulation | Floor Insulation | NonEquip | 20 |  | 6.749% | Tech/Econ | 0.285% | 524.4836 | 0 | 0.24478
Tech | Restaurants | Space Heating | Residential/split system heat pump | TRC | Existing | NE3645 | Facility Energy Management System | Facility Energy Management System | NonEquip | 15 |  | 0.5043% | Tech/Econ | 20% | 3365.4786 | 0 | 0.40381
Tech | Restaurants | Space Heating | Residential/split system heat pump | TRC | Existing | NE3567 | ECM Motors on Furnaces | ECM Motors on Furnaces | NonEquip | 15 | Forced air furnace | 0% | Tech/Econ | 1.706% | 0 | 0 | 0
Tech | Restaurants | Space Heating | Residential/split system heat pump | TRC | Existing | NE3541 | Duct Sealing Repair | Duct Sealing Repair | NonEquip | 15 |  | 30.55% | Tech/Econ | 12% | 122205.8455 | 0 | 85.2745
Tech | Restaurants | Space Heating | Residential/split system heat pump | TRC | Existing | NE3489 | Duct Insulation | Duct Insulation | NonEquip | 15 |  | 30.55% | Tech/Econ | 2.045% | 17236.5788 | 0 | 10.0636
Tech | Restaurants | Space Heating | Residential/split system heat pump | TRC | Existing | NE3437 | Destratification Fans | Destratification Fans | NonEquip | 10 |  | 0% | Tech/Econ | 12.59% | 0 | 0 | 0
Tech | Restaurants | Space Heating | Residential/split system heat pump | TRC | Existing | NE3385 | Dedicated Outdoor Air System on VRF unit | Dedicated Outdoor Air System on VRF unit | NonEquip | 15 | Residential/split system heat pump | 58.91% | Tech/Econ | 10% | 189170.9119 | 0 | 58.1813
Tech | Restaurants | Space Heating | Residential/split system heat pump | TRC | Existing | NE3333 | Cool Roof | Cool Roof | NonEquip | 15 |  | 72.71% | Tech/Econ | 0.09479% | 1878.6587 | 0 | 0
Tech | Restaurants | Space Heating | Residential/split system heat pump | TRC | Existing | NE3229 | Ceiling Insulation(R30 to R38) | Ceiling Insulation(R30 to R38) | NonEquip | 20 |  | 0% | Tech/Econ | 0.1098% | 0 | 0 | 0
Tech | Restaurants | Space Heating | Residential/split system heat pump | TRC | Existing | NE3177 | Ceiling Insulation(R2 to R38) | Ceiling Insulation(R2 to R38) | NonEquip | 20 |  | 0% | Tech/Econ | 7.411% | 0 | 0 | 0
Tech | Restaurants | Space Heating | Residential/split system heat pump | TRC | Existing | NE3125 | Ceiling Insulation(R19 to R38) | Ceiling Insulation(R19 to R38) | NonEquip | 20 |  | 0% | Tech/Econ | 0.4117% | 0 | 0 | 0
Tech | Restaurants | Space Heating | Residential/split system heat pump | TRC | Existing | NE3073 | Ceiling Insulation(R12 to R38) | Ceiling Insulation(R12 to R38) | NonEquip | 20 |  | 0% | Tech/Econ | 0.892% | 0 | 0 | 0
Tech | Restaurants | Space Heating | Residential/split system heat pump | TRC | Existing | NE2995 | Air Curtains | Air Curtains | NonEquip | 8 |  | 31.69% | Tech/Econ | 0.4135% | 3576.5861 | 0 | 0.38843
Tech | Restaurants | Space Heating | Residential/split system heat pump | TRC | Turnover | ET869 | Geothermal Heat Pump | Geothermal Heat Pump | Equip | 15 | Residential/split system heat pump | 30.5% | Tech/Econ | 2.941% | 25876.8614 | 0 | 8.5474
Tech | Restaurants | Space Heating | Residential/split system heat pump | TRC | Turnover | ET1415 | Variable Refrigerant Flow (VRF) HVAC Systems | Variable Refrigerant Flow (VRF) HVAC Systems | Equip | 15 | Residential/split system heat pump | 49.09% | Tech/Econ | 31.25% | 604666.8406 | 0 | 185.9709
Tech | Restaurants | Space Heating | Residential/split system heat pump | TRC | Turnover | ET1337 | High Efficiency PTHP | High Efficiency PTHP | Equip | 15 | Residential/split system heat pump | 0% | Tech/Econ | 9.375% | 0 | 0 | 0
Tech | Restaurants | Space Heating | Residential/split system heat pump | TRC | New | EN895 | Geothermal Heat Pump | Geothermal Heat Pump | Equip | 15 | Residential/split system heat pump | 30.5% | Tech/Econ | 2.941% | 0 | 0 | 0
Tech | Restaurants | Space Heating | Residential/split system heat pump | TRC | New | EN1441 | Variable Refrigerant Flow (VRF) HVAC Systems | Variable Refrigerant Flow (VRF) HVAC Systems | Equip | 15 | Residential/split system heat pump | 49.09% | Tech/Econ | 31.25% | 11462.2789 | 0 | 3.5253
Tech | Restaurants | Space Heating | Residential/split system heat pump | TRC | New | EN1363 | High Efficiency PTHP | High Efficiency PTHP | Equip | 15 | Residential/split system heat pump | 0% | Tech/Econ | 9.375% | 0 | 0 | 0
Tech | Restaurants | Refrigeration | Residential style | TRC | New | NN5322 | Retro-Commissioning | Retro-Commissioning | NonEquip | 5 |  | 0% | Tech/Econ | 16% | 0 | 0 | 0
Tech | Restaurants | Refrigeration | Residential style | TRC | New | NN4906 | Strip Curtains for Walk-ins | Strip Curtains for Walk-ins | NonEquip | 4 | Walk-in cooler | 0% | Tech/Econ | 2.115% | 0 | 0 | 0
Tech | Restaurants | Refrigeration | Residential style | TRC | New | NN4880 | Refrigerated Display Case Lighting Controls | Refrigerated Display Case Lighting Controls | NonEquip | 8 | Display cases | 0% | Tech/Econ | 0.9365% | 0 | 0 | 0
Tech | Restaurants | Refrigeration | Residential style | TRC | New | NN4854 | PSC to ECM Evaporator Fan Motor (Walk-In, Refrigerator) | PSC to ECM Evaporator Fan Motor (Walk-In, Refrigerator) | NonEquip | 15 | Walk-in cooler | 0% | Tech/Econ | 37.5% | 0 | 0 | 0
Tech | Restaurants | Refrigeration | Residential style | TRC | New | NN4828 | PSC to ECM Evaporator Fan Motor (Reach-In) | PSC to ECM Evaporator Fan Motor (Reach-In) | NonEquip | 15 | Display cases | 0% | Tech/Econ | 37.5% | 0 | 0 | 0
Tech | Restaurants | Refrigeration | Residential style | TRC | New | NN4802 | Night Covers for Display Cases | Night Covers for Display Cases | NonEquip | 5 | Display cases | 0% | Tech/Econ | 1.877% | 0 | 0 | 0
Tech | Restaurants | Refrigeration | Residential style | TRC | New | NN4776 | High R-Value Glass Doors | High R-Value Glass Doors | NonEquip | 12 | Display cases | 0% | Tech/Econ | 0% | 0 | 0 | 0
Tech | Restaurants | Refrigeration | Residential style | TRC | New | NN4750 | High Efficiency Refrigeration Compressor | High Efficiency Refrigeration Compressor | NonEquip | 13 | Display cases | 0% | Tech/Econ | 6.922% | 0 | 0 | 0
Tech | Restaurants | Refrigeration | Residential style | TRC | New | NN4724 | Freezer-Cooler Replacement Gaskets | Freezer-Cooler Replacement Gaskets | NonEquip | 4 | Display cases | 0% | Tech/Econ | 0% | 0 | 0 | 0
Tech | Restaurants | Refrigeration | Residential style | TRC | New | NN4698 | Floating Head Pressure Controls | Floating Head Pressure Controls | NonEquip | 15 |  | 0% | Tech/Econ | 6.05% | 0 | 0 | 0
Tech | Restaurants | Refrigeration | Residential style | TRC | New | NN4672 | Demand Defrost | Demand Defrost | NonEquip | 10 | Walk-in cooler | 0% | Tech/Econ | 30% | 0 | 0 | 0
Tech | Restaurants | Refrigeration | Residential style | TRC | New | NN4646 | Automatic Door Closer for Walk-in Coolers and Freezers | Automatic Door Closer for Walk-in Coolers and Freezers | NonEquip | 8 | Walk-in cooler | 0% | Tech/Econ | 3.131% | 0 | 0 | 0
Tech | Restaurants | Refrigeration | Residential style | TRC | New | NN4620 | Anti-Sweat Controls | Anti-Sweat Controls | NonEquip | 8 | Display cases | 0% | Tech/Econ | 85% | 0 | 0 | 0
Tech | Restaurants | Refrigeration | Residential style | TRC | Existing | NE5309 | Retro-Commissioning | Retro-Commissioning | NonEquip | 5 |  | 21.99% | Tech/Econ | 16% | 405722.9778 | 125.2656 | 242.7148
Tech | Restaurants | Refrigeration | Residential style | TRC | Existing | NE4893 | Strip Curtains for Walk-ins | Strip Curtains for Walk-ins | NonEquip | 4 | Walk-in cooler | 0% | Tech/Econ | 2.115% | 0 | 0 | 0
Tech | Restaurants | Refrigeration | Residential style | TRC | Existing | NE4867 | Refrigerated Display Case Lighting Controls | Refrigerated Display Case Lighting Controls | NonEquip | 8 | Display cases | 0% | Tech/Econ | 2.524% | 0 | 0 | 0
Tech | Restaurants | Refrigeration | Residential style | TRC | Existing | NE4841 | PSC to ECM Evaporator Fan Motor (Walk-In, Refrigerator) | PSC to ECM Evaporator Fan Motor (Walk-In, Refrigerator) | NonEquip | 15 | Walk-in cooler | 0% | Tech/Econ | 37.5% | 0 | 0 | 0
Tech | Restaurants | Refrigeration | Residential style | TRC | Existing | NE4815 | PSC to ECM Evaporator Fan Motor (Reach-In) | PSC to ECM Evaporator Fan Motor (Reach-In) | NonEquip | 15 | Display cases | 0% | Tech/Econ | 37.5% | 0 | 0 | 0
Tech | Restaurants | Refrigeration | Residential style | TRC | Existing | NE4789 | Night Covers for Display Cases | Night Covers for Display Cases | NonEquip | 5 | Display cases | 0% | Tech/Econ | 1.877% | 0 | 0 | 0
Tech | Restaurants | Refrigeration | Residential style | TRC | Existing | NE4763 | High R-Value Glass Doors | High R-Value Glass Doors | NonEquip | 12 | Display cases | 0% | Tech/Econ | 23.81% | 0 | 0 | 0
Tech | Restaurants | Refrigeration | Residential style | TRC | Existing | NE4737 | High Efficiency Refrigeration Compressor | High Efficiency Refrigeration Compressor | NonEquip | 13 | Display cases | 0% | Tech/Econ | 6.922% | 0 | 0 | 0
Tech | Restaurants | Refrigeration | Residential style | TRC | Existing | NE4711 | Freezer-Cooler Replacement Gaskets | Freezer-Cooler Replacement Gaskets | NonEquip | 4 | Display cases | 0% | Tech/Econ | 3.131% | 0 | 0 | 0
Tech | Restaurants | Refrigeration | Residential style | TRC | Existing | NE4685 | Floating Head Pressure Controls | Floating Head Pressure Controls | NonEquip | 15 |  | 0% | Tech/Econ | 6.05% | 0 | 0 | 0
Tech | Restaurants | Refrigeration | Residential style | TRC | Existing | NE4659 | Demand Defrost | Demand Defrost | NonEquip | 10 | Walk-in cooler | 0% | Tech/Econ | 30% | 0 | 0 | 0
Tech | Restaurants | Refrigeration | Residential style | TRC | Existing | NE4633 | Automatic Door Closer for Walk-in Coolers and Freezers | Automatic Door Closer for Walk-in Coolers and Freezers | NonEquip | 8 | Walk-in cooler | 0% | Tech/Econ | 3.131% | 0 | 0 | 0
Tech | Restaurants | Refrigeration | Residential style | TRC | Existing | NE4607 | Anti-Sweat Controls | Anti-Sweat Controls | NonEquip | 8 | Display cases | 0% | Tech/Econ | 85% | 0 | 0 | 0
Tech | Restaurants | Refrigeration | Residential style | TRC | Turnover | ET2540 | Energy Star Refrigerator | Energy Star Refrigerator | Equip | 12 | Residential style | 45.6% | Tech/Econ | 21.99% | 1285138.855 | 169.2013 | 133.1376
Tech | Restaurants | Refrigeration | Residential style | TRC | New | EN2566 | Energy Star Refrigerator | Energy Star Refrigerator | Equip | 12 | Residential style | 53.2% | Tech/Econ | 21.99% | 27016.3059 | 3.557 | 2.7988
Tech | Restaurants | Miscellaneous | Pool pump | TRC | New | NN5452 | Retro-Commissioning | Retro-Commissioning | NonEquip | 5 |  | 0% | Tech/Econ | 16% | 0 | 0 | 0
Tech | Restaurants | Miscellaneous | Pool pump | TRC | New | NN4542 | VSD Controlled Compressor | VSD Controlled Compressor | NonEquip | 15 | Others | 0% | Tech/Econ | 20.79% | 0 | 0 | 0
Tech | Restaurants | Miscellaneous | Pool pump | TRC | New | NN4516 | Regenerative Drive Elevator Motor | Regenerative Drive Elevator Motor | NonEquip | 13 | Elevators/Escalators | 0% | Tech/Econ | 6.211% | 0 | 0 | 0
Tech | Restaurants | Miscellaneous | Pool pump | TRC | New | NN4490 | Engine Block Timer | Engine Block Timer | NonEquip | 5 | Others | 0% | Tech/Econ | 36% | 0 | 0 | 0
Tech | Restaurants | Miscellaneous | Pool pump | TRC | New | NN4464 | Efficient Motor Belts | Efficient Motor Belts | NonEquip | 10 | Others | 0% | Tech/Econ | 1.105% | 0 | 0 | 0
Tech | Restaurants | Miscellaneous | Pool pump | TRC | Existing | NE5439 | Retro-Commissioning | Retro-Commissioning | NonEquip | 5 |  | 21.99% | Tech/Econ | 16% | 0 | 0 | 0
Tech | Restaurants | Miscellaneous | Pool pump | TRC | Existing | NE4529 | VSD Controlled Compressor | VSD Controlled Compressor | NonEquip | 15 | Others | 0% | Tech/Econ | 20.79% | 0 | 0 | 0
Tech | Restaurants | Miscellaneous | Pool pump | TRC | Existing | NE4503 | Regenerative Drive Elevator Motor | Regenerative Drive Elevator Motor | NonEquip | 13 | Elevators/Escalators | 0% | Tech/Econ | 6.211% | 0 | 0 | 0
Tech | Restaurants | Miscellaneous | Pool pump | TRC | Existing | NE4477 | Engine Block Timer | Engine Block Timer | NonEquip | 5 | Others | 0% | Tech/Econ | 36% | 0 | 0 | 0
Tech | Restaurants | Miscellaneous | Pool pump | TRC | Existing | NE4451 | Efficient Motor Belts | Efficient Motor Belts | NonEquip | 10 | Others | 0% | Tech/Econ | 1.105% | 0 | 0 | 0
Tech | Restaurants | Miscellaneous | Pool pump | TRC | Turnover | ET2114 | Variable Speed Pool Pump | Variable Speed Pool Pump | Equip | 10 | Pool pump | 0% | Tech/Econ | 64.36% | 0 | 0 | 0
Tech | Restaurants | Miscellaneous | Pool pump | TRC | Turnover | ET2075 | Two Speed Pool Pump | Two Speed Pool Pump | Equip | 10 | Pool pump | 0% | Tech/Econ | 61.79% | 0 | 0 | 0
Tech | Restaurants | Miscellaneous | Pool pump | TRC | Turnover | ET2039 | Solar Powered Pool Pump | Solar Powered Pool Pump | Equip | 10 | Pool pump | 0% | Tech/Econ | 81% | 0 | 0 | 0
Tech | Restaurants | Miscellaneous | Pool pump | TRC | Turnover | ET2000 | Solar Pool Heater | Solar Pool Heater | Equip | 15 | Pool pump | 0% | Tech/Econ | 86.11% | 0 | 0 | 0
Tech | Restaurants | Miscellaneous | Pool pump | TRC | Turnover | ET1961 | Heat Pump Pool Heater | Heat Pump Pool Heater | Equip | 15 | Pool pump | 0% | Tech/Econ | 80% | 0 | 0 | 0
Tech | Restaurants | Miscellaneous | Pool pump | TRC | New | EN2138 | Variable Speed Pool Pump | Variable Speed Pool Pump | Equip | 10 | Pool pump | 0% | Tech/Econ | 64.36% | 0 | 0 | 0
Tech | Restaurants | Miscellaneous | Pool pump | TRC | New | EN2101 | Two Speed Pool Pump | Two Speed Pool Pump | Equip | 10 | Pool pump | 0% | Tech/Econ | 61.79% | 0 | 0 | 0
Tech | Restaurants | Miscellaneous | Pool pump | TRC | New | EN2063 | Solar Powered Pool Pump | Solar Powered Pool Pump | Equip | 10 | Pool pump | 0% | Tech/Econ | 81% | 0 | 0 | 0
Tech | Restaurants | Miscellaneous | Pool pump | TRC | New | EN2026 | Solar Pool Heater | Solar Pool Heater | Equip | 15 | Pool pump | 0% | Tech/Econ | 86.11% | 0 | 0 | 0
Tech | Restaurants | Miscellaneous | Pool pump | TRC | New | EN1987 | Heat Pump Pool Heater | Heat Pump Pool Heater | Equip | 15 | Pool pump | 0% | Tech/Econ | 80% | 0 | 0 | 0
Tech | Restaurants | Space Heating | Packaged central unit | TRC | New | NN5348 | Retro-Commissioning | Retro-Commissioning | NonEquip | 5 |  | 0% | Tech/Econ | 16% | 0 | 0 | 0
Tech | Restaurants | Space Heating | Packaged central unit | TRC | New | NN4334 | Water Cooled Refrigeration Heat Recovery | Water Cooled Refrigeration Heat Recovery | NonEquip | 20 |  | 0% | Tech/Econ | 10% | 0 | 0 | 0
Tech | Restaurants | Space Heating | Packaged central unit | TRC | New | NN4282 | Warehouse Loading Dock Seals | Warehouse Loading Dock Seals | NonEquip | 18 |  | 0% | Tech/Econ | 0.8292% | 0 | 0 | 0
Tech | Restaurants | Space Heating | Packaged central unit | TRC | New | NN4178 | Smart Thermostat | Smart Thermostat | NonEquip | 11 |  | 45.33% | Tech/Econ | 10% | 15557.5263 | 0 | -0.01094
Tech | Restaurants | Space Heating | Packaged central unit | TRC | New | NN4100 | Roof Insulation | Roof Insulation | NonEquip | 20 |  | 37.5% | Tech/Econ | 0.4923% | 360.8575 | 0 | 0.16841
Tech | Restaurants | Space Heating | Packaged central unit | TRC | New | NN4074 | Programmable Thermostat | Programmable Thermostat | NonEquip | 11 |  | 0% | Tech/Econ | 3.6% | 0 | 0 | 0
Tech | Restaurants | Space Heating | Packaged central unit | TRC | New | NN4022 | Low U-Value Windows | Low U-Value Windows | NonEquip | 20 |  | 26.88% | Tech/Econ | 10% | 9479.324 | 0 | 0.039397
Tech | Restaurants | Space Heating | Packaged central unit | TRC | New | NN3944 | Infiltration Reduction - Air Sealing | Infiltration Reduction - Air Sealing | NonEquip | 11 |  | 0% | Tech/Econ | 0.4146% | 0 | 0 | 0
Tech | Restaurants | Space Heating | Packaged central unit | TRC | New | NN3866 | Hotel Card Energy Control Systems | Hotel Card Energy Control Systems | NonEquip | 15 |  | 0% | Tech/Econ | 0% | 0 | 0 | 0
Tech | Restaurants | Space Heating | Packaged central unit | TRC | New | NN3788 | Green Roof | Green Roof | NonEquip | 15 |  | 0.49% | Tech/Econ | 0.7608% | 11.865 | 0 | 0
Tech | Restaurants | Space Heating | Packaged central unit | TRC | New | NN3736 | Floor Insulation | Floor Insulation | NonEquip | 20 |  | 16.87% | Tech/Econ | 0.2583% | 0 | 0 | 0
Tech | Restaurants | Space Heating | Packaged central unit | TRC | New | NN3658 | Facility Energy Management System | Facility Energy Management System | NonEquip | 15 |  | 4.276% | Tech/Econ | 20% | 3042.3547 | 0 | 0.36504
Tech | Restaurants | Space Heating | Packaged central unit | TRC | New | NN3580 | ECM Motors on Furnaces | ECM Motors on Furnaces | NonEquip | 15 | Forced air furnace | 0% | Tech/Econ | 1.706% | 0 | 0 | 0
Tech | Restaurants | Space Heating | Packaged central unit | TRC | New | NN3554 | Duct Sealing Repair | Duct Sealing Repair | NonEquip | 15 |  | 0% | Tech/Econ | 12% | 0 | 0 | 0
Tech | Restaurants | Space Heating | Packaged central unit | TRC | New | NN3502 | Duct Insulation | Duct Insulation | NonEquip | 15 |  | 0% | Tech/Econ | 2.045% | 0 | 0 | 0
Tech | Restaurants | Space Heating | Packaged central unit | TRC | New | NN3450 | Destratification Fans | Destratification Fans | NonEquip | 10 |  | 0% | Tech/Econ | 12.59% | 0 | 0 | 0
Tech | Restaurants | Space Heating | Packaged central unit | TRC | New | NN3398 | Dedicated Outdoor Air System on VRF unit | Dedicated Outdoor Air System on VRF unit | NonEquip | 15 | Residential/split system heat pump | 0% | Tech/Econ | 10% | 0 | 0 | 0
Tech | Restaurants | Space Heating | Packaged central unit | TRC | New | NN3346 | Cool Roof | Cool Roof | NonEquip | 15 |  | 72.32% | Tech/Econ | 0.0859% | 0 | 0 | 0
Tech | Restaurants | Space Heating | Packaged central unit | TRC | New | NN3242 | Ceiling Insulation(R30 to R38) | Ceiling Insulation(R30 to R38) | NonEquip | 20 |  | 0% | Tech/Econ | 0.09949% | 0 | 0 | 0
Tech | Restaurants | Space Heating | Packaged central unit | TRC | New | NN3190 | Ceiling Insulation(R2 to R38) | Ceiling Insulation(R2 to R38) | NonEquip | 20 |  | 0% | Tech/Econ | 6.716% | 0 | 0 | 0
Tech | Restaurants | Space Heating | Packaged central unit | TRC | New | NN3138 | Ceiling Insulation(R19 to R38) | Ceiling Insulation(R19 to R38) | NonEquip | 20 |  | 0% | Tech/Econ | 0.3731% | 0 | 0 | 0
Tech | Restaurants | Space Heating | Packaged central unit | TRC | New | NN3086 | Ceiling Insulation(R12 to R38) | Ceiling Insulation(R12 to R38) | NonEquip | 20 |  | 0% | Tech/Econ | 0.8084% | 0 | 0 | 0
Tech | Restaurants | Space Heating | Packaged central unit | TRC | New | NN3008 | Air Curtains | Air Curtains | NonEquip | 8 |  | 26.88% | Tech/Econ | 0.4135% | 0 | 0 | 0
Tech | Restaurants | Space Heating | Packaged central unit | TRC | Existing | NE5335 | Retro-Commissioning | Retro-Commissioning | NonEquip | 5 |  | 21.99% | Tech/Econ | 16% | 589237.1635 | 0 | 352.4981
Tech | Restaurants | Space Heating | Packaged central unit | TRC | Existing | NE4321 | Water Cooled Refrigeration Heat Recovery | Water Cooled Refrigeration Heat Recovery | NonEquip | 20 |  | 0% | Tech/Econ | 10% | 0 | 0 | 0
Tech | Restaurants | Space Heating | Packaged central unit | TRC | Existing | NE4269 | Warehouse Loading Dock Seals | Warehouse Loading Dock Seals | NonEquip | 18 |  | 0% | Tech/Econ | 0.915% | 0 | 0 | 0
Tech | Restaurants | Space Heating | Packaged central unit | TRC | Existing | NE4243 | Wall Insulation | Wall Insulation | NonEquip | 20 |  | 0% | Tech/Econ | 0.949% | 0 | 0 | 0
Tech | Restaurants | Space Heating | Packaged central unit | TRC | Existing | NE4165 | Smart Thermostat | Smart Thermostat | NonEquip | 11 |  | 45.33% | Tech/Econ | 10% | 818629.2012 | 0 | -0.57567
Tech | Restaurants | Space Heating | Packaged central unit | TRC | Existing | NE4087 | Roof Insulation | Roof Insulation | NonEquip | 20 |  | 37.5% | Tech/Econ | 1.086% | 65419.6199 | 0 | 30.5315
Tech | Restaurants | Space Heating | Packaged central unit | TRC | Existing | NE4061 | Programmable Thermostat | Programmable Thermostat | NonEquip | 11 |  | 0% | Tech/Econ | 3.6% | 0 | 0 | 0
Tech | Restaurants | Space Heating | Packaged central unit | TRC | Existing | NE4009 | Low U-Value Windows | Low U-Value Windows | NonEquip | 20 |  | 10.75% | Tech/Econ | 46% | 976328.7779 | 0 | 4.0577
Tech | Restaurants | Space Heating | Packaged central unit | TRC | Existing | NE3931 | Infiltration Reduction - Air Sealing | Infiltration Reduction - Air Sealing | NonEquip | 11 |  | 0% | Tech/Econ | 0.4575% | 0 | 0 | 0
Tech | Restaurants | Space Heating | Packaged central unit | TRC | Existing | NE3853 | Hotel Card Energy Control Systems | Hotel Card Energy Control Systems | NonEquip | 15 |  | 0% | Tech/Econ | 0% | 0 | 0 | 0
Tech | Restaurants | Space Heating | Packaged central unit | TRC | Existing | NE3775 | Green Roof | Green Roof | NonEquip | 15 |  | 0.098% | Tech/Econ | 0.8395% | 131.5665 | 0 | 0
Tech | Restaurants | Space Heating | Packaged central unit | TRC | Existing | NE3723 | Floor Insulation | Floor Insulation | NonEquip | 20 |  | 6.749% | Tech/Econ | 0.285% | 3072.4397 | 0 | 1.4339
Tech | Restaurants | Space Heating | Packaged central unit | TRC | Existing | NE3645 | Facility Energy Management System | Facility Energy Management System | NonEquip | 15 |  | 0.5043% | Tech/Econ | 20% | 18929.5868 | 0 | 2.2713
Tech | Restaurants | Space Heating | Packaged central unit | TRC | Existing | NE3567 | ECM Motors on Furnaces | ECM Motors on Furnaces | NonEquip | 15 | Forced air furnace | 0% | Tech/Econ | 1.706% | 0 | 0 | 0
Tech | Restaurants | Space Heating | Packaged central unit | TRC | Existing | NE3541 | Duct Sealing Repair | Duct Sealing Repair | NonEquip | 15 |  | 30.55% | Tech/Econ | 12% | 687363.216 | 0 | 479.6378
Tech | Restaurants | Space Heating | Packaged central unit | TRC | Existing | NE3489 | Duct Insulation | Duct Insulation | NonEquip | 15 |  | 30.55% | Tech/Econ | 2.045% | 100972.3581 | 0 | 58.9529
Tech | Restaurants | Space Heating | Packaged central unit | TRC | Existing | NE3437 | Destratification Fans | Destratification Fans | NonEquip | 10 |  | 0% | Tech/Econ | 12.59% | 0 | 0 | 0
Tech | Restaurants | Space Heating | Packaged central unit | TRC | Existing | NE3385 | Dedicated Outdoor Air System on VRF unit | Dedicated Outdoor Air System on VRF unit | NonEquip | 15 | Residential/split system heat pump | 0% | Tech/Econ | 10% | 0 | 0 | 0
Tech | Restaurants | Space Heating | Packaged central unit | TRC | Existing | NE3333 | Cool Roof | Cool Roof | NonEquip | 15 |  | 72.71% | Tech/Econ | 0.09479% | 11005.2347 | 0 | 0
Tech | Restaurants | Space Heating | Packaged central unit | TRC | Existing | NE3229 | Ceiling Insulation(R30 to R38) | Ceiling Insulation(R30 to R38) | NonEquip | 20 |  | 0% | Tech/Econ | 0.1098% | 0 | 0 | 0
Tech | Restaurants | Space Heating | Packaged central unit | TRC | Existing | NE3177 | Ceiling Insulation(R2 to R38) | Ceiling Insulation(R2 to R38) | NonEquip | 20 |  | 0% | Tech/Econ | 7.411% | 0 | 0 | 0
Tech | Restaurants | Space Heating | Packaged central unit | TRC | Existing | NE3125 | Ceiling Insulation(R19 to R38) | Ceiling Insulation(R19 to R38) | NonEquip | 20 |  | 0% | Tech/Econ | 0.4117% | 0 | 0 | 0
Tech | Restaurants | Space Heating | Packaged central unit | TRC | Existing | NE3073 | Ceiling Insulation(R12 to R38) | Ceiling Insulation(R12 to R38) | NonEquip | 20 |  | 0% | Tech/Econ | 0.892% | 0 | 0 | 0
Tech | Restaurants | Space Heating | Packaged central unit | TRC | Existing | NE2995 | Air Curtains | Air Curtains | NonEquip | 8 |  | 31.69% | Tech/Econ | 0.4135% | 20951.741 | 0 | 2.2754
Tech | Restaurants | Space Heating | Packaged central unit | TRC | Turnover | ET1220 | High Efficiency DX 135k- less than 240k BTU | High Efficiency DX 135k- less than 240k BTU | Equip | 15 | Packaged central unit | 94.56% | Tech/Econ | 3.03% | 494075.0419 | 0 | 0
Tech | Restaurants | Space Heating | Packaged central unit | TRC | New | EN1246 | High Efficiency DX 135k- less than 240k BTU | High Efficiency DX 135k- less than 240k BTU | Equip | 15 | Packaged central unit | 94.56% | Tech/Econ | 3.03% | 9389.5813 | 0 | 0
Tech | Restaurants | Space Cooling | Packaged air conditioning units (RTUs) | TRC | New | NN5374 | Retro-Commissioning | Retro-Commissioning | NonEquip | 5 |  | 0% | Tech/Econ | 16% | 0 | 0 | 0
Tech | Restaurants | Space Cooling | Packaged air conditioning units (RTUs) | TRC | New | NN4386 | Window Sun Protection | Window Sun Protection | NonEquip | 10 |  | 15.35% | Tech/Econ | 16% | 133043.1343 | 48.6591 | -0.54088
Tech | Restaurants | Space Cooling | Packaged air conditioning units (RTUs) | TRC | New | NN4360 | Waterside Economizer | Waterside Economizer | NonEquip | 20 |  | 0% | Tech/Econ | 5.556% | 0 | 0 | 0
Tech | Restaurants | Space Cooling | Packaged air conditioning units (RTUs) | TRC | New | NN4308 | Warehouse Loading Dock Seals | Warehouse Loading Dock Seals | NonEquip | 18 |  | 0% | Tech/Econ | 0.6711% | 0 | 0 | 0
Tech | Restaurants | Space Cooling | Packaged air conditioning units (RTUs) | TRC | New | NN4152 | Smart Thermostat | Smart Thermostat | NonEquip | 11 |  | 45.33% | Tech/Econ | 10% | 38567.5087 | 14.2923 | 0
Tech | Restaurants | Space Cooling | Packaged air conditioning units (RTUs) | TRC | New | NN4126 | Roof Insulation | Roof Insulation | NonEquip | 20 |  | 37.5% | Tech/Econ | 0.3984% | 0 | 0 | 0
Tech | Restaurants | Space Cooling | Packaged air conditioning units (RTUs) | TRC | New | NN4048 | Programmable Thermostat | Programmable Thermostat | NonEquip | 11 |  | 0% | Tech/Econ | 3.6% | 0 | 0 | 0
Tech | Restaurants | Space Cooling | Packaged air conditioning units (RTUs) | TRC | New | NN3996 | Low U-Value Windows | Low U-Value Windows | NonEquip | 20 |  | 26.88% | Tech/Econ | 10% | 0 | 0 | 0
Tech | Restaurants | Space Cooling | Packaged air conditioning units (RTUs) | TRC | New | NN3918 | HVAC tune-up_RTU | HVAC tune-up_RTU | NonEquip | 5 | Packaged air conditioning units (RTUs) | 0% | Tech/Econ | 5% | 0 | 0 | 0
Tech | Restaurants | Space Cooling | Packaged air conditioning units (RTUs) | TRC | New | NN3892 | HVAC tune-up | HVAC tune-up | NonEquip | 5 | Residential-type central air conditioners | 0% | Tech/Econ | 5% | 0 | 0 | 0
Tech | Restaurants | Space Cooling | Packaged air conditioning units (RTUs) | TRC | New | NN3814 | Green Roof | Green Roof | NonEquip | 15 |  | 0.49% | Tech/Econ | 0.4618% | 0 | 0 | 0
Tech | Restaurants | Space Cooling | Packaged air conditioning units (RTUs) | TRC | New | NN3684 | Facility Energy Management System | Facility Energy Management System | NonEquip | 15 |  | 4.276% | Tech/Econ | 20% | 46733.7544 | 12.1956 | 0
Tech | Restaurants | Space Cooling | Packaged air conditioning units (RTUs) | TRC | New | NN3632 | Facility Commissioning | Facility Commissioning | NonEquip | 10 |  | 71.67% | Tech/Econ | 16% | 606023.27 | 124.6317 | 0.561
Tech | Restaurants | Space Cooling | Packaged air conditioning units (RTUs) | TRC | New | NN3606 | Energy Recovery Ventilation System (ERV) | Energy Recovery Ventilation System (ERV) | NonEquip | 15 | Packaged air conditioning units (RTUs) | 48.99% | Tech/Econ | 10.9% | 249854.6963 | 430.3271 | 16.4538
Tech | Restaurants | Space Cooling | Packaged air conditioning units (RTUs) | TRC | New | NN3528 | Duct Sealing Repair | Duct Sealing Repair | NonEquip | 15 |  | 0% | Tech/Econ | 12% | 0 | 0 | 0
Tech | Restaurants | Space Cooling | Packaged air conditioning units (RTUs) | TRC | New | NN3476 | Duct Insulation | Duct Insulation | NonEquip | 15 |  | 0% | Tech/Econ | 2.045% | 0 | 0 | 0
Tech | Restaurants | Space Cooling | Packaged air conditioning units (RTUs) | TRC | New | NN3424 | Dedicated Outdoor Air System on VRF unit | Dedicated Outdoor Air System on VRF unit | NonEquip | 15 | Residential-type central air conditioners | 0% | Tech/Econ | 17.5% | 0 | 0 | 0
Tech | Restaurants | Space Cooling | Packaged air conditioning units (RTUs) | TRC | New | NN3372 | Cool Roof | Cool Roof | NonEquip | 15 |  | 72.32% | Tech/Econ | 0.6561% | 0 | 0 | 0
Tech | Restaurants | Space Cooling | Packaged air conditioning units (RTUs) | TRC | New | NN3320 | Chilled Water System - Variable Speed Drives | Chilled Water System - Variable Speed Drives | NonEquip | 13 | Central chillers inside | 0% | Tech/Econ | 24.74% | 0 | 0 | 0
Tech | Restaurants | Space Cooling | Packaged air conditioning units (RTUs) | TRC | New | NN3294 | Chilled Water Controls Optimization | Chilled Water Controls Optimization | NonEquip | 10 | Central chillers inside | 0% | Tech/Econ | 12.5% | 0 | 0 | 0
Tech | Restaurants | Space Cooling | Packaged air conditioning units (RTUs) | TRC | New | NN3216 | Ceiling Insulation(R2 to R38) | Ceiling Insulation(R2 to R38) | NonEquip | 20 |  | 0% | Tech/Econ | 5.435% | 0 | 0 | 0
Tech | Restaurants | Space Cooling | Packaged air conditioning units (RTUs) | TRC | New | NN3112 | Ceiling Insulation(R12 to R38) | Ceiling Insulation(R12 to R38) | NonEquip | 20 |  | 0% | Tech/Econ | 0.6542% | 0 | 0 | 0
Tech | Restaurants | Space Cooling | Packaged air conditioning units (RTUs) | TRC | New | NN3060 | Airside Economizer | Airside Economizer | NonEquip | 10 | Packaged air conditioning units (RTUs) | 4.552% | Tech/Econ | 5.556% | 11104.2586 | -2.3736 | 0.0032074
Tech | Restaurants | Space Cooling | Packaged air conditioning units (RTUs) | TRC | Existing | NE5361 | Retro-Commissioning | Retro-Commissioning | NonEquip | 5 |  | 21.99% | Tech/Econ | 16% | 8272072.374 | 2553.9736 | 0
Tech | Restaurants | Space Cooling | Packaged air conditioning units (RTUs) | TRC | Existing | NE4373 | Window Sun Protection | Window Sun Protection | NonEquip | 10 |  | 12.19% | Tech/Econ | 16% | 5618591.03 | 2054.941 | -22.8423
Tech | Restaurants | Space Cooling | Packaged air conditioning units (RTUs) | TRC | Existing | NE4347 | Waterside Economizer | Waterside Economizer | NonEquip | 20 |  | 0% | Tech/Econ | 5.556% | 0 | 0 | 0
Tech | Restaurants | Space Cooling | Packaged air conditioning units (RTUs) | TRC | Existing | NE4295 | Warehouse Loading Dock Seals | Warehouse Loading Dock Seals | NonEquip | 18 |  | 0% | Tech/Econ | 0.6711% | 0 | 0 | 0
Tech | Restaurants | Space Cooling | Packaged air conditioning units (RTUs) | TRC | Existing | NE4217 | Wall Insulation | Wall Insulation | NonEquip | 20 |  | 0% | Tech/Econ | 4.766% | 0 | 0 | 0
Tech | Restaurants | Space Cooling | Packaged air conditioning units (RTUs) | TRC | Existing | NE4139 | Smart Thermostat | Smart Thermostat | NonEquip | 11 |  | 45.33% | Tech/Econ | 10% | 11671258.9 | 4325.1311 | 0
Tech | Restaurants | Space Cooling | Packaged air conditioning units (RTUs) | TRC | Existing | NE4113 | Roof Insulation | Roof Insulation | NonEquip | 20 |  | 37.5% | Tech/Econ | 0.7968% | 673541.0416 | 137.4499 | 0
Tech | Restaurants | Space Cooling | Packaged air conditioning units (RTUs) | TRC | Existing | NE4035 | Programmable Thermostat | Programmable Thermostat | NonEquip | 11 |  | 0% | Tech/Econ | 3.6% | 0 | 0 | 0
Tech | Restaurants | Space Cooling | Packaged air conditioning units (RTUs) | TRC | Existing | NE3983 | Low U-Value Windows | Low U-Value Windows | NonEquip | 20 |  | 10.75% | Tech/Econ | 46% | 14997432.5 | 5574.5899 | 0
Tech | Restaurants | Space Cooling | Packaged air conditioning units (RTUs) | TRC | Existing | NE3957 | Infiltration Reduction - Air Sealing | Infiltration Reduction - Air Sealing | NonEquip | 11 |  | 0% | Tech/Econ | 0.3355% | 0 | 0 | 0
Tech | Restaurants | Space Cooling | Packaged air conditioning units (RTUs) | TRC | Existing | NE3905 | HVAC tune-up_RTU | HVAC tune-up_RTU | NonEquip | 5 | Packaged air conditioning units (RTUs) | 0% | Tech/Econ | 5% | 0 | 0 | 0
Tech | Restaurants | Space Cooling | Packaged air conditioning units (RTUs) | TRC | Existing | NE3879 | HVAC tune-up | HVAC tune-up | NonEquip | 5 | Residential-type central air conditioners | 0% | Tech/Econ | 5% | 0 | 0 | 0
Tech | Restaurants | Space Cooling | Packaged air conditioning units (RTUs) | TRC | Existing | NE3801 | Green Roof | Green Roof | NonEquip | 15 |  | 0.098% | Tech/Econ | 0.4618% | 1012.2259 | 0.43001 | 0
Tech | Restaurants | Space Cooling | Packaged air conditioning units (RTUs) | TRC | Existing | NE3671 | Facility Energy Management System | Facility Energy Management System | NonEquip | 15 |  | 0.5043% | Tech/Econ | 20% | 290778.2787 | 75.8815 | 0
Tech | Restaurants | Space Cooling | Packaged air conditioning units (RTUs) | TRC | Existing | NE3593 | Energy Recovery Ventilation System (ERV) | Energy Recovery Ventilation System (ERV) | NonEquip | 15 | Packaged air conditioning units (RTUs) | 48.99% | Tech/Econ | 10.9% | 14525736.7 | 25017.8111 | 956.5688
Tech | Restaurants | Space Cooling | Packaged air conditioning units (RTUs) | TRC | Existing | NE3515 | Duct Sealing Repair | Duct Sealing Repair | NonEquip | 15 |  | 30.55% | Tech/Econ | 12% | 10352622.03 | 2039.6862 | 0
Tech | Restaurants | Space Cooling | Packaged air conditioning units (RTUs) | TRC | Existing | NE3463 | Duct Insulation | Duct Insulation | NonEquip | 15 |  | 30.55% | Tech/Econ | 2.045% | 1417511.826 | 385.0902 | 0
Tech | Restaurants | Space Cooling | Packaged air conditioning units (RTUs) | TRC | Existing | NE3411 | Dedicated Outdoor Air System on VRF unit | Dedicated Outdoor Air System on VRF unit | NonEquip | 15 | Residential-type central air conditioners | 0% | Tech/Econ | 17.5% | 0 | 0 | 0
Tech | Restaurants | Space Cooling | Packaged air conditioning units (RTUs) | TRC | Existing | NE3359 | Cool Roof | Cool Roof | NonEquip | 15 |  | 72.71% | Tech/Econ | 0.6561% | 1072164.965 | 455.477 | 0
Tech | Restaurants | Space Cooling | Packaged air conditioning units (RTUs) | TRC | Existing | NE3307 | Chilled Water System - Variable Speed Drives | Chilled Water System - Variable Speed Drives | NonEquip | 13 | Central chillers inside | 0% | Tech/Econ | 24.74% | 0 | 0 | 0
Tech | Restaurants | Space Cooling | Packaged air conditioning units (RTUs) | TRC | Existing | NE3281 | Chilled Water Controls Optimization | Chilled Water Controls Optimization | NonEquip | 10 | Central chillers inside | 0% | Tech/Econ | 12.5% | 0 | 0 | 0
Tech | Restaurants | Space Cooling | Packaged air conditioning units (RTUs) | TRC | Existing | NE3203 | Ceiling Insulation(R2 to R38) | Ceiling Insulation(R2 to R38) | NonEquip | 20 |  | 0% | Tech/Econ | 5.435% | 0 | 0 | 0
Tech | Restaurants | Space Cooling | Packaged air conditioning units (RTUs) | TRC | Existing | NE3099 | Ceiling Insulation(R12 to R38) | Ceiling Insulation(R12 to R38) | NonEquip | 20 |  | 0% | Tech/Econ | 0.6542% | 0 | 0 | 0
Tech | Restaurants | Space Cooling | Packaged air conditioning units (RTUs) | TRC | Existing | NE3047 | Airside Economizer | Airside Economizer | NonEquip | 10 | Packaged air conditioning units (RTUs) | 4.552% | Tech/Econ | 5.556% | 621717.698 | -132.8949 | 0.17958
Tech | Restaurants | Space Cooling | Packaged air conditioning units (RTUs) | TRC | Turnover | ET1181 | High Efficiency DX 135k- less than 240k BTU | High Efficiency DX 135k- less than 240k BTU | Equip | 15 | Packaged air conditioning units (RTUs) | 94.56% | Tech/Econ | 4.348% | 10081141.16 | 4168.6928 | 0
Tech | Restaurants | Space Cooling | Packaged air conditioning units (RTUs) | TRC | New | EN1207 | High Efficiency DX 135k- less than 240k BTU | High Efficiency DX 135k- less than 240k BTU | Equip | 15 | Packaged air conditioning units (RTUs) | 94.56% | Tech/Econ | 4.348% | 88456.8177 | 36.5781 | 0
Tech | Restaurants | Interior Lighting | Overhead (fluorescent/LED/CFL U-shape) | TRC | New | NN5270 | Retro-Commissioning | Retro-Commissioning | NonEquip | 5 |  | 0% | Tech/Econ | 16% | 0 | 0 | 0
Tech | Restaurants | Interior Lighting | Overhead (fluorescent/LED/CFL U-shape) | TRC | New | NN4438 | Interior Lighting Controls | Interior Lighting Controls | NonEquip | 8 | Overhead (fluorescent/LED/CFL U-shape) | 7.543% | Tech/Econ | 28% | 29073.7068 | 0 | 0
Tech | Restaurants | Interior Lighting | Overhead (fluorescent/LED/CFL U-shape) | TRC | New | NN4412 | Bi-Level Lighting Control (Interior) | Bi-Level Lighting Control (Interior) | NonEquip | 8 | Overhead (fluorescent/LED/CFL U-shape) | 9% | Tech/Econ | 31% | 39505.9325 | 0.48804 | 0
Tech | Restaurants | Interior Lighting | Overhead (fluorescent/LED/CFL U-shape) | TRC | New | NN3710 | Facility Energy Management System | Facility Energy Management System | NonEquip | 15 |  | 4.276% | Tech/Econ | 24% | 13827.5533 | 3.6084 | 1.6591
Tech | Restaurants | Interior Lighting | Overhead (fluorescent/LED/CFL U-shape) | TRC | Existing | NE5257 | Retro-Commissioning | Retro-Commissioning | NonEquip | 5 |  | 21.99% | Tech/Econ | 16% | 2167747.987 | 669.2847 | 1296.8074
Tech | Restaurants | Interior Lighting | Overhead (fluorescent/LED/CFL U-shape) | TRC | Existing | NE4425 | Interior Lighting Controls | Interior Lighting Controls | NonEquip | 8 | Overhead (fluorescent/LED/CFL U-shape) | 7.543% | Tech/Econ | 28% | 1417970.269 | 0 | 0
Tech | Restaurants | Interior Lighting | Overhead (fluorescent/LED/CFL U-shape) | TRC | Existing | NE4399 | Bi-Level Lighting Control (Interior) | Bi-Level Lighting Control (Interior) | NonEquip | 8 | Overhead (fluorescent/LED/CFL U-shape) | 9% | Tech/Econ | 31% | 1926766.281 | 23.8025 | 0
Tech | Restaurants | Interior Lighting | Overhead (fluorescent/LED/CFL U-shape) | TRC | Existing | NE3697 | Facility Energy Management System | Facility Energy Management System | NonEquip | 15 |  | 0.5043% | Tech/Econ | 24% | 74668.0457 | 19.4854 | 8.9592
Tech | Restaurants | Interior Lighting | Overhead (fluorescent/LED/CFL U-shape) | TRC | Turnover | ET1805 | Premium T8 - Lamp Replacement | Premium T8 - Lamp Replacement | Equip | 8 | Overhead (fluorescent/LED/CFL U-shape) | 0% | Tech/Econ | 12.5% | 0 | 0 | 0
Tech | Restaurants | Interior Lighting | Overhead (fluorescent/LED/CFL U-shape) | TRC | Turnover | ET1766 | Premium T8 - Fixture Replacement | Premium T8 - Fixture Replacement | Equip | 8 | Overhead (fluorescent/LED/CFL U-shape) | 0% | Tech/Econ | 12.5% | 0 | 0 | 0
Tech | Restaurants | Interior Lighting | Overhead (fluorescent/LED/CFL U-shape) | TRC | Turnover | ET1727 | LED Linear - Lamp Replacement | LED Linear - Lamp Replacement | Equip | 15 | Overhead (fluorescent/LED/CFL U-shape) | 24.1% | Tech/Econ | 25.43% | 4026961.902 | 971.4018 | 0.1627
Tech | Restaurants | Interior Lighting | Overhead (fluorescent/LED/CFL U-shape) | TRC | Turnover | ET1688 | LED Linear - Fixture Replacement | LED Linear - Fixture Replacement | Equip | 15 | Overhead (fluorescent/LED/CFL U-shape) | 24.1% | Tech/Econ | 50.28% | 9523403.571 | 2322.4797 | 0.12724
Tech | Restaurants | Interior Lighting | Overhead (fluorescent/LED/CFL U-shape) | TRC | New | EN1831 | Premium T8 - Lamp Replacement | Premium T8 - Lamp Replacement | Equip | 8 | Overhead (fluorescent/LED/CFL U-shape) | 0% | Tech/Econ | 12.5% | 0 | 0 | 0
Tech | Restaurants | Interior Lighting | Overhead (fluorescent/LED/CFL U-shape) | TRC | New | EN1792 | Premium T8 - Fixture Replacement | Premium T8 - Fixture Replacement | Equip | 8 | Overhead (fluorescent/LED/CFL U-shape) | 0% | Tech/Econ | 12.5% | 0 | 0 | 0
Tech | Restaurants | Interior Lighting | Overhead (fluorescent/LED/CFL U-shape) | TRC | New | EN1753 | LED Linear - Lamp Replacement | LED Linear - Lamp Replacement | Equip | 15 | Overhead (fluorescent/LED/CFL U-shape) | 0% | Tech/Econ | 25.43% | 0 | 0 | 0
Tech | Restaurants | Interior Lighting | Overhead (fluorescent/LED/CFL U-shape) | TRC | New | EN1714 | LED Linear - Fixture Replacement | LED Linear - Fixture Replacement | Equip | 15 | Overhead (fluorescent/LED/CFL U-shape) | 0% | Tech/Econ | 50.28% | 0 | 0 | 0
Tech | Restaurants | Cooking | Oven | TRC | Turnover | ET50 | Energy Star Commercial Oven | Energy Star Commercial Oven | Equip | 12 | Oven | 22.46% | Tech/Econ | 34.83% | 1530598.214 | 248.5508 | 130.0645
Tech | Restaurants | Cooking | Oven | TRC | New | EN76 | Energy Star Commercial Oven | Energy Star Commercial Oven | Equip | 12 | Oven | 22.46% | Tech/Econ | 34.83% | 27579.75 | 4.4786 | 2.3436
Tech | Restaurants | Miscellaneous | Others | TRC | New | NN5452 | Retro-Commissioning | Retro-Commissioning | NonEquip | 5 |  | 0% | Tech/Econ | 16% | 0 | 0 | 0
Tech | Restaurants | Miscellaneous | Others | TRC | New | NN4542 | VSD Controlled Compressor | VSD Controlled Compressor | NonEquip | 15 | Others | 36.99% | Tech/Econ | 20.79% | 114802.906 | 14.8848 | 12.4679
Tech | Restaurants | Miscellaneous | Others | TRC | New | NN4516 | Regenerative Drive Elevator Motor | Regenerative Drive Elevator Motor | NonEquip | 13 | Elevators/Escalators | 0% | Tech/Econ | 6.211% | 0 | 0 | 0
Tech | Restaurants | Miscellaneous | Others | TRC | New | NN4490 | Engine Block Timer | Engine Block Timer | NonEquip | 5 | Others | 0% | Tech/Econ | 36% | 0 | 0 | 0
Tech | Restaurants | Miscellaneous | Others | TRC | New | NN4464 | Efficient Motor Belts | Efficient Motor Belts | NonEquip | 10 | Others | 4.977% | Tech/Econ | 1.105% | 757.8821 | 0.098263 | 0.082308
Tech | Restaurants | Miscellaneous | Others | TRC | Existing | NE5439 | Retro-Commissioning | Retro-Commissioning | NonEquip | 5 |  | 21.99% | Tech/Econ | 16% | 2870146.925 | 886.1479 | 1717.0021
Tech | Restaurants | Miscellaneous | Others | TRC | Existing | NE4529 | VSD Controlled Compressor | VSD Controlled Compressor | NonEquip | 15 | Others | 7.399% | Tech/Econ | 20.79% | 1274247.398 | 165.2127 | 138.3863
Tech | Restaurants | Miscellaneous | Others | TRC | Existing | NE4503 | Regenerative Drive Elevator Motor | Regenerative Drive Elevator Motor | NonEquip | 13 | Elevators/Escalators | 0% | Tech/Econ | 6.211% | 0 | 0 | 0
Tech | Restaurants | Miscellaneous | Others | TRC | Existing | NE4477 | Engine Block Timer | Engine Block Timer | NonEquip | 5 | Others | 0% | Tech/Econ | 36% | 0 | 0 | 0
Tech | Restaurants | Miscellaneous | Others | TRC | Existing | NE4451 | Efficient Motor Belts | Efficient Motor Belts | NonEquip | 10 | Others | 1.244% | Tech/Econ | 1.105% | 10821.2402 | 1.403 | 1.1752
Tech | Restaurants | Miscellaneous | Others | TRC | Turnover | ET1922 | ENERGY STAR Water Cooler | ENERGY STAR Water Cooler | Equip | 10 | Others | 0% | Tech/Econ | 68.49% | 0 | 0 | 0
Tech | Restaurants | Miscellaneous | Others | TRC | Turnover | ET1883 | ENERGY STAR Commercial Clothes Washer | ENERGY STAR Commercial Clothes Washer | Equip | 7 | Others | 22.05% | Tech/Econ | 27.27% | 5301230.106 | 0 | 0
Tech | Restaurants | Miscellaneous | Others | TRC | Turnover | ET1844 | Efficient Battery Charger | Efficient Battery Charger | Equip | 7 | Others | 0% | Tech/Econ | 13.68% | 0 | 0 | 0
Tech | Restaurants | Miscellaneous | Others | TRC | New | EN1948 | ENERGY STAR Water Cooler | ENERGY STAR Water Cooler | Equip | 10 | Others | 0% | Tech/Econ | 68.49% | 0 | 0 | 0
Tech | Restaurants | Miscellaneous | Others | TRC | New | EN1909 | ENERGY STAR Commercial Clothes Washer | ENERGY STAR Commercial Clothes Washer | Equip | 7 | Others | 22.05% | Tech/Econ | 27.27% | 95522.5214 | 0 | 0
Tech | Restaurants | Miscellaneous | Others | TRC | New | EN1870 | Efficient Battery Charger | Efficient Battery Charger | Equip | 7 | Others | 0% | Tech/Econ | 13.68% | 0 | 0 | 0
Tech | Restaurants | Office Equipment | Other office | TRC | New | NN4594 | Smart Strip Plug Outlet | Smart Strip Plug Outlet | NonEquip | 4 |  | 43.9% | Tech/Econ | 1.187% | 3183.2828 | 0.47334 | 0
Tech | Restaurants | Office Equipment | Other office | TRC | New | NN4568 | Network PC Power Management | Network PC Power Management | NonEquip | 5 | Computers | 0% | Tech/Econ | 56.5% | 0 | 0 | 0
Tech | Restaurants | Office Equipment | Other office | TRC | Existing | NE4581 | Smart Strip Plug Outlet | Smart Strip Plug Outlet | NonEquip | 4 |  | 43.9% | Tech/Econ | 1.187% | 176663.2066 | 26.2688 | 0
Tech | Restaurants | Office Equipment | Other office | TRC | Existing | NE4555 | Network PC Power Management | Network PC Power Management | NonEquip | 5 | Computers | 0% | Tech/Econ | 56.5% | 0 | 0 | 0
Tech | Restaurants | Office Equipment | Other office | TRC | Turnover | ET2267 | Energy Star Uninterruptable Power Supply | Energy Star Uninterruptable Power Supply | Equip | 10 | Other office | 0% | Tech/Econ | 1.878% | 0 | 0 | 0
Tech | Restaurants | Office Equipment | Other office | TRC | New | EN2293 | Energy Star Uninterruptable Power Supply | Energy Star Uninterruptable Power Supply | Equip | 10 | Other office | 0% | Tech/Econ | 1.878% | 0 | 0 | 0
Tech | Restaurants | Ventilation and Circulation | Motor/Fan | TRC | New | NN5400 | Retro-Commissioning | Retro-Commissioning | NonEquip | 5 |  | 0% | Tech/Econ | 16% | 0 | 0 | 0
Tech | Restaurants | Ventilation and Circulation | Motor/Fan | TRC | New | NN4984 | VAV System | VAV System | NonEquip | 10 |  | 0% | Tech/Econ | 30% | 0 | 0 | 0
Tech | Restaurants | Ventilation and Circulation | Motor/Fan | TRC | New | NN4958 | Demand Controlled Ventilation | Demand Controlled Ventilation | NonEquip | 10 |  | 23.39% | Tech/Econ | 9.761% | 157.9909 | 0.016449 | 0.092609
Tech | Restaurants | Ventilation and Circulation | Motor/Fan | TRC | New | NN4932 | CO Sensors for Parking Garage Exhaust | CO Sensors for Parking Garage Exhaust | NonEquip | 15 | Motor/Fan | 0% | Tech/Econ | 33% | 0 | 0 | 0
Tech | Restaurants | Ventilation and Circulation | Motor/Fan | TRC | Existing | NE5387 | Retro-Commissioning | Retro-Commissioning | NonEquip | 5 |  | 21.99% | Tech/Econ | 16% | 13159.9481 | 4.0631 | 7.8726
Tech | Restaurants | Ventilation and Circulation | Motor/Fan | TRC | Existing | NE4971 | VAV System | VAV System | NonEquip | 10 |  | 0% | Tech/Econ | 30% | 0 | 0 | 0
Tech | Restaurants | Ventilation and Circulation | Motor/Fan | TRC | Existing | NE4945 | Demand Controlled Ventilation | Demand Controlled Ventilation | NonEquip | 10 |  | 23.39% | Tech/Econ | 9.761% | 8768.0495 | 0.91288 | 5.1395
Tech | Restaurants | Ventilation and Circulation | Motor/Fan | TRC | Existing | NE4919 | CO Sensors for Parking Garage Exhaust | CO Sensors for Parking Garage Exhaust | NonEquip | 15 | Motor/Fan | 0% | Tech/Econ | 33% | 0 | 0 | 0
Tech | Restaurants | Ventilation and Circulation | Motor/Fan | TRC | Turnover | ET2696 | High Speed Fans | High Speed Fans | Equip | 7 | Motor/Fan | 14.03% | Tech/Econ | 10.99% | 6009.5497 | 0.77917 | 0.65265
Tech | Restaurants | Ventilation and Circulation | Motor/Fan | TRC | Turnover | ET2657 | 10HP Open Drip-Proof(ODP) Motor | 10HP Open Drip-Proof(ODP) Motor | Equip | 15 | Motor/Fan | 29.73% | Tech/Econ | 1.079% | 1203.4351 | 0.15603 | 0.1307
Tech | Restaurants | Ventilation and Circulation | Motor/Fan | TRC | New | EN2722 | High Speed Fans | High Speed Fans | Equip | 7 | Motor/Fan | 14.03% | Tech/Econ | 10.99% | 108.2857 | 0.01404 | 0.01176
Tech | Restaurants | Ventilation and Circulation | Motor/Fan | TRC | New | EN2683 | 10HP Open Drip-Proof(ODP) Motor | 10HP Open Drip-Proof(ODP) Motor | Equip | 15 | Motor/Fan | 37.16% | Tech/Econ | 1.079% | 27.1058 | 0.0035144 | 0.0029438
Tech | Restaurants | Miscellaneous | Medical equipment | TRC | New | NN5452 | Retro-Commissioning | Retro-Commissioning | NonEquip | 5 |  | 0% | Tech/Econ | 16% | 0 | 0 | 0
Tech | Restaurants | Miscellaneous | Medical equipment | TRC | New | NN4542 | VSD Controlled Compressor | VSD Controlled Compressor | NonEquip | 15 | Others | 0% | Tech/Econ | 20.79% | 0 | 0 | 0
Tech | Restaurants | Miscellaneous | Medical equipment | TRC | New | NN4516 | Regenerative Drive Elevator Motor | Regenerative Drive Elevator Motor | NonEquip | 13 | Elevators/Escalators | 0% | Tech/Econ | 6.211% | 0 | 0 | 0
Tech | Restaurants | Miscellaneous | Medical equipment | TRC | New | NN4490 | Engine Block Timer | Engine Block Timer | NonEquip | 5 | Others | 0% | Tech/Econ | 36% | 0 | 0 | 0
Tech | Restaurants | Miscellaneous | Medical equipment | TRC | New | NN4464 | Efficient Motor Belts | Efficient Motor Belts | NonEquip | 10 | Others | 0% | Tech/Econ | 1.105% | 0 | 0 | 0
Tech | Restaurants | Miscellaneous | Medical equipment | TRC | Existing | NE5439 | Retro-Commissioning | Retro-Commissioning | NonEquip | 5 |  | 21.99% | Tech/Econ | 16% | 0 | 0 | 0
Tech | Restaurants | Miscellaneous | Medical equipment | TRC | Existing | NE4529 | VSD Controlled Compressor | VSD Controlled Compressor | NonEquip | 15 | Others | 0% | Tech/Econ | 20.79% | 0 | 0 | 0
Tech | Restaurants | Miscellaneous | Medical equipment | TRC | Existing | NE4503 | Regenerative Drive Elevator Motor | Regenerative Drive Elevator Motor | NonEquip | 13 | Elevators/Escalators | 0% | Tech/Econ | 6.211% | 0 | 0 | 0
Tech | Restaurants | Miscellaneous | Medical equipment | TRC | Existing | NE4477 | Engine Block Timer | Engine Block Timer | NonEquip | 5 | Others | 0% | Tech/Econ | 36% | 0 | 0 | 0
Tech | Restaurants | Miscellaneous | Medical equipment | TRC | Existing | NE4451 | Efficient Motor Belts | Efficient Motor Belts | NonEquip | 10 | Others | 0% | Tech/Econ | 1.105% | 0 | 0 | 0
Tech | Restaurants | Refrigeration | Large cold storage | TRC | New | NN5322 | Retro-Commissioning | Retro-Commissioning | NonEquip | 5 |  | 0% | Tech/Econ | 16% | 0 | 0 | 0
Tech | Restaurants | Refrigeration | Large cold storage | TRC | New | NN4906 | Strip Curtains for Walk-ins | Strip Curtains for Walk-ins | NonEquip | 4 | Walk-in cooler | 0% | Tech/Econ | 2.115% | 0 | 0 | 0
Tech | Restaurants | Refrigeration | Large cold storage | TRC | New | NN4880 | Refrigerated Display Case Lighting Controls | Refrigerated Display Case Lighting Controls | NonEquip | 8 | Display cases | 0% | Tech/Econ | 0.9365% | 0 | 0 | 0
Tech | Restaurants | Refrigeration | Large cold storage | TRC | New | NN4854 | PSC to ECM Evaporator Fan Motor (Walk-In, Refrigerator) | PSC to ECM Evaporator Fan Motor (Walk-In, Refrigerator) | NonEquip | 15 | Walk-in cooler | 0% | Tech/Econ | 37.5% | 0 | 0 | 0
Tech | Restaurants | Refrigeration | Large cold storage | TRC | New | NN4828 | PSC to ECM Evaporator Fan Motor (Reach-In) | PSC to ECM Evaporator Fan Motor (Reach-In) | NonEquip | 15 | Display cases | 0% | Tech/Econ | 37.5% | 0 | 0 | 0
Tech | Restaurants | Refrigeration | Large cold storage | TRC | New | NN4802 | Night Covers for Display Cases | Night Covers for Display Cases | NonEquip | 5 | Display cases | 0% | Tech/Econ | 1.877% | 0 | 0 | 0
Tech | Restaurants | Refrigeration | Large cold storage | TRC | New | NN4776 | High R-Value Glass Doors | High R-Value Glass Doors | NonEquip | 12 | Display cases | 0% | Tech/Econ | 0% | 0 | 0 | 0
Tech | Restaurants | Refrigeration | Large cold storage | TRC | New | NN4750 | High Efficiency Refrigeration Compressor | High Efficiency Refrigeration Compressor | NonEquip | 13 | Display cases | 0% | Tech/Econ | 6.922% | 0 | 0 | 0
Tech | Restaurants | Refrigeration | Large cold storage | TRC | New | NN4724 | Freezer-Cooler Replacement Gaskets | Freezer-Cooler Replacement Gaskets | NonEquip | 4 | Display cases | 0% | Tech/Econ | 0% | 0 | 0 | 0
Tech | Restaurants | Refrigeration | Large cold storage | TRC | New | NN4698 | Floating Head Pressure Controls | Floating Head Pressure Controls | NonEquip | 15 |  | 0% | Tech/Econ | 6.05% | 0 | 0 | 0
Tech | Restaurants | Refrigeration | Large cold storage | TRC | New | NN4672 | Demand Defrost | Demand Defrost | NonEquip | 10 | Walk-in cooler | 0% | Tech/Econ | 30% | 0 | 0 | 0
Tech | Restaurants | Refrigeration | Large cold storage | TRC | New | NN4646 | Automatic Door Closer for Walk-in Coolers and Freezers | Automatic Door Closer for Walk-in Coolers and Freezers | NonEquip | 8 | Walk-in cooler | 0% | Tech/Econ | 3.131% | 0 | 0 | 0
Tech | Restaurants | Refrigeration | Large cold storage | TRC | New | NN4620 | Anti-Sweat Controls | Anti-Sweat Controls | NonEquip | 8 | Display cases | 0% | Tech/Econ | 85% | 0 | 0 | 0
Tech | Restaurants | Refrigeration | Large cold storage | TRC | Existing | NE5309 | Retro-Commissioning | Retro-Commissioning | NonEquip | 5 |  | 21.99% | Tech/Econ | 16% | 1389.019 | 0.42885 | 0.83095
Tech | Restaurants | Refrigeration | Large cold storage | TRC | Existing | NE4893 | Strip Curtains for Walk-ins | Strip Curtains for Walk-ins | NonEquip | 4 | Walk-in cooler | 0% | Tech/Econ | 2.115% | 0 | 0 | 0
Tech | Restaurants | Refrigeration | Large cold storage | TRC | Existing | NE4867 | Refrigerated Display Case Lighting Controls | Refrigerated Display Case Lighting Controls | NonEquip | 8 | Display cases | 0% | Tech/Econ | 2.524% | 0 | 0 | 0
Tech | Restaurants | Refrigeration | Large cold storage | TRC | Existing | NE4841 | PSC to ECM Evaporator Fan Motor (Walk-In, Refrigerator) | PSC to ECM Evaporator Fan Motor (Walk-In, Refrigerator) | NonEquip | 15 | Walk-in cooler | 0% | Tech/Econ | 37.5% | 0 | 0 | 0
Tech | Restaurants | Refrigeration | Large cold storage | TRC | Existing | NE4815 | PSC to ECM Evaporator Fan Motor (Reach-In) | PSC to ECM Evaporator Fan Motor (Reach-In) | NonEquip | 15 | Display cases | 0% | Tech/Econ | 37.5% | 0 | 0 | 0
Tech | Restaurants | Refrigeration | Large cold storage | TRC | Existing | NE4789 | Night Covers for Display Cases | Night Covers for Display Cases | NonEquip | 5 | Display cases | 0% | Tech/Econ | 1.877% | 0 | 0 | 0
Tech | Restaurants | Refrigeration | Large cold storage | TRC | Existing | NE4763 | High R-Value Glass Doors | High R-Value Glass Doors | NonEquip | 12 | Display cases | 0% | Tech/Econ | 23.81% | 0 | 0 | 0
Tech | Restaurants | Refrigeration | Large cold storage | TRC | Existing | NE4737 | High Efficiency Refrigeration Compressor | High Efficiency Refrigeration Compressor | NonEquip | 13 | Display cases | 0% | Tech/Econ | 6.922% | 0 | 0 | 0
Tech | Restaurants | Refrigeration | Large cold storage | TRC | Existing | NE4711 | Freezer-Cooler Replacement Gaskets | Freezer-Cooler Replacement Gaskets | NonEquip | 4 | Display cases | 0% | Tech/Econ | 3.131% | 0 | 0 | 0
Tech | Restaurants | Refrigeration | Large cold storage | TRC | Existing | NE4685 | Floating Head Pressure Controls | Floating Head Pressure Controls | NonEquip | 15 |  | 0% | Tech/Econ | 6.05% | 0 | 0 | 0
Tech | Restaurants | Refrigeration | Large cold storage | TRC | Existing | NE4659 | Demand Defrost | Demand Defrost | NonEquip | 10 | Walk-in cooler | 0% | Tech/Econ | 30% | 0 | 0 | 0
Tech | Restaurants | Refrigeration | Large cold storage | TRC | Existing | NE4633 | Automatic Door Closer for Walk-in Coolers and Freezers | Automatic Door Closer for Walk-in Coolers and Freezers | NonEquip | 8 | Walk-in cooler | 0% | Tech/Econ | 3.131% | 0 | 0 | 0
Tech | Restaurants | Refrigeration | Large cold storage | TRC | Existing | NE4607 | Anti-Sweat Controls | Anti-Sweat Controls | NonEquip | 8 | Display cases | 0% | Tech/Econ | 85% | 0 | 0 | 0
Tech | Restaurants | Miscellaneous | Laboratory equipment | TRC | New | NN5452 | Retro-Commissioning | Retro-Commissioning | NonEquip | 5 |  | 0% | Tech/Econ | 16% | 0 | 0 | 0
Tech | Restaurants | Miscellaneous | Laboratory equipment | TRC | New | NN4542 | VSD Controlled Compressor | VSD Controlled Compressor | NonEquip | 15 | Others | 0% | Tech/Econ | 20.79% | 0 | 0 | 0
Tech | Restaurants | Miscellaneous | Laboratory equipment | TRC | New | NN4516 | Regenerative Drive Elevator Motor | Regenerative Drive Elevator Motor | NonEquip | 13 | Elevators/Escalators | 0% | Tech/Econ | 6.211% | 0 | 0 | 0
Tech | Restaurants | Miscellaneous | Laboratory equipment | TRC | New | NN4490 | Engine Block Timer | Engine Block Timer | NonEquip | 5 | Others | 0% | Tech/Econ | 36% | 0 | 0 | 0
Tech | Restaurants | Miscellaneous | Laboratory equipment | TRC | New | NN4464 | Efficient Motor Belts | Efficient Motor Belts | NonEquip | 10 | Others | 0% | Tech/Econ | 1.105% | 0 | 0 | 0
Tech | Restaurants | Miscellaneous | Laboratory equipment | TRC | Existing | NE5439 | Retro-Commissioning | Retro-Commissioning | NonEquip | 5 |  | 21.99% | Tech/Econ | 16% | 0 | 0 | 0
Tech | Restaurants | Miscellaneous | Laboratory equipment | TRC | Existing | NE4529 | VSD Controlled Compressor | VSD Controlled Compressor | NonEquip | 15 | Others | 0% | Tech/Econ | 20.79% | 0 | 0 | 0
Tech | Restaurants | Miscellaneous | Laboratory equipment | TRC | Existing | NE4503 | Regenerative Drive Elevator Motor | Regenerative Drive Elevator Motor | NonEquip | 13 | Elevators/Escalators | 0% | Tech/Econ | 6.211% | 0 | 0 | 0
Tech | Restaurants | Miscellaneous | Laboratory equipment | TRC | Existing | NE4477 | Engine Block Timer | Engine Block Timer | NonEquip | 5 | Others | 0% | Tech/Econ | 36% | 0 | 0 | 0
Tech | Restaurants | Miscellaneous | Laboratory equipment | TRC | Existing | NE4451 | Efficient Motor Belts | Efficient Motor Belts | NonEquip | 10 | Others | 0% | Tech/Econ | 1.105% | 0 | 0 | 0
Tech | Restaurants | Ventilation and Circulation | Individual room ventilation | TRC | New | NN5400 | Retro-Commissioning | Retro-Commissioning | NonEquip | 5 |  | 0% | Tech/Econ | 16% | 0 | 0 | 0
Tech | Restaurants | Ventilation and Circulation | Individual room ventilation | TRC | New | NN4984 | VAV System | VAV System | NonEquip | 10 |  | 0% | Tech/Econ | 30% | 0 | 0 | 0
Tech | Restaurants | Ventilation and Circulation | Individual room ventilation | TRC | New | NN4958 | Demand Controlled Ventilation | Demand Controlled Ventilation | NonEquip | 10 |  | 23.39% | Tech/Econ | 9.761% | 285.2009 | 0.029694 | 0.16717
Tech | Restaurants | Ventilation and Circulation | Individual room ventilation | TRC | New | NN4932 | CO Sensors for Parking Garage Exhaust | CO Sensors for Parking Garage Exhaust | NonEquip | 15 | Motor/Fan | 0% | Tech/Econ | 33% | 0 | 0 | 0
Tech | Restaurants | Ventilation and Circulation | Individual room ventilation | TRC | Existing | NE5387 | Retro-Commissioning | Retro-Commissioning | NonEquip | 5 |  | 21.99% | Tech/Econ | 16% | 24389.2802 | 7.5301 | 14.5903
Tech | Restaurants | Ventilation and Circulation | Individual room ventilation | TRC | Existing | NE4971 | VAV System | VAV System | NonEquip | 10 |  | 0% | Tech/Econ | 30% | 0 | 0 | 0
Tech | Restaurants | Ventilation and Circulation | Individual room ventilation | TRC | Existing | NE4945 | Demand Controlled Ventilation | Demand Controlled Ventilation | NonEquip | 10 |  | 23.39% | Tech/Econ | 9.761% | 15270.9755 | 1.5899 | 8.9513
Tech | Restaurants | Ventilation and Circulation | Individual room ventilation | TRC | Existing | NE4919 | CO Sensors for Parking Garage Exhaust | CO Sensors for Parking Garage Exhaust | NonEquip | 15 | Motor/Fan | 0% | Tech/Econ | 33% | 0 | 0 | 0
Tech | Restaurants | Space Heating | Individual room heating | TRC | New | NN5348 | Retro-Commissioning | Retro-Commissioning | NonEquip | 5 |  | 0% | Tech/Econ | 16% | 0 | 0 | 0
Tech | Restaurants | Space Heating | Individual room heating | TRC | New | NN4334 | Water Cooled Refrigeration Heat Recovery | Water Cooled Refrigeration Heat Recovery | NonEquip | 20 |  | 0% | Tech/Econ | 10% | 0 | 0 | 0
Tech | Restaurants | Space Heating | Individual room heating | TRC | New | NN4282 | Warehouse Loading Dock Seals | Warehouse Loading Dock Seals | NonEquip | 18 |  | 0% | Tech/Econ | 0.8292% | 0 | 0 | 0
Tech | Restaurants | Space Heating | Individual room heating | TRC | New | NN4256 | Wall Insulation | Wall Insulation | NonEquip | 20 |  | 0% | Tech/Econ | 0% | 0 | 0 | 0
Tech | Restaurants | Space Heating | Individual room heating | TRC | New | NN4178 | Smart Thermostat | Smart Thermostat | NonEquip | 11 |  | 45.33% | Tech/Econ | 10% | 1.2252 | 0 | -8.6158e-07
Tech | Restaurants | Space Heating | Individual room heating | TRC | New | NN4100 | Roof Insulation | Roof Insulation | NonEquip | 20 |  | 37.5% | Tech/Econ | 0.4923% | 0.029257 | 0 | 1.3654e-05
Tech | Restaurants | Space Heating | Individual room heating | TRC | New | NN4074 | Programmable Thermostat | Programmable Thermostat | NonEquip | 11 |  | 0% | Tech/Econ | 3.6% | 0 | 0 | 0
Tech | Restaurants | Space Heating | Individual room heating | TRC | New | NN4022 | Low U-Value Windows | Low U-Value Windows | NonEquip | 20 |  | 26.88% | Tech/Econ | 10% | 0.74653 | 0 | 3.1026e-06
Tech | Restaurants | Space Heating | Individual room heating | TRC | New | NN3944 | Infiltration Reduction - Air Sealing | Infiltration Reduction - Air Sealing | NonEquip | 11 |  | 0% | Tech/Econ | 0.4146% | 0 | 0 | 0
Tech | Restaurants | Space Heating | Individual room heating | TRC | New | NN3866 | Hotel Card Energy Control Systems | Hotel Card Energy Control Systems | NonEquip | 15 |  | 0% | Tech/Econ | 0% | 0 | 0 | 0
Tech | Restaurants | Space Heating | Individual room heating | TRC | New | NN3788 | Green Roof | Green Roof | NonEquip | 15 |  | 0.49% | Tech/Econ | 0.7608% | 0.00096197 | 0 | 0
Tech | Restaurants | Space Heating | Individual room heating | TRC | New | NN3736 | Floor Insulation | Floor Insulation | NonEquip | 20 |  | 16.87% | Tech/Econ | 0.2583% | 0 | 0 | 0
Tech | Restaurants | Space Heating | Individual room heating | TRC | New | NN3658 | Facility Energy Management System | Facility Energy Management System | NonEquip | 15 |  | 4.276% | Tech/Econ | 20% | 0.2396 | 0 | 2.8748e-05
Tech | Restaurants | Space Heating | Individual room heating | TRC | New | NN3580 | ECM Motors on Furnaces | ECM Motors on Furnaces | NonEquip | 15 | Forced air furnace | 0% | Tech/Econ | 1.706% | 0 | 0 | 0
Tech | Restaurants | Space Heating | Individual room heating | TRC | New | NN3554 | Duct Sealing Repair | Duct Sealing Repair | NonEquip | 15 |  | 0% | Tech/Econ | 12% | 0 | 0 | 0
Tech | Restaurants | Space Heating | Individual room heating | TRC | New | NN3502 | Duct Insulation | Duct Insulation | NonEquip | 15 |  | 0% | Tech/Econ | 2.045% | 0 | 0 | 0
Tech | Restaurants | Space Heating | Individual room heating | TRC | New | NN3450 | Destratification Fans | Destratification Fans | NonEquip | 10 |  | 0% | Tech/Econ | 12.59% | 0 | 0 | 0
Tech | Restaurants | Space Heating | Individual room heating | TRC | New | NN3398 | Dedicated Outdoor Air System on VRF unit | Dedicated Outdoor Air System on VRF unit | NonEquip | 15 | Residential/split system heat pump | 0% | Tech/Econ | 10% | 0 | 0 | 0
Tech | Restaurants | Space Heating | Individual room heating | TRC | New | NN3346 | Cool Roof | Cool Roof | NonEquip | 15 |  | 72.32% | Tech/Econ | 0.0859% | 0 | 0 | 0
Tech | Restaurants | Space Heating | Individual room heating | TRC | New | NN3242 | Ceiling Insulation(R30 to R38) | Ceiling Insulation(R30 to R38) | NonEquip | 20 |  | 0% | Tech/Econ | 0.09949% | 0 | 0 | 0
Tech | Restaurants | Space Heating | Individual room heating | TRC | New | NN3190 | Ceiling Insulation(R2 to R38) | Ceiling Insulation(R2 to R38) | NonEquip | 20 |  | 0% | Tech/Econ | 6.716% | 0 | 0 | 0
Tech | Restaurants | Space Heating | Individual room heating | TRC | New | NN3138 | Ceiling Insulation(R19 to R38) | Ceiling Insulation(R19 to R38) | NonEquip | 20 |  | 0% | Tech/Econ | 0.3731% | 0 | 0 | 0
Tech | Restaurants | Space Heating | Individual room heating | TRC | New | NN3086 | Ceiling Insulation(R12 to R38) | Ceiling Insulation(R12 to R38) | NonEquip | 20 |  | 0% | Tech/Econ | 0.8084% | 0 | 0 | 0
Tech | Restaurants | Space Heating | Individual room heating | TRC | New | NN3008 | Air Curtains | Air Curtains | NonEquip | 8 |  | 26.88% | Tech/Econ | 0.4135% | 0 | 0 | 0
Tech | Restaurants | Space Heating | Individual room heating | TRC | Existing | NE5335 | Retro-Commissioning | Retro-Commissioning | NonEquip | 5 |  | 21.99% | Tech/Econ | 16% | 51.9462 | 0 | 0.031076
Tech | Restaurants | Space Heating | Individual room heating | TRC | Existing | NE4321 | Water Cooled Refrigeration Heat Recovery | Water Cooled Refrigeration Heat Recovery | NonEquip | 20 |  | 0% | Tech/Econ | 10% | 0 | 0 | 0
Tech | Restaurants | Space Heating | Individual room heating | TRC | Existing | NE4269 | Warehouse Loading Dock Seals | Warehouse Loading Dock Seals | NonEquip | 18 |  | 0% | Tech/Econ | 0.915% | 0 | 0 | 0
Tech | Restaurants | Space Heating | Individual room heating | TRC | Existing | NE4243 | Wall Insulation | Wall Insulation | NonEquip | 20 |  | 0% | Tech/Econ | 0.949% | 0 | 0 | 0
Tech | Restaurants | Space Heating | Individual room heating | TRC | Existing | NE4165 | Smart Thermostat | Smart Thermostat | NonEquip | 11 |  | 45.33% | Tech/Econ | 10% | 62.2017 | 0 | -4.3741e-05
Tech | Restaurants | Space Heating | Individual room heating | TRC | Existing | NE4087 | Roof Insulation | Roof Insulation | NonEquip | 20 |  | 37.5% | Tech/Econ | 1.086% | 5.304 | 0 | 0.0024754
Tech | Restaurants | Space Heating | Individual room heating | TRC | Existing | NE4061 | Programmable Thermostat | Programmable Thermostat | NonEquip | 11 |  | 0% | Tech/Econ | 3.6% | 0 | 0 | 0
Tech | Restaurants | Space Heating | Individual room heating | TRC | Existing | NE4009 | Low U-Value Windows | Low U-Value Windows | NonEquip | 20 |  | 10.75% | Tech/Econ | 46% | 76.8893 | 0 | 0.00031956
Tech | Restaurants | Space Heating | Individual room heating | TRC | Existing | NE3931 | Infiltration Reduction - Air Sealing | Infiltration Reduction - Air Sealing | NonEquip | 11 |  | 0% | Tech/Econ | 0.4575% | 0 | 0 | 0
Tech | Restaurants | Space Heating | Individual room heating | TRC | Existing | NE3853 | Hotel Card Energy Control Systems | Hotel Card Energy Control Systems | NonEquip | 15 |  | 0% | Tech/Econ | 0% | 0 | 0 | 0
Tech | Restaurants | Space Heating | Individual room heating | TRC | Existing | NE3775 | Green Roof | Green Roof | NonEquip | 15 |  | 0.098% | Tech/Econ | 0.8395% | 0.010667 | 0 | 0
Tech | Restaurants | Space Heating | Individual room heating | TRC | Existing | NE3723 | Floor Insulation | Floor Insulation | NonEquip | 20 |  | 6.749% | Tech/Econ | 0.285% | 0.2491 | 0 | 0.00011626
Tech | Restaurants | Space Heating | Individual room heating | TRC | Existing | NE3645 | Facility Energy Management System | Facility Energy Management System | NonEquip | 15 |  | 0.5043% | Tech/Econ | 20% | 1.4908 | 0 | 0.00017887
Tech | Restaurants | Space Heating | Individual room heating | TRC | Existing | NE3567 | ECM Motors on Furnaces | ECM Motors on Furnaces | NonEquip | 15 | Forced air furnace | 0% | Tech/Econ | 1.706% | 0 | 0 | 0
Tech | Restaurants | Space Heating | Individual room heating | TRC | Existing | NE3541 | Duct Sealing Repair | Duct Sealing Repair | NonEquip | 15 |  | 30.55% | Tech/Econ | 12% | 52.2277 | 0 | 0.036444
Tech | Restaurants | Space Heating | Individual room heating | TRC | Existing | NE3489 | Duct Insulation | Duct Insulation | NonEquip | 15 |  | 30.55% | Tech/Econ | 2.045% | 8.1865 | 0 | 0.0047797
Tech | Restaurants | Space Heating | Individual room heating | TRC | Existing | NE3437 | Destratification Fans | Destratification Fans | NonEquip | 10 |  | 0% | Tech/Econ | 12.59% | 0 | 0 | 0
Tech | Restaurants | Space Heating | Individual room heating | TRC | Existing | NE3385 | Dedicated Outdoor Air System on VRF unit | Dedicated Outdoor Air System on VRF unit | NonEquip | 15 | Residential/split system heat pump | 0% | Tech/Econ | 10% | 0 | 0 | 0
Tech | Restaurants | Space Heating | Individual room heating | TRC | Existing | NE3333 | Cool Roof | Cool Roof | NonEquip | 15 |  | 72.71% | Tech/Econ | 0.09479% | 0.89227 | 0 | 0
Tech | Restaurants | Space Heating | Individual room heating | TRC | Existing | NE3229 | Ceiling Insulation(R30 to R38) | Ceiling Insulation(R30 to R38) | NonEquip | 20 |  | 0% | Tech/Econ | 0.1098% | 0 | 0 | 0
Tech | Restaurants | Space Heating | Individual room heating | TRC | Existing | NE3177 | Ceiling Insulation(R2 to R38) | Ceiling Insulation(R2 to R38) | NonEquip | 20 |  | 0% | Tech/Econ | 7.411% | 0 | 0 | 0
Tech | Restaurants | Space Heating | Individual room heating | TRC | Existing | NE3125 | Ceiling Insulation(R19 to R38) | Ceiling Insulation(R19 to R38) | NonEquip | 20 |  | 0% | Tech/Econ | 0.4117% | 0 | 0 | 0
Tech | Restaurants | Space Heating | Individual room heating | TRC | Existing | NE3073 | Ceiling Insulation(R12 to R38) | Ceiling Insulation(R12 to R38) | NonEquip | 20 |  | 0% | Tech/Econ | 0.892% | 0 | 0 | 0
Tech | Restaurants | Space Heating | Individual room heating | TRC | Existing | NE2995 | Air Curtains | Air Curtains | NonEquip | 8 |  | 31.69% | Tech/Econ | 0.4135% | 1.6987 | 0 | 0.00018448
Tech | Restaurants | Space Cooling | Individual room air conditioners | TRC | New | NN5374 | Retro-Commissioning | Retro-Commissioning | NonEquip | 5 |  | 0% | Tech/Econ | 16% | 0 | 0 | 0
Tech | Restaurants | Space Cooling | Individual room air conditioners | TRC | New | NN4386 | Window Sun Protection | Window Sun Protection | NonEquip | 10 |  | 15.35% | Tech/Econ | 16% | 1725.86 | 0.63122 | -0.0070165
Tech | Restaurants | Space Cooling | Individual room air conditioners | TRC | New | NN4360 | Waterside Economizer | Waterside Economizer | NonEquip | 20 |  | 0% | Tech/Econ | 5.556% | 0 | 0 | 0
Tech | Restaurants | Space Cooling | Individual room air conditioners | TRC | New | NN4308 | Warehouse Loading Dock Seals | Warehouse Loading Dock Seals | NonEquip | 18 |  | 0% | Tech/Econ | 0.6711% | 0 | 0 | 0
Tech | Restaurants | Space Cooling | Individual room air conditioners | TRC | New | NN4152 | Smart Thermostat | Smart Thermostat | NonEquip | 11 |  | 45.33% | Tech/Econ | 10% | 528.5284 | 0.19586 | 0
Tech | Restaurants | Space Cooling | Individual room air conditioners | TRC | New | NN4126 | Roof Insulation | Roof Insulation | NonEquip | 20 |  | 37.5% | Tech/Econ | 0.3984% | 0 | 0 | 0
Tech | Restaurants | Space Cooling | Individual room air conditioners | TRC | New | NN4048 | Programmable Thermostat | Programmable Thermostat | NonEquip | 11 |  | 0% | Tech/Econ | 3.6% | 0 | 0 | 0
Tech | Restaurants | Space Cooling | Individual room air conditioners | TRC | New | NN3996 | Low U-Value Windows | Low U-Value Windows | NonEquip | 20 |  | 26.88% | Tech/Econ | 10% | 0 | 0 | 0
Tech | Restaurants | Space Cooling | Individual room air conditioners | TRC | New | NN3970 | Infiltration Reduction - Air Sealing | Infiltration Reduction - Air Sealing | NonEquip | 11 |  | 0% | Tech/Econ | 0.3355% | 0 | 0 | 0
Tech | Restaurants | Space Cooling | Individual room air conditioners | TRC | New | NN3918 | HVAC tune-up_RTU | HVAC tune-up_RTU | NonEquip | 5 | Packaged air conditioning units (RTUs) | 0% | Tech/Econ | 5% | 0 | 0 | 0
Tech | Restaurants | Space Cooling | Individual room air conditioners | TRC | New | NN3892 | HVAC tune-up | HVAC tune-up | NonEquip | 5 | Residential-type central air conditioners | 0% | Tech/Econ | 5% | 0 | 0 | 0
Tech | Restaurants | Space Cooling | Individual room air conditioners | TRC | New | NN3814 | Green Roof | Green Roof | NonEquip | 15 |  | 0.49% | Tech/Econ | 0.4618% | 0 | 0 | 0
Tech | Restaurants | Space Cooling | Individual room air conditioners | TRC | New | NN3684 | Facility Energy Management System | Facility Energy Management System | NonEquip | 15 |  | 4.276% | Tech/Econ | 20% | 606.2389 | 0.1582 | 0
Tech | Restaurants | Space Cooling | Individual room air conditioners | TRC | New | NN3632 | Facility Commissioning | Facility Commissioning | NonEquip | 10 |  | 71.67% | Tech/Econ | 16% | 7861.4455 | 1.6167 | 0.0072774
Tech | Restaurants | Space Cooling | Individual room air conditioners | TRC | New | NN3606 | Energy Recovery Ventilation System (ERV) | Energy Recovery Ventilation System (ERV) | NonEquip | 15 | Packaged air conditioning units (RTUs) | 0% | Tech/Econ | 10.9% | 0 | 0 | 0
Tech | Restaurants | Space Cooling | Individual room air conditioners | TRC | New | NN3528 | Duct Sealing Repair | Duct Sealing Repair | NonEquip | 15 |  | 0% | Tech/Econ | 12% | 0 | 0 | 0
Tech | Restaurants | Space Cooling | Individual room air conditioners | TRC | New | NN3476 | Duct Insulation | Duct Insulation | NonEquip | 15 |  | 0% | Tech/Econ | 2.045% | 0 | 0 | 0
Tech | Restaurants | Space Cooling | Individual room air conditioners | TRC | New | NN3424 | Dedicated Outdoor Air System on VRF unit | Dedicated Outdoor Air System on VRF unit | NonEquip | 15 | Residential-type central air conditioners | 0% | Tech/Econ | 17.5% | 0 | 0 | 0
Tech | Restaurants | Space Cooling | Individual room air conditioners | TRC | New | NN3372 | Cool Roof | Cool Roof | NonEquip | 15 |  | 72.32% | Tech/Econ | 0.6561% | 0 | 0 | 0
Tech | Restaurants | Space Cooling | Individual room air conditioners | TRC | New | NN3320 | Chilled Water System - Variable Speed Drives | Chilled Water System - Variable Speed Drives | NonEquip | 13 | Central chillers inside | 0% | Tech/Econ | 24.74% | 0 | 0 | 0
Tech | Restaurants | Space Cooling | Individual room air conditioners | TRC | New | NN3294 | Chilled Water Controls Optimization | Chilled Water Controls Optimization | NonEquip | 10 | Central chillers inside | 0% | Tech/Econ | 12.5% | 0 | 0 | 0
Tech | Restaurants | Space Cooling | Individual room air conditioners | TRC | New | NN3216 | Ceiling Insulation(R2 to R38) | Ceiling Insulation(R2 to R38) | NonEquip | 20 |  | 0% | Tech/Econ | 5.435% | 0 | 0 | 0
Tech | Restaurants | Space Cooling | Individual room air conditioners | TRC | New | NN3112 | Ceiling Insulation(R12 to R38) | Ceiling Insulation(R12 to R38) | NonEquip | 20 |  | 0% | Tech/Econ | 0.6542% | 0 | 0 | 0
Tech | Restaurants | Space Cooling | Individual room air conditioners | TRC | New | NN3060 | Airside Economizer | Airside Economizer | NonEquip | 10 | Packaged air conditioning units (RTUs) | 0% | Tech/Econ | 5.556% | 0 | 0 | 0
Tech | Restaurants | Space Cooling | Individual room air conditioners | TRC | Existing | NE5361 | Retro-Commissioning | Retro-Commissioning | NonEquip | 5 |  | 21.99% | Tech/Econ | 16% | 131437.1187 | 40.5808 | 0
Tech | Restaurants | Space Cooling | Individual room air conditioners | TRC | Existing | NE4373 | Window Sun Protection | Window Sun Protection | NonEquip | 10 |  | 12.19% | Tech/Econ | 16% | 70321.0818 | 25.7192 | -0.28589
Tech | Restaurants | Space Cooling | Individual room air conditioners | TRC | Existing | NE4347 | Waterside Economizer | Waterside Economizer | NonEquip | 20 |  | 0% | Tech/Econ | 5.556% | 0 | 0 | 0
Tech | Restaurants | Space Cooling | Individual room air conditioners | TRC | Existing | NE4295 | Warehouse Loading Dock Seals | Warehouse Loading Dock Seals | NonEquip | 18 |  | 0% | Tech/Econ | 0.6711% | 0 | 0 | 0
Tech | Restaurants | Space Cooling | Individual room air conditioners | TRC | Existing | NE4217 | Wall Insulation | Wall Insulation | NonEquip | 20 |  | 0% | Tech/Econ | 4.766% | 0 | 0 | 0
Tech | Restaurants | Space Cooling | Individual room air conditioners | TRC | Existing | NE4139 | Smart Thermostat | Smart Thermostat | NonEquip | 11 |  | 45.33% | Tech/Econ | 10% | 154315.4545 | 57.1862 | 0
Tech | Restaurants | Space Cooling | Individual room air conditioners | TRC | Existing | NE4113 | Roof Insulation | Roof Insulation | NonEquip | 20 |  | 37.5% | Tech/Econ | 0.7968% | 9650.3649 | 1.9694 | 0
Tech | Restaurants | Space Cooling | Individual room air conditioners | TRC | Existing | NE4035 | Programmable Thermostat | Programmable Thermostat | NonEquip | 11 |  | 0% | Tech/Econ | 3.6% | 0 | 0 | 0
Tech | Restaurants | Space Cooling | Individual room air conditioners | TRC | Existing | NE3983 | Low U-Value Windows | Low U-Value Windows | NonEquip | 20 |  | 10.75% | Tech/Econ | 46% | 194549.4572 | 72.3146 | 0
Tech | Restaurants | Space Cooling | Individual room air conditioners | TRC | Existing | NE3957 | Infiltration Reduction - Air Sealing | Infiltration Reduction - Air Sealing | NonEquip | 11 |  | 0% | Tech/Econ | 0.3355% | 0 | 0 | 0
Tech | Restaurants | Space Cooling | Individual room air conditioners | TRC | Existing | NE3905 | HVAC tune-up_RTU | HVAC tune-up_RTU | NonEquip | 5 | Packaged air conditioning units (RTUs) | 0% | Tech/Econ | 5% | 0 | 0 | 0
Tech | Restaurants | Space Cooling | Individual room air conditioners | TRC | Existing | NE3879 | HVAC tune-up | HVAC tune-up | NonEquip | 5 | Residential-type central air conditioners | 0% | Tech/Econ | 5% | 0 | 0 | 0
Tech | Restaurants | Space Cooling | Individual room air conditioners | TRC | Existing | NE3801 | Green Roof | Green Roof | NonEquip | 15 |  | 0.098% | Tech/Econ | 0.4618% | 14.503 | 0.0061612 | 0
Tech | Restaurants | Space Cooling | Individual room air conditioners | TRC | Existing | NE3671 | Facility Energy Management System | Facility Energy Management System | NonEquip | 15 |  | 0.5043% | Tech/Econ | 20% | 3772.0294 | 0.98435 | 0
Tech | Restaurants | Space Cooling | Individual room air conditioners | TRC | Existing | NE3593 | Energy Recovery Ventilation System (ERV) | Energy Recovery Ventilation System (ERV) | NonEquip | 15 | Packaged air conditioning units (RTUs) | 0% | Tech/Econ | 10.9% | 0 | 0 | 0
Tech | Restaurants | Space Cooling | Individual room air conditioners | TRC | Existing | NE3515 | Duct Sealing Repair | Duct Sealing Repair | NonEquip | 15 |  | 30.55% | Tech/Econ | 12% | 129571.1997 | 25.5283 | 0
Tech | Restaurants | Space Cooling | Individual room air conditioners | TRC | Existing | NE3463 | Duct Insulation | Duct Insulation | NonEquip | 15 |  | 30.55% | Tech/Econ | 2.045% | 20309.8334 | 5.5175 | 0
Tech | Restaurants | Space Cooling | Individual room air conditioners | TRC | Existing | NE3411 | Dedicated Outdoor Air System on VRF unit | Dedicated Outdoor Air System on VRF unit | NonEquip | 15 | Residential-type central air conditioners | 0% | Tech/Econ | 17.5% | 0 | 0 | 0
Tech | Restaurants | Space Cooling | Individual room air conditioners | TRC | Existing | NE3359 | Cool Roof | Cool Roof | NonEquip | 15 |  | 72.71% | Tech/Econ | 0.6561% | 15361.7708 | 6.526 | 0
Tech | Restaurants | Space Cooling | Individual room air conditioners | TRC | Existing | NE3307 | Chilled Water System - Variable Speed Drives | Chilled Water System - Variable Speed Drives | NonEquip | 13 | Central chillers inside | 0% | Tech/Econ | 24.74% | 0 | 0 | 0
Tech | Restaurants | Space Cooling | Individual room air conditioners | TRC | Existing | NE3281 | Chilled Water Controls Optimization | Chilled Water Controls Optimization | NonEquip | 10 | Central chillers inside | 0% | Tech/Econ | 12.5% | 0 | 0 | 0
Tech | Restaurants | Space Cooling | Individual room air conditioners | TRC | Existing | NE3203 | Ceiling Insulation(R2 to R38) | Ceiling Insulation(R2 to R38) | NonEquip | 20 |  | 0% | Tech/Econ | 5.435% | 0 | 0 | 0
Tech | Restaurants | Space Cooling | Individual room air conditioners | TRC | Existing | NE3099 | Ceiling Insulation(R12 to R38) | Ceiling Insulation(R12 to R38) | NonEquip | 20 |  | 0% | Tech/Econ | 0.6542% | 0 | 0 | 0
Tech | Restaurants | Space Cooling | Individual room air conditioners | TRC | Existing | NE3047 | Airside Economizer | Airside Economizer | NonEquip | 10 | Packaged air conditioning units (RTUs) | 0% | Tech/Econ | 5.556% | 0 | 0 | 0
Tech | Restaurants | Interior Lighting | High bay | TRC | New | NN5270 | Retro-Commissioning | Retro-Commissioning | NonEquip | 5 |  | 0% | Tech/Econ | 16% | 0 | 0 | 0
Tech | Restaurants | Interior Lighting | High bay | TRC | New | NN4438 | Interior Lighting Controls | Interior Lighting Controls | NonEquip | 8 | Overhead (fluorescent/LED/CFL U-shape) | 0% | Tech/Econ | 28% | 0 | 0 | 0
Tech | Restaurants | Interior Lighting | High bay | TRC | New | NN4412 | Bi-Level Lighting Control (Interior) | Bi-Level Lighting Control (Interior) | NonEquip | 8 | Overhead (fluorescent/LED/CFL U-shape) | 0% | Tech/Econ | 31% | 0 | 0 | 0
Tech | Restaurants | Interior Lighting | High bay | TRC | New | NN3710 | Facility Energy Management System | Facility Energy Management System | NonEquip | 15 |  | 4.276% | Tech/Econ | 24% | 17251.5264 | 4.502 | 2.07
Tech | Restaurants | Interior Lighting | High bay | TRC | Existing | NE5257 | Retro-Commissioning | Retro-Commissioning | NonEquip | 5 |  | 21.99% | Tech/Econ | 16% | 2881073.647 | 889.5215 | 1723.5388
Tech | Restaurants | Interior Lighting | High bay | TRC | Existing | NE4425 | Interior Lighting Controls | Interior Lighting Controls | NonEquip | 8 | Overhead (fluorescent/LED/CFL U-shape) | 0% | Tech/Econ | 28% | 0 | 0 | 0
Tech | Restaurants | Interior Lighting | High bay | TRC | Existing | NE4399 | Bi-Level Lighting Control (Interior) | Bi-Level Lighting Control (Interior) | NonEquip | 8 | Overhead (fluorescent/LED/CFL U-shape) | 0% | Tech/Econ | 31% | 0 | 0 | 0
Tech | Restaurants | Interior Lighting | High bay | TRC | Existing | NE3697 | Facility Energy Management System | Facility Energy Management System | NonEquip | 15 |  | 0.5043% | Tech/Econ | 24% | 99238.537 | 25.8973 | 11.9073
Tech | Restaurants | Interior Lighting | High bay | TRC | Turnover | ET1649 | LED Linear - Fixture Replacement | LED Linear - Fixture Replacement | Equip | 15 | High bay | 24.1% | Tech/Econ | 50.28% | 11306133.19 | 2757.2353 | 0.15105
Tech | Restaurants | Interior Lighting | High bay | TRC | Turnover | ET1532 | High Bay LED | High Bay LED | Equip | 15 | High bay | 0% | Tech/Econ | 64.78% | 0 | 0 | 0
Tech | Restaurants | Interior Lighting | High bay | TRC | Turnover | ET1493 | High Bay Fluorescent (T5) | High Bay Fluorescent (T5) | Equip | 15 | High bay | 0% | Tech/Econ | 64.14% | 0 | 0 | 0
Tech | Restaurants | Interior Lighting | High bay | TRC | New | EN1675 | LED Linear - Fixture Replacement | LED Linear - Fixture Replacement | Equip | 15 | High bay | 0% | Tech/Econ | 50.28% | 0 | 0 | 0
Tech | Restaurants | Interior Lighting | High bay | TRC | New | EN1558 | High Bay LED | High Bay LED | Equip | 15 | High bay | 0% | Tech/Econ | 64.78% | 0 | 0 | 0
Tech | Restaurants | Interior Lighting | High bay | TRC | New | EN1519 | High Bay Fluorescent (T5) | High Bay Fluorescent (T5) | Equip | 15 | High bay | 0% | Tech/Econ | 64.14% | 0 | 0 | 0
Tech | Restaurants | Cooking | Fryer | TRC | Turnover | ET89 | Energy Star Fryer | Energy Star Fryer | Equip | 12 | Fryer | 29.2% | Tech/Econ | 17.46% | 501723.14 | 81.3282 | 25.1495
Tech | Restaurants | Cooking | Fryer | TRC | New | EN115 | Energy Star Fryer | Energy Star Fryer | Equip | 12 | Fryer | 29.2% | Tech/Econ | 17.46% | 9040.5167 | 1.4654 | 0.45317
Tech | Restaurants | Space Heating | Forced air furnace | TRC | New | NN5348 | Retro-Commissioning | Retro-Commissioning | NonEquip | 5 |  | 0% | Tech/Econ | 16% | 0 | 0 | 0
Tech | Restaurants | Space Heating | Forced air furnace | TRC | New | NN4334 | Water Cooled Refrigeration Heat Recovery | Water Cooled Refrigeration Heat Recovery | NonEquip | 20 |  | 0% | Tech/Econ | 10% | 0 | 0 | 0
Tech | Restaurants | Space Heating | Forced air furnace | TRC | New | NN4282 | Warehouse Loading Dock Seals | Warehouse Loading Dock Seals | NonEquip | 18 |  | 0% | Tech/Econ | 0.8292% | 0 | 0 | 0
Tech | Restaurants | Space Heating | Forced air furnace | TRC | New | NN4256 | Wall Insulation | Wall Insulation | NonEquip | 20 |  | 0% | Tech/Econ | 0% | 0 | 0 | 0
Tech | Restaurants | Space Heating | Forced air furnace | TRC | New | NN4178 | Smart Thermostat | Smart Thermostat | NonEquip | 11 |  | 45.33% | Tech/Econ | 10% | 172.0738 | 0 | -0.000121
Tech | Restaurants | Space Heating | Forced air furnace | TRC | New | NN4100 | Roof Insulation | Roof Insulation | NonEquip | 20 |  | 37.5% | Tech/Econ | 0.4923% | 4.0755 | 0 | 0.001902
Tech | Restaurants | Space Heating | Forced air furnace | TRC | New | NN4074 | Programmable Thermostat | Programmable Thermostat | NonEquip | 11 |  | 0% | Tech/Econ | 3.6% | 0 | 0 | 0
Tech | Restaurants | Space Heating | Forced air furnace | TRC | New | NN4022 | Low U-Value Windows | Low U-Value Windows | NonEquip | 20 |  | 26.88% | Tech/Econ | 10% | 104.846 | 0 | 0.00043575
Tech | Restaurants | Space Heating | Forced air furnace | TRC | New | NN3944 | Infiltration Reduction - Air Sealing | Infiltration Reduction - Air Sealing | NonEquip | 11 |  | 0% | Tech/Econ | 0.4146% | 0 | 0 | 0
Tech | Restaurants | Space Heating | Forced air furnace | TRC | New | NN3866 | Hotel Card Energy Control Systems | Hotel Card Energy Control Systems | NonEquip | 15 |  | 0% | Tech/Econ | 0% | 0 | 0 | 0
Tech | Restaurants | Space Heating | Forced air furnace | TRC | New | NN3788 | Green Roof | Green Roof | NonEquip | 15 |  | 0.49% | Tech/Econ | 0.7608% | 0.134 | 0 | 0
Tech | Restaurants | Space Heating | Forced air furnace | TRC | New | NN3736 | Floor Insulation | Floor Insulation | NonEquip | 20 |  | 16.87% | Tech/Econ | 0.2583% | 0 | 0 | 0
Tech | Restaurants | Space Heating | Forced air furnace | TRC | New | NN3658 | Facility Energy Management System | Facility Energy Management System | NonEquip | 15 |  | 4.276% | Tech/Econ | 20% | 33.6499 | 0 | 0.0040376
Tech | Restaurants | Space Heating | Forced air furnace | TRC | New | NN3580 | ECM Motors on Furnaces | ECM Motors on Furnaces | NonEquip | 15 | Forced air furnace | 47.78% | Tech/Econ | 1.706% | 29.5481 | 0 | 0.0033731
Tech | Restaurants | Space Heating | Forced air furnace | TRC | New | NN3554 | Duct Sealing Repair | Duct Sealing Repair | NonEquip | 15 |  | 0% | Tech/Econ | 12% | 0 | 0 | 0
Tech | Restaurants | Space Heating | Forced air furnace | TRC | New | NN3502 | Duct Insulation | Duct Insulation | NonEquip | 15 |  | 0% | Tech/Econ | 2.045% | 0 | 0 | 0
Tech | Restaurants | Space Heating | Forced air furnace | TRC | New | NN3450 | Destratification Fans | Destratification Fans | NonEquip | 10 |  | 0% | Tech/Econ | 12.59% | 0 | 0 | 0
Tech | Restaurants | Space Heating | Forced air furnace | TRC | New | NN3398 | Dedicated Outdoor Air System on VRF unit | Dedicated Outdoor Air System on VRF unit | NonEquip | 15 | Residential/split system heat pump | 0% | Tech/Econ | 10% | 0 | 0 | 0
Tech | Restaurants | Space Heating | Forced air furnace | TRC | New | NN3346 | Cool Roof | Cool Roof | NonEquip | 15 |  | 72.32% | Tech/Econ | 0.0859% | 0 | 0 | 0
Tech | Restaurants | Space Heating | Forced air furnace | TRC | New | NN3242 | Ceiling Insulation(R30 to R38) | Ceiling Insulation(R30 to R38) | NonEquip | 20 |  | 0% | Tech/Econ | 0.09949% | 0 | 0 | 0
Tech | Restaurants | Space Heating | Forced air furnace | TRC | New | NN3190 | Ceiling Insulation(R2 to R38) | Ceiling Insulation(R2 to R38) | NonEquip | 20 |  | 0% | Tech/Econ | 6.716% | 0 | 0 | 0
Tech | Restaurants | Space Heating | Forced air furnace | TRC | New | NN3138 | Ceiling Insulation(R19 to R38) | Ceiling Insulation(R19 to R38) | NonEquip | 20 |  | 0% | Tech/Econ | 0.3731% | 0 | 0 | 0
Tech | Restaurants | Space Heating | Forced air furnace | TRC | New | NN3086 | Ceiling Insulation(R12 to R38) | Ceiling Insulation(R12 to R38) | NonEquip | 20 |  | 0% | Tech/Econ | 0.8084% | 0 | 0 | 0
Tech | Restaurants | Space Heating | Forced air furnace | TRC | New | NN3008 | Air Curtains | Air Curtains | NonEquip | 8 |  | 26.88% | Tech/Econ | 0.4135% | 0 | 0 | 0
Tech | Restaurants | Space Heating | Forced air furnace | TRC | Existing | NE5335 | Retro-Commissioning | Retro-Commissioning | NonEquip | 5 |  | 21.99% | Tech/Econ | 16% | 7295.5562 | 0 | 4.3644
Tech | Restaurants | Space Heating | Forced air furnace | TRC | Existing | NE4321 | Water Cooled Refrigeration Heat Recovery | Water Cooled Refrigeration Heat Recovery | NonEquip | 20 |  | 0% | Tech/Econ | 10% | 0 | 0 | 0
Tech | Restaurants | Space Heating | Forced air furnace | TRC | Existing | NE4269 | Warehouse Loading Dock Seals | Warehouse Loading Dock Seals | NonEquip | 18 |  | 0% | Tech/Econ | 0.915% | 0 | 0 | 0
Tech | Restaurants | Space Heating | Forced air furnace | TRC | Existing | NE4243 | Wall Insulation | Wall Insulation | NonEquip | 20 |  | 0% | Tech/Econ | 0.949% | 0 | 0 | 0
Tech | Restaurants | Space Heating | Forced air furnace | TRC | Existing | NE4165 | Smart Thermostat | Smart Thermostat | NonEquip | 11 |  | 45.33% | Tech/Econ | 10% | 8735.8779 | 0 | -0.0061432
Tech | Restaurants | Space Heating | Forced air furnace | TRC | Existing | NE4087 | Roof Insulation | Roof Insulation | NonEquip | 20 |  | 37.5% | Tech/Econ | 1.086% | 738.8456 | 0 | 0.34482
Tech | Restaurants | Space Heating | Forced air furnace | TRC | Existing | NE4061 | Programmable Thermostat | Programmable Thermostat | NonEquip | 11 |  | 0% | Tech/Econ | 3.6% | 0 | 0 | 0
Tech | Restaurants | Space Heating | Forced air furnace | TRC | Existing | NE4009 | Low U-Value Windows | Low U-Value Windows | NonEquip | 20 |  | 10.75% | Tech/Econ | 46% | 10798.6732 | 0 | 0.04488
Tech | Restaurants | Space Heating | Forced air furnace | TRC | Existing | NE3931 | Infiltration Reduction - Air Sealing | Infiltration Reduction - Air Sealing | NonEquip | 11 |  | 0% | Tech/Econ | 0.4575% | 0 | 0 | 0
Tech | Restaurants | Space Heating | Forced air furnace | TRC | Existing | NE3853 | Hotel Card Energy Control Systems | Hotel Card Energy Control Systems | NonEquip | 15 |  | 0% | Tech/Econ | 0% | 0 | 0 | 0
Tech | Restaurants | Space Heating | Forced air furnace | TRC | Existing | NE3775 | Green Roof | Green Roof | NonEquip | 15 |  | 0.098% | Tech/Econ | 0.8395% | 1.4859 | 0 | 0
Tech | Restaurants | Space Heating | Forced air furnace | TRC | Existing | NE3723 | Floor Insulation | Floor Insulation | NonEquip | 20 |  | 6.749% | Tech/Econ | 0.285% | 34.7 | 0 | 0.016195
Tech | Restaurants | Space Heating | Forced air furnace | TRC | Existing | NE3645 | Facility Energy Management System | Facility Energy Management System | NonEquip | 15 |  | 0.5043% | Tech/Econ | 20% | 209.3705 | 0 | 0.025122
Tech | Restaurants | Space Heating | Forced air furnace | TRC | Existing | NE3567 | ECM Motors on Furnaces | ECM Motors on Furnaces | NonEquip | 15 | Forced air furnace | 47.78% | Tech/Econ | 1.706% | 1490.7289 | 0 | 0.17017
Tech | Restaurants | Space Heating | Forced air furnace | TRC | Existing | NE3541 | Duct Sealing Repair | Duct Sealing Repair | NonEquip | 15 |  | 30.55% | Tech/Econ | 12% | 7335.0928 | 0 | 5.1184
Tech | Restaurants | Space Heating | Forced air furnace | TRC | Existing | NE3489 | Duct Insulation | Duct Insulation | NonEquip | 15 |  | 30.55% | Tech/Econ | 2.045% | 1149.7502 | 0 | 0.67128
Tech | Restaurants | Space Heating | Forced air furnace | TRC | Existing | NE3437 | Destratification Fans | Destratification Fans | NonEquip | 10 |  | 0% | Tech/Econ | 12.59% | 0 | 0 | 0
Tech | Restaurants | Space Heating | Forced air furnace | TRC | Existing | NE3385 | Dedicated Outdoor Air System on VRF unit | Dedicated Outdoor Air System on VRF unit | NonEquip | 15 | Residential/split system heat pump | 0% | Tech/Econ | 10% | 0 | 0 | 0
Tech | Restaurants | Space Heating | Forced air furnace | TRC | Existing | NE3333 | Cool Roof | Cool Roof | NonEquip | 15 |  | 72.71% | Tech/Econ | 0.09479% | 124.2925 | 0 | 0
Tech | Restaurants | Space Heating | Forced air furnace | TRC | Existing | NE3229 | Ceiling Insulation(R30 to R38) | Ceiling Insulation(R30 to R38) | NonEquip | 20 |  | 0% | Tech/Econ | 0.1098% | 0 | 0 | 0
Tech | Restaurants | Space Heating | Forced air furnace | TRC | Existing | NE3177 | Ceiling Insulation(R2 to R38) | Ceiling Insulation(R2 to R38) | NonEquip | 20 |  | 0% | Tech/Econ | 7.411% | 0 | 0 | 0
Tech | Restaurants | Space Heating | Forced air furnace | TRC | Existing | NE3125 | Ceiling Insulation(R19 to R38) | Ceiling Insulation(R19 to R38) | NonEquip | 20 |  | 0% | Tech/Econ | 0.4117% | 0 | 0 | 0
Tech | Restaurants | Space Heating | Forced air furnace | TRC | Existing | NE3073 | Ceiling Insulation(R12 to R38) | Ceiling Insulation(R12 to R38) | NonEquip | 20 |  | 0% | Tech/Econ | 0.892% | 0 | 0 | 0
Tech | Restaurants | Space Heating | Forced air furnace | TRC | Existing | NE2995 | Air Curtains | Air Curtains | NonEquip | 8 |  | 31.69% | Tech/Econ | 0.4135% | 236.6278 | 0 | 0.025698
Tech | Restaurants | Exterior Lighting | Exterior parking/lot lighting | TRC | New | NN5296 | Retro-Commissioning | Retro-Commissioning | NonEquip | 5 |  | 0% | Tech/Econ | 16% | 0 | 0 | 0
Tech | Restaurants | Exterior Lighting | Exterior parking/lot lighting | TRC | New | NN2982 | Outdoor Lighting Controls | Outdoor Lighting Controls | NonEquip | 8 | Exterior parking/lot lighting | 30.95% | Tech/Econ | 28% | 536.8612 | 0 | 0
Tech | Restaurants | Exterior Lighting | Exterior parking/lot lighting | TRC | New | NN2956 | Bi-Level Lighting Control (Exterior) | Bi-Level Lighting Control (Exterior) | NonEquip | 9 | Exterior parking/lot lighting | 3.438% | Tech/Econ | 31% | 1271.4503 | 0 | 0
Tech | Restaurants | Exterior Lighting | Exterior parking/lot lighting | TRC | Existing | NE5283 | Retro-Commissioning | Retro-Commissioning | NonEquip | 5 |  | 21.99% | Tech/Econ | 16% | 980404.3261 | 0 | 586.5053
Tech | Restaurants | Exterior Lighting | Exterior parking/lot lighting | TRC | Existing | NE2969 | Outdoor Lighting Controls | Outdoor Lighting Controls | NonEquip | 8 | Exterior parking/lot lighting | 30.95% | Tech/Econ | 28% | 2643622.921 | 0 | 0
Tech | Restaurants | Exterior Lighting | Exterior parking/lot lighting | TRC | Existing | NE2943 | Bi-Level Lighting Control (Exterior) | Bi-Level Lighting Control (Exterior) | NonEquip | 9 | Exterior parking/lot lighting | 3.438% | Tech/Econ | 31% | 328711.3787 | 0 | 0
Tech | Restaurants | Exterior Lighting | Exterior parking/lot lighting | TRC | Turnover | ET713 | LED Parking Lighting | LED Parking Lighting | Equip | 18 | Exterior parking/lot lighting | 6.728% | Tech/Econ | 84% | 1847188.947 | 0 | 0
Tech | Restaurants | Exterior Lighting | Exterior parking/lot lighting | TRC | Turnover | ET518 | High Efficiency HID Lighting | High Efficiency HID Lighting | Equip | 13 | Exterior parking/lot lighting | 0% | Tech/Econ | 34.18% | 0 | 0 | 0
Tech | Restaurants | Exterior Lighting | Exterior parking/lot lighting | TRC | New | EN739 | LED Parking Lighting | LED Parking Lighting | Equip | 18 | Exterior parking/lot lighting | 94.94% | Tech/Econ | 84% | 469675.7438 | 0 | 0
Tech | Restaurants | Exterior Lighting | Exterior parking/lot lighting | TRC | New | EN544 | High Efficiency HID Lighting | High Efficiency HID Lighting | Equip | 13 | Exterior parking/lot lighting | 0% | Tech/Econ | 34.18% | 0 | 0 | 0
Tech | Restaurants | Exterior Lighting | Exterior marquis | TRC | New | NN5296 | Retro-Commissioning | Retro-Commissioning | NonEquip | 5 |  | 0% | Tech/Econ | 16% | 0 | 0 | 0
Tech | Restaurants | Exterior Lighting | Exterior marquis | TRC | New | NN2982 | Outdoor Lighting Controls | Outdoor Lighting Controls | NonEquip | 8 | Exterior parking/lot lighting | 0% | Tech/Econ | 28% | 0 | 0 | 0
Tech | Restaurants | Exterior Lighting | Exterior marquis | TRC | New | NN2956 | Bi-Level Lighting Control (Exterior) | Bi-Level Lighting Control (Exterior) | NonEquip | 9 | Exterior parking/lot lighting | 0% | Tech/Econ | 31% | 0 | 0 | 0
Tech | Restaurants | Exterior Lighting | Exterior marquis | TRC | Existing | NE5283 | Retro-Commissioning | Retro-Commissioning | NonEquip | 5 |  | 21.99% | Tech/Econ | 16% | 4109.1519 | 0 | 2.4582
Tech | Restaurants | Exterior Lighting | Exterior marquis | TRC | Existing | NE2969 | Outdoor Lighting Controls | Outdoor Lighting Controls | NonEquip | 8 | Exterior parking/lot lighting | 0% | Tech/Econ | 28% | 0 | 0 | 0
Tech | Restaurants | Exterior Lighting | Exterior marquis | TRC | Existing | NE2943 | Bi-Level Lighting Control (Exterior) | Bi-Level Lighting Control (Exterior) | NonEquip | 9 | Exterior parking/lot lighting | 0% | Tech/Econ | 31% | 0 | 0 | 0
Tech | Restaurants | Exterior Lighting | Exterior marquis | TRC | Turnover | ET635 | LED Exterior Lighting | LED Exterior Lighting | Equip | 13 | Exterior marquis | 4.268% | Tech/Econ | 60.51% | 3096.3573 | 0 | 0
Tech | Restaurants | Exterior Lighting | Exterior marquis | TRC | Turnover | ET596 | LED Display Lighting (Exterior) | LED Display Lighting (Exterior) | Equip | 15 | Exterior marquis | 4.268% | Tech/Econ | 87.04% | 4625.6428 | 0 | 0
Tech | Restaurants | Exterior Lighting | Exterior marquis | TRC | New | EN661 | LED Exterior Lighting | LED Exterior Lighting | Equip | 13 | Exterior marquis | 4.624% | Tech/Econ | 60.51% | 60.2481 | 0 | 0
Tech | Restaurants | Exterior Lighting | Exterior marquis | TRC | New | EN622 | LED Display Lighting (Exterior) | LED Display Lighting (Exterior) | Equip | 15 | Exterior marquis | 4.624% | Tech/Econ | 87.04% | 90.2949 | 0 | 0
Tech | Restaurants | Miscellaneous | Elevators/Escalators | TRC | New | NN5452 | Retro-Commissioning | Retro-Commissioning | NonEquip | 5 |  | 0% | Tech/Econ | 16% | 0 | 0 | 0
Tech | Restaurants | Miscellaneous | Elevators/Escalators | TRC | New | NN4542 | VSD Controlled Compressor | VSD Controlled Compressor | NonEquip | 15 | Others | 0% | Tech/Econ | 20.79% | 0 | 0 | 0
Tech | Restaurants | Miscellaneous | Elevators/Escalators | TRC | New | NN4516 | Regenerative Drive Elevator Motor | Regenerative Drive Elevator Motor | NonEquip | 13 | Elevators/Escalators | 11.17% | Tech/Econ | 6.211% | 0 | 0 | 0
Tech | Restaurants | Miscellaneous | Elevators/Escalators | TRC | New | NN4490 | Engine Block Timer | Engine Block Timer | NonEquip | 5 | Others | 0% | Tech/Econ | 36% | 0 | 0 | 0
Tech | Restaurants | Miscellaneous | Elevators/Escalators | TRC | New | NN4464 | Efficient Motor Belts | Efficient Motor Belts | NonEquip | 10 | Others | 0% | Tech/Econ | 1.105% | 0 | 0 | 0
Tech | Restaurants | Miscellaneous | Elevators/Escalators | TRC | Existing | NE5439 | Retro-Commissioning | Retro-Commissioning | NonEquip | 5 |  | 21.99% | Tech/Econ | 16% | 0 | 0 | 0
Tech | Restaurants | Miscellaneous | Elevators/Escalators | TRC | Existing | NE4529 | VSD Controlled Compressor | VSD Controlled Compressor | NonEquip | 15 | Others | 0% | Tech/Econ | 20.79% | 0 | 0 | 0
Tech | Restaurants | Miscellaneous | Elevators/Escalators | TRC | Existing | NE4503 | Regenerative Drive Elevator Motor | Regenerative Drive Elevator Motor | NonEquip | 13 | Elevators/Escalators | 2.24% | Tech/Econ | 6.211% | 0 | 0 | 0
Tech | Restaurants | Miscellaneous | Elevators/Escalators | TRC | Existing | NE4477 | Engine Block Timer | Engine Block Timer | NonEquip | 5 | Others | 0% | Tech/Econ | 36% | 0 | 0 | 0
Tech | Restaurants | Miscellaneous | Elevators/Escalators | TRC | Existing | NE4451 | Efficient Motor Belts | Efficient Motor Belts | NonEquip | 10 | Others | 0% | Tech/Econ | 1.105% | 0 | 0 | 0
Tech | Restaurants | Office Equipment | Document production | TRC | New | NN4594 | Smart Strip Plug Outlet | Smart Strip Plug Outlet | NonEquip | 4 |  | 43.9% | Tech/Econ | 1.187% | 1406.3288 | 0.20911 | 0
Tech | Restaurants | Office Equipment | Document production | TRC | New | NN4568 | Network PC Power Management | Network PC Power Management | NonEquip | 5 | Computers | 0% | Tech/Econ | 56.5% | 0 | 0 | 0
Tech | Restaurants | Office Equipment | Document production | TRC | Existing | NE4581 | Smart Strip Plug Outlet | Smart Strip Plug Outlet | NonEquip | 4 |  | 43.9% | Tech/Econ | 1.187% | 78047.2778 | 11.6052 | 0
Tech | Restaurants | Office Equipment | Document production | TRC | Existing | NE4555 | Network PC Power Management | Network PC Power Management | NonEquip | 5 | Computers | 0% | Tech/Econ | 56.5% | 0 | 0 | 0
Tech | Restaurants | Office Equipment | Document production | TRC | Turnover | ET2150 | ENERGY STAR Imaging Equipment | ENERGY STAR Imaging Equipment | Equip | 6 | Document production | 0% | Tech/Econ | 44.44% | 0 | 0 | 0
Tech | Restaurants | Office Equipment | Document production | TRC | New | EN2176 | ENERGY STAR Imaging Equipment | ENERGY STAR Imaging Equipment | Equip | 6 | Document production | 0% | Tech/Econ | 44.44% | 0 | 0 | 0
Tech | Restaurants | Space Cooling | District chilled water piped | TRC | New | NN5374 | Retro-Commissioning | Retro-Commissioning | NonEquip | 5 |  | 0% | Tech/Econ | 16% | 0 | 0 | 0
Tech | Restaurants | Space Cooling | District chilled water piped | TRC | New | NN4386 | Window Sun Protection | Window Sun Protection | NonEquip | 10 |  | 15.35% | Tech/Econ | 16% | 561.4141 | 0.20533 | -0.0022824
Tech | Restaurants | Space Cooling | District chilled water piped | TRC | New | NN4360 | Waterside Economizer | Waterside Economizer | NonEquip | 20 |  | 0% | Tech/Econ | 5.556% | 0 | 0 | 0
Tech | Restaurants | Space Cooling | District chilled water piped | TRC | New | NN4308 | Warehouse Loading Dock Seals | Warehouse Loading Dock Seals | NonEquip | 18 |  | 0% | Tech/Econ | 0.6711% | 0 | 0 | 0
Tech | Restaurants | Space Cooling | District chilled water piped | TRC | New | NN4152 | Smart Thermostat | Smart Thermostat | NonEquip | 11 |  | 45.33% | Tech/Econ | 10% | 171.9278 | 0.063713 | 0
Tech | Restaurants | Space Cooling | District chilled water piped | TRC | New | NN4048 | Programmable Thermostat | Programmable Thermostat | NonEquip | 11 |  | 0% | Tech/Econ | 3.6% | 0 | 0 | 0
Tech | Restaurants | Space Cooling | District chilled water piped | TRC | New | NN3996 | Low U-Value Windows | Low U-Value Windows | NonEquip | 20 |  | 26.88% | Tech/Econ | 10% | 0 | 0 | 0
Tech | Restaurants | Space Cooling | District chilled water piped | TRC | New | NN3918 | HVAC tune-up_RTU | HVAC tune-up_RTU | NonEquip | 5 | Packaged air conditioning units (RTUs) | 0% | Tech/Econ | 5% | 0 | 0 | 0
Tech | Restaurants | Space Cooling | District chilled water piped | TRC | New | NN3892 | HVAC tune-up | HVAC tune-up | NonEquip | 5 | Residential-type central air conditioners | 0% | Tech/Econ | 5% | 0 | 0 | 0
Tech | Restaurants | Space Cooling | District chilled water piped | TRC | New | NN3684 | Facility Energy Management System | Facility Energy Management System | NonEquip | 15 |  | 4.276% | Tech/Econ | 20% | 197.2066 | 0.051463 | 0
Tech | Restaurants | Space Cooling | District chilled water piped | TRC | New | NN3632 | Facility Commissioning | Facility Commissioning | NonEquip | 10 |  | 71.67% | Tech/Econ | 16% | 2557.2911 | 0.52592 | 0.0023673
Tech | Restaurants | Space Cooling | District chilled water piped | TRC | New | NN3606 | Energy Recovery Ventilation System (ERV) | Energy Recovery Ventilation System (ERV) | NonEquip | 15 | Packaged air conditioning units (RTUs) | 0% | Tech/Econ | 10.9% | 0 | 0 | 0
Tech | Restaurants | Space Cooling | District chilled water piped | TRC | New | NN3528 | Duct Sealing Repair | Duct Sealing Repair | NonEquip | 15 |  | 0% | Tech/Econ | 12% | 0 | 0 | 0
Tech | Restaurants | Space Cooling | District chilled water piped | TRC | New | NN3476 | Duct Insulation | Duct Insulation | NonEquip | 15 |  | 0% | Tech/Econ | 2.045% | 0 | 0 | 0
Tech | Restaurants | Space Cooling | District chilled water piped | TRC | New | NN3424 | Dedicated Outdoor Air System on VRF unit | Dedicated Outdoor Air System on VRF unit | NonEquip | 15 | Residential-type central air conditioners | 0% | Tech/Econ | 17.5% | 0 | 0 | 0
Tech | Restaurants | Space Cooling | District chilled water piped | TRC | New | NN3372 | Cool Roof | Cool Roof | NonEquip | 15 |  | 72.32% | Tech/Econ | 0.6561% | 0 | 0 | 0
Tech | Restaurants | Space Cooling | District chilled water piped | TRC | New | NN3320 | Chilled Water System - Variable Speed Drives | Chilled Water System - Variable Speed Drives | NonEquip | 13 | Central chillers inside | 0% | Tech/Econ | 24.74% | 0 | 0 | 0
Tech | Restaurants | Space Cooling | District chilled water piped | TRC | New | NN3294 | Chilled Water Controls Optimization | Chilled Water Controls Optimization | NonEquip | 10 | Central chillers inside | 0% | Tech/Econ | 12.5% | 0 | 0 | 0
Tech | Restaurants | Space Cooling | District chilled water piped | TRC | New | NN3216 | Ceiling Insulation(R2 to R38) | Ceiling Insulation(R2 to R38) | NonEquip | 20 |  | 0% | Tech/Econ | 5.435% | 0 | 0 | 0
Tech | Restaurants | Space Cooling | District chilled water piped | TRC | New | NN3112 | Ceiling Insulation(R12 to R38) | Ceiling Insulation(R12 to R38) | NonEquip | 20 |  | 0% | Tech/Econ | 0.6542% | 0 | 0 | 0
Tech | Restaurants | Space Cooling | District chilled water piped | TRC | New | NN3060 | Airside Economizer | Airside Economizer | NonEquip | 10 | Packaged air conditioning units (RTUs) | 0% | Tech/Econ | 5.556% | 0 | 0 | 0
Tech | Restaurants | Space Cooling | District chilled water piped | TRC | Existing | NE5361 | Retro-Commissioning | Retro-Commissioning | NonEquip | 5 |  | 21.99% | Tech/Econ | 16% | 36848.2964 | 11.3768 | 0
Tech | Restaurants | Space Cooling | District chilled water piped | TRC | Existing | NE4373 | Window Sun Protection | Window Sun Protection | NonEquip | 10 |  | 12.19% | Tech/Econ | 16% | 23709.2756 | 8.6714 | -0.09639
Tech | Restaurants | Space Cooling | District chilled water piped | TRC | Existing | NE4347 | Waterside Economizer | Waterside Economizer | NonEquip | 20 |  | 0% | Tech/Econ | 5.556% | 0 | 0 | 0
Tech | Restaurants | Space Cooling | District chilled water piped | TRC | Existing | NE4295 | Warehouse Loading Dock Seals | Warehouse Loading Dock Seals | NonEquip | 18 |  | 0% | Tech/Econ | 0.6711% | 0 | 0 | 0
Tech | Restaurants | Space Cooling | District chilled water piped | TRC | Existing | NE4217 | Wall Insulation | Wall Insulation | NonEquip | 20 |  | 0% | Tech/Econ | 4.766% | 0 | 0 | 0
Tech | Restaurants | Space Cooling | District chilled water piped | TRC | Existing | NE4139 | Smart Thermostat | Smart Thermostat | NonEquip | 11 |  | 45.33% | Tech/Econ | 10% | 52028.6029 | 19.2807 | 0
Tech | Restaurants | Space Cooling | District chilled water piped | TRC | Existing | NE4113 | Roof Insulation | Roof Insulation | NonEquip | 20 |  | 37.5% | Tech/Econ | 0.7968% | 3000.3171 | 0.61228 | 0
Tech | Restaurants | Space Cooling | District chilled water piped | TRC | Existing | NE4035 | Programmable Thermostat | Programmable Thermostat | NonEquip | 11 |  | 0% | Tech/Econ | 3.6% | 0 | 0 | 0
Tech | Restaurants | Space Cooling | District chilled water piped | TRC | Existing | NE3983 | Low U-Value Windows | Low U-Value Windows | NonEquip | 20 |  | 10.75% | Tech/Econ | 46% | 63286.0193 | 23.5236 | 0
Tech | Restaurants | Space Cooling | District chilled water piped | TRC | Existing | NE3957 | Infiltration Reduction - Air Sealing | Infiltration Reduction - Air Sealing | NonEquip | 11 |  | 0% | Tech/Econ | 0.3355% | 0 | 0 | 0
Tech | Restaurants | Space Cooling | District chilled water piped | TRC | Existing | NE3905 | HVAC tune-up_RTU | HVAC tune-up_RTU | NonEquip | 5 | Packaged air conditioning units (RTUs) | 0% | Tech/Econ | 5% | 0 | 0 | 0
Tech | Restaurants | Space Cooling | District chilled water piped | TRC | Existing | NE3879 | HVAC tune-up | HVAC tune-up | NonEquip | 5 | Residential-type central air conditioners | 0% | Tech/Econ | 5% | 0 | 0 | 0
Tech | Restaurants | Space Cooling | District chilled water piped | TRC | Existing | NE3801 | Green Roof | Green Roof | NonEquip | 15 |  | 0.098% | Tech/Econ | 0.4618% | 4.509 | 0.0019155 | 0
Tech | Restaurants | Space Cooling | District chilled water piped | TRC | Existing | NE3671 | Facility Energy Management System | Facility Energy Management System | NonEquip | 15 |  | 0.5043% | Tech/Econ | 20% | 1227.0233 | 0.3202 | 0
Tech | Restaurants | Space Cooling | District chilled water piped | TRC | Existing | NE3593 | Energy Recovery Ventilation System (ERV) | Energy Recovery Ventilation System (ERV) | NonEquip | 15 | Packaged air conditioning units (RTUs) | 0% | Tech/Econ | 10.9% | 0 | 0 | 0
Tech | Restaurants | Space Cooling | District chilled water piped | TRC | Existing | NE3515 | Duct Sealing Repair | Duct Sealing Repair | NonEquip | 15 |  | 30.55% | Tech/Econ | 12% | 43685.8934 | 8.607 | 0
Tech | Restaurants | Space Cooling | District chilled water piped | TRC | Existing | NE3463 | Duct Insulation | Duct Insulation | NonEquip | 15 |  | 30.55% | Tech/Econ | 2.045% | 6314.3664 | 1.7154 | 0
Tech | Restaurants | Space Cooling | District chilled water piped | TRC | Existing | NE3411 | Dedicated Outdoor Air System on VRF unit | Dedicated Outdoor Air System on VRF unit | NonEquip | 15 | Residential-type central air conditioners | 0% | Tech/Econ | 17.5% | 0 | 0 | 0
Tech | Restaurants | Space Cooling | District chilled water piped | TRC | Existing | NE3359 | Cool Roof | Cool Roof | NonEquip | 15 |  | 72.71% | Tech/Econ | 0.6561% | 4776.0042 | 2.0289 | 0
Tech | Restaurants | Space Cooling | District chilled water piped | TRC | Existing | NE3307 | Chilled Water System - Variable Speed Drives | Chilled Water System - Variable Speed Drives | NonEquip | 13 | Central chillers inside | 0% | Tech/Econ | 24.74% | 0 | 0 | 0
Tech | Restaurants | Space Cooling | District chilled water piped | TRC | Existing | NE3281 | Chilled Water Controls Optimization | Chilled Water Controls Optimization | NonEquip | 10 | Central chillers inside | 0% | Tech/Econ | 12.5% | 0 | 0 | 0
Tech | Restaurants | Space Cooling | District chilled water piped | TRC | Existing | NE3203 | Ceiling Insulation(R2 to R38) | Ceiling Insulation(R2 to R38) | NonEquip | 20 |  | 0% | Tech/Econ | 5.435% | 0 | 0 | 0
Tech | Restaurants | Space Cooling | District chilled water piped | TRC | Existing | NE3099 | Ceiling Insulation(R12 to R38) | Ceiling Insulation(R12 to R38) | NonEquip | 20 |  | 0% | Tech/Econ | 0.6542% | 0 | 0 | 0
Tech | Restaurants | Space Cooling | District chilled water piped | TRC | Existing | NE3047 | Airside Economizer | Airside Economizer | NonEquip | 10 | Packaged air conditioning units (RTUs) | 0% | Tech/Econ | 5.556% | 0 | 0 | 0
Tech | Restaurants | Space Cooling | District chilled water piped | TRC | Turnover | ET947 | High Efficiency Chiller (Air Cooled, 50 tons) | High Efficiency Chiller (Air Cooled, 50 tons) | Equip | 20 | District chilled water piped | 28.37% | Tech/Econ | 8.759% | 27229.7543 | 7.4173 | 0.33756
Tech | Restaurants | Space Cooling | District chilled water piped | TRC | Turnover | ET1103 | High Efficiency Chiller (Water cooled-positive displacement, 100 tons) | High Efficiency Chiller (Water cooled-positive displacement, 100 tons) | Equip | 20 | District chilled water piped | 28.37% | Tech/Econ | 2.683% | 8032.5913 | 3.0268 | 0.0058792
Tech | Restaurants | Space Cooling | District chilled water piped | TRC | Turnover | ET1025 | High Efficiency Chiller (Water cooled-centrifugal, 200 tons) | High Efficiency Chiller (Water cooled-centrifugal, 200 tons) | Equip | 20 | District chilled water piped | 28.37% | Tech/Econ | 4.362% | 13224.5881 | 4.9832 | 0.0096793
Tech | Restaurants | Space Cooling | District chilled water piped | TRC | New | EN973 | High Efficiency Chiller (Air Cooled, 50 tons) | High Efficiency Chiller (Air Cooled, 50 tons) | Equip | 20 | District chilled water piped | 28.37% | Tech/Econ | 8.759% | 486.3401 | 0.13248 | 0.006029
Tech | Restaurants | Space Cooling | District chilled water piped | TRC | New | EN1129 | High Efficiency Chiller (Water cooled-positive displacement, 100 tons) | High Efficiency Chiller (Water cooled-positive displacement, 100 tons) | Equip | 20 | District chilled water piped | 28.37% | Tech/Econ | 2.683% | 143.467 | 0.05406 | 0.00010501
Tech | Restaurants | Space Cooling | District chilled water piped | TRC | New | EN1051 | High Efficiency Chiller (Water cooled-centrifugal, 200 tons) | High Efficiency Chiller (Water cooled-centrifugal, 200 tons) | Equip | 20 | District chilled water piped | 28.37% | Tech/Econ | 4.362% | 236.1992 | 0.089002 | 0.00017288
Tech | Restaurants | Refrigeration | Display cases | TRC | New | NN5322 | Retro-Commissioning | Retro-Commissioning | NonEquip | 5 |  | 0% | Tech/Econ | 16% | 0 | 0 | 0
Tech | Restaurants | Refrigeration | Display cases | TRC | New | NN4906 | Strip Curtains for Walk-ins | Strip Curtains for Walk-ins | NonEquip | 4 | Walk-in cooler | 0% | Tech/Econ | 2.115% | 0 | 0 | 0
Tech | Restaurants | Refrigeration | Display cases | TRC | New | NN4880 | Refrigerated Display Case Lighting Controls | Refrigerated Display Case Lighting Controls | NonEquip | 8 | Display cases | 0% | Tech/Econ | 0.9365% | 0 | 0 | 0
Tech | Restaurants | Refrigeration | Display cases | TRC | New | NN4854 | PSC to ECM Evaporator Fan Motor (Walk-In, Refrigerator) | PSC to ECM Evaporator Fan Motor (Walk-In, Refrigerator) | NonEquip | 15 | Walk-in cooler | 0% | Tech/Econ | 37.5% | 0 | 0 | 0
Tech | Restaurants | Refrigeration | Display cases | TRC | New | NN4828 | PSC to ECM Evaporator Fan Motor (Reach-In) | PSC to ECM Evaporator Fan Motor (Reach-In) | NonEquip | 15 | Display cases | 68.68% | Tech/Econ | 37.5% | 288619.8571 | 37.421 | 31.3448
Tech | Restaurants | Refrigeration | Display cases | TRC | New | NN4802 | Night Covers for Display Cases | Night Covers for Display Cases | NonEquip | 5 | Display cases | 0% | Tech/Econ | 1.877% | 0 | 0 | 0
Tech | Restaurants | Refrigeration | Display cases | TRC | New | NN4776 | High R-Value Glass Doors | High R-Value Glass Doors | NonEquip | 12 | Display cases | 0% | Tech/Econ | 0% | 0 | 0 | 0
Tech | Restaurants | Refrigeration | Display cases | TRC | New | NN4750 | High Efficiency Refrigeration Compressor | High Efficiency Refrigeration Compressor | NonEquip | 13 | Display cases | 37.79% | Tech/Econ | 6.922% | 18035.724 | 2.3384 | 1.9587
Tech | Restaurants | Refrigeration | Display cases | TRC | New | NN4724 | Freezer-Cooler Replacement Gaskets | Freezer-Cooler Replacement Gaskets | NonEquip | 4 | Display cases | 0% | Tech/Econ | 0% | 0 | 0 | 0
Tech | Restaurants | Refrigeration | Display cases | TRC | New | NN4698 | Floating Head Pressure Controls | Floating Head Pressure Controls | NonEquip | 15 |  | 0% | Tech/Econ | 6.05% | 0 | 0 | 0
Tech | Restaurants | Refrigeration | Display cases | TRC | New | NN4672 | Demand Defrost | Demand Defrost | NonEquip | 10 | Walk-in cooler | 0% | Tech/Econ | 30% | 0 | 0 | 0
Tech | Restaurants | Refrigeration | Display cases | TRC | New | NN4646 | Automatic Door Closer for Walk-in Coolers and Freezers | Automatic Door Closer for Walk-in Coolers and Freezers | NonEquip | 8 | Walk-in cooler | 0% | Tech/Econ | 3.131% | 0 | 0 | 0
Tech | Restaurants | Refrigeration | Display cases | TRC | New | NN4620 | Anti-Sweat Controls | Anti-Sweat Controls | NonEquip | 8 | Display cases | 0% | Tech/Econ | 85% | 0 | 0 | 0
Tech | Restaurants | Refrigeration | Display cases | TRC | Existing | NE5309 | Retro-Commissioning | Retro-Commissioning | NonEquip | 5 |  | 21.99% | Tech/Econ | 16% | 1868380.75 | 576.8561 | 1117.7176
Tech | Restaurants | Refrigeration | Display cases | TRC | Existing | NE4893 | Strip Curtains for Walk-ins | Strip Curtains for Walk-ins | NonEquip | 4 | Walk-in cooler | 0% | Tech/Econ | 2.115% | 0 | 0 | 0
Tech | Restaurants | Refrigeration | Display cases | TRC | Existing | NE4867 | Refrigerated Display Case Lighting Controls | Refrigerated Display Case Lighting Controls | NonEquip | 8 | Display cases | 0% | Tech/Econ | 2.524% | 0 | 0 | 0
Tech | Restaurants | Refrigeration | Display cases | TRC | Existing | NE4841 | PSC to ECM Evaporator Fan Motor (Walk-In, Refrigerator) | PSC to ECM Evaporator Fan Motor (Walk-In, Refrigerator) | NonEquip | 15 | Walk-in cooler | 0% | Tech/Econ | 37.5% | 0 | 0 | 0
Tech | Restaurants | Refrigeration | Display cases | TRC | Existing | NE4815 | PSC to ECM Evaporator Fan Motor (Reach-In) | PSC to ECM Evaporator Fan Motor (Reach-In) | NonEquip | 15 | Display cases | 17.17% | Tech/Econ | 37.5% | 3690906.785 | 478.545 | 400.8414
Tech | Restaurants | Refrigeration | Display cases | TRC | Existing | NE4789 | Night Covers for Display Cases | Night Covers for Display Cases | NonEquip | 5 | Display cases | 0% | Tech/Econ | 1.877% | 0 | 0 | 0
Tech | Restaurants | Refrigeration | Display cases | TRC | Existing | NE4763 | High R-Value Glass Doors | High R-Value Glass Doors | NonEquip | 12 | Display cases | 0% | Tech/Econ | 23.81% | 0 | 0 | 0
Tech | Restaurants | Refrigeration | Display cases | TRC | Existing | NE4737 | High Efficiency Refrigeration Compressor | High Efficiency Refrigeration Compressor | NonEquip | 13 | Display cases | 14.15% | Tech/Econ | 6.922% | 525419.9451 | 68.1234 | 57.0619
Tech | Restaurants | Refrigeration | Display cases | TRC | Existing | NE4711 | Freezer-Cooler Replacement Gaskets | Freezer-Cooler Replacement Gaskets | NonEquip | 4 | Display cases | 63.61% | Tech/Econ | 3.131% | 1020359.953 | 132.2949 | 110.8135
Tech | Restaurants | Refrigeration | Display cases | TRC | Existing | NE4685 | Floating Head Pressure Controls | Floating Head Pressure Controls | NonEquip | 15 |  | 0% | Tech/Econ | 6.05% | 0 | 0 | 0
Tech | Restaurants | Refrigeration | Display cases | TRC | Existing | NE4659 | Demand Defrost | Demand Defrost | NonEquip | 10 | Walk-in cooler | 0% | Tech/Econ | 30% | 0 | 0 | 0
Tech | Restaurants | Refrigeration | Display cases | TRC | Existing | NE4633 | Automatic Door Closer for Walk-in Coolers and Freezers | Automatic Door Closer for Walk-in Coolers and Freezers | NonEquip | 8 | Walk-in cooler | 0% | Tech/Econ | 3.131% | 0 | 0 | 0
Tech | Restaurants | Refrigeration | Display cases | TRC | Existing | NE4607 | Anti-Sweat Controls | Anti-Sweat Controls | NonEquip | 8 | Display cases | 9.21% | Tech/Econ | 85% | 4868618.455 | 631.2413 | 528.7436
Tech | Restaurants | Refrigeration | Display cases | TRC | Turnover | ET2618 | Refrigerated Display Case LED Lighting | Refrigerated Display Case LED Lighting | Equip | 8 | Display cases | 0% | Tech/Econ | 6.613% | 0 | 0 | 0
Tech | Restaurants | Refrigeration | Display cases | TRC | Turnover | ET2462 | Energy Star Commercial Solid Door Refrigerator | Energy Star Commercial Solid Door Refrigerator | Equip | 12 | Display cases | 0% | Tech/Econ | 50.28% | 0 | 0 | 0
Tech | Restaurants | Refrigeration | Display cases | TRC | Turnover | ET2423 | Energy Star Commercial Solid Door Freezer | Energy Star Commercial Solid Door Freezer | Equip | 12 | Display cases | 0% | Tech/Econ | 42.11% | 0 | 0 | 0
Tech | Restaurants | Refrigeration | Display cases | TRC | Turnover | ET2384 | Energy Star Commercial Glass Door Refrigerator | Energy Star Commercial Glass Door Refrigerator | Equip | 12 | Display cases | 0% | Tech/Econ | 37.88% | 0 | 0 | 0
Tech | Restaurants | Refrigeration | Display cases | TRC | Turnover | ET2345 | Energy Star Commercial Glass Door Freezer | Energy Star Commercial Glass Door Freezer | Equip | 12 | Display cases | 0% | Tech/Econ | 40.57% | 0 | 0 | 0
Tech | Restaurants | Refrigeration | Display cases | TRC | New | EN2644 | Refrigerated Display Case LED Lighting | Refrigerated Display Case LED Lighting | Equip | 8 | Display cases | 0% | Tech/Econ | 0% | 0 | 0 | 0
Tech | Restaurants | Refrigeration | Display cases | TRC | New | EN2488 | Energy Star Commercial Solid Door Refrigerator | Energy Star Commercial Solid Door Refrigerator | Equip | 12 | Display cases | 0% | Tech/Econ | 50.28% | 0 | 0 | 0
Tech | Restaurants | Refrigeration | Display cases | TRC | New | EN2449 | Energy Star Commercial Solid Door Freezer | Energy Star Commercial Solid Door Freezer | Equip | 12 | Display cases | 0% | Tech/Econ | 42.11% | 0 | 0 | 0
Tech | Restaurants | Refrigeration | Display cases | TRC | New | EN2410 | Energy Star Commercial Glass Door Refrigerator | Energy Star Commercial Glass Door Refrigerator | Equip | 12 | Display cases | 0% | Tech/Econ | 37.88% | 0 | 0 | 0
Tech | Restaurants | Refrigeration | Display cases | TRC | New | EN2371 | Energy Star Commercial Glass Door Freezer | Energy Star Commercial Glass Door Freezer | Equip | 12 | Display cases | 0% | Tech/Econ | 40.57% | 0 | 0 | 0
Tech | Restaurants | Cooking | Cooking Other | TRC | Turnover | ET245 | Induction Cooktops | Induction Cooktops | Equip | 10 | Cooking Other | 4.728% | Tech/Econ | 18.82% | 532369.6182 | 114.793 | 47.2677
Tech | Restaurants | Cooking | Cooking Other | TRC | Turnover | ET167 | Energy Star Hot Food Holding Cabinet | Energy Star Hot Food Holding Cabinet | Equip | 12 | Cooking Other | 26.95% | Tech/Econ | 52.67% | 10521727.77 | 1937.7032 | 937.5983
Tech | Restaurants | Cooking | Cooking Other | TRC | Turnover | ET128 | Energy Star Griddle | Energy Star Griddle | Equip | 12 | Cooking Other | 41% | Tech/Econ | 12.08% | 2935530.688 | 485.057 | 124.1386
Tech | Restaurants | Cooking | Cooking Other | TRC | Turnover | ET11 | Efficient Exhaust Hood | Efficient Exhaust Hood | Equip | 15 | Cooking Other | 14.03% | Tech/Econ | 42.5% | 3791489.932 | 828.894 | 325.3388
Tech | Restaurants | Cooking | Cooking Other | TRC | New | EN37 | Efficient Exhaust Hood | Efficient Exhaust Hood | Equip | 15 | Cooking Other | 14.03% | Tech/Econ | 42.5% | 68318.6112 | 14.9358 | 5.8623
Tech | Restaurants | Cooking | Cooking Other | TRC | New | EN271 | Induction Cooktops | Induction Cooktops | Equip | 10 | Cooking Other | 47.28% | Tech/Econ | 18.82% | 95927.3359 | 20.6845 | 8.5171
Tech | Restaurants | Cooking | Cooking Other | TRC | New | EN193 | Energy Star Hot Food Holding Cabinet | Energy Star Hot Food Holding Cabinet | Equip | 12 | Cooking Other | 26.95% | Tech/Econ | 52.67% | 189590.3302 | 34.9153 | 16.8945
Tech | Restaurants | Cooking | Cooking Other | TRC | New | EN154 | Energy Star Griddle | Energy Star Griddle | Equip | 12 | Cooking Other | 41% | Tech/Econ | 12.08% | 13925.9024 | 2.3011 | 0.5889
Tech | Restaurants | Office Equipment | Computers | TRC | New | NN4594 | Smart Strip Plug Outlet | Smart Strip Plug Outlet | NonEquip | 4 |  | 43.9% | Tech/Econ | 1.187% | 629.5231 | 0.093606 | 0
Tech | Restaurants | Office Equipment | Computers | TRC | New | NN4568 | Network PC Power Management | Network PC Power Management | NonEquip | 5 | Computers | 0% | Tech/Econ | 56.5% | 0 | 0 | 0
Tech | Restaurants | Office Equipment | Computers | TRC | Existing | NE4581 | Smart Strip Plug Outlet | Smart Strip Plug Outlet | NonEquip | 4 |  | 43.9% | Tech/Econ | 1.187% | 34936.7532 | 5.1949 | 0
Tech | Restaurants | Office Equipment | Computers | TRC | Existing | NE4555 | Network PC Power Management | Network PC Power Management | NonEquip | 5 | Computers | 0% | Tech/Econ | 56.5% | 0 | 0 | 0
Tech | Restaurants | Office Equipment | Computers | TRC | Turnover | ET2189 | Energy Star PCs | Energy Star PCs | Equip | 4 | Computers | 35% | Tech/Econ | 43.34% | 1199015.909 | 170.7618 | 0
Tech | Restaurants | Office Equipment | Computers | TRC | New | EN2215 | Energy Star PCs | Energy Star PCs | Equip | 4 | Computers | 35% | Tech/Econ | 43.34% | 21604.9899 | 3.0769 | 0
Tech | Restaurants | Domestic Hot Water | Centralized water heaters | TRC | New | NN5426 | Retro-Commissioning | Retro-Commissioning | NonEquip | 5 |  | 0% | Tech/Econ | 16% | 0 | 0 | 0
Tech | Restaurants | Domestic Hot Water | Centralized water heaters | TRC | New | NN2930 | Thermostatic Shower Restriction Valve | Thermostatic Shower Restriction Valve | NonEquip | 10 | Centralized water heaters | 0% | Tech/Econ | 3.577% | 0 | 0 | 0
Tech | Restaurants | Domestic Hot Water | Centralized water heaters | TRC | New | NN2904 | Tank Wrap on Water Heater | Tank Wrap on Water Heater | NonEquip | 7 | Centralized water heaters | 55.99% | Tech/Econ | 2.106% | 0 | 0 | 0
Tech | Restaurants | Domestic Hot Water | Centralized water heaters | TRC | New | NN2878 | Low-Flow Pre-Rinse Sprayers | Low-Flow Pre-Rinse Sprayers | NonEquip | 5 | Centralized water heaters | 24.64% | Tech/Econ | 9.465% | 0 | 0 | 0
Tech | Restaurants | Domestic Hot Water | Centralized water heaters | TRC | New | NN2852 | Low Flow Shower Head | Low Flow Shower Head | NonEquip | 10 | Centralized water heaters | 0% | Tech/Econ | 0.7248% | 0 | 0 | 0
Tech | Restaurants | Domestic Hot Water | Centralized water heaters | TRC | New | NN2826 | Hot Water Pipe Insulation | Hot Water Pipe Insulation | NonEquip | 13 | Centralized water heaters | 22.45% | Tech/Econ | 11.31% | 591.4194 | 0.04654 | 0.080457
Tech | Restaurants | Domestic Hot Water | Centralized water heaters | TRC | New | NN2800 | Hot Water Circulation Pump Control | Hot Water Circulation Pump Control | NonEquip | 15 | Centralized water heaters | 0% | Tech/Econ | 5.431% | 0 | 0 | 0
Tech | Restaurants | Domestic Hot Water | Centralized water heaters | TRC | New | NN2774 | Faucet Aerator | Faucet Aerator | NonEquip | 10 | Centralized water heaters | 23.64% | Tech/Econ | 0.3414% | 0 | 0 | 0
Tech | Restaurants | Domestic Hot Water | Centralized water heaters | TRC | New | NN2748 | Drain Water Heat Recovery | Drain Water Heat Recovery | NonEquip | 15 | Centralized water heaters | 22.45% | Tech/Econ | 12.27% | 17117.9069 | 1.0346 | 7.1855
Tech | Restaurants | Domestic Hot Water | Centralized water heaters | TRC | Existing | NE5413 | Retro-Commissioning | Retro-Commissioning | NonEquip | 5 |  | 21.99% | Tech/Econ | 16% | 1212868.499 | 374.4689 | 725.5718
Tech | Restaurants | Domestic Hot Water | Centralized water heaters | TRC | Existing | NE2917 | Thermostatic Shower Restriction Valve | Thermostatic Shower Restriction Valve | NonEquip | 10 | Centralized water heaters | 0% | Tech/Econ | 3.422% | 0 | 0 | 0
Tech | Restaurants | Domestic Hot Water | Centralized water heaters | TRC | Existing | NE2891 | Tank Wrap on Water Heater | Tank Wrap on Water Heater | NonEquip | 7 | Centralized water heaters | 55.99% | Tech/Econ | 2.106% | 366629.3167 | 36.7249 | 37.4697
Tech | Restaurants | Domestic Hot Water | Centralized water heaters | TRC | Existing | NE2865 | Low-Flow Pre-Rinse Sprayers | Low-Flow Pre-Rinse Sprayers | NonEquip | 5 | Centralized water heaters | 24.64% | Tech/Econ | 9.025% | 733697.0642 | 115.4831 | 64.1206
Tech | Restaurants | Domestic Hot Water | Centralized water heaters | TRC | Existing | NE2839 | Low Flow Shower Head | Low Flow Shower Head | NonEquip | 10 | Centralized water heaters | 0% | Tech/Econ | 0.6933% | 0 | 0 | 0
Tech | Restaurants | Domestic Hot Water | Centralized water heaters | TRC | Existing | NE2813 | Hot Water Pipe Insulation | Hot Water Pipe Insulation | NonEquip | 13 | Centralized water heaters | 4.299% | Tech/Econ | 10.82% | 154169.9791 | 12.1319 | 20.9734
Tech | Restaurants | Domestic Hot Water | Centralized water heaters | TRC | Existing | NE2787 | Hot Water Circulation Pump Control | Hot Water Circulation Pump Control | NonEquip | 15 | Centralized water heaters | 70.18% | Tech/Econ | 5.195% | 1176219.854 | 0 | 0
Tech | Restaurants | Domestic Hot Water | Centralized water heaters | TRC | Existing | NE2761 | Faucet Aerator | Faucet Aerator | NonEquip | 10 | Centralized water heaters | 23.64% | Tech/Econ | 0.3266% | 23720.042 | 1.2589 | 10.742
Tech | Restaurants | Domestic Hot Water | Centralized water heaters | TRC | Existing | NE2735 | Drain Water Heat Recovery | Drain Water Heat Recovery | NonEquip | 15 | Centralized water heaters | 2.67% | Tech/Econ | 12.27% | 108988.3428 | 6.5872 | 45.7492
Tech | Restaurants | Domestic Hot Water | Centralized water heaters | TRC | Turnover | ET440 | Solar Water Heater | Solar Water Heater | Equip | 15 | Centralized water heaters | 27.42% | Tech/Econ | 76.67% | 11534855.93 | 862.1373 | 121.039
Tech | Restaurants | Domestic Hot Water | Centralized water heaters | TRC | Turnover | ET362 | Heat Pump Water Heater | Heat Pump Water Heater | Equip | 10 | Centralized water heaters | 19.56% | Tech/Econ | 65.32% | 5535140.571 | 388.3423 | 2037.3305
Tech | Restaurants | Domestic Hot Water | Centralized water heaters | TRC | Turnover | ET284 | Energy Star Commercial Dishwasher | Energy Star Commercial Dishwasher | Equip | 15 | Centralized water heaters | 29.7% | Tech/Econ | 29.58% | 3320598.928 | 240.9474 | -0.025635
Tech | Restaurants | Domestic Hot Water | Centralized water heaters | TRC | New | EN466 | Solar Water Heater | Solar Water Heater | Equip | 15 | Centralized water heaters | 27.42% | Tech/Econ | 76.67% | 207845.8209 | 15.5348 | 2.181
Tech | Restaurants | Domestic Hot Water | Centralized water heaters | TRC | New | EN388 | Heat Pump Water Heater | Heat Pump Water Heater | Equip | 10 | Centralized water heaters | 19.56% | Tech/Econ | 65.32% | 99737.339 | 6.9975 | 36.7105
Tech | Restaurants | Domestic Hot Water | Centralized water heaters | TRC | New | EN310 | Energy Star Commercial Dishwasher | Energy Star Commercial Dishwasher | Equip | 15 | Centralized water heaters | 29.7% | Tech/Econ | 29.58% | 59833.6566 | 4.3416 | -0.00046191
Tech | Restaurants | Space Cooling | Central chillers inside | TRC | New | NN5374 | Retro-Commissioning | Retro-Commissioning | NonEquip | 5 |  | 0% | Tech/Econ | 16% | 0 | 0 | 0
Tech | Restaurants | Space Cooling | Central chillers inside | TRC | New | NN4386 | Window Sun Protection | Window Sun Protection | NonEquip | 10 |  | 15.35% | Tech/Econ | 16% | 3266.0443 | 1.1945 | -0.013278
Tech | Restaurants | Space Cooling | Central chillers inside | TRC | New | NN4360 | Waterside Economizer | Waterside Economizer | NonEquip | 20 |  | 0% | Tech/Econ | 5.556% | 0 | 0 | 0
Tech | Restaurants | Space Cooling | Central chillers inside | TRC | New | NN4308 | Warehouse Loading Dock Seals | Warehouse Loading Dock Seals | NonEquip | 18 |  | 0% | Tech/Econ | 0.6711% | 0 | 0 | 0
Tech | Restaurants | Space Cooling | Central chillers inside | TRC | New | NN4152 | Smart Thermostat | Smart Thermostat | NonEquip | 11 |  | 45.33% | Tech/Econ | 10% | 967.6753 | 0.3586 | 0
Tech | Restaurants | Space Cooling | Central chillers inside | TRC | New | NN4048 | Programmable Thermostat | Programmable Thermostat | NonEquip | 11 |  | 0% | Tech/Econ | 3.6% | 0 | 0 | 0
Tech | Restaurants | Space Cooling | Central chillers inside | TRC | New | NN3996 | Low U-Value Windows | Low U-Value Windows | NonEquip | 20 |  | 26.88% | Tech/Econ | 10% | 0 | 0 | 0
Tech | Restaurants | Space Cooling | Central chillers inside | TRC | New | NN3918 | HVAC tune-up_RTU | HVAC tune-up_RTU | NonEquip | 5 | Packaged air conditioning units (RTUs) | 0% | Tech/Econ | 5% | 0 | 0 | 0
Tech | Restaurants | Space Cooling | Central chillers inside | TRC | New | NN3892 | HVAC tune-up | HVAC tune-up | NonEquip | 5 | Residential-type central air conditioners | 0% | Tech/Econ | 5% | 0 | 0 | 0
Tech | Restaurants | Space Cooling | Central chillers inside | TRC | New | NN3684 | Facility Energy Management System | Facility Energy Management System | NonEquip | 15 |  | 4.276% | Tech/Econ | 20% | 1147.2558 | 0.29939 | 0
Tech | Restaurants | Space Cooling | Central chillers inside | TRC | New | NN3632 | Facility Commissioning | Facility Commissioning | NonEquip | 10 |  | 71.67% | Tech/Econ | 16% | 14877.1213 | 3.0596 | 0.013772
Tech | Restaurants | Space Cooling | Central chillers inside | TRC | New | NN3606 | Energy Recovery Ventilation System (ERV) | Energy Recovery Ventilation System (ERV) | NonEquip | 15 | Packaged air conditioning units (RTUs) | 0% | Tech/Econ | 10.9% | 0 | 0 | 0
Tech | Restaurants | Space Cooling | Central chillers inside | TRC | New | NN3528 | Duct Sealing Repair | Duct Sealing Repair | NonEquip | 15 |  | 0% | Tech/Econ | 12% | 0 | 0 | 0
Tech | Restaurants | Space Cooling | Central chillers inside | TRC | New | NN3476 | Duct Insulation | Duct Insulation | NonEquip | 15 |  | 0% | Tech/Econ | 2.045% | 0 | 0 | 0
Tech | Restaurants | Space Cooling | Central chillers inside | TRC | New | NN3424 | Dedicated Outdoor Air System on VRF unit | Dedicated Outdoor Air System on VRF unit | NonEquip | 15 | Residential-type central air conditioners | 0% | Tech/Econ | 17.5% | 0 | 0 | 0
Tech | Restaurants | Space Cooling | Central chillers inside | TRC | New | NN3372 | Cool Roof | Cool Roof | NonEquip | 15 |  | 72.32% | Tech/Econ | 0.6561% | 0 | 0 | 0
Tech | Restaurants | Space Cooling | Central chillers inside | TRC | New | NN3320 | Chilled Water System - Variable Speed Drives | Chilled Water System - Variable Speed Drives | NonEquip | 13 | Central chillers inside | 73.99% | Tech/Econ | 24.74% | 30058.5472 | 3.2841 | 0.14727
Tech | Restaurants | Space Cooling | Central chillers inside | TRC | New | NN3294 | Chilled Water Controls Optimization | Chilled Water Controls Optimization | NonEquip | 10 | Central chillers inside | 34.04% | Tech/Econ | 12.5% | 3734.562 | 1.4501 | 6.4808e-05
Tech | Restaurants | Space Cooling | Central chillers inside | TRC | New | NN3216 | Ceiling Insulation(R2 to R38) | Ceiling Insulation(R2 to R38) | NonEquip | 20 |  | 0% | Tech/Econ | 5.435% | 0 | 0 | 0
Tech | Restaurants | Space Cooling | Central chillers inside | TRC | New | NN3112 | Ceiling Insulation(R12 to R38) | Ceiling Insulation(R12 to R38) | NonEquip | 20 |  | 0% | Tech/Econ | 0.6542% | 0 | 0 | 0
Tech | Restaurants | Space Cooling | Central chillers inside | TRC | New | NN3060 | Airside Economizer | Airside Economizer | NonEquip | 10 | Packaged air conditioning units (RTUs) | 0% | Tech/Econ | 5.556% | 0 | 0 | 0
Tech | Restaurants | Space Cooling | Central chillers inside | TRC | Existing | NE5361 | Retro-Commissioning | Retro-Commissioning | NonEquip | 5 |  | 21.99% | Tech/Econ | 16% | 205244.1309 | 63.3684 | 0
Tech | Restaurants | Space Cooling | Central chillers inside | TRC | Existing | NE4373 | Window Sun Protection | Window Sun Protection | NonEquip | 10 |  | 12.19% | Tech/Econ | 16% | 137929.4568 | 50.4463 | -0.56075
Tech | Restaurants | Space Cooling | Central chillers inside | TRC | Existing | NE4347 | Waterside Economizer | Waterside Economizer | NonEquip | 20 |  | 0% | Tech/Econ | 5.556% | 0 | 0 | 0
Tech | Restaurants | Space Cooling | Central chillers inside | TRC | Existing | NE4295 | Warehouse Loading Dock Seals | Warehouse Loading Dock Seals | NonEquip | 18 |  | 0% | Tech/Econ | 0.6711% | 0 | 0 | 0
Tech | Restaurants | Space Cooling | Central chillers inside | TRC | Existing | NE4217 | Wall Insulation | Wall Insulation | NonEquip | 20 |  | 0% | Tech/Econ | 4.766% | 0 | 0 | 0
Tech | Restaurants | Space Cooling | Central chillers inside | TRC | Existing | NE4139 | Smart Thermostat | Smart Thermostat | NonEquip | 11 |  | 45.33% | Tech/Econ | 10% | 289798.0753 | 107.3933 | 0
Tech | Restaurants | Space Cooling | Central chillers inside | TRC | Existing | NE4113 | Roof Insulation | Roof Insulation | NonEquip | 20 |  | 37.5% | Tech/Econ | 0.7968% | 16711.6944 | 3.4104 | 0
Tech | Restaurants | Space Cooling | Central chillers inside | TRC | Existing | NE4035 | Programmable Thermostat | Programmable Thermostat | NonEquip | 11 |  | 0% | Tech/Econ | 3.6% | 0 | 0 | 0
Tech | Restaurants | Space Cooling | Central chillers inside | TRC | Existing | NE3983 | Low U-Value Windows | Low U-Value Windows | NonEquip | 20 |  | 10.75% | Tech/Econ | 46% | 450661.5626 | 167.5122 | 0
Tech | Restaurants | Space Cooling | Central chillers inside | TRC | Existing | NE3957 | Infiltration Reduction - Air Sealing | Infiltration Reduction - Air Sealing | NonEquip | 11 |  | 0% | Tech/Econ | 0.3355% | 0 | 0 | 0
Tech | Restaurants | Space Cooling | Central chillers inside | TRC | Existing | NE3905 | HVAC tune-up_RTU | HVAC tune-up_RTU | NonEquip | 5 | Packaged air conditioning units (RTUs) | 0% | Tech/Econ | 5% | 0 | 0 | 0
Tech | Restaurants | Space Cooling | Central chillers inside | TRC | Existing | NE3879 | HVAC tune-up | HVAC tune-up | NonEquip | 5 | Residential-type central air conditioners | 0% | Tech/Econ | 5% | 0 | 0 | 0
Tech | Restaurants | Space Cooling | Central chillers inside | TRC | Existing | NE3801 | Green Roof | Green Roof | NonEquip | 15 |  | 0.098% | Tech/Econ | 0.4618% | 25.115 | 0.010669 | 0
Tech | Restaurants | Space Cooling | Central chillers inside | TRC | Existing | NE3671 | Facility Energy Management System | Facility Energy Management System | NonEquip | 15 |  | 0.5043% | Tech/Econ | 20% | 7138.2469 | 1.8628 | 0
Tech | Restaurants | Space Cooling | Central chillers inside | TRC | Existing | NE3593 | Energy Recovery Ventilation System (ERV) | Energy Recovery Ventilation System (ERV) | NonEquip | 15 | Packaged air conditioning units (RTUs) | 0% | Tech/Econ | 10.9% | 0 | 0 | 0
Tech | Restaurants | Space Cooling | Central chillers inside | TRC | Existing | NE3515 | Duct Sealing Repair | Duct Sealing Repair | NonEquip | 15 |  | 30.55% | Tech/Econ | 12% | 243329.3828 | 47.9411 | 0
Tech | Restaurants | Space Cooling | Central chillers inside | TRC | Existing | NE3463 | Duct Insulation | Duct Insulation | NonEquip | 15 |  | 30.55% | Tech/Econ | 2.045% | 35170.8701 | 9.5547 | 0
Tech | Restaurants | Space Cooling | Central chillers inside | TRC | Existing | NE3411 | Dedicated Outdoor Air System on VRF unit | Dedicated Outdoor Air System on VRF unit | NonEquip | 15 | Residential-type central air conditioners | 0% | Tech/Econ | 17.5% | 0 | 0 | 0
Tech | Restaurants | Space Cooling | Central chillers inside | TRC | Existing | NE3359 | Cool Roof | Cool Roof | NonEquip | 15 |  | 72.71% | Tech/Econ | 0.6561% | 26602.2293 | 11.3012 | 0
Tech | Restaurants | Space Cooling | Central chillers inside | TRC | Existing | NE3307 | Chilled Water System - Variable Speed Drives | Chilled Water System - Variable Speed Drives | NonEquip | 13 | Central chillers inside | 73.99% | Tech/Econ | 24.74% | 1585671.304 | 173.2437 | 7.769
Tech | Restaurants | Space Cooling | Central chillers inside | TRC | Existing | NE3281 | Chilled Water Controls Optimization | Chilled Water Controls Optimization | NonEquip | 10 | Central chillers inside | 34.04% | Tech/Econ | 12.5% | 294971.6764 | 114.5316 | 0.0051188
Tech | Restaurants | Space Cooling | Central chillers inside | TRC | Existing | NE3203 | Ceiling Insulation(R2 to R38) | Ceiling Insulation(R2 to R38) | NonEquip | 20 |  | 0% | Tech/Econ | 5.435% | 0 | 0 | 0
Tech | Restaurants | Space Cooling | Central chillers inside | TRC | Existing | NE3099 | Ceiling Insulation(R12 to R38) | Ceiling Insulation(R12 to R38) | NonEquip | 20 |  | 0% | Tech/Econ | 0.6542% | 0 | 0 | 0
Tech | Restaurants | Space Cooling | Central chillers inside | TRC | Existing | NE3047 | Airside Economizer | Airside Economizer | NonEquip | 10 | Packaged air conditioning units (RTUs) | 0% | Tech/Econ | 5.556% | 0 | 0 | 0
Tech | Restaurants | Space Cooling | Central chillers inside | TRC | Turnover | ET986 | High Efficiency Chiller (Water cooled-centrifugal, 200 tons) | High Efficiency Chiller (Water cooled-centrifugal, 200 tons) | Equip | 20 | Central chillers inside | 28.37% | Tech/Econ | 4.362% | 73660.6397 | 27.7561 | 0.053913
Tech | Restaurants | Space Cooling | Central chillers inside | TRC | Turnover | ET908 | High Efficiency Chiller (Air Cooled, 50 tons) | High Efficiency Chiller (Air Cooled, 50 tons) | Equip | 20 | Central chillers inside | 28.37% | Tech/Econ | 8.759% | 151669.0803 | 41.3144 | 1.8802
Tech | Restaurants | Space Cooling | Central chillers inside | TRC | Turnover | ET1064 | High Efficiency Chiller (Water cooled-positive displacement, 100 tons) | High Efficiency Chiller (Water cooled-positive displacement, 100 tons) | Equip | 20 | Central chillers inside | 28.37% | Tech/Econ | 2.683% | 44741.3413 | 16.859 | 0.032747
Tech | Restaurants | Space Cooling | Central chillers inside | TRC | New | EN934 | High Efficiency Chiller (Air Cooled, 50 tons) | High Efficiency Chiller (Air Cooled, 50 tons) | Equip | 20 | Central chillers inside | 28.37% | Tech/Econ | 8.759% | 0 | 0 | 0
Tech | Restaurants | Space Cooling | Central chillers inside | TRC | New | EN1090 | High Efficiency Chiller (Water cooled-positive displacement, 100 tons) | High Efficiency Chiller (Water cooled-positive displacement, 100 tons) | Equip | 20 | Central chillers inside | 28.37% | Tech/Econ | 2.683% | 0 | 0 | 0
Tech | Restaurants | Space Cooling | Central chillers inside | TRC | New | EN1012 | High Efficiency Chiller (Water cooled-centrifugal, 200 tons) | High Efficiency Chiller (Water cooled-centrifugal, 200 tons) | Equip | 20 | Central chillers inside | 28.37% | Tech/Econ | 4.362% | 0 | 0 | 0
Tech | Restaurants | Ventilation and Circulation | Central air-handling unit | TRC | New | NN5400 | Retro-Commissioning | Retro-Commissioning | NonEquip | 5 |  | 0% | Tech/Econ | 16% | 0 | 0 | 0
Tech | Restaurants | Ventilation and Circulation | Central air-handling unit | TRC | New | NN4984 | VAV System | VAV System | NonEquip | 10 |  | 0% | Tech/Econ | 30% | 0 | 0 | 0
Tech | Restaurants | Ventilation and Circulation | Central air-handling unit | TRC | New | NN4958 | Demand Controlled Ventilation | Demand Controlled Ventilation | NonEquip | 10 |  | 23.39% | Tech/Econ | 9.761% | 45392.6688 | 4.726 | 26.6076
Tech | Restaurants | Ventilation and Circulation | Central air-handling unit | TRC | New | NN4932 | CO Sensors for Parking Garage Exhaust | CO Sensors for Parking Garage Exhaust | NonEquip | 15 | Motor/Fan | 0% | Tech/Econ | 33% | 0 | 0 | 0
Tech | Restaurants | Ventilation and Circulation | Central air-handling unit | TRC | Existing | NE5387 | Retro-Commissioning | Retro-Commissioning | NonEquip | 5 |  | 21.99% | Tech/Econ | 16% | 3881805.88 | 1198.4941 | 2322.2048
Tech | Restaurants | Ventilation and Circulation | Central air-handling unit | TRC | Existing | NE4971 | VAV System | VAV System | NonEquip | 10 |  | 0% | Tech/Econ | 30% | 0 | 0 | 0
Tech | Restaurants | Ventilation and Circulation | Central air-handling unit | TRC | Existing | NE4945 | Demand Controlled Ventilation | Demand Controlled Ventilation | NonEquip | 10 |  | 23.39% | Tech/Econ | 9.761% | 2430533.497 | 253.0542 | 1424.695
Tech | Restaurants | Ventilation and Circulation | Central air-handling unit | TRC | Existing | NE4919 | CO Sensors for Parking Garage Exhaust | CO Sensors for Parking Garage Exhaust | NonEquip | 15 | Motor/Fan | 0% | Tech/Econ | 33% | 0 | 0 | 0
Tech | Restaurants | Interior Lighting | case lighting | TRC | New | NN5270 | Retro-Commissioning | Retro-Commissioning | NonEquip | 5 |  | 0% | Tech/Econ | 16% | 0 | 0 | 0
Tech | Restaurants | Interior Lighting | case lighting | TRC | New | NN4438 | Interior Lighting Controls | Interior Lighting Controls | NonEquip | 8 | Overhead (fluorescent/LED/CFL U-shape) | 0% | Tech/Econ | 28% | 0 | 0 | 0
Tech | Restaurants | Interior Lighting | case lighting | TRC | New | NN4412 | Bi-Level Lighting Control (Interior) | Bi-Level Lighting Control (Interior) | NonEquip | 8 | Overhead (fluorescent/LED/CFL U-shape) | 0% | Tech/Econ | 31% | 0 | 0 | 0
Tech | Restaurants | Interior Lighting | case lighting | TRC | New | NN3710 | Facility Energy Management System | Facility Energy Management System | NonEquip | 15 |  | 4.276% | Tech/Econ | 24% | 2.7311 | 0.00071271 | 0.0003277
Tech | Restaurants | Interior Lighting | case lighting | TRC | Existing | NE5257 | Retro-Commissioning | Retro-Commissioning | NonEquip | 5 |  | 21.99% | Tech/Econ | 16% | 519.0038 | 0.16024 | 0.31048
Tech | Restaurants | Interior Lighting | case lighting | TRC | Existing | NE4425 | Interior Lighting Controls | Interior Lighting Controls | NonEquip | 8 | Overhead (fluorescent/LED/CFL U-shape) | 0% | Tech/Econ | 28% | 0 | 0 | 0
Tech | Restaurants | Interior Lighting | case lighting | TRC | Existing | NE4399 | Bi-Level Lighting Control (Interior) | Bi-Level Lighting Control (Interior) | NonEquip | 8 | Overhead (fluorescent/LED/CFL U-shape) | 0% | Tech/Econ | 31% | 0 | 0 | 0
Tech | Restaurants | Interior Lighting | case lighting | TRC | Existing | NE3697 | Facility Energy Management System | Facility Energy Management System | NonEquip | 15 |  | 0.5043% | Tech/Econ | 24% | 17.8771 | 0.0046652 | 0.002145
Tech | Restaurants | Space Heating | Boilers | TRC | New | NN5348 | Retro-Commissioning | Retro-Commissioning | NonEquip | 5 |  | 0% | Tech/Econ | 16% | 0 | 0 | 0
Tech | Restaurants | Space Heating | Boilers | TRC | New | NN4334 | Water Cooled Refrigeration Heat Recovery | Water Cooled Refrigeration Heat Recovery | NonEquip | 20 |  | 0% | Tech/Econ | 10% | 0 | 0 | 0
Tech | Restaurants | Space Heating | Boilers | TRC | New | NN4282 | Warehouse Loading Dock Seals | Warehouse Loading Dock Seals | NonEquip | 18 |  | 0% | Tech/Econ | 0.8292% | 0 | 0 | 0
Tech | Restaurants | Space Heating | Boilers | TRC | New | NN4256 | Wall Insulation | Wall Insulation | NonEquip | 20 |  | 0% | Tech/Econ | 0% | 0 | 0 | 0
Tech | Restaurants | Space Heating | Boilers | TRC | New | NN4178 | Smart Thermostat | Smart Thermostat | NonEquip | 11 |  | 45.33% | Tech/Econ | 10% | 0 | 0 | 0
Tech | Restaurants | Space Heating | Boilers | TRC | New | NN4100 | Roof Insulation | Roof Insulation | NonEquip | 20 |  | 37.5% | Tech/Econ | 0.4923% | 0 | 0 | 0
Tech | Restaurants | Space Heating | Boilers | TRC | New | NN4074 | Programmable Thermostat | Programmable Thermostat | NonEquip | 11 |  | 0% | Tech/Econ | 3.6% | 0 | 0 | 0
Tech | Restaurants | Space Heating | Boilers | TRC | New | NN4022 | Low U-Value Windows | Low U-Value Windows | NonEquip | 20 |  | 26.88% | Tech/Econ | 10% | 0 | 0 | 0
Tech | Restaurants | Space Heating | Boilers | TRC | New | NN3944 | Infiltration Reduction - Air Sealing | Infiltration Reduction - Air Sealing | NonEquip | 11 |  | 0% | Tech/Econ | 0.4146% | 0 | 0 | 0
Tech | Restaurants | Space Heating | Boilers | TRC | New | NN3866 | Hotel Card Energy Control Systems | Hotel Card Energy Control Systems | NonEquip | 15 |  | 0% | Tech/Econ | 0% | 0 | 0 | 0
Tech | Restaurants | Space Heating | Boilers | TRC | New | NN3788 | Green Roof | Green Roof | NonEquip | 15 |  | 0.49% | Tech/Econ | 0.7608% | 0 | 0 | 0
Tech | Restaurants | Space Heating | Boilers | TRC | New | NN3736 | Floor Insulation | Floor Insulation | NonEquip | 20 |  | 16.87% | Tech/Econ | 0.2583% | 0 | 0 | 0
Tech | Restaurants | Space Heating | Boilers | TRC | New | NN3658 | Facility Energy Management System | Facility Energy Management System | NonEquip | 15 |  | 4.276% | Tech/Econ | 20% | 0 | 0 | 0
Tech | Restaurants | Space Heating | Boilers | TRC | New | NN3580 | ECM Motors on Furnaces | ECM Motors on Furnaces | NonEquip | 15 | Forced air furnace | 0% | Tech/Econ | 1.706% | 0 | 0 | 0
Tech | Restaurants | Space Heating | Boilers | TRC | New | NN3554 | Duct Sealing Repair | Duct Sealing Repair | NonEquip | 15 |  | 0% | Tech/Econ | 12% | 0 | 0 | 0
Tech | Restaurants | Space Heating | Boilers | TRC | New | NN3502 | Duct Insulation | Duct Insulation | NonEquip | 15 |  | 0% | Tech/Econ | 2.045% | 0 | 0 | 0
Tech | Restaurants | Space Heating | Boilers | TRC | New | NN3450 | Destratification Fans | Destratification Fans | NonEquip | 10 |  | 0% | Tech/Econ | 12.59% | 0 | 0 | 0
Tech | Restaurants | Space Heating | Boilers | TRC | New | NN3398 | Dedicated Outdoor Air System on VRF unit | Dedicated Outdoor Air System on VRF unit | NonEquip | 15 | Residential/split system heat pump | 0% | Tech/Econ | 10% | 0 | 0 | 0
Tech | Restaurants | Space Heating | Boilers | TRC | New | NN3346 | Cool Roof | Cool Roof | NonEquip | 15 |  | 72.32% | Tech/Econ | 0.0859% | 0 | 0 | 0
Tech | Restaurants | Space Heating | Boilers | TRC | New | NN3242 | Ceiling Insulation(R30 to R38) | Ceiling Insulation(R30 to R38) | NonEquip | 20 |  | 0% | Tech/Econ | 0.09949% | 0 | 0 | 0
Tech | Restaurants | Space Heating | Boilers | TRC | New | NN3190 | Ceiling Insulation(R2 to R38) | Ceiling Insulation(R2 to R38) | NonEquip | 20 |  | 0% | Tech/Econ | 6.716% | 0 | 0 | 0
Tech | Restaurants | Space Heating | Boilers | TRC | New | NN3138 | Ceiling Insulation(R19 to R38) | Ceiling Insulation(R19 to R38) | NonEquip | 20 |  | 0% | Tech/Econ | 0.3731% | 0 | 0 | 0
Tech | Restaurants | Space Heating | Boilers | TRC | New | NN3086 | Ceiling Insulation(R12 to R38) | Ceiling Insulation(R12 to R38) | NonEquip | 20 |  | 0% | Tech/Econ | 0.8084% | 0 | 0 | 0
Tech | Restaurants | Space Heating | Boilers | TRC | New | NN3008 | Air Curtains | Air Curtains | NonEquip | 8 |  | 26.88% | Tech/Econ | 0.4135% | 0 | 0 | 0
Tech | Restaurants | Space Heating | Boilers | TRC | Existing | NE5335 | Retro-Commissioning | Retro-Commissioning | NonEquip | 5 |  | 21.99% | Tech/Econ | 16% | 0 | 0 | 0
Tech | Restaurants | Space Heating | Boilers | TRC | Existing | NE4321 | Water Cooled Refrigeration Heat Recovery | Water Cooled Refrigeration Heat Recovery | NonEquip | 20 |  | 0% | Tech/Econ | 10% | 0 | 0 | 0
Tech | Restaurants | Space Heating | Boilers | TRC | Existing | NE4269 | Warehouse Loading Dock Seals | Warehouse Loading Dock Seals | NonEquip | 18 |  | 0% | Tech/Econ | 0.915% | 0 | 0 | 0
Tech | Restaurants | Space Heating | Boilers | TRC | Existing | NE4243 | Wall Insulation | Wall Insulation | NonEquip | 20 |  | 0% | Tech/Econ | 0.949% | 0 | 0 | 0
Tech | Restaurants | Space Heating | Boilers | TRC | Existing | NE4165 | Smart Thermostat | Smart Thermostat | NonEquip | 11 |  | 45.33% | Tech/Econ | 10% | 0 | 0 | 0
Tech | Restaurants | Space Heating | Boilers | TRC | Existing | NE4087 | Roof Insulation | Roof Insulation | NonEquip | 20 |  | 37.5% | Tech/Econ | 1.086% | 0 | 0 | 0
Tech | Restaurants | Space Heating | Boilers | TRC | Existing | NE4061 | Programmable Thermostat | Programmable Thermostat | NonEquip | 11 |  | 0% | Tech/Econ | 3.6% | 0 | 0 | 0
Tech | Restaurants | Space Heating | Boilers | TRC | Existing | NE4009 | Low U-Value Windows | Low U-Value Windows | NonEquip | 20 |  | 10.75% | Tech/Econ | 46% | 0 | 0 | 0
Tech | Restaurants | Space Heating | Boilers | TRC | Existing | NE3931 | Infiltration Reduction - Air Sealing | Infiltration Reduction - Air Sealing | NonEquip | 11 |  | 0% | Tech/Econ | 0.4575% | 0 | 0 | 0
Tech | Restaurants | Space Heating | Boilers | TRC | Existing | NE3853 | Hotel Card Energy Control Systems | Hotel Card Energy Control Systems | NonEquip | 15 |  | 0% | Tech/Econ | 0% | 0 | 0 | 0
Tech | Restaurants | Space Heating | Boilers | TRC | Existing | NE3775 | Green Roof | Green Roof | NonEquip | 15 |  | 0.098% | Tech/Econ | 0.8395% | 0 | 0 | 0
Tech | Restaurants | Space Heating | Boilers | TRC | Existing | NE3723 | Floor Insulation | Floor Insulation | NonEquip | 20 |  | 6.749% | Tech/Econ | 0.285% | 0 | 0 | 0
Tech | Restaurants | Space Heating | Boilers | TRC | Existing | NE3645 | Facility Energy Management System | Facility Energy Management System | NonEquip | 15 |  | 0.5043% | Tech/Econ | 20% | 0 | 0 | 0
Tech | Restaurants | Space Heating | Boilers | TRC | Existing | NE3567 | ECM Motors on Furnaces | ECM Motors on Furnaces | NonEquip | 15 | Forced air furnace | 0% | Tech/Econ | 1.706% | 0 | 0 | 0
Tech | Restaurants | Space Heating | Boilers | TRC | Existing | NE3541 | Duct Sealing Repair | Duct Sealing Repair | NonEquip | 15 |  | 30.55% | Tech/Econ | 12% | 0 | 0 | 0
Tech | Restaurants | Space Heating | Boilers | TRC | Existing | NE3489 | Duct Insulation | Duct Insulation | NonEquip | 15 |  | 30.55% | Tech/Econ | 2.045% | 0 | 0 | 0
Tech | Restaurants | Space Heating | Boilers | TRC | Existing | NE3437 | Destratification Fans | Destratification Fans | NonEquip | 10 |  | 0% | Tech/Econ | 12.59% | 0 | 0 | 0
Tech | Restaurants | Space Heating | Boilers | TRC | Existing | NE3385 | Dedicated Outdoor Air System on VRF unit | Dedicated Outdoor Air System on VRF unit | NonEquip | 15 | Residential/split system heat pump | 0% | Tech/Econ | 10% | 0 | 0 | 0
Tech | Restaurants | Space Heating | Boilers | TRC | Existing | NE3333 | Cool Roof | Cool Roof | NonEquip | 15 |  | 72.71% | Tech/Econ | 0.09479% | 0 | 0 | 0
Tech | Restaurants | Space Heating | Boilers | TRC | Existing | NE3229 | Ceiling Insulation(R30 to R38) | Ceiling Insulation(R30 to R38) | NonEquip | 20 |  | 0% | Tech/Econ | 0.1098% | 0 | 0 | 0
Tech | Restaurants | Space Heating | Boilers | TRC | Existing | NE3177 | Ceiling Insulation(R2 to R38) | Ceiling Insulation(R2 to R38) | NonEquip | 20 |  | 0% | Tech/Econ | 7.411% | 0 | 0 | 0
Tech | Restaurants | Space Heating | Boilers | TRC | Existing | NE3125 | Ceiling Insulation(R19 to R38) | Ceiling Insulation(R19 to R38) | NonEquip | 20 |  | 0% | Tech/Econ | 0.4117% | 0 | 0 | 0
Tech | Restaurants | Space Heating | Boilers | TRC | Existing | NE3073 | Ceiling Insulation(R12 to R38) | Ceiling Insulation(R12 to R38) | NonEquip | 20 |  | 0% | Tech/Econ | 0.892% | 0 | 0 | 0
Tech | Restaurants | Space Heating | Boilers | TRC | Existing | NE2995 | Air Curtains | Air Curtains | NonEquip | 8 |  | 31.69% | Tech/Econ | 0.4135% | 0 | 0 | 0
Tech | Restaurants | Domestic Hot Water | "Point-of-Use" water heaters | TRC | New | NN5426 | Retro-Commissioning | Retro-Commissioning | NonEquip | 5 |  | 0% | Tech/Econ | 16% | 0 | 0 | 0
Tech | Restaurants | Domestic Hot Water | "Point-of-Use" water heaters | TRC | New | NN2930 | Thermostatic Shower Restriction Valve | Thermostatic Shower Restriction Valve | NonEquip | 10 | Centralized water heaters | 0% | Tech/Econ | 3.577% | 0 | 0 | 0
Tech | Restaurants | Domestic Hot Water | "Point-of-Use" water heaters | TRC | New | NN2904 | Tank Wrap on Water Heater | Tank Wrap on Water Heater | NonEquip | 7 | Centralized water heaters | 0% | Tech/Econ | 2.106% | 0 | 0 | 0
Tech | Restaurants | Domestic Hot Water | "Point-of-Use" water heaters | TRC | New | NN2878 | Low-Flow Pre-Rinse Sprayers | Low-Flow Pre-Rinse Sprayers | NonEquip | 5 | Centralized water heaters | 0% | Tech/Econ | 9.465% | 0 | 0 | 0
Tech | Restaurants | Domestic Hot Water | "Point-of-Use" water heaters | TRC | New | NN2852 | Low Flow Shower Head | Low Flow Shower Head | NonEquip | 10 | Centralized water heaters | 0% | Tech/Econ | 0.7248% | 0 | 0 | 0
Tech | Restaurants | Domestic Hot Water | "Point-of-Use" water heaters | TRC | New | NN2826 | Hot Water Pipe Insulation | Hot Water Pipe Insulation | NonEquip | 13 | Centralized water heaters | 0% | Tech/Econ | 11.31% | 0 | 0 | 0
Tech | Restaurants | Domestic Hot Water | "Point-of-Use" water heaters | TRC | New | NN2800 | Hot Water Circulation Pump Control | Hot Water Circulation Pump Control | NonEquip | 15 | Centralized water heaters | 0% | Tech/Econ | 5.431% | 0 | 0 | 0
Tech | Restaurants | Domestic Hot Water | "Point-of-Use" water heaters | TRC | New | NN2774 | Faucet Aerator | Faucet Aerator | NonEquip | 10 | Centralized water heaters | 0% | Tech/Econ | 0.3414% | 0 | 0 | 0
Tech | Restaurants | Domestic Hot Water | "Point-of-Use" water heaters | TRC | New | NN2748 | Drain Water Heat Recovery | Drain Water Heat Recovery | NonEquip | 15 | Centralized water heaters | 0% | Tech/Econ | 12.27% | 0 | 0 | 0
Tech | Restaurants | Domestic Hot Water | "Point-of-Use" water heaters | TRC | Existing | NE5413 | Retro-Commissioning | Retro-Commissioning | NonEquip | 5 |  | 21.99% | Tech/Econ | 16% | 53948.7669 | 16.6565 | 32.2737
Tech | Restaurants | Domestic Hot Water | "Point-of-Use" water heaters | TRC | Existing | NE2917 | Thermostatic Shower Restriction Valve | Thermostatic Shower Restriction Valve | NonEquip | 10 | Centralized water heaters | 0% | Tech/Econ | 3.422% | 0 | 0 | 0
Tech | Restaurants | Domestic Hot Water | "Point-of-Use" water heaters | TRC | Existing | NE2891 | Tank Wrap on Water Heater | Tank Wrap on Water Heater | NonEquip | 7 | Centralized water heaters | 0% | Tech/Econ | 2.106% | 0 | 0 | 0
Tech | Restaurants | Domestic Hot Water | "Point-of-Use" water heaters | TRC | Existing | NE2865 | Low-Flow Pre-Rinse Sprayers | Low-Flow Pre-Rinse Sprayers | NonEquip | 5 | Centralized water heaters | 0% | Tech/Econ | 9.025% | 0 | 0 | 0
Tech | Restaurants | Domestic Hot Water | "Point-of-Use" water heaters | TRC | Existing | NE2839 | Low Flow Shower Head | Low Flow Shower Head | NonEquip | 10 | Centralized water heaters | 0% | Tech/Econ | 0.6933% | 0 | 0 | 0
Tech | Restaurants | Domestic Hot Water | "Point-of-Use" water heaters | TRC | Existing | NE2813 | Hot Water Pipe Insulation | Hot Water Pipe Insulation | NonEquip | 13 | Centralized water heaters | 0% | Tech/Econ | 10.82% | 0 | 0 | 0
Tech | Restaurants | Domestic Hot Water | "Point-of-Use" water heaters | TRC | Existing | NE2787 | Hot Water Circulation Pump Control | Hot Water Circulation Pump Control | NonEquip | 15 | Centralized water heaters | 0% | Tech/Econ | 5.195% | 0 | 0 | 0
Tech | Restaurants | Domestic Hot Water | "Point-of-Use" water heaters | TRC | Existing | NE2761 | Faucet Aerator | Faucet Aerator | NonEquip | 10 | Centralized water heaters | 0% | Tech/Econ | 0.3266% | 0 | 0 | 0
Tech | Restaurants | Domestic Hot Water | "Point-of-Use" water heaters | TRC | Existing | NE2735 | Drain Water Heat Recovery | Drain Water Heat Recovery | NonEquip | 15 | Centralized water heaters | 0% | Tech/Econ | 12.27% | 0 | 0 | 0
Tech | Restaurants | Domestic Hot Water | "Point-of-Use" water heaters | TRC | Turnover | ET401 | Instantaneous Hot Water System | Instantaneous Hot Water System | Equip | 20 | "Point-of-Use" water heaters | 94.56% | Tech/Econ | 5.847% | 89743.2458 | 9.9838 | 10.4174
Tech | Restaurants | Domestic Hot Water | "Point-of-Use" water heaters | TRC | Turnover | ET323 | Energy Star Commercial Dishwasher | Energy Star Commercial Dishwasher | Equip | 15 | "Point-of-Use" water heaters | 29.7% | Tech/Econ | 29.42% | 155381.803 | 11.2747 | -0.0011995
Tech | Restaurants | Domestic Hot Water | "Point-of-Use" water heaters | TRC | New | EN427 | Instantaneous Hot Water System | Instantaneous Hot Water System | Equip | 20 | "Point-of-Use" water heaters | 94.56% | Tech/Econ | 5.847% | 1202.168 | 0.13374 | 0.13955
Tech | Restaurants | Domestic Hot Water | "Point-of-Use" water heaters | TRC | New | EN349 | Energy Star Commercial Dishwasher | Energy Star Commercial Dishwasher | Equip | 15 | "Point-of-Use" water heaters | 29.7% | Tech/Econ | 29.42% | 2799.8146 | 0.20316 | -2.1614e-05
Tech | Retail | Refrigeration | Walk-in cooler | TRC | New | NN5323 | Retro-Commissioning | Retro-Commissioning | NonEquip | 5 |  | 0% | Tech/Econ | 16% | 0 | 0 | 0
Tech | Retail | Refrigeration | Walk-in cooler | TRC | New | NN4907 | Strip Curtains for Walk-ins | Strip Curtains for Walk-ins | NonEquip | 4 | Walk-in cooler | 3.76% | Tech/Econ | 2.115% | 0 | 0 | 0
Tech | Retail | Refrigeration | Walk-in cooler | TRC | New | NN4881 | Refrigerated Display Case Lighting Controls | Refrigerated Display Case Lighting Controls | NonEquip | 8 | Display cases | 0% | Tech/Econ | 0.9365% | 0 | 0 | 0
Tech | Retail | Refrigeration | Walk-in cooler | TRC | New | NN4855 | PSC to ECM Evaporator Fan Motor (Walk-In, Refrigerator) | PSC to ECM Evaporator Fan Motor (Walk-In, Refrigerator) | NonEquip | 15 | Walk-in cooler | 68.68% | Tech/Econ | 37.5% | 22110.5212 | 3.0774 | 0.28191
Tech | Retail | Refrigeration | Walk-in cooler | TRC | New | NN4829 | PSC to ECM Evaporator Fan Motor (Reach-In) | PSC to ECM Evaporator Fan Motor (Reach-In) | NonEquip | 15 | Display cases | 0% | Tech/Econ | 37.5% | 0 | 0 | 0
Tech | Retail | Refrigeration | Walk-in cooler | TRC | New | NN4803 | Night Covers for Display Cases | Night Covers for Display Cases | NonEquip | 5 | Display cases | 0% | Tech/Econ | 1.877% | 0 | 0 | 0
Tech | Retail | Refrigeration | Walk-in cooler | TRC | New | NN4777 | High R-Value Glass Doors | High R-Value Glass Doors | NonEquip | 12 | Display cases | 0% | Tech/Econ | 0% | 0 | 0 | 0
Tech | Retail | Refrigeration | Walk-in cooler | TRC | New | NN4751 | High Efficiency Refrigeration Compressor | High Efficiency Refrigeration Compressor | NonEquip | 13 | Display cases | 0% | Tech/Econ | 6.922% | 0 | 0 | 0
Tech | Retail | Refrigeration | Walk-in cooler | TRC | New | NN4725 | Freezer-Cooler Replacement Gaskets | Freezer-Cooler Replacement Gaskets | NonEquip | 4 | Display cases | 0% | Tech/Econ | 0% | 0 | 0 | 0
Tech | Retail | Refrigeration | Walk-in cooler | TRC | New | NN4699 | Floating Head Pressure Controls | Floating Head Pressure Controls | NonEquip | 15 |  | 0% | Tech/Econ | 6.05% | 0 | 0 | 0
Tech | Retail | Refrigeration | Walk-in cooler | TRC | New | NN4673 | Demand Defrost | Demand Defrost | NonEquip | 10 | Walk-in cooler | 0% | Tech/Econ | 30% | 0 | 0 | 0
Tech | Retail | Refrigeration | Walk-in cooler | TRC | New | NN4647 | Automatic Door Closer for Walk-in Coolers and Freezers | Automatic Door Closer for Walk-in Coolers and Freezers | NonEquip | 8 | Walk-in cooler | 55.99% | Tech/Econ | 3.131% | 624.9106 | 0.086827 | 0.019357
Tech | Retail | Refrigeration | Walk-in cooler | TRC | New | NN4621 | Anti-Sweat Controls | Anti-Sweat Controls | NonEquip | 8 | Display cases | 0% | Tech/Econ | 85% | 0 | 0 | 0
Tech | Retail | Refrigeration | Walk-in cooler | TRC | Existing | NE5310 | Retro-Commissioning | Retro-Commissioning | NonEquip | 5 |  | 21.99% | Tech/Econ | 16% | 126898.8973 | 39.1796 | 75.9145
Tech | Retail | Refrigeration | Walk-in cooler | TRC | Existing | NE4894 | Strip Curtains for Walk-ins | Strip Curtains for Walk-ins | NonEquip | 4 | Walk-in cooler | 3.76% | Tech/Econ | 2.115% | 2719.6344 | 0.3932 | 0.10829
Tech | Retail | Refrigeration | Walk-in cooler | TRC | Existing | NE4868 | Refrigerated Display Case Lighting Controls | Refrigerated Display Case Lighting Controls | NonEquip | 8 | Display cases | 0% | Tech/Econ | 2.524% | 0 | 0 | 0
Tech | Retail | Refrigeration | Walk-in cooler | TRC | Existing | NE4842 | PSC to ECM Evaporator Fan Motor (Walk-In, Refrigerator) | PSC to ECM Evaporator Fan Motor (Walk-In, Refrigerator) | NonEquip | 15 | Walk-in cooler | 17.17% | Tech/Econ | 37.5% | 306767.8675 | 42.6969 | 3.9114
Tech | Retail | Refrigeration | Walk-in cooler | TRC | Existing | NE4816 | PSC to ECM Evaporator Fan Motor (Reach-In) | PSC to ECM Evaporator Fan Motor (Reach-In) | NonEquip | 15 | Display cases | 0% | Tech/Econ | 37.5% | 0 | 0 | 0
Tech | Retail | Refrigeration | Walk-in cooler | TRC | Existing | NE4790 | Night Covers for Display Cases | Night Covers for Display Cases | NonEquip | 5 | Display cases | 0% | Tech/Econ | 1.877% | 0 | 0 | 0
Tech | Retail | Refrigeration | Walk-in cooler | TRC | Existing | NE4764 | High R-Value Glass Doors | High R-Value Glass Doors | NonEquip | 12 | Display cases | 0% | Tech/Econ | 23.81% | 0 | 0 | 0
Tech | Retail | Refrigeration | Walk-in cooler | TRC | Existing | NE4738 | High Efficiency Refrigeration Compressor | High Efficiency Refrigeration Compressor | NonEquip | 13 | Display cases | 0% | Tech/Econ | 6.922% | 0 | 0 | 0
Tech | Retail | Refrigeration | Walk-in cooler | TRC | Existing | NE4712 | Freezer-Cooler Replacement Gaskets | Freezer-Cooler Replacement Gaskets | NonEquip | 4 | Display cases | 0% | Tech/Econ | 3.131% | 0 | 0 | 0
Tech | Retail | Refrigeration | Walk-in cooler | TRC | Existing | NE4686 | Floating Head Pressure Controls | Floating Head Pressure Controls | NonEquip | 15 |  | 0% | Tech/Econ | 6.05% | 0 | 0 | 0
Tech | Retail | Refrigeration | Walk-in cooler | TRC | Existing | NE4660 | Demand Defrost | Demand Defrost | NonEquip | 10 | Walk-in cooler | 63.61% | Tech/Econ | 30% | 850615.1865 | 118.3911 | 10.8456
Tech | Retail | Refrigeration | Walk-in cooler | TRC | Existing | NE4634 | Automatic Door Closer for Walk-in Coolers and Freezers | Automatic Door Closer for Walk-in Coolers and Freezers | NonEquip | 8 | Walk-in cooler | 55.99% | Tech/Econ | 3.131% | 61001.5557 | 8.4757 | 1.8896
Tech | Retail | Refrigeration | Walk-in cooler | TRC | Existing | NE4608 | Anti-Sweat Controls | Anti-Sweat Controls | NonEquip | 8 | Display cases | 0% | Tech/Econ | 85% | 0 | 0 | 0
Tech | Retail | Refrigeration | Vending and ice makers | TRC | New | NN5323 | Retro-Commissioning | Retro-Commissioning | NonEquip | 5 |  | 0% | Tech/Econ | 16% | 0 | 0 | 0
Tech | Retail | Refrigeration | Vending and ice makers | TRC | New | NN4907 | Strip Curtains for Walk-ins | Strip Curtains for Walk-ins | NonEquip | 4 | Walk-in cooler | 0% | Tech/Econ | 2.115% | 0 | 0 | 0
Tech | Retail | Refrigeration | Vending and ice makers | TRC | New | NN4881 | Refrigerated Display Case Lighting Controls | Refrigerated Display Case Lighting Controls | NonEquip | 8 | Display cases | 0% | Tech/Econ | 0.9365% | 0 | 0 | 0
Tech | Retail | Refrigeration | Vending and ice makers | TRC | New | NN4855 | PSC to ECM Evaporator Fan Motor (Walk-In, Refrigerator) | PSC to ECM Evaporator Fan Motor (Walk-In, Refrigerator) | NonEquip | 15 | Walk-in cooler | 0% | Tech/Econ | 37.5% | 0 | 0 | 0
Tech | Retail | Refrigeration | Vending and ice makers | TRC | New | NN4829 | PSC to ECM Evaporator Fan Motor (Reach-In) | PSC to ECM Evaporator Fan Motor (Reach-In) | NonEquip | 15 | Display cases | 0% | Tech/Econ | 37.5% | 0 | 0 | 0
Tech | Retail | Refrigeration | Vending and ice makers | TRC | New | NN4803 | Night Covers for Display Cases | Night Covers for Display Cases | NonEquip | 5 | Display cases | 0% | Tech/Econ | 1.877% | 0 | 0 | 0
Tech | Retail | Refrigeration | Vending and ice makers | TRC | New | NN4777 | High R-Value Glass Doors | High R-Value Glass Doors | NonEquip | 12 | Display cases | 0% | Tech/Econ | 0% | 0 | 0 | 0
Tech | Retail | Refrigeration | Vending and ice makers | TRC | New | NN4751 | High Efficiency Refrigeration Compressor | High Efficiency Refrigeration Compressor | NonEquip | 13 | Display cases | 0% | Tech/Econ | 6.922% | 0 | 0 | 0
Tech | Retail | Refrigeration | Vending and ice makers | TRC | New | NN4725 | Freezer-Cooler Replacement Gaskets | Freezer-Cooler Replacement Gaskets | NonEquip | 4 | Display cases | 0% | Tech/Econ | 0% | 0 | 0 | 0
Tech | Retail | Refrigeration | Vending and ice makers | TRC | New | NN4699 | Floating Head Pressure Controls | Floating Head Pressure Controls | NonEquip | 15 |  | 0% | Tech/Econ | 6.05% | 0 | 0 | 0
Tech | Retail | Refrigeration | Vending and ice makers | TRC | New | NN4673 | Demand Defrost | Demand Defrost | NonEquip | 10 | Walk-in cooler | 0% | Tech/Econ | 30% | 0 | 0 | 0
Tech | Retail | Refrigeration | Vending and ice makers | TRC | New | NN4647 | Automatic Door Closer for Walk-in Coolers and Freezers | Automatic Door Closer for Walk-in Coolers and Freezers | NonEquip | 8 | Walk-in cooler | 0% | Tech/Econ | 3.131% | 0 | 0 | 0
Tech | Retail | Refrigeration | Vending and ice makers | TRC | New | NN4621 | Anti-Sweat Controls | Anti-Sweat Controls | NonEquip | 8 | Display cases | 0% | Tech/Econ | 85% | 0 | 0 | 0
Tech | Retail | Refrigeration | Vending and ice makers | TRC | Existing | NE5310 | Retro-Commissioning | Retro-Commissioning | NonEquip | 5 |  | 21.99% | Tech/Econ | 16% | 631215.1763 | 194.8855 | 377.6106
Tech | Retail | Refrigeration | Vending and ice makers | TRC | Existing | NE4894 | Strip Curtains for Walk-ins | Strip Curtains for Walk-ins | NonEquip | 4 | Walk-in cooler | 0% | Tech/Econ | 2.115% | 0 | 0 | 0
Tech | Retail | Refrigeration | Vending and ice makers | TRC | Existing | NE4868 | Refrigerated Display Case Lighting Controls | Refrigerated Display Case Lighting Controls | NonEquip | 8 | Display cases | 0% | Tech/Econ | 2.524% | 0 | 0 | 0
Tech | Retail | Refrigeration | Vending and ice makers | TRC | Existing | NE4842 | PSC to ECM Evaporator Fan Motor (Walk-In, Refrigerator) | PSC to ECM Evaporator Fan Motor (Walk-In, Refrigerator) | NonEquip | 15 | Walk-in cooler | 0% | Tech/Econ | 37.5% | 0 | 0 | 0
Tech | Retail | Refrigeration | Vending and ice makers | TRC | Existing | NE4816 | PSC to ECM Evaporator Fan Motor (Reach-In) | PSC to ECM Evaporator Fan Motor (Reach-In) | NonEquip | 15 | Display cases | 0% | Tech/Econ | 37.5% | 0 | 0 | 0
Tech | Retail | Refrigeration | Vending and ice makers | TRC | Existing | NE4790 | Night Covers for Display Cases | Night Covers for Display Cases | NonEquip | 5 | Display cases | 0% | Tech/Econ | 1.877% | 0 | 0 | 0
Tech | Retail | Refrigeration | Vending and ice makers | TRC | Existing | NE4764 | High R-Value Glass Doors | High R-Value Glass Doors | NonEquip | 12 | Display cases | 0% | Tech/Econ | 23.81% | 0 | 0 | 0
Tech | Retail | Refrigeration | Vending and ice makers | TRC | Existing | NE4738 | High Efficiency Refrigeration Compressor | High Efficiency Refrigeration Compressor | NonEquip | 13 | Display cases | 0% | Tech/Econ | 6.922% | 0 | 0 | 0
Tech | Retail | Refrigeration | Vending and ice makers | TRC | Existing | NE4712 | Freezer-Cooler Replacement Gaskets | Freezer-Cooler Replacement Gaskets | NonEquip | 4 | Display cases | 0% | Tech/Econ | 3.131% | 0 | 0 | 0
Tech | Retail | Refrigeration | Vending and ice makers | TRC | Existing | NE4686 | Floating Head Pressure Controls | Floating Head Pressure Controls | NonEquip | 15 |  | 0% | Tech/Econ | 6.05% | 0 | 0 | 0
Tech | Retail | Refrigeration | Vending and ice makers | TRC | Existing | NE4660 | Demand Defrost | Demand Defrost | NonEquip | 10 | Walk-in cooler | 0% | Tech/Econ | 30% | 0 | 0 | 0
Tech | Retail | Refrigeration | Vending and ice makers | TRC | Existing | NE4634 | Automatic Door Closer for Walk-in Coolers and Freezers | Automatic Door Closer for Walk-in Coolers and Freezers | NonEquip | 8 | Walk-in cooler | 0% | Tech/Econ | 3.131% | 0 | 0 | 0
Tech | Retail | Refrigeration | Vending and ice makers | TRC | Existing | NE4608 | Anti-Sweat Controls | Anti-Sweat Controls | NonEquip | 8 | Display cases | 0% | Tech/Econ | 85% | 0 | 0 | 0
Tech | Retail | Refrigeration | Vending and ice makers | TRC | Turnover | ET2580 | Energy Star Vending Machine | Energy Star Vending Machine | Equip | 14 | Vending and ice makers | 4.15% | Tech/Econ | 36% | 282623.7704 | 44.2033 | 27.614
Tech | Retail | Refrigeration | Vending and ice makers | TRC | Turnover | ET2502 | Energy Star Ice Maker | Energy Star Ice Maker | Equip | 8 | Vending and ice makers | 32.68% | Tech/Econ | 11.39% | 693639.9675 | 107.4976 | 67.874
Tech | Retail | Refrigeration | Vending and ice makers | TRC | New | EN2606 | Energy Star Vending Machine | Energy Star Vending Machine | Equip | 14 | Vending and ice makers | 4.15% | Tech/Econ | 36% | 5092.5794 | 0.7965 | 0.49757
Tech | Retail | Refrigeration | Vending and ice makers | TRC | New | EN2528 | Energy Star Ice Maker | Energy Star Ice Maker | Equip | 8 | Vending and ice makers | 32.68% | Tech/Econ | 11.39% | 12498.6536 | 1.937 | 1.223
Tech | Retail | Exterior Lighting | Street lighting | TRC | New | NN5297 | Retro-Commissioning | Retro-Commissioning | NonEquip | 5 |  | 0% | Tech/Econ | 16% | 0 | 0 | 0
Tech | Retail | Exterior Lighting | Street lighting | TRC | New | NN2983 | Outdoor Lighting Controls | Outdoor Lighting Controls | NonEquip | 8 | Exterior parking/lot lighting | 0% | Tech/Econ | 28% | 0 | 0 | 0
Tech | Retail | Exterior Lighting | Street lighting | TRC | New | NN2957 | Bi-Level Lighting Control (Exterior) | Bi-Level Lighting Control (Exterior) | NonEquip | 9 | Exterior parking/lot lighting | 0% | Tech/Econ | 31% | 0 | 0 | 0
Tech | Retail | Exterior Lighting | Street lighting | TRC | Existing | NE5284 | Retro-Commissioning | Retro-Commissioning | NonEquip | 5 |  | 21.99% | Tech/Econ | 16% | 0 | 0 | 0
Tech | Retail | Exterior Lighting | Street lighting | TRC | Existing | NE2970 | Outdoor Lighting Controls | Outdoor Lighting Controls | NonEquip | 8 | Exterior parking/lot lighting | 0% | Tech/Econ | 28% | 0 | 0 | 0
Tech | Retail | Exterior Lighting | Street lighting | TRC | Existing | NE2944 | Bi-Level Lighting Control (Exterior) | Bi-Level Lighting Control (Exterior) | NonEquip | 9 | Exterior parking/lot lighting | 0% | Tech/Econ | 31% | 0 | 0 | 0
Tech | Retail | Exterior Lighting | Street lighting | TRC | Turnover | ET792 | LED Traffic and Crosswalk Lighting | LED Traffic and Crosswalk Lighting | Equip | 10 | Street lighting | 0% | Tech/Econ | 37.14% | 0 | 0 | 0
Tech | Retail | Exterior Lighting | Street lighting | TRC | Turnover | ET753 | LED Street Lights | LED Street Lights | Equip | 18 | Street lighting | 0% | Tech/Econ | 66.53% | 0 | 0 | 0
Tech | Retail | Exterior Lighting | Street lighting | TRC | New | EN818 | LED Traffic and Crosswalk Lighting | LED Traffic and Crosswalk Lighting | Equip | 10 | Street lighting | 0% | Tech/Econ | 37.14% | 0 | 0 | 0
Tech | Retail | Exterior Lighting | Street lighting | TRC | New | EN779 | LED Street Lights | LED Street Lights | Equip | 18 | Street lighting | 0% | Tech/Econ | 66.53% | 0 | 0 | 0
Tech | Retail | Cooking | Steamer | TRC | Turnover | ET207 | Energy Star Steamer | Energy Star Steamer | Equip | 12 | Steamer | 0% | Tech/Econ | 56.63% | 0 | 0 | 0
Tech | Retail | Cooking | Steamer | TRC | New | EN233 | Energy Star Steamer | Energy Star Steamer | Equip | 12 | Steamer | 0% | Tech/Econ | 56.63% | 0 | 0 | 0
Tech | Retail | Exterior Lighting | Spot lighting/Security/Flood | TRC | New | NN5297 | Retro-Commissioning | Retro-Commissioning | NonEquip | 5 |  | 0% | Tech/Econ | 16% | 0 | 0 | 0
Tech | Retail | Exterior Lighting | Spot lighting/Security/Flood | TRC | New | NN2983 | Outdoor Lighting Controls | Outdoor Lighting Controls | NonEquip | 8 | Exterior parking/lot lighting | 0% | Tech/Econ | 28% | 0 | 0 | 0
Tech | Retail | Exterior Lighting | Spot lighting/Security/Flood | TRC | New | NN2957 | Bi-Level Lighting Control (Exterior) | Bi-Level Lighting Control (Exterior) | NonEquip | 9 | Exterior parking/lot lighting | 0% | Tech/Econ | 31% | 0 | 0 | 0
Tech | Retail | Exterior Lighting | Spot lighting/Security/Flood | TRC | Existing | NE5284 | Retro-Commissioning | Retro-Commissioning | NonEquip | 5 |  | 21.99% | Tech/Econ | 16% | 0 | 0 | 0
Tech | Retail | Exterior Lighting | Spot lighting/Security/Flood | TRC | Existing | NE2970 | Outdoor Lighting Controls | Outdoor Lighting Controls | NonEquip | 8 | Exterior parking/lot lighting | 0% | Tech/Econ | 28% | 0 | 0 | 0
Tech | Retail | Exterior Lighting | Spot lighting/Security/Flood | TRC | Existing | NE2944 | Bi-Level Lighting Control (Exterior) | Bi-Level Lighting Control (Exterior) | NonEquip | 9 | Exterior parking/lot lighting | 0% | Tech/Econ | 31% | 0 | 0 | 0
Tech | Retail | Exterior Lighting | Spot lighting/Security/Flood | TRC | Turnover | ET675 | LED Exterior Lighting | LED Exterior Lighting | Equip | 13 | Spot lighting/Security/Flood | 4.268% | Tech/Econ | 60.51% | 0 | 0 | 0
Tech | Retail | Exterior Lighting | Spot lighting/Security/Flood | TRC | Turnover | ET558 | LED - 9W Flood | LED - 9W Flood | Equip | 15 | Spot lighting/Security/Flood | 13.31% | Tech/Econ | 86.15% | 0 | 0 | 0
Tech | Retail | Exterior Lighting | Spot lighting/Security/Flood | TRC | Turnover | ET480 | CFL - 15W Flood | CFL - 15W Flood | Equip | 7.8 | Spot lighting/Security/Flood | 0% | Tech/Econ | 76.92% | 0 | 0 | 0
Tech | Retail | Exterior Lighting | Spot lighting/Security/Flood | TRC | New | EN701 | LED Exterior Lighting | LED Exterior Lighting | Equip | 13 | Spot lighting/Security/Flood | 4.624% | Tech/Econ | 60.51% | 0 | 0 | 0
Tech | Retail | Exterior Lighting | Spot lighting/Security/Flood | TRC | New | EN584 | LED - 9W Flood | LED - 9W Flood | Equip | 15 | Spot lighting/Security/Flood | 61.73% | Tech/Econ | 86.15% | 0 | 0 | 0
Tech | Retail | Exterior Lighting | Spot lighting/Security/Flood | TRC | New | EN506 | CFL - 15W Flood | CFL - 15W Flood | Equip | 7.8 | Spot lighting/Security/Flood | 0% | Tech/Econ | 76.92% | 0 | 0 | 0
Tech | Retail | Interior Lighting | Spot lighting | TRC | New | NN5271 | Retro-Commissioning | Retro-Commissioning | NonEquip | 5 |  | 0% | Tech/Econ | 16% | 0 | 0 | 0
Tech | Retail | Interior Lighting | Spot lighting | TRC | New | NN4439 | Interior Lighting Controls | Interior Lighting Controls | NonEquip | 8 | Overhead (fluorescent/LED/CFL U-shape) | 0% | Tech/Econ | 28% | 0 | 0 | 0
Tech | Retail | Interior Lighting | Spot lighting | TRC | New | NN4413 | Bi-Level Lighting Control (Interior) | Bi-Level Lighting Control (Interior) | NonEquip | 8 | Overhead (fluorescent/LED/CFL U-shape) | 0% | Tech/Econ | 31% | 0 | 0 | 0
Tech | Retail | Interior Lighting | Spot lighting | TRC | New | NN3711 | Facility Energy Management System | Facility Energy Management System | NonEquip | 15 |  | 4.276% | Tech/Econ | 24% | 5.0313 | 0.001313 | 0.00060368
Tech | Retail | Interior Lighting | Spot lighting | TRC | Existing | NE5258 | Retro-Commissioning | Retro-Commissioning | NonEquip | 5 |  | 21.99% | Tech/Econ | 16% | 623.7289 | 0.19257 | 0.37313
Tech | Retail | Interior Lighting | Spot lighting | TRC | Existing | NE4426 | Interior Lighting Controls | Interior Lighting Controls | NonEquip | 8 | Overhead (fluorescent/LED/CFL U-shape) | 0% | Tech/Econ | 28% | 0 | 0 | 0
Tech | Retail | Interior Lighting | Spot lighting | TRC | Existing | NE4400 | Bi-Level Lighting Control (Interior) | Bi-Level Lighting Control (Interior) | NonEquip | 8 | Overhead (fluorescent/LED/CFL U-shape) | 0% | Tech/Econ | 31% | 0 | 0 | 0
Tech | Retail | Interior Lighting | Spot lighting | TRC | Existing | NE3698 | Facility Energy Management System | Facility Energy Management System | NonEquip | 15 |  | 4.3% | Tech/Econ | 24% | 184.8684 | 0.048243 | 0.022182
Tech | Retail | Interior Lighting | Spot lighting | TRC | Turnover | ET1611 | LED Display Lighting (Interior) | LED Display Lighting (Interior) | Equip | 15 | Spot lighting | 2.129% | Tech/Econ | 87.04% | 504.1186 | 0.12227 | 8.8042e-06
Tech | Retail | Interior Lighting | Spot lighting | TRC | Turnover | ET1572 | LED - 14W | LED - 14W | Equip | 15 | Spot lighting | 61.73% | Tech/Econ | 53.33% | 8791.1401 | 2.1173 | 0.00057321
Tech | Retail | Interior Lighting | Spot lighting | TRC | Turnover | ET1455 | CFL-23W | CFL-23W | Equip | 7.8 | Spot lighting | 0% | Tech/Econ | 23.33% | 0 | 0 | 0
Tech | Retail | Interior Lighting | Spot lighting | TRC | New | EN1637 | LED Display Lighting (Interior) | LED Display Lighting (Interior) | Equip | 15 | Spot lighting | 0% | Tech/Econ | 87.04% | 0 | 0 | 0
Tech | Retail | Interior Lighting | Spot lighting | TRC | New | EN1598 | LED - 14W | LED - 14W | Equip | 15 | Spot lighting | 0% | Tech/Econ | 53.33% | 0 | 0 | 0
Tech | Retail | Interior Lighting | Spot lighting | TRC | New | EN1481 | CFL-23W | CFL-23W | Equip | 7.8 | Spot lighting | 0% | Tech/Econ | 23.33% | 0 | 0 | 0
Tech | Retail | Office Equipment | Servers | TRC | New | NN4595 | Smart Strip Plug Outlet | Smart Strip Plug Outlet | NonEquip | 4 |  | 43.9% | Tech/Econ | 1.187% | 87.064 | 0.012946 | 0.0089972
Tech | Retail | Office Equipment | Servers | TRC | New | NN4569 | Network PC Power Management | Network PC Power Management | NonEquip | 5 | Computers | 0% | Tech/Econ | 56.5% | 0 | 0 | 0
Tech | Retail | Office Equipment | Servers | TRC | Existing | NE4582 | Smart Strip Plug Outlet | Smart Strip Plug Outlet | NonEquip | 4 |  | 43.9% | Tech/Econ | 1.187% | 4907.3648 | 0.7297 | 0.50713
Tech | Retail | Office Equipment | Servers | TRC | Existing | NE4556 | Network PC Power Management | Network PC Power Management | NonEquip | 5 | Computers | 0% | Tech/Econ | 56.5% | 0 | 0 | 0
Tech | Retail | Office Equipment | Servers | TRC | Turnover | ET2307 | Server Virtualization | Server Virtualization | Equip | 3 | Servers | 37.33% | Tech/Econ | 85.71% | 497396.8198 | 74.0322 | 51.4912
Tech | Retail | Office Equipment | Servers | TRC | Turnover | ET2229 | Energy Star Servers | Energy Star Servers | Equip | 4 | Servers | 47.28% | Tech/Econ | 23.08% | 115353.551 | 17.1692 | 11.9416
Tech | Retail | Office Equipment | Servers | TRC | Turnover | ET1143 | High Efficiency Data Center Cooling | High Efficiency Data Center Cooling | Equip | 20 | Servers | 0% | Tech/Econ | 28% | 0 | 0 | 0
Tech | Retail | Office Equipment | Servers | TRC | New | EN2333 | Server Virtualization | Server Virtualization | Equip | 3 | Servers | 38.55% | Tech/Econ | 85.71% | 9255.8812 | 1.3776 | 0.95818
Tech | Retail | Office Equipment | Servers | TRC | New | EN2255 | Energy Star Servers | Energy Star Servers | Equip | 4 | Servers | 47.28% | Tech/Econ | 23.08% | 2046.5437 | 0.30461 | 0.21186
Tech | Retail | Office Equipment | Servers | TRC | New | EN1169 | High Efficiency Data Center Cooling | High Efficiency Data Center Cooling | Equip | 20 | Servers | 0% | Tech/Econ | 28% | 0 | 0 | 0
Tech | Retail | Space Cooling | Residential-type central air conditioners | TRC | New | NN5375 | Retro-Commissioning | Retro-Commissioning | NonEquip | 5 |  | 0% | Tech/Econ | 16% | 0 | 0 | 0
Tech | Retail | Space Cooling | Residential-type central air conditioners | TRC | New | NN4387 | Window Sun Protection | Window Sun Protection | NonEquip | 10 |  | 15.35% | Tech/Econ | 16% | 18.6371 | 0.0068163 | -7.5769e-05
Tech | Retail | Space Cooling | Residential-type central air conditioners | TRC | New | NN4361 | Waterside Economizer | Waterside Economizer | NonEquip | 20 |  | 0% | Tech/Econ | 5.556% | 0 | 0 | 0
Tech | Retail | Space Cooling | Residential-type central air conditioners | TRC | New | NN4153 | Smart Thermostat | Smart Thermostat | NonEquip | 11 |  | 31.48% | Tech/Econ | 10% | 19.9669 | 0.0073993 | 0
Tech | Retail | Space Cooling | Residential-type central air conditioners | TRC | New | NN4049 | Programmable Thermostat | Programmable Thermostat | NonEquip | 11 |  | 0% | Tech/Econ | 3.6% | 0 | 0 | 0
Tech | Retail | Space Cooling | Residential-type central air conditioners | TRC | New | NN3997 | Low U-Value Windows | Low U-Value Windows | NonEquip | 20 |  | 12.54% | Tech/Econ | 10% | 0 | 0 | 0
Tech | Retail | Space Cooling | Residential-type central air conditioners | TRC | New | NN3919 | HVAC tune-up_RTU | HVAC tune-up_RTU | NonEquip | 5 | Packaged air conditioning units (RTUs) | 0% | Tech/Econ | 5% | 0 | 0 | 0
Tech | Retail | Space Cooling | Residential-type central air conditioners | TRC | New | NN3893 | HVAC tune-up | HVAC tune-up | NonEquip | 5 | Residential-type central air conditioners | 0% | Tech/Econ | 5% | 0 | 0 | 0
Tech | Retail | Space Cooling | Residential-type central air conditioners | TRC | New | NN3815 | Green Roof | Green Roof | NonEquip | 15 |  | 0.294% | Tech/Econ | 2.42% | 0 | 0 | 0
Tech | Retail | Space Cooling | Residential-type central air conditioners | TRC | New | NN3685 | Facility Energy Management System | Facility Energy Management System | NonEquip | 15 |  | 4.276% | Tech/Econ | 20% | 7.4234 | 0.0019372 | 0
Tech | Retail | Space Cooling | Residential-type central air conditioners | TRC | New | NN3633 | Facility Commissioning | Facility Commissioning | NonEquip | 10 |  | 53.41% | Tech/Econ | 16% | 70.9136 | 0.014584 | 6.5646e-05
Tech | Retail | Space Cooling | Residential-type central air conditioners | TRC | New | NN3607 | Energy Recovery Ventilation System (ERV) | Energy Recovery Ventilation System (ERV) | NonEquip | 15 | Packaged air conditioning units (RTUs) | 0% | Tech/Econ | 12.48% | 0 | 0 | 0
Tech | Retail | Space Cooling | Residential-type central air conditioners | TRC | New | NN3529 | Duct Sealing Repair | Duct Sealing Repair | NonEquip | 15 |  | 0% | Tech/Econ | 12% | 0 | 0 | 0
Tech | Retail | Space Cooling | Residential-type central air conditioners | TRC | New | NN3425 | Dedicated Outdoor Air System on VRF unit | Dedicated Outdoor Air System on VRF unit | NonEquip | 15 | Residential-type central air conditioners | 58.91% | Tech/Econ | 17.5% | 30.7349 | 0.0093524 | 0
Tech | Retail | Space Cooling | Residential-type central air conditioners | TRC | New | NN3373 | Cool Roof | Cool Roof | NonEquip | 15 |  | 72.51% | Tech/Econ | 3.439% | 0 | 0 | 0
Tech | Retail | Space Cooling | Residential-type central air conditioners | TRC | New | NN3321 | Chilled Water System - Variable Speed Drives | Chilled Water System - Variable Speed Drives | NonEquip | 13 | Central chillers inside | 0% | Tech/Econ | 24.74% | 0 | 0 | 0
Tech | Retail | Space Cooling | Residential-type central air conditioners | TRC | New | NN3295 | Chilled Water Controls Optimization | Chilled Water Controls Optimization | NonEquip | 10 | Central chillers inside | 0% | Tech/Econ | 12.5% | 0 | 0 | 0
Tech | Retail | Space Cooling | Residential-type central air conditioners | TRC | New | NN3217 | Ceiling Insulation(R2 to R38) | Ceiling Insulation(R2 to R38) | NonEquip | 20 |  | 0% | Tech/Econ | 28.48% | 0 | 0 | 0
Tech | Retail | Space Cooling | Residential-type central air conditioners | TRC | New | NN3113 | Ceiling Insulation(R12 to R38) | Ceiling Insulation(R12 to R38) | NonEquip | 20 |  | 0% | Tech/Econ | 3.429% | 0 | 0 | 0
Tech | Retail | Space Cooling | Residential-type central air conditioners | TRC | New | NN3061 | Airside Economizer | Airside Economizer | NonEquip | 10 | Packaged air conditioning units (RTUs) | 0% | Tech/Econ | 5.556% | 0 | 0 | 0
Tech | Retail | Space Cooling | Residential-type central air conditioners | TRC | Existing | NE5362 | Retro-Commissioning | Retro-Commissioning | NonEquip | 5 |  | 21.99% | Tech/Econ | 16% | 1455.0618 | 0.44925 | 0
Tech | Retail | Space Cooling | Residential-type central air conditioners | TRC | Existing | NE4374 | Window Sun Protection | Window Sun Protection | NonEquip | 10 |  | 7.316% | Tech/Econ | 16% | 489.8566 | 0.17916 | -0.0019915
Tech | Retail | Space Cooling | Residential-type central air conditioners | TRC | Existing | NE4348 | Waterside Economizer | Waterside Economizer | NonEquip | 20 |  | 0% | Tech/Econ | 5.556% | 0 | 0 | 0
Tech | Retail | Space Cooling | Residential-type central air conditioners | TRC | Existing | NE4296 | Warehouse Loading Dock Seals | Warehouse Loading Dock Seals | NonEquip | 18 |  | 0% | Tech/Econ | 1.536% | 0 | 0 | 0
Tech | Retail | Space Cooling | Residential-type central air conditioners | TRC | Existing | NE4218 | Wall Insulation | Wall Insulation | NonEquip | 20 |  | 15.96% | Tech/Econ | 15.88% | 1011.5961 | 0.20644 | 0
Tech | Retail | Space Cooling | Residential-type central air conditioners | TRC | Existing | NE4140 | Smart Thermostat | Smart Thermostat | NonEquip | 11 |  | 31.48% | Tech/Econ | 10% | 1179.2425 | 0.437 | 0
Tech | Retail | Space Cooling | Residential-type central air conditioners | TRC | Existing | NE4114 | Roof Insulation | Roof Insulation | NonEquip | 20 |  | 58.5% | Tech/Econ | 4.176% | 886.3873 | 0.18089 | 0
Tech | Retail | Space Cooling | Residential-type central air conditioners | TRC | Existing | NE4036 | Programmable Thermostat | Programmable Thermostat | NonEquip | 11 |  | 0% | Tech/Econ | 3.6% | 0 | 0 | 0
Tech | Retail | Space Cooling | Residential-type central air conditioners | TRC | Existing | NE3984 | Low U-Value Windows | Low U-Value Windows | NonEquip | 20 |  | 5.017% | Tech/Econ | 46% | 1451.2014 | 0.53942 | 0
Tech | Retail | Space Cooling | Residential-type central air conditioners | TRC | Existing | NE3906 | HVAC tune-up_RTU | HVAC tune-up_RTU | NonEquip | 5 | Packaged air conditioning units (RTUs) | 0% | Tech/Econ | 5% | 0 | 0 | 0
Tech | Retail | Space Cooling | Residential-type central air conditioners | TRC | Existing | NE3880 | HVAC tune-up | HVAC tune-up | NonEquip | 5 | Residential-type central air conditioners | 0% | Tech/Econ | 5% | 0 | 0 | 0
Tech | Retail | Space Cooling | Residential-type central air conditioners | TRC | Existing | NE3802 | Green Roof | Green Roof | NonEquip | 15 |  | 0.0588% | Tech/Econ | 2.42% | 0.49114 | 0.00020865 | 0
Tech | Retail | Space Cooling | Residential-type central air conditioners | TRC | Existing | NE3672 | Facility Energy Management System | Facility Energy Management System | NonEquip | 15 |  | 4.3% | Tech/Econ | 20% | 404.7457 | 0.10562 | 0
Tech | Retail | Space Cooling | Residential-type central air conditioners | TRC | Existing | NE3594 | Energy Recovery Ventilation System (ERV) | Energy Recovery Ventilation System (ERV) | NonEquip | 15 | Packaged air conditioning units (RTUs) | 0% | Tech/Econ | 12.48% | 0 | 0 | 0
Tech | Retail | Space Cooling | Residential-type central air conditioners | TRC | Existing | NE3516 | Duct Sealing Repair | Duct Sealing Repair | NonEquip | 15 |  | 30.55% | Tech/Econ | 12% | 1425.8586 | 0.28092 | 0
Tech | Retail | Space Cooling | Residential-type central air conditioners | TRC | Existing | NE3464 | Duct Insulation | Duct Insulation | NonEquip | 15 |  | 30.55% | Tech/Econ | 2.045% | 215.6655 | 0.058589 | 0
Tech | Retail | Space Cooling | Residential-type central air conditioners | TRC | Existing | NE3412 | Dedicated Outdoor Air System on VRF unit | Dedicated Outdoor Air System on VRF unit | NonEquip | 15 | Residential-type central air conditioners | 58.91% | Tech/Econ | 17.5% | 4810.3362 | 1.4637 | 0
Tech | Retail | Space Cooling | Residential-type central air conditioners | TRC | Existing | NE3360 | Cool Roof | Cool Roof | NonEquip | 15 |  | 72.75% | Tech/Econ | 3.439% | 885.5232 | 0.37619 | 0
Tech | Retail | Space Cooling | Residential-type central air conditioners | TRC | Existing | NE3308 | Chilled Water System - Variable Speed Drives | Chilled Water System - Variable Speed Drives | NonEquip | 13 | Central chillers inside | 0% | Tech/Econ | 24.74% | 0 | 0 | 0
Tech | Retail | Space Cooling | Residential-type central air conditioners | TRC | Existing | NE3282 | Chilled Water Controls Optimization | Chilled Water Controls Optimization | NonEquip | 10 | Central chillers inside | 0% | Tech/Econ | 12.5% | 0 | 0 | 0
Tech | Retail | Space Cooling | Residential-type central air conditioners | TRC | Existing | NE3204 | Ceiling Insulation(R2 to R38) | Ceiling Insulation(R2 to R38) | NonEquip | 20 |  | 0% | Tech/Econ | 28.48% | 0 | 0 | 0
Tech | Retail | Space Cooling | Residential-type central air conditioners | TRC | Existing | NE3152 | Ceiling Insulation(R19 to R38) | Ceiling Insulation(R19 to R38) | NonEquip | 20 |  | 0% | Tech/Econ | 1.582% | 0 | 0 | 0
Tech | Retail | Space Cooling | Residential-type central air conditioners | TRC | Existing | NE3100 | Ceiling Insulation(R12 to R38) | Ceiling Insulation(R12 to R38) | NonEquip | 20 |  | 0% | Tech/Econ | 3.429% | 0 | 0 | 0
Tech | Retail | Space Cooling | Residential-type central air conditioners | TRC | Existing | NE3048 | Airside Economizer | Airside Economizer | NonEquip | 10 | Packaged air conditioning units (RTUs) | 0% | Tech/Econ | 5.556% | 0 | 0 | 0
Tech | Retail | Space Cooling | Residential-type central air conditioners | TRC | Turnover | ET831 | Geothermal Heat Pump | Geothermal Heat Pump | Equip | 15 | Residential-type central air conditioners | 30.5% | Tech/Econ | 21.18% | 3249.2966 | 1.3973 | 0
Tech | Retail | Space Cooling | Residential-type central air conditioners | TRC | Turnover | ET1377 | Variable Refrigerant Flow (VRF) HVAC Systems | Variable Refrigerant Flow (VRF) HVAC Systems | Equip | 15 | Residential-type central air conditioners | 49.09% | Tech/Econ | 36.88% | 11121.6799 | 3.3842 | 0
Tech | Retail | Space Cooling | Residential-type central air conditioners | TRC | Turnover | ET1299 | High Efficiency PTHP | High Efficiency PTHP | Equip | 15 | Residential-type central air conditioners | 0% | Tech/Econ | 23.64% | 0 | 0 | 0
Tech | Retail | Space Cooling | Residential-type central air conditioners | TRC | Turnover | ET1260 | High Efficiency PTAC | High Efficiency PTAC | Equip | 15 | Residential-type central air conditioners | 0% | Tech/Econ | 23.64% | 0 | 0 | 0
Tech | Retail | Space Cooling | Residential-type central air conditioners | TRC | New | EN857 | Geothermal Heat Pump | Geothermal Heat Pump | Equip | 15 | Residential-type central air conditioners | 30.5% | Tech/Econ | 21.18% | 59.9319 | 0.025773 | 0
Tech | Retail | Space Cooling | Residential-type central air conditioners | TRC | New | EN1403 | Variable Refrigerant Flow (VRF) HVAC Systems | Variable Refrigerant Flow (VRF) HVAC Systems | Equip | 15 | Residential-type central air conditioners | 49.09% | Tech/Econ | 36.88% | 205.1348 | 0.062421 | 0
Tech | Retail | Space Cooling | Residential-type central air conditioners | TRC | New | EN1325 | High Efficiency PTHP | High Efficiency PTHP | Equip | 15 | Residential-type central air conditioners | 0% | Tech/Econ | 23.64% | 0 | 0 | 0
Tech | Retail | Space Cooling | Residential-type central air conditioners | TRC | New | EN1286 | High Efficiency PTAC | High Efficiency PTAC | Equip | 15 | Residential-type central air conditioners | 0% | Tech/Econ | 23.64% | 0 | 0 | 0
Tech | Retail | Space Heating | Residential/split system heat pump | TRC | New | NN5349 | Retro-Commissioning | Retro-Commissioning | NonEquip | 5 |  | 0% | Tech/Econ | 16% | 0 | 0 | 0
Tech | Retail | Space Heating | Residential/split system heat pump | TRC | New | NN4335 | Water Cooled Refrigeration Heat Recovery | Water Cooled Refrigeration Heat Recovery | NonEquip | 20 |  | 0% | Tech/Econ | 10% | 0 | 0 | 0
Tech | Retail | Space Heating | Residential/split system heat pump | TRC | New | NN4283 | Warehouse Loading Dock Seals | Warehouse Loading Dock Seals | NonEquip | 18 |  | 0% | Tech/Econ | 1.898% | 0 | 0 | 0
Tech | Retail | Space Heating | Residential/split system heat pump | TRC | New | NN4179 | Smart Thermostat | Smart Thermostat | NonEquip | 11 |  | 31.48% | Tech/Econ | 10% | 1644.0065 | 0 | -0.0011561
Tech | Retail | Space Heating | Residential/split system heat pump | TRC | New | NN4101 | Roof Insulation | Roof Insulation | NonEquip | 20 |  | 58.5% | Tech/Econ | 2.58% | 662.5261 | 0 | 0.3092
Tech | Retail | Space Heating | Residential/split system heat pump | TRC | New | NN4075 | Programmable Thermostat | Programmable Thermostat | NonEquip | 11 |  | 0% | Tech/Econ | 3.6% | 0 | 0 | 0
Tech | Retail | Space Heating | Residential/split system heat pump | TRC | New | NN4023 | Low U-Value Windows | Low U-Value Windows | NonEquip | 20 |  | 12.54% | Tech/Econ | 10% | 634.4538 | 0 | 0.0026368
Tech | Retail | Space Heating | Residential/split system heat pump | TRC | New | NN3945 | Infiltration Reduction - Air Sealing | Infiltration Reduction - Air Sealing | NonEquip | 11 |  | 0% | Tech/Econ | 0.9492% | 0 | 0 | 0
Tech | Retail | Space Heating | Residential/split system heat pump | TRC | New | NN3789 | Green Roof | Green Roof | NonEquip | 15 |  | 0.294% | Tech/Econ | 3.987% | 5.8557 | 0 | 0
Tech | Retail | Space Heating | Residential/split system heat pump | TRC | New | NN3737 | Floor Insulation | Floor Insulation | NonEquip | 20 |  | 29.92% | Tech/Econ | 1.354% | 0 | 0 | 0
Tech | Retail | Space Heating | Residential/split system heat pump | TRC | New | NN3659 | Facility Energy Management System | Facility Energy Management System | NonEquip | 15 |  | 4.276% | Tech/Econ | 20% | 474.6853 | 0 | 0.056956
Tech | Retail | Space Heating | Residential/split system heat pump | TRC | New | NN3581 | ECM Motors on Furnaces | ECM Motors on Furnaces | NonEquip | 15 | Forced air furnace | 0% | Tech/Econ | 1.706% | 0 | 0 | 0
Tech | Retail | Space Heating | Residential/split system heat pump | TRC | New | NN3555 | Duct Sealing Repair | Duct Sealing Repair | NonEquip | 15 |  | 0% | Tech/Econ | 12% | 0 | 0 | 0
Tech | Retail | Space Heating | Residential/split system heat pump | TRC | New | NN3503 | Duct Insulation | Duct Insulation | NonEquip | 15 |  | 0% | Tech/Econ | 2.045% | 0 | 0 | 0
Tech | Retail | Space Heating | Residential/split system heat pump | TRC | New | NN3451 | Destratification Fans | Destratification Fans | NonEquip | 10 |  | 0% | Tech/Econ | 13.89% | 0 | 0 | 0
Tech | Retail | Space Heating | Residential/split system heat pump | TRC | New | NN3399 | Dedicated Outdoor Air System on VRF unit | Dedicated Outdoor Air System on VRF unit | NonEquip | 15 | Residential/split system heat pump | 58.91% | Tech/Econ | 10% | 2801.389 | 0 | 0.86159
Tech | Retail | Space Heating | Residential/split system heat pump | TRC | New | NN3243 | Ceiling Insulation(R30 to R38) | Ceiling Insulation(R30 to R38) | NonEquip | 20 |  | 0% | Tech/Econ | 0.5215% | 0 | 0 | 0
Tech | Retail | Space Heating | Residential/split system heat pump | TRC | New | NN3191 | Ceiling Insulation(R2 to R38) | Ceiling Insulation(R2 to R38) | NonEquip | 20 |  | 0% | Tech/Econ | 35.2% | 0 | 0 | 0
Tech | Retail | Space Heating | Residential/split system heat pump | TRC | New | NN3139 | Ceiling Insulation(R19 to R38) | Ceiling Insulation(R19 to R38) | NonEquip | 20 |  | 0% | Tech/Econ | 1.955% | 0 | 0 | 0
Tech | Retail | Space Heating | Residential/split system heat pump | TRC | New | NN3087 | Ceiling Insulation(R12 to R38) | Ceiling Insulation(R12 to R38) | NonEquip | 20 |  | 0% | Tech/Econ | 4.237% | 0 | 0 | 0
Tech | Retail | Space Heating | Residential/split system heat pump | TRC | New | NN3009 | Air Curtains | Air Curtains | NonEquip | 8 |  | 28.37% | Tech/Econ | 0.9466% | 0 | 0 | 0
Tech | Retail | Space Heating | Residential/split system heat pump | TRC | Existing | NE5336 | Retro-Commissioning | Retro-Commissioning | NonEquip | 5 |  | 21.99% | Tech/Econ | 16% | 87848.9065 | 0 | 52.5537
Tech | Retail | Space Heating | Residential/split system heat pump | TRC | Existing | NE4322 | Water Cooled Refrigeration Heat Recovery | Water Cooled Refrigeration Heat Recovery | NonEquip | 20 |  | 0% | Tech/Econ | 10% | 0 | 0 | 0
Tech | Retail | Space Heating | Residential/split system heat pump | TRC | Existing | NE4270 | Warehouse Loading Dock Seals | Warehouse Loading Dock Seals | NonEquip | 18 |  | 0% | Tech/Econ | 2.095% | 0 | 0 | 0
Tech | Retail | Space Heating | Residential/split system heat pump | TRC | Existing | NE4244 | Wall Insulation | Wall Insulation | NonEquip | 20 |  | 15.96% | Tech/Econ | 3.163% | 12781.7503 | 0 | 5.9653
Tech | Retail | Space Heating | Residential/split system heat pump | TRC | Existing | NE4166 | Smart Thermostat | Smart Thermostat | NonEquip | 11 |  | 31.48% | Tech/Econ | 10% | 90465.2604 | 0 | -0.063616
Tech | Retail | Space Heating | Residential/split system heat pump | TRC | Existing | NE4088 | Roof Insulation | Roof Insulation | NonEquip | 20 |  | 58.5% | Tech/Econ | 5.694% | 87256.9016 | 0 | 40.723
Tech | Retail | Space Heating | Residential/split system heat pump | TRC | Existing | NE4062 | Programmable Thermostat | Programmable Thermostat | NonEquip | 11 |  | 0% | Tech/Econ | 3.6% | 0 | 0 | 0
Tech | Retail | Space Heating | Residential/split system heat pump | TRC | Existing | NE4010 | Low U-Value Windows | Low U-Value Windows | NonEquip | 20 |  | 5.017% | Tech/Econ | 46% | 83971.4325 | 0 | 0.34899
Tech | Retail | Space Heating | Residential/split system heat pump | TRC | Existing | NE3932 | Infiltration Reduction - Air Sealing | Infiltration Reduction - Air Sealing | NonEquip | 11 |  | 44.79% | Tech/Econ | 1.047% | 11212.2198 | 0 | 7.3646
Tech | Retail | Space Heating | Residential/split system heat pump | TRC | Existing | NE3854 | Hotel Card Energy Control Systems | Hotel Card Energy Control Systems | NonEquip | 15 |  | 0% | Tech/Econ | 0% | 0 | 0 | 0
Tech | Retail | Space Heating | Residential/split system heat pump | TRC | Existing | NE3776 | Green Roof | Green Roof | NonEquip | 15 |  | 0.0588% | Tech/Econ | 4.4% | 65.5141 | 0 | 0
Tech | Retail | Space Heating | Residential/split system heat pump | TRC | Existing | NE3724 | Floor Insulation | Floor Insulation | NonEquip | 20 |  | 11.97% | Tech/Econ | 1.494% | 4280.4125 | 0 | 1.9977
Tech | Retail | Space Heating | Residential/split system heat pump | TRC | Existing | NE3646 | Facility Energy Management System | Facility Energy Management System | NonEquip | 15 |  | 4.3% | Tech/Econ | 20% | 25881.1956 | 0 | 3.1054
Tech | Retail | Space Heating | Residential/split system heat pump | TRC | Existing | NE3568 | ECM Motors on Furnaces | ECM Motors on Furnaces | NonEquip | 15 | Forced air furnace | 0% | Tech/Econ | 1.706% | 0 | 0 | 0
Tech | Retail | Space Heating | Residential/split system heat pump | TRC | Existing | NE3542 | Duct Sealing Repair | Duct Sealing Repair | NonEquip | 15 |  | 30.55% | Tech/Econ | 12% | 109384.3422 | 0 | 76.3277
Tech | Retail | Space Heating | Residential/split system heat pump | TRC | Existing | NE3490 | Duct Insulation | Duct Insulation | NonEquip | 15 |  | 30.55% | Tech/Econ | 2.045% | 15053.8894 | 0 | 8.7892
Tech | Retail | Space Heating | Residential/split system heat pump | TRC | Existing | NE3438 | Destratification Fans | Destratification Fans | NonEquip | 10 |  | 0% | Tech/Econ | 13.89% | 0 | 0 | 0
Tech | Retail | Space Heating | Residential/split system heat pump | TRC | Existing | NE3386 | Dedicated Outdoor Air System on VRF unit | Dedicated Outdoor Air System on VRF unit | NonEquip | 15 | Residential/split system heat pump | 58.91% | Tech/Econ | 10% | 163993.9565 | 0 | 50.4379
Tech | Retail | Space Heating | Residential/split system heat pump | TRC | Existing | NE3334 | Cool Roof | Cool Roof | NonEquip | 15 |  | 72.75% | Tech/Econ | 0.4968% | 8569.0372 | 0 | 0
Tech | Retail | Space Heating | Residential/split system heat pump | TRC | Existing | NE3230 | Ceiling Insulation(R30 to R38) | Ceiling Insulation(R30 to R38) | NonEquip | 20 |  | 0% | Tech/Econ | 0.5754% | 0 | 0 | 0
Tech | Retail | Space Heating | Residential/split system heat pump | TRC | Existing | NE3178 | Ceiling Insulation(R2 to R38) | Ceiling Insulation(R2 to R38) | NonEquip | 20 |  | 0% | Tech/Econ | 38.84% | 0 | 0 | 0
Tech | Retail | Space Heating | Residential/split system heat pump | TRC | Existing | NE3126 | Ceiling Insulation(R19 to R38) | Ceiling Insulation(R19 to R38) | NonEquip | 20 |  | 0% | Tech/Econ | 2.158% | 0 | 0 | 0
Tech | Retail | Space Heating | Residential/split system heat pump | TRC | Existing | NE3074 | Ceiling Insulation(R12 to R38) | Ceiling Insulation(R12 to R38) | NonEquip | 20 |  | 0% | Tech/Econ | 4.675% | 0 | 0 | 0
Tech | Retail | Space Heating | Residential/split system heat pump | TRC | Existing | NE2996 | Air Curtains | Air Curtains | NonEquip | 8 |  | 33.45% | Tech/Econ | 0.9466% | 7530.8833 | 0 | 0.29987
Tech | Retail | Space Heating | Residential/split system heat pump | TRC | Turnover | ET870 | Geothermal Heat Pump | Geothermal Heat Pump | Equip | 15 | Residential/split system heat pump | 30.5% | Tech/Econ | 2.941% | 22600.0426 | 0 | 7.465
Tech | Retail | Space Heating | Residential/split system heat pump | TRC | Turnover | ET1416 | Variable Refrigerant Flow (VRF) HVAC Systems | Variable Refrigerant Flow (VRF) HVAC Systems | Equip | 15 | Residential/split system heat pump | 49.09% | Tech/Econ | 31.25% | 545371.256 | 0 | 167.734
Tech | Retail | Space Heating | Residential/split system heat pump | TRC | Turnover | ET1338 | High Efficiency PTHP | High Efficiency PTHP | Equip | 15 | Residential/split system heat pump | 0% | Tech/Econ | 9.375% | 0 | 0 | 0
Tech | Retail | Space Heating | Residential/split system heat pump | TRC | New | EN896 | Geothermal Heat Pump | Geothermal Heat Pump | Equip | 15 | Residential/split system heat pump | 30.5% | Tech/Econ | 2.941% | 0 | 0 | 0
Tech | Retail | Space Heating | Residential/split system heat pump | TRC | New | EN1442 | Variable Refrigerant Flow (VRF) HVAC Systems | Variable Refrigerant Flow (VRF) HVAC Systems | Equip | 15 | Residential/split system heat pump | 49.09% | Tech/Econ | 31.25% | 10059.1477 | 0 | 3.0938
Tech | Retail | Space Heating | Residential/split system heat pump | TRC | New | EN1364 | High Efficiency PTHP | High Efficiency PTHP | Equip | 15 | Residential/split system heat pump | 0% | Tech/Econ | 9.375% | 0 | 0 | 0
Tech | Retail | Refrigeration | Residential style | TRC | New | NN5323 | Retro-Commissioning | Retro-Commissioning | NonEquip | 5 |  | 0% | Tech/Econ | 16% | 0 | 0 | 0
Tech | Retail | Refrigeration | Residential style | TRC | New | NN4907 | Strip Curtains for Walk-ins | Strip Curtains for Walk-ins | NonEquip | 4 | Walk-in cooler | 0% | Tech/Econ | 2.115% | 0 | 0 | 0
Tech | Retail | Refrigeration | Residential style | TRC | New | NN4881 | Refrigerated Display Case Lighting Controls | Refrigerated Display Case Lighting Controls | NonEquip | 8 | Display cases | 0% | Tech/Econ | 0.9365% | 0 | 0 | 0
Tech | Retail | Refrigeration | Residential style | TRC | New | NN4855 | PSC to ECM Evaporator Fan Motor (Walk-In, Refrigerator) | PSC to ECM Evaporator Fan Motor (Walk-In, Refrigerator) | NonEquip | 15 | Walk-in cooler | 0% | Tech/Econ | 37.5% | 0 | 0 | 0
Tech | Retail | Refrigeration | Residential style | TRC | New | NN4829 | PSC to ECM Evaporator Fan Motor (Reach-In) | PSC to ECM Evaporator Fan Motor (Reach-In) | NonEquip | 15 | Display cases | 0% | Tech/Econ | 37.5% | 0 | 0 | 0
Tech | Retail | Refrigeration | Residential style | TRC | New | NN4803 | Night Covers for Display Cases | Night Covers for Display Cases | NonEquip | 5 | Display cases | 0% | Tech/Econ | 1.877% | 0 | 0 | 0
Tech | Retail | Refrigeration | Residential style | TRC | New | NN4777 | High R-Value Glass Doors | High R-Value Glass Doors | NonEquip | 12 | Display cases | 0% | Tech/Econ | 0% | 0 | 0 | 0
Tech | Retail | Refrigeration | Residential style | TRC | New | NN4751 | High Efficiency Refrigeration Compressor | High Efficiency Refrigeration Compressor | NonEquip | 13 | Display cases | 0% | Tech/Econ | 6.922% | 0 | 0 | 0
Tech | Retail | Refrigeration | Residential style | TRC | New | NN4725 | Freezer-Cooler Replacement Gaskets | Freezer-Cooler Replacement Gaskets | NonEquip | 4 | Display cases | 0% | Tech/Econ | 0% | 0 | 0 | 0
Tech | Retail | Refrigeration | Residential style | TRC | New | NN4699 | Floating Head Pressure Controls | Floating Head Pressure Controls | NonEquip | 15 |  | 0% | Tech/Econ | 6.05% | 0 | 0 | 0
Tech | Retail | Refrigeration | Residential style | TRC | New | NN4673 | Demand Defrost | Demand Defrost | NonEquip | 10 | Walk-in cooler | 0% | Tech/Econ | 30% | 0 | 0 | 0
Tech | Retail | Refrigeration | Residential style | TRC | New | NN4647 | Automatic Door Closer for Walk-in Coolers and Freezers | Automatic Door Closer for Walk-in Coolers and Freezers | NonEquip | 8 | Walk-in cooler | 0% | Tech/Econ | 3.131% | 0 | 0 | 0
Tech | Retail | Refrigeration | Residential style | TRC | New | NN4621 | Anti-Sweat Controls | Anti-Sweat Controls | NonEquip | 8 | Display cases | 0% | Tech/Econ | 85% | 0 | 0 | 0
Tech | Retail | Refrigeration | Residential style | TRC | Existing | NE5310 | Retro-Commissioning | Retro-Commissioning | NonEquip | 5 |  | 21.99% | Tech/Econ | 16% | 2217410.068 | 684.6177 | 1326.5167
Tech | Retail | Refrigeration | Residential style | TRC | Existing | NE4894 | Strip Curtains for Walk-ins | Strip Curtains for Walk-ins | NonEquip | 4 | Walk-in cooler | 0% | Tech/Econ | 2.115% | 0 | 0 | 0
Tech | Retail | Refrigeration | Residential style | TRC | Existing | NE4868 | Refrigerated Display Case Lighting Controls | Refrigerated Display Case Lighting Controls | NonEquip | 8 | Display cases | 0% | Tech/Econ | 2.524% | 0 | 0 | 0
Tech | Retail | Refrigeration | Residential style | TRC | Existing | NE4842 | PSC to ECM Evaporator Fan Motor (Walk-In, Refrigerator) | PSC to ECM Evaporator Fan Motor (Walk-In, Refrigerator) | NonEquip | 15 | Walk-in cooler | 0% | Tech/Econ | 37.5% | 0 | 0 | 0
Tech | Retail | Refrigeration | Residential style | TRC | Existing | NE4816 | PSC to ECM Evaporator Fan Motor (Reach-In) | PSC to ECM Evaporator Fan Motor (Reach-In) | NonEquip | 15 | Display cases | 0% | Tech/Econ | 37.5% | 0 | 0 | 0
Tech | Retail | Refrigeration | Residential style | TRC | Existing | NE4790 | Night Covers for Display Cases | Night Covers for Display Cases | NonEquip | 5 | Display cases | 0% | Tech/Econ | 1.877% | 0 | 0 | 0
Tech | Retail | Refrigeration | Residential style | TRC | Existing | NE4764 | High R-Value Glass Doors | High R-Value Glass Doors | NonEquip | 12 | Display cases | 0% | Tech/Econ | 23.81% | 0 | 0 | 0
Tech | Retail | Refrigeration | Residential style | TRC | Existing | NE4738 | High Efficiency Refrigeration Compressor | High Efficiency Refrigeration Compressor | NonEquip | 13 | Display cases | 0% | Tech/Econ | 6.922% | 0 | 0 | 0
Tech | Retail | Refrigeration | Residential style | TRC | Existing | NE4712 | Freezer-Cooler Replacement Gaskets | Freezer-Cooler Replacement Gaskets | NonEquip | 4 | Display cases | 0% | Tech/Econ | 3.131% | 0 | 0 | 0
Tech | Retail | Refrigeration | Residential style | TRC | Existing | NE4686 | Floating Head Pressure Controls | Floating Head Pressure Controls | NonEquip | 15 |  | 0% | Tech/Econ | 6.05% | 0 | 0 | 0
Tech | Retail | Refrigeration | Residential style | TRC | Existing | NE4660 | Demand Defrost | Demand Defrost | NonEquip | 10 | Walk-in cooler | 0% | Tech/Econ | 30% | 0 | 0 | 0
Tech | Retail | Refrigeration | Residential style | TRC | Existing | NE4634 | Automatic Door Closer for Walk-in Coolers and Freezers | Automatic Door Closer for Walk-in Coolers and Freezers | NonEquip | 8 | Walk-in cooler | 0% | Tech/Econ | 3.131% | 0 | 0 | 0
Tech | Retail | Refrigeration | Residential style | TRC | Existing | NE4608 | Anti-Sweat Controls | Anti-Sweat Controls | NonEquip | 8 | Display cases | 0% | Tech/Econ | 85% | 0 | 0 | 0
Tech | Retail | Refrigeration | Residential style | TRC | Turnover | ET2541 | Energy Star Refrigerator | Energy Star Refrigerator | Equip | 12 | Residential style | 45.6% | Tech/Econ | 21.99% | 7023708.281 | 924.7411 | 727.6411
Tech | Retail | Refrigeration | Residential style | TRC | New | EN2567 | Energy Star Refrigerator | Energy Star Refrigerator | Equip | 12 | Residential style | 53.2% | Tech/Econ | 21.99% | 147653.0344 | 19.44 | 15.2965
Tech | Retail | Miscellaneous | Pool pump | TRC | New | NN5453 | Retro-Commissioning | Retro-Commissioning | NonEquip | 5 |  | 0% | Tech/Econ | 16% | 0 | 0 | 0
Tech | Retail | Miscellaneous | Pool pump | TRC | New | NN4543 | VSD Controlled Compressor | VSD Controlled Compressor | NonEquip | 15 | Others | 0% | Tech/Econ | 20.79% | 0 | 0 | 0
Tech | Retail | Miscellaneous | Pool pump | TRC | New | NN4517 | Regenerative Drive Elevator Motor | Regenerative Drive Elevator Motor | NonEquip | 13 | Elevators/Escalators | 0% | Tech/Econ | 6.211% | 0 | 0 | 0
Tech | Retail | Miscellaneous | Pool pump | TRC | New | NN4491 | Engine Block Timer | Engine Block Timer | NonEquip | 5 | Others | 0% | Tech/Econ | 36% | 0 | 0 | 0
Tech | Retail | Miscellaneous | Pool pump | TRC | New | NN4465 | Efficient Motor Belts | Efficient Motor Belts | NonEquip | 10 | Others | 0% | Tech/Econ | 1.105% | 0 | 0 | 0
Tech | Retail | Miscellaneous | Pool pump | TRC | Existing | NE5440 | Retro-Commissioning | Retro-Commissioning | NonEquip | 5 |  | 21.99% | Tech/Econ | 16% | 0 | 0 | 0
Tech | Retail | Miscellaneous | Pool pump | TRC | Existing | NE4530 | VSD Controlled Compressor | VSD Controlled Compressor | NonEquip | 15 | Others | 0% | Tech/Econ | 20.79% | 0 | 0 | 0
Tech | Retail | Miscellaneous | Pool pump | TRC | Existing | NE4504 | Regenerative Drive Elevator Motor | Regenerative Drive Elevator Motor | NonEquip | 13 | Elevators/Escalators | 0% | Tech/Econ | 6.211% | 0 | 0 | 0
Tech | Retail | Miscellaneous | Pool pump | TRC | Existing | NE4478 | Engine Block Timer | Engine Block Timer | NonEquip | 5 | Others | 0% | Tech/Econ | 36% | 0 | 0 | 0
Tech | Retail | Miscellaneous | Pool pump | TRC | Existing | NE4452 | Efficient Motor Belts | Efficient Motor Belts | NonEquip | 10 | Others | 0% | Tech/Econ | 1.105% | 0 | 0 | 0
Tech | Retail | Miscellaneous | Pool pump | TRC | Turnover | ET2115 | Variable Speed Pool Pump | Variable Speed Pool Pump | Equip | 10 | Pool pump | 0% | Tech/Econ | 64.36% | 0 | 0 | 0
Tech | Retail | Miscellaneous | Pool pump | TRC | Turnover | ET2076 | Two Speed Pool Pump | Two Speed Pool Pump | Equip | 10 | Pool pump | 0% | Tech/Econ | 61.79% | 0 | 0 | 0
Tech | Retail | Miscellaneous | Pool pump | TRC | Turnover | ET2040 | Solar Powered Pool Pump | Solar Powered Pool Pump | Equip | 10 | Pool pump | 0% | Tech/Econ | 81% | 0 | 0 | 0
Tech | Retail | Miscellaneous | Pool pump | TRC | Turnover | ET2001 | Solar Pool Heater | Solar Pool Heater | Equip | 15 | Pool pump | 0% | Tech/Econ | 86.11% | 0 | 0 | 0
Tech | Retail | Miscellaneous | Pool pump | TRC | Turnover | ET1962 | Heat Pump Pool Heater | Heat Pump Pool Heater | Equip | 15 | Pool pump | 0% | Tech/Econ | 80% | 0 | 0 | 0
Tech | Retail | Miscellaneous | Pool pump | TRC | New | EN2139 | Variable Speed Pool Pump | Variable Speed Pool Pump | Equip | 10 | Pool pump | 0% | Tech/Econ | 64.36% | 0 | 0 | 0
Tech | Retail | Miscellaneous | Pool pump | TRC | New | EN2102 | Two Speed Pool Pump | Two Speed Pool Pump | Equip | 10 | Pool pump | 0% | Tech/Econ | 61.79% | 0 | 0 | 0
Tech | Retail | Miscellaneous | Pool pump | TRC | New | EN2064 | Solar Powered Pool Pump | Solar Powered Pool Pump | Equip | 10 | Pool pump | 0% | Tech/Econ | 81% | 0 | 0 | 0
Tech | Retail | Miscellaneous | Pool pump | TRC | New | EN2027 | Solar Pool Heater | Solar Pool Heater | Equip | 15 | Pool pump | 0% | Tech/Econ | 86.11% | 0 | 0 | 0
Tech | Retail | Miscellaneous | Pool pump | TRC | New | EN1988 | Heat Pump Pool Heater | Heat Pump Pool Heater | Equip | 15 | Pool pump | 0% | Tech/Econ | 80% | 0 | 0 | 0
Tech | Retail | Space Heating | Packaged central unit | TRC | New | NN5349 | Retro-Commissioning | Retro-Commissioning | NonEquip | 5 |  | 0% | Tech/Econ | 16% | 0 | 0 | 0
Tech | Retail | Space Heating | Packaged central unit | TRC | New | NN4335 | Water Cooled Refrigeration Heat Recovery | Water Cooled Refrigeration Heat Recovery | NonEquip | 20 |  | 0% | Tech/Econ | 10% | 0 | 0 | 0
Tech | Retail | Space Heating | Packaged central unit | TRC | New | NN4283 | Warehouse Loading Dock Seals | Warehouse Loading Dock Seals | NonEquip | 18 |  | 0% | Tech/Econ | 1.898% | 0 | 0 | 0
Tech | Retail | Space Heating | Packaged central unit | TRC | New | NN4179 | Smart Thermostat | Smart Thermostat | NonEquip | 11 |  | 31.48% | Tech/Econ | 10% | 5434.3931 | 0 | -0.0038215
Tech | Retail | Space Heating | Packaged central unit | TRC | New | NN4101 | Roof Insulation | Roof Insulation | NonEquip | 20 |  | 58.5% | Tech/Econ | 2.58% | 2127.2759 | 0 | 0.9928
Tech | Retail | Space Heating | Packaged central unit | TRC | New | NN4075 | Programmable Thermostat | Programmable Thermostat | NonEquip | 11 |  | 0% | Tech/Econ | 3.6% | 0 | 0 | 0
Tech | Retail | Space Heating | Packaged central unit | TRC | New | NN4023 | Low U-Value Windows | Low U-Value Windows | NonEquip | 20 |  | 12.54% | Tech/Econ | 10% | 2097.237 | 0 | 0.0087163
Tech | Retail | Space Heating | Packaged central unit | TRC | New | NN3945 | Infiltration Reduction - Air Sealing | Infiltration Reduction - Air Sealing | NonEquip | 11 |  | 0% | Tech/Econ | 0.9492% | 0 | 0 | 0
Tech | Retail | Space Heating | Packaged central unit | TRC | New | NN3867 | Hotel Card Energy Control Systems | Hotel Card Energy Control Systems | NonEquip | 15 |  | 0% | Tech/Econ | 0% | 0 | 0 | 0
Tech | Retail | Space Heating | Packaged central unit | TRC | New | NN3789 | Green Roof | Green Roof | NonEquip | 15 |  | 0.294% | Tech/Econ | 3.987% | 19.3564 | 0 | 0
Tech | Retail | Space Heating | Packaged central unit | TRC | New | NN3737 | Floor Insulation | Floor Insulation | NonEquip | 20 |  | 29.92% | Tech/Econ | 1.354% | 0 | 0 | 0
Tech | Retail | Space Heating | Packaged central unit | TRC | New | NN3659 | Facility Energy Management System | Facility Energy Management System | NonEquip | 15 |  | 4.276% | Tech/Econ | 20% | 1489.2338 | 0 | 0.17869
Tech | Retail | Space Heating | Packaged central unit | TRC | New | NN3581 | ECM Motors on Furnaces | ECM Motors on Furnaces | NonEquip | 15 | Forced air furnace | 0% | Tech/Econ | 1.706% | 0 | 0 | 0
Tech | Retail | Space Heating | Packaged central unit | TRC | New | NN3555 | Duct Sealing Repair | Duct Sealing Repair | NonEquip | 15 |  | 0% | Tech/Econ | 12% | 0 | 0 | 0
Tech | Retail | Space Heating | Packaged central unit | TRC | New | NN3503 | Duct Insulation | Duct Insulation | NonEquip | 15 |  | 0% | Tech/Econ | 2.045% | 0 | 0 | 0
Tech | Retail | Space Heating | Packaged central unit | TRC | New | NN3451 | Destratification Fans | Destratification Fans | NonEquip | 10 |  | 0% | Tech/Econ | 13.89% | 0 | 0 | 0
Tech | Retail | Space Heating | Packaged central unit | TRC | New | NN3399 | Dedicated Outdoor Air System on VRF unit | Dedicated Outdoor Air System on VRF unit | NonEquip | 15 | Residential/split system heat pump | 0% | Tech/Econ | 10% | 0 | 0 | 0
Tech | Retail | Space Heating | Packaged central unit | TRC | New | NN3347 | Cool Roof | Cool Roof | NonEquip | 15 |  | 72.51% | Tech/Econ | 0.4502% | 0 | 0 | 0
Tech | Retail | Space Heating | Packaged central unit | TRC | New | NN3243 | Ceiling Insulation(R30 to R38) | Ceiling Insulation(R30 to R38) | NonEquip | 20 |  | 0% | Tech/Econ | 0.5215% | 0 | 0 | 0
Tech | Retail | Space Heating | Packaged central unit | TRC | New | NN3191 | Ceiling Insulation(R2 to R38) | Ceiling Insulation(R2 to R38) | NonEquip | 20 |  | 0% | Tech/Econ | 35.2% | 0 | 0 | 0
Tech | Retail | Space Heating | Packaged central unit | TRC | New | NN3139 | Ceiling Insulation(R19 to R38) | Ceiling Insulation(R19 to R38) | NonEquip | 20 |  | 0% | Tech/Econ | 1.955% | 0 | 0 | 0
Tech | Retail | Space Heating | Packaged central unit | TRC | New | NN3087 | Ceiling Insulation(R12 to R38) | Ceiling Insulation(R12 to R38) | NonEquip | 20 |  | 0% | Tech/Econ | 4.237% | 0 | 0 | 0
Tech | Retail | Space Heating | Packaged central unit | TRC | New | NN3009 | Air Curtains | Air Curtains | NonEquip | 8 |  | 28.37% | Tech/Econ | 0.9466% | 0 | 0 | 0
Tech | Retail | Space Heating | Packaged central unit | TRC | Existing | NE5336 | Retro-Commissioning | Retro-Commissioning | NonEquip | 5 |  | 21.99% | Tech/Econ | 16% | 287045.421 | 0 | 171.7186
Tech | Retail | Space Heating | Packaged central unit | TRC | Existing | NE4322 | Water Cooled Refrigeration Heat Recovery | Water Cooled Refrigeration Heat Recovery | NonEquip | 20 |  | 0% | Tech/Econ | 10% | 0 | 0 | 0
Tech | Retail | Space Heating | Packaged central unit | TRC | Existing | NE4270 | Warehouse Loading Dock Seals | Warehouse Loading Dock Seals | NonEquip | 18 |  | 0% | Tech/Econ | 2.095% | 0 | 0 | 0
Tech | Retail | Space Heating | Packaged central unit | TRC | Existing | NE4244 | Wall Insulation | Wall Insulation | NonEquip | 20 |  | 15.96% | Tech/Econ | 3.163% | 42610.6441 | 0 | 19.8865
Tech | Retail | Space Heating | Packaged central unit | TRC | Existing | NE4166 | Smart Thermostat | Smart Thermostat | NonEquip | 11 |  | 31.48% | Tech/Econ | 10% | 283817.3754 | 0 | -0.19958
Tech | Retail | Space Heating | Packaged central unit | TRC | Existing | NE4088 | Roof Insulation | Roof Insulation | NonEquip | 20 |  | 58.5% | Tech/Econ | 5.694% | 290889.173 | 0 | 135.7585
Tech | Retail | Space Heating | Packaged central unit | TRC | Existing | NE4062 | Programmable Thermostat | Programmable Thermostat | NonEquip | 11 |  | 0% | Tech/Econ | 3.6% | 0 | 0 | 0
Tech | Retail | Space Heating | Packaged central unit | TRC | Existing | NE4010 | Low U-Value Windows | Low U-Value Windows | NonEquip | 20 |  | 5.017% | Tech/Econ | 46% | 223026.2184 | 0 | 0.92691
Tech | Retail | Space Heating | Packaged central unit | TRC | Existing | NE3932 | Infiltration Reduction - Air Sealing | Infiltration Reduction - Air Sealing | NonEquip | 11 |  | 44.79% | Tech/Econ | 1.047% | 36635.8156 | 0 | 24.0636
Tech | Retail | Space Heating | Packaged central unit | TRC | Existing | NE3854 | Hotel Card Energy Control Systems | Hotel Card Energy Control Systems | NonEquip | 15 |  | 0% | Tech/Econ | 0% | 0 | 0 | 0
Tech | Retail | Space Heating | Packaged central unit | TRC | Existing | NE3776 | Green Roof | Green Roof | NonEquip | 15 |  | 0.0588% | Tech/Econ | 4.4% | 218.4051 | 0 | 0
Tech | Retail | Space Heating | Packaged central unit | TRC | Existing | NE3724 | Floor Insulation | Floor Insulation | NonEquip | 20 |  | 11.97% | Tech/Econ | 1.494% | 13986.2048 | 0 | 6.5274
Tech | Retail | Space Heating | Packaged central unit | TRC | Existing | NE3646 | Facility Energy Management System | Facility Energy Management System | NonEquip | 15 |  | 4.3% | Tech/Econ | 20% | 81197.2792 | 0 | 9.7426
Tech | Retail | Space Heating | Packaged central unit | TRC | Existing | NE3568 | ECM Motors on Furnaces | ECM Motors on Furnaces | NonEquip | 15 | Forced air furnace | 0% | Tech/Econ | 1.706% | 0 | 0 | 0
Tech | Retail | Space Heating | Packaged central unit | TRC | Existing | NE3542 | Duct Sealing Repair | Duct Sealing Repair | NonEquip | 15 |  | 30.55% | Tech/Econ | 12% | 343172.36 | 0 | 239.4635
Tech | Retail | Space Heating | Packaged central unit | TRC | Existing | NE3490 | Duct Insulation | Duct Insulation | NonEquip | 15 |  | 30.55% | Tech/Econ | 2.045% | 49188.4328 | 0 | 28.7188
Tech | Retail | Space Heating | Packaged central unit | TRC | Existing | NE3438 | Destratification Fans | Destratification Fans | NonEquip | 10 |  | 0% | Tech/Econ | 13.89% | 0 | 0 | 0
Tech | Retail | Space Heating | Packaged central unit | TRC | Existing | NE3386 | Dedicated Outdoor Air System on VRF unit | Dedicated Outdoor Air System on VRF unit | NonEquip | 15 | Residential/split system heat pump | 0% | Tech/Econ | 10% | 0 | 0 | 0
Tech | Retail | Space Heating | Packaged central unit | TRC | Existing | NE3334 | Cool Roof | Cool Roof | NonEquip | 15 |  | 72.75% | Tech/Econ | 0.4968% | 27999.243 | 0 | 0
Tech | Retail | Space Heating | Packaged central unit | TRC | Existing | NE3230 | Ceiling Insulation(R30 to R38) | Ceiling Insulation(R30 to R38) | NonEquip | 20 |  | 0% | Tech/Econ | 0.5754% | 0 | 0 | 0
Tech | Retail | Space Heating | Packaged central unit | TRC | Existing | NE3178 | Ceiling Insulation(R2 to R38) | Ceiling Insulation(R2 to R38) | NonEquip | 20 |  | 0% | Tech/Econ | 38.84% | 0 | 0 | 0
Tech | Retail | Space Heating | Packaged central unit | TRC | Existing | NE3126 | Ceiling Insulation(R19 to R38) | Ceiling Insulation(R19 to R38) | NonEquip | 20 |  | 0% | Tech/Econ | 2.158% | 0 | 0 | 0
Tech | Retail | Space Heating | Packaged central unit | TRC | Existing | NE3074 | Ceiling Insulation(R12 to R38) | Ceiling Insulation(R12 to R38) | NonEquip | 20 |  | 0% | Tech/Econ | 4.675% | 0 | 0 | 0
Tech | Retail | Space Heating | Packaged central unit | TRC | Existing | NE2996 | Air Curtains | Air Curtains | NonEquip | 8 |  | 33.45% | Tech/Econ | 0.9466% | 24607.0858 | 0 | 0.97982
Tech | Retail | Space Heating | Packaged central unit | TRC | Turnover | ET1221 | High Efficiency DX 135k- less than 240k BTU | High Efficiency DX 135k- less than 240k BTU | Equip | 15 | Packaged central unit | 94.56% | Tech/Econ | 3.03% | 240687.4282 | 0 | 0
Tech | Retail | Space Heating | Packaged central unit | TRC | New | EN1247 | High Efficiency DX 135k- less than 240k BTU | High Efficiency DX 135k- less than 240k BTU | Equip | 15 | Packaged central unit | 94.56% | Tech/Econ | 3.03% | 4731.0151 | 0 | 0
Tech | Retail | Space Cooling | Packaged air conditioning units (RTUs) | TRC | New | NN5375 | Retro-Commissioning | Retro-Commissioning | NonEquip | 5 |  | 0% | Tech/Econ | 16% | 0 | 0 | 0
Tech | Retail | Space Cooling | Packaged air conditioning units (RTUs) | TRC | New | NN4387 | Window Sun Protection | Window Sun Protection | NonEquip | 10 |  | 15.35% | Tech/Econ | 16% | 197533.5855 | 72.2458 | -0.80307
Tech | Retail | Space Cooling | Packaged air conditioning units (RTUs) | TRC | New | NN4361 | Waterside Economizer | Waterside Economizer | NonEquip | 20 |  | 0% | Tech/Econ | 5.556% | 0 | 0 | 0
Tech | Retail | Space Cooling | Packaged air conditioning units (RTUs) | TRC | New | NN4153 | Smart Thermostat | Smart Thermostat | NonEquip | 11 |  | 31.48% | Tech/Econ | 10% | 198688.753 | 73.63 | 0
Tech | Retail | Space Cooling | Packaged air conditioning units (RTUs) | TRC | New | NN4127 | Roof Insulation | Roof Insulation | NonEquip | 20 |  | 58.5% | Tech/Econ | 2.088% | 0 | 0 | 0
Tech | Retail | Space Cooling | Packaged air conditioning units (RTUs) | TRC | New | NN4049 | Programmable Thermostat | Programmable Thermostat | NonEquip | 11 |  | 0% | Tech/Econ | 3.6% | 0 | 0 | 0
Tech | Retail | Space Cooling | Packaged air conditioning units (RTUs) | TRC | New | NN3997 | Low U-Value Windows | Low U-Value Windows | NonEquip | 20 |  | 12.54% | Tech/Econ | 10% | 0 | 0 | 0
Tech | Retail | Space Cooling | Packaged air conditioning units (RTUs) | TRC | New | NN3919 | HVAC tune-up_RTU | HVAC tune-up_RTU | NonEquip | 5 | Packaged air conditioning units (RTUs) | 0% | Tech/Econ | 5% | 0 | 0 | 0
Tech | Retail | Space Cooling | Packaged air conditioning units (RTUs) | TRC | New | NN3893 | HVAC tune-up | HVAC tune-up | NonEquip | 5 | Residential-type central air conditioners | 0% | Tech/Econ | 5% | 0 | 0 | 0
Tech | Retail | Space Cooling | Packaged air conditioning units (RTUs) | TRC | New | NN3815 | Green Roof | Green Roof | NonEquip | 15 |  | 0.294% | Tech/Econ | 2.42% | 0 | 0 | 0
Tech | Retail | Space Cooling | Packaged air conditioning units (RTUs) | TRC | New | NN3685 | Facility Energy Management System | Facility Energy Management System | NonEquip | 15 |  | 4.276% | Tech/Econ | 20% | 75870.297 | 19.7991 | 0
Tech | Retail | Space Cooling | Packaged air conditioning units (RTUs) | TRC | New | NN3633 | Facility Commissioning | Facility Commissioning | NonEquip | 10 |  | 53.41% | Tech/Econ | 16% | 751607.4586 | 154.5718 | 0.69577
Tech | Retail | Space Cooling | Packaged air conditioning units (RTUs) | TRC | New | NN3607 | Energy Recovery Ventilation System (ERV) | Energy Recovery Ventilation System (ERV) | NonEquip | 15 | Packaged air conditioning units (RTUs) | 48.99% | Tech/Econ | 12.48% | 479754.3471 | 826.2854 | 31.5934
Tech | Retail | Space Cooling | Packaged air conditioning units (RTUs) | TRC | New | NN3529 | Duct Sealing Repair | Duct Sealing Repair | NonEquip | 15 |  | 0% | Tech/Econ | 12% | 0 | 0 | 0
Tech | Retail | Space Cooling | Packaged air conditioning units (RTUs) | TRC | New | NN3477 | Duct Insulation | Duct Insulation | NonEquip | 15 |  | 0% | Tech/Econ | 2.045% | 0 | 0 | 0
Tech | Retail | Space Cooling | Packaged air conditioning units (RTUs) | TRC | New | NN3425 | Dedicated Outdoor Air System on VRF unit | Dedicated Outdoor Air System on VRF unit | NonEquip | 15 | Residential-type central air conditioners | 0% | Tech/Econ | 17.5% | 0 | 0 | 0
Tech | Retail | Space Cooling | Packaged air conditioning units (RTUs) | TRC | New | NN3373 | Cool Roof | Cool Roof | NonEquip | 15 |  | 72.51% | Tech/Econ | 3.439% | 0 | 0 | 0
Tech | Retail | Space Cooling | Packaged air conditioning units (RTUs) | TRC | New | NN3321 | Chilled Water System - Variable Speed Drives | Chilled Water System - Variable Speed Drives | NonEquip | 13 | Central chillers inside | 0% | Tech/Econ | 24.74% | 0 | 0 | 0
Tech | Retail | Space Cooling | Packaged air conditioning units (RTUs) | TRC | New | NN3295 | Chilled Water Controls Optimization | Chilled Water Controls Optimization | NonEquip | 10 | Central chillers inside | 0% | Tech/Econ | 12.5% | 0 | 0 | 0
Tech | Retail | Space Cooling | Packaged air conditioning units (RTUs) | TRC | New | NN3217 | Ceiling Insulation(R2 to R38) | Ceiling Insulation(R2 to R38) | NonEquip | 20 |  | 0% | Tech/Econ | 28.48% | 0 | 0 | 0
Tech | Retail | Space Cooling | Packaged air conditioning units (RTUs) | TRC | New | NN3165 | Ceiling Insulation(R19 to R38) | Ceiling Insulation(R19 to R38) | NonEquip | 20 |  | 0% | Tech/Econ | 1.582% | 0 | 0 | 0
Tech | Retail | Space Cooling | Packaged air conditioning units (RTUs) | TRC | New | NN3113 | Ceiling Insulation(R12 to R38) | Ceiling Insulation(R12 to R38) | NonEquip | 20 |  | 0% | Tech/Econ | 3.429% | 0 | 0 | 0
Tech | Retail | Space Cooling | Packaged air conditioning units (RTUs) | TRC | New | NN3061 | Airside Economizer | Airside Economizer | NonEquip | 10 | Packaged air conditioning units (RTUs) | 4.552% | Tech/Econ | 5.556% | 18129.7326 | -3.8753 | 0.0052367
Tech | Retail | Space Cooling | Packaged air conditioning units (RTUs) | TRC | Existing | NE5362 | Retro-Commissioning | Retro-Commissioning | NonEquip | 5 |  | 21.99% | Tech/Econ | 16% | 13539694.55 | 4180.3337 | 0
Tech | Retail | Space Cooling | Packaged air conditioning units (RTUs) | TRC | Existing | NE4374 | Window Sun Protection | Window Sun Protection | NonEquip | 10 |  | 7.316% | Tech/Econ | 16% | 5582037.489 | 2041.5719 | -22.6937
Tech | Retail | Space Cooling | Packaged air conditioning units (RTUs) | TRC | Existing | NE4348 | Waterside Economizer | Waterside Economizer | NonEquip | 20 |  | 0% | Tech/Econ | 5.556% | 0 | 0 | 0
Tech | Retail | Space Cooling | Packaged air conditioning units (RTUs) | TRC | Existing | NE4296 | Warehouse Loading Dock Seals | Warehouse Loading Dock Seals | NonEquip | 18 |  | 0% | Tech/Econ | 1.536% | 0 | 0 | 0
Tech | Retail | Space Cooling | Packaged air conditioning units (RTUs) | TRC | Existing | NE4218 | Wall Insulation | Wall Insulation | NonEquip | 20 |  | 15.96% | Tech/Econ | 15.88% | 11947743.36 | 2438.1825 | 0
Tech | Retail | Space Cooling | Packaged air conditioning units (RTUs) | TRC | Existing | NE4140 | Smart Thermostat | Smart Thermostat | NonEquip | 11 |  | 31.48% | Tech/Econ | 10% | 13076224.01 | 4845.7826 | 0
Tech | Retail | Space Cooling | Packaged air conditioning units (RTUs) | TRC | Existing | NE4114 | Roof Insulation | Roof Insulation | NonEquip | 20 |  | 58.5% | Tech/Econ | 4.176% | 9070156.904 | 1850.9519 | 0
Tech | Retail | Space Cooling | Packaged air conditioning units (RTUs) | TRC | Existing | NE4036 | Programmable Thermostat | Programmable Thermostat | NonEquip | 11 |  | 0% | Tech/Econ | 3.6% | 0 | 0 | 0
Tech | Retail | Space Cooling | Packaged air conditioning units (RTUs) | TRC | Existing | NE3984 | Low U-Value Windows | Low U-Value Windows | NonEquip | 20 |  | 5.017% | Tech/Econ | 46% | 11362262.26 | 4223.3864 | 0
Tech | Retail | Space Cooling | Packaged air conditioning units (RTUs) | TRC | Existing | NE3906 | HVAC tune-up_RTU | HVAC tune-up_RTU | NonEquip | 5 | Packaged air conditioning units (RTUs) | 0% | Tech/Econ | 5% | 0 | 0 | 0
Tech | Retail | Space Cooling | Packaged air conditioning units (RTUs) | TRC | Existing | NE3880 | HVAC tune-up | HVAC tune-up | NonEquip | 5 | Residential-type central air conditioners | 0% | Tech/Econ | 5% | 0 | 0 | 0
Tech | Retail | Space Cooling | Packaged air conditioning units (RTUs) | TRC | Existing | NE3802 | Green Roof | Green Roof | NonEquip | 15 |  | 0.0588% | Tech/Econ | 2.42% | 5025.7239 | 2.135 | 0
Tech | Retail | Space Cooling | Packaged air conditioning units (RTUs) | TRC | Existing | NE3672 | Facility Energy Management System | Facility Energy Management System | NonEquip | 15 |  | 4.3% | Tech/Econ | 20% | 4136665.125 | 1079.5048 | 0
Tech | Retail | Space Cooling | Packaged air conditioning units (RTUs) | TRC | Existing | NE3594 | Energy Recovery Ventilation System (ERV) | Energy Recovery Ventilation System (ERV) | NonEquip | 15 | Packaged air conditioning units (RTUs) | 48.99% | Tech/Econ | 12.48% | 28083618.08 | 48368.676 | 1849.4011
Tech | Retail | Space Cooling | Packaged air conditioning units (RTUs) | TRC | Existing | NE3516 | Duct Sealing Repair | Duct Sealing Repair | NonEquip | 15 |  | 30.55% | Tech/Econ | 12% | 15810866.45 | 3115.0762 | 0
Tech | Retail | Space Cooling | Packaged air conditioning units (RTUs) | TRC | Existing | NE3464 | Duct Insulation | Duct Insulation | NonEquip | 15 |  | 30.55% | Tech/Econ | 2.045% | 2206845.85 | 599.5257 | 0
Tech | Retail | Space Cooling | Packaged air conditioning units (RTUs) | TRC | Existing | NE3412 | Dedicated Outdoor Air System on VRF unit | Dedicated Outdoor Air System on VRF unit | NonEquip | 15 | Residential-type central air conditioners | 0% | Tech/Econ | 17.5% | 0 | 0 | 0
Tech | Retail | Space Cooling | Packaged air conditioning units (RTUs) | TRC | Existing | NE3360 | Cool Roof | Cool Roof | NonEquip | 15 |  | 72.75% | Tech/Econ | 3.439% | 9061314.279 | 3849.4265 | 0
Tech | Retail | Space Cooling | Packaged air conditioning units (RTUs) | TRC | Existing | NE3308 | Chilled Water System - Variable Speed Drives | Chilled Water System - Variable Speed Drives | NonEquip | 13 | Central chillers inside | 0% | Tech/Econ | 24.74% | 0 | 0 | 0
Tech | Retail | Space Cooling | Packaged air conditioning units (RTUs) | TRC | Existing | NE3282 | Chilled Water Controls Optimization | Chilled Water Controls Optimization | NonEquip | 10 | Central chillers inside | 0% | Tech/Econ | 12.5% | 0 | 0 | 0
Tech | Retail | Space Cooling | Packaged air conditioning units (RTUs) | TRC | Existing | NE3204 | Ceiling Insulation(R2 to R38) | Ceiling Insulation(R2 to R38) | NonEquip | 20 |  | 0% | Tech/Econ | 28.48% | 0 | 0 | 0
Tech | Retail | Space Cooling | Packaged air conditioning units (RTUs) | TRC | Existing | NE3152 | Ceiling Insulation(R19 to R38) | Ceiling Insulation(R19 to R38) | NonEquip | 20 |  | 0% | Tech/Econ | 1.582% | 0 | 0 | 0
Tech | Retail | Space Cooling | Packaged air conditioning units (RTUs) | TRC | Existing | NE3100 | Ceiling Insulation(R12 to R38) | Ceiling Insulation(R12 to R38) | NonEquip | 20 |  | 0% | Tech/Econ | 3.429% | 0 | 0 | 0
Tech | Retail | Space Cooling | Packaged air conditioning units (RTUs) | TRC | Existing | NE3048 | Airside Economizer | Airside Economizer | NonEquip | 10 | Packaged air conditioning units (RTUs) | 4.552% | Tech/Econ | 5.556% | 1017625.021 | -217.5218 | 0.29394
Tech | Retail | Space Cooling | Packaged air conditioning units (RTUs) | TRC | Turnover | ET1182 | High Efficiency DX 135k- less than 240k BTU | High Efficiency DX 135k- less than 240k BTU | Equip | 15 | Packaged air conditioning units (RTUs) | 94.56% | Tech/Econ | 4.348% | 16500771.08 | 6823.2994 | 0
Tech | Retail | Space Cooling | Packaged air conditioning units (RTUs) | TRC | New | EN1208 | High Efficiency DX 135k- less than 240k BTU | High Efficiency DX 135k- less than 240k BTU | Equip | 15 | Packaged air conditioning units (RTUs) | 94.56% | Tech/Econ | 4.348% | 144421.929 | 59.7205 | 0
Tech | Retail | Interior Lighting | Overhead (fluorescent/LED/CFL U-shape) | TRC | New | NN5271 | Retro-Commissioning | Retro-Commissioning | NonEquip | 5 |  | 0% | Tech/Econ | 16% | 0 | 0 | 0
Tech | Retail | Interior Lighting | Overhead (fluorescent/LED/CFL U-shape) | TRC | New | NN4439 | Interior Lighting Controls | Interior Lighting Controls | NonEquip | 8 | Overhead (fluorescent/LED/CFL U-shape) | 7.543% | Tech/Econ | 28% | 114626.9428 | 0 | 0
Tech | Retail | Interior Lighting | Overhead (fluorescent/LED/CFL U-shape) | TRC | New | NN4413 | Bi-Level Lighting Control (Interior) | Bi-Level Lighting Control (Interior) | NonEquip | 8 | Overhead (fluorescent/LED/CFL U-shape) | 36% | Tech/Econ | 31% | 681727.4097 | 8.4218 | 0
Tech | Retail | Interior Lighting | Overhead (fluorescent/LED/CFL U-shape) | TRC | New | NN3711 | Facility Energy Management System | Facility Energy Management System | NonEquip | 15 |  | 4.276% | Tech/Econ | 24% | 54516.9617 | 14.2268 | 6.5413
Tech | Retail | Interior Lighting | Overhead (fluorescent/LED/CFL U-shape) | TRC | Existing | NE5258 | Retro-Commissioning | Retro-Commissioning | NonEquip | 5 |  | 21.99% | Tech/Econ | 16% | 8468680.431 | 2614.6757 | 5066.2014
Tech | Retail | Interior Lighting | Overhead (fluorescent/LED/CFL U-shape) | TRC | Existing | NE4426 | Interior Lighting Controls | Interior Lighting Controls | NonEquip | 8 | Overhead (fluorescent/LED/CFL U-shape) | 7.543% | Tech/Econ | 28% | 5590535.747 | 0 | 0
Tech | Retail | Interior Lighting | Overhead (fluorescent/LED/CFL U-shape) | TRC | Existing | NE4400 | Bi-Level Lighting Control (Interior) | Bi-Level Lighting Control (Interior) | NonEquip | 8 | Overhead (fluorescent/LED/CFL U-shape) | 36% | Tech/Econ | 31% | 33248914.82 | 410.7446 | 0
Tech | Retail | Interior Lighting | Overhead (fluorescent/LED/CFL U-shape) | TRC | Existing | NE3698 | Facility Energy Management System | Facility Energy Management System | NonEquip | 15 |  | 4.3% | Tech/Econ | 24% | 2510050.748 | 655.0233 | 301.1732
Tech | Retail | Interior Lighting | Overhead (fluorescent/LED/CFL U-shape) | TRC | Turnover | ET1806 | Premium T8 - Lamp Replacement | Premium T8 - Lamp Replacement | Equip | 8 | Overhead (fluorescent/LED/CFL U-shape) | 0% | Tech/Econ | 12.5% | 0 | 0 | 0
Tech | Retail | Interior Lighting | Overhead (fluorescent/LED/CFL U-shape) | TRC | Turnover | ET1767 | Premium T8 - Fixture Replacement | Premium T8 - Fixture Replacement | Equip | 8 | Overhead (fluorescent/LED/CFL U-shape) | 0% | Tech/Econ | 12.5% | 0 | 0 | 0
Tech | Retail | Interior Lighting | Overhead (fluorescent/LED/CFL U-shape) | TRC | Turnover | ET1728 | LED Linear - Lamp Replacement | LED Linear - Lamp Replacement | Equip | 15 | Overhead (fluorescent/LED/CFL U-shape) | 24.1% | Tech/Econ | 25.43% | 15876831.1 | 3829.8803 | 0.64146
Tech | Retail | Interior Lighting | Overhead (fluorescent/LED/CFL U-shape) | TRC | Turnover | ET1689 | LED Linear - Fixture Replacement | LED Linear - Fixture Replacement | Equip | 15 | Overhead (fluorescent/LED/CFL U-shape) | 24.1% | Tech/Econ | 50.28% | 41084748.77 | 10019.3689 | 0.54891
Tech | Retail | Interior Lighting | Overhead (fluorescent/LED/CFL U-shape) | TRC | New | EN1832 | Premium T8 - Lamp Replacement | Premium T8 - Lamp Replacement | Equip | 8 | Overhead (fluorescent/LED/CFL U-shape) | 0% | Tech/Econ | 12.5% | 0 | 0 | 0
Tech | Retail | Interior Lighting | Overhead (fluorescent/LED/CFL U-shape) | TRC | New | EN1793 | Premium T8 - Fixture Replacement | Premium T8 - Fixture Replacement | Equip | 8 | Overhead (fluorescent/LED/CFL U-shape) | 0% | Tech/Econ | 12.5% | 0 | 0 | 0
Tech | Retail | Interior Lighting | Overhead (fluorescent/LED/CFL U-shape) | TRC | New | EN1754 | LED Linear - Lamp Replacement | LED Linear - Lamp Replacement | Equip | 15 | Overhead (fluorescent/LED/CFL U-shape) | 0% | Tech/Econ | 25.43% | 0 | 0 | 0
Tech | Retail | Interior Lighting | Overhead (fluorescent/LED/CFL U-shape) | TRC | New | EN1715 | LED Linear - Fixture Replacement | LED Linear - Fixture Replacement | Equip | 15 | Overhead (fluorescent/LED/CFL U-shape) | 0% | Tech/Econ | 50.28% | 0 | 0 | 0
Tech | Retail | Cooking | Oven | TRC | Turnover | ET51 | Energy Star Commercial Oven | Energy Star Commercial Oven | Equip | 12 | Oven | 0% | Tech/Econ | 34.83% | 0 | 0 | 0
Tech | Retail | Cooking | Oven | TRC | New | EN77 | Energy Star Commercial Oven | Energy Star Commercial Oven | Equip | 12 | Oven | 0% | Tech/Econ | 34.83% | 0 | 0 | 0
Tech | Retail | Miscellaneous | Others | TRC | New | NN5453 | Retro-Commissioning | Retro-Commissioning | NonEquip | 5 |  | 0% | Tech/Econ | 16% | 0 | 0 | 0
Tech | Retail | Miscellaneous | Others | TRC | New | NN4543 | VSD Controlled Compressor | VSD Controlled Compressor | NonEquip | 15 | Others | 36.99% | Tech/Econ | 20.79% | 313848.7449 | 47.3234 | 22.1493
Tech | Retail | Miscellaneous | Others | TRC | New | NN4517 | Regenerative Drive Elevator Motor | Regenerative Drive Elevator Motor | NonEquip | 13 | Elevators/Escalators | 0% | Tech/Econ | 6.211% | 0 | 0 | 0
Tech | Retail | Miscellaneous | Others | TRC | New | NN4491 | Engine Block Timer | Engine Block Timer | NonEquip | 5 | Others | 0% | Tech/Econ | 36% | 0 | 0 | 0
Tech | Retail | Miscellaneous | Others | TRC | New | NN4465 | Efficient Motor Belts | Efficient Motor Belts | NonEquip | 10 | Others | 4.977% | Tech/Econ | 1.105% | 2021.1309 | 0.27707 | 0.068416
Tech | Retail | Miscellaneous | Others | TRC | Existing | NE5440 | Retro-Commissioning | Retro-Commissioning | NonEquip | 5 |  | 21.99% | Tech/Econ | 16% | 7654148.747 | 2363.1919 | 4578.9257
Tech | Retail | Miscellaneous | Others | TRC | Existing | NE4530 | VSD Controlled Compressor | VSD Controlled Compressor | NonEquip | 15 | Others | 7.399% | Tech/Econ | 20.79% | 3483543.761 | 525.2629 | 245.8449
Tech | Retail | Miscellaneous | Others | TRC | Existing | NE4504 | Regenerative Drive Elevator Motor | Regenerative Drive Elevator Motor | NonEquip | 13 | Elevators/Escalators | 0% | Tech/Econ | 6.211% | 0 | 0 | 0
Tech | Retail | Miscellaneous | Others | TRC | Existing | NE4478 | Engine Block Timer | Engine Block Timer | NonEquip | 5 | Others | 0% | Tech/Econ | 36% | 0 | 0 | 0
Tech | Retail | Miscellaneous | Others | TRC | Existing | NE4452 | Efficient Motor Belts | Efficient Motor Belts | NonEquip | 10 | Others | 1.244% | Tech/Econ | 1.105% | 28858.2374 | 3.956 | 0.97686
Tech | Retail | Miscellaneous | Others | TRC | Turnover | ET1923 | ENERGY STAR Water Cooler | ENERGY STAR Water Cooler | Equip | 10 | Others | 0% | Tech/Econ | 68.49% | 0 | 0 | 0
Tech | Retail | Miscellaneous | Others | TRC | Turnover | ET1884 | ENERGY STAR Commercial Clothes Washer | ENERGY STAR Commercial Clothes Washer | Equip | 7 | Others | 0% | Tech/Econ | 27.27% | 0 | 0 | 0
Tech | Retail | Miscellaneous | Others | TRC | Turnover | ET1845 | Efficient Battery Charger | Efficient Battery Charger | Equip | 7 | Others | 17.92% | Tech/Econ | 13.68% | 5464961.811 | 2994.4996 | 0
Tech | Retail | Miscellaneous | Others | TRC | New | EN1949 | ENERGY STAR Water Cooler | ENERGY STAR Water Cooler | Equip | 10 | Others | 0% | Tech/Econ | 68.49% | 0 | 0 | 0
Tech | Retail | Miscellaneous | Others | TRC | New | EN1910 | ENERGY STAR Commercial Clothes Washer | ENERGY STAR Commercial Clothes Washer | Equip | 7 | Others | 0% | Tech/Econ | 27.27% | 0 | 0 | 0
Tech | Retail | Miscellaneous | Others | TRC | New | EN1871 | Efficient Battery Charger | Efficient Battery Charger | Equip | 7 | Others | 17.92% | Tech/Econ | 13.68% | 92320.2174 | 50.5864 | 0
Tech | Retail | Office Equipment | Other office | TRC | New | NN4595 | Smart Strip Plug Outlet | Smart Strip Plug Outlet | NonEquip | 4 |  | 43.9% | Tech/Econ | 1.187% | 3187.0377 | 0.47389 | 0.32935
Tech | Retail | Office Equipment | Other office | TRC | New | NN4569 | Network PC Power Management | Network PC Power Management | NonEquip | 5 | Computers | 0% | Tech/Econ | 56.5% | 0 | 0 | 0
Tech | Retail | Office Equipment | Other office | TRC | Existing | NE4582 | Smart Strip Plug Outlet | Smart Strip Plug Outlet | NonEquip | 4 |  | 43.9% | Tech/Econ | 1.187% | 176871.594 | 26.2998 | 18.2779
Tech | Retail | Office Equipment | Other office | TRC | Existing | NE4556 | Network PC Power Management | Network PC Power Management | NonEquip | 5 | Computers | 0% | Tech/Econ | 56.5% | 0 | 0 | 0
Tech | Retail | Office Equipment | Other office | TRC | Turnover | ET2268 | Energy Star Uninterruptable Power Supply | Energy Star Uninterruptable Power Supply | Equip | 10 | Other office | 0% | Tech/Econ | 1.878% | 0 | 0 | 0
Tech | Retail | Office Equipment | Other office | TRC | New | EN2294 | Energy Star Uninterruptable Power Supply | Energy Star Uninterruptable Power Supply | Equip | 10 | Other office | 0% | Tech/Econ | 1.878% | 0 | 0 | 0
Tech | Retail | Ventilation and Circulation | Motor/Fan | TRC | New | NN5401 | Retro-Commissioning | Retro-Commissioning | NonEquip | 5 |  | 0% | Tech/Econ | 16% | 0 | 0 | 0
Tech | Retail | Ventilation and Circulation | Motor/Fan | TRC | New | NN4985 | VAV System | VAV System | NonEquip | 10 |  | 0% | Tech/Econ | 30% | 0 | 0 | 0
Tech | Retail | Ventilation and Circulation | Motor/Fan | TRC | New | NN4959 | Demand Controlled Ventilation | Demand Controlled Ventilation | NonEquip | 10 |  | 23.39% | Tech/Econ | 50% | 2585.282 | 0.26917 | 1.5154
Tech | Retail | Ventilation and Circulation | Motor/Fan | TRC | New | NN4933 | CO Sensors for Parking Garage Exhaust | CO Sensors for Parking Garage Exhaust | NonEquip | 15 | Motor/Fan | 59.72% | Tech/Econ | 33% | 3846.9442 | 0.15485 | 0.15485
Tech | Retail | Ventilation and Circulation | Motor/Fan | TRC | Existing | NE5388 | Retro-Commissioning | Retro-Commissioning | NonEquip | 5 |  | 21.99% | Tech/Econ | 16% | 30132.2515 | 9.3032 | 18.026
Tech | Retail | Ventilation and Circulation | Motor/Fan | TRC | Existing | NE4972 | VAV System | VAV System | NonEquip | 10 |  | 0% | Tech/Econ | 30% | 0 | 0 | 0
Tech | Retail | Ventilation and Circulation | Motor/Fan | TRC | Existing | NE4946 | Demand Controlled Ventilation | Demand Controlled Ventilation | NonEquip | 10 |  | 23.39% | Tech/Econ | 50% | 143475.8459 | 14.9379 | 84.1006
Tech | Retail | Ventilation and Circulation | Motor/Fan | TRC | Existing | NE4920 | CO Sensors for Parking Garage Exhaust | CO Sensors for Parking Garage Exhaust | NonEquip | 15 | Motor/Fan | 59.72% | Tech/Econ | 33% | 213494.5364 | 8.5939 | 8.5939
Tech | Retail | Ventilation and Circulation | Motor/Fan | TRC | Turnover | ET2697 | High Speed Fans | High Speed Fans | Equip | 7 | Motor/Fan | 11.03% | Tech/Econ | 10.99% | 10541.4208 | 1.4672 | 0.13441
Tech | Retail | Ventilation and Circulation | Motor/Fan | TRC | Turnover | ET2658 | 10HP Open Drip-Proof(ODP) Motor | 10HP Open Drip-Proof(ODP) Motor | Equip | 15 | Motor/Fan | 29.73% | Tech/Econ | 1.079% | 2755.498 | 0.37774 | 0.093274
Tech | Retail | Ventilation and Circulation | Motor/Fan | TRC | New | EN2723 | High Speed Fans | High Speed Fans | Equip | 7 | Motor/Fan | 11.03% | Tech/Econ | 10.99% | 189.9452 | 0.026437 | 0.0024219
Tech | Retail | Ventilation and Circulation | Motor/Fan | TRC | New | EN2684 | 10HP Open Drip-Proof(ODP) Motor | 10HP Open Drip-Proof(ODP) Motor | Equip | 15 | Motor/Fan | 37.16% | Tech/Econ | 1.079% | 48.8402 | 0.0066953 | 0.0016532
Tech | Retail | Miscellaneous | Medical equipment | TRC | New | NN5453 | Retro-Commissioning | Retro-Commissioning | NonEquip | 5 |  | 0% | Tech/Econ | 16% | 0 | 0 | 0
Tech | Retail | Miscellaneous | Medical equipment | TRC | New | NN4543 | VSD Controlled Compressor | VSD Controlled Compressor | NonEquip | 15 | Others | 0% | Tech/Econ | 20.79% | 0 | 0 | 0
Tech | Retail | Miscellaneous | Medical equipment | TRC | New | NN4517 | Regenerative Drive Elevator Motor | Regenerative Drive Elevator Motor | NonEquip | 13 | Elevators/Escalators | 0% | Tech/Econ | 6.211% | 0 | 0 | 0
Tech | Retail | Miscellaneous | Medical equipment | TRC | New | NN4491 | Engine Block Timer | Engine Block Timer | NonEquip | 5 | Others | 0% | Tech/Econ | 36% | 0 | 0 | 0
Tech | Retail | Miscellaneous | Medical equipment | TRC | New | NN4465 | Efficient Motor Belts | Efficient Motor Belts | NonEquip | 10 | Others | 0% | Tech/Econ | 1.105% | 0 | 0 | 0
Tech | Retail | Miscellaneous | Medical equipment | TRC | Existing | NE5440 | Retro-Commissioning | Retro-Commissioning | NonEquip | 5 |  | 21.99% | Tech/Econ | 16% | 0 | 0 | 0
Tech | Retail | Miscellaneous | Medical equipment | TRC | Existing | NE4530 | VSD Controlled Compressor | VSD Controlled Compressor | NonEquip | 15 | Others | 0% | Tech/Econ | 20.79% | 0 | 0 | 0
Tech | Retail | Miscellaneous | Medical equipment | TRC | Existing | NE4504 | Regenerative Drive Elevator Motor | Regenerative Drive Elevator Motor | NonEquip | 13 | Elevators/Escalators | 0% | Tech/Econ | 6.211% | 0 | 0 | 0
Tech | Retail | Miscellaneous | Medical equipment | TRC | Existing | NE4478 | Engine Block Timer | Engine Block Timer | NonEquip | 5 | Others | 0% | Tech/Econ | 36% | 0 | 0 | 0
Tech | Retail | Miscellaneous | Medical equipment | TRC | Existing | NE4452 | Efficient Motor Belts | Efficient Motor Belts | NonEquip | 10 | Others | 0% | Tech/Econ | 1.105% | 0 | 0 | 0
Tech | Retail | Refrigeration | Large cold storage | TRC | New | NN5323 | Retro-Commissioning | Retro-Commissioning | NonEquip | 5 |  | 0% | Tech/Econ | 16% | 0 | 0 | 0
Tech | Retail | Refrigeration | Large cold storage | TRC | New | NN4907 | Strip Curtains for Walk-ins | Strip Curtains for Walk-ins | NonEquip | 4 | Walk-in cooler | 0% | Tech/Econ | 2.115% | 0 | 0 | 0
Tech | Retail | Refrigeration | Large cold storage | TRC | New | NN4881 | Refrigerated Display Case Lighting Controls | Refrigerated Display Case Lighting Controls | NonEquip | 8 | Display cases | 0% | Tech/Econ | 0.9365% | 0 | 0 | 0
Tech | Retail | Refrigeration | Large cold storage | TRC | New | NN4855 | PSC to ECM Evaporator Fan Motor (Walk-In, Refrigerator) | PSC to ECM Evaporator Fan Motor (Walk-In, Refrigerator) | NonEquip | 15 | Walk-in cooler | 0% | Tech/Econ | 37.5% | 0 | 0 | 0
Tech | Retail | Refrigeration | Large cold storage | TRC | New | NN4829 | PSC to ECM Evaporator Fan Motor (Reach-In) | PSC to ECM Evaporator Fan Motor (Reach-In) | NonEquip | 15 | Display cases | 0% | Tech/Econ | 37.5% | 0 | 0 | 0
Tech | Retail | Refrigeration | Large cold storage | TRC | New | NN4803 | Night Covers for Display Cases | Night Covers for Display Cases | NonEquip | 5 | Display cases | 0% | Tech/Econ | 1.877% | 0 | 0 | 0
Tech | Retail | Refrigeration | Large cold storage | TRC | New | NN4777 | High R-Value Glass Doors | High R-Value Glass Doors | NonEquip | 12 | Display cases | 0% | Tech/Econ | 0% | 0 | 0 | 0
Tech | Retail | Refrigeration | Large cold storage | TRC | New | NN4751 | High Efficiency Refrigeration Compressor | High Efficiency Refrigeration Compressor | NonEquip | 13 | Display cases | 0% | Tech/Econ | 6.922% | 0 | 0 | 0
Tech | Retail | Refrigeration | Large cold storage | TRC | New | NN4725 | Freezer-Cooler Replacement Gaskets | Freezer-Cooler Replacement Gaskets | NonEquip | 4 | Display cases | 0% | Tech/Econ | 0% | 0 | 0 | 0
Tech | Retail | Refrigeration | Large cold storage | TRC | New | NN4699 | Floating Head Pressure Controls | Floating Head Pressure Controls | NonEquip | 15 |  | 0% | Tech/Econ | 6.05% | 0 | 0 | 0
Tech | Retail | Refrigeration | Large cold storage | TRC | New | NN4673 | Demand Defrost | Demand Defrost | NonEquip | 10 | Walk-in cooler | 0% | Tech/Econ | 30% | 0 | 0 | 0
Tech | Retail | Refrigeration | Large cold storage | TRC | New | NN4647 | Automatic Door Closer for Walk-in Coolers and Freezers | Automatic Door Closer for Walk-in Coolers and Freezers | NonEquip | 8 | Walk-in cooler | 0% | Tech/Econ | 3.131% | 0 | 0 | 0
Tech | Retail | Refrigeration | Large cold storage | TRC | New | NN4621 | Anti-Sweat Controls | Anti-Sweat Controls | NonEquip | 8 | Display cases | 0% | Tech/Econ | 85% | 0 | 0 | 0
Tech | Retail | Refrigeration | Large cold storage | TRC | Existing | NE5310 | Retro-Commissioning | Retro-Commissioning | NonEquip | 5 |  | 21.99% | Tech/Econ | 16% | 4945.8293 | 1.527 | 2.9587
Tech | Retail | Refrigeration | Large cold storage | TRC | Existing | NE4894 | Strip Curtains for Walk-ins | Strip Curtains for Walk-ins | NonEquip | 4 | Walk-in cooler | 0% | Tech/Econ | 2.115% | 0 | 0 | 0
Tech | Retail | Refrigeration | Large cold storage | TRC | Existing | NE4868 | Refrigerated Display Case Lighting Controls | Refrigerated Display Case Lighting Controls | NonEquip | 8 | Display cases | 0% | Tech/Econ | 2.524% | 0 | 0 | 0
Tech | Retail | Refrigeration | Large cold storage | TRC | Existing | NE4842 | PSC to ECM Evaporator Fan Motor (Walk-In, Refrigerator) | PSC to ECM Evaporator Fan Motor (Walk-In, Refrigerator) | NonEquip | 15 | Walk-in cooler | 0% | Tech/Econ | 37.5% | 0 | 0 | 0
Tech | Retail | Refrigeration | Large cold storage | TRC | Existing | NE4816 | PSC to ECM Evaporator Fan Motor (Reach-In) | PSC to ECM Evaporator Fan Motor (Reach-In) | NonEquip | 15 | Display cases | 0% | Tech/Econ | 37.5% | 0 | 0 | 0
Tech | Retail | Refrigeration | Large cold storage | TRC | Existing | NE4790 | Night Covers for Display Cases | Night Covers for Display Cases | NonEquip | 5 | Display cases | 0% | Tech/Econ | 1.877% | 0 | 0 | 0
Tech | Retail | Refrigeration | Large cold storage | TRC | Existing | NE4764 | High R-Value Glass Doors | High R-Value Glass Doors | NonEquip | 12 | Display cases | 0% | Tech/Econ | 23.81% | 0 | 0 | 0
Tech | Retail | Refrigeration | Large cold storage | TRC | Existing | NE4738 | High Efficiency Refrigeration Compressor | High Efficiency Refrigeration Compressor | NonEquip | 13 | Display cases | 0% | Tech/Econ | 6.922% | 0 | 0 | 0
Tech | Retail | Refrigeration | Large cold storage | TRC | Existing | NE4712 | Freezer-Cooler Replacement Gaskets | Freezer-Cooler Replacement Gaskets | NonEquip | 4 | Display cases | 0% | Tech/Econ | 3.131% | 0 | 0 | 0
Tech | Retail | Refrigeration | Large cold storage | TRC | Existing | NE4686 | Floating Head Pressure Controls | Floating Head Pressure Controls | NonEquip | 15 |  | 0% | Tech/Econ | 6.05% | 0 | 0 | 0
Tech | Retail | Refrigeration | Large cold storage | TRC | Existing | NE4660 | Demand Defrost | Demand Defrost | NonEquip | 10 | Walk-in cooler | 0% | Tech/Econ | 30% | 0 | 0 | 0
Tech | Retail | Refrigeration | Large cold storage | TRC | Existing | NE4634 | Automatic Door Closer for Walk-in Coolers and Freezers | Automatic Door Closer for Walk-in Coolers and Freezers | NonEquip | 8 | Walk-in cooler | 0% | Tech/Econ | 3.131% | 0 | 0 | 0
Tech | Retail | Refrigeration | Large cold storage | TRC | Existing | NE4608 | Anti-Sweat Controls | Anti-Sweat Controls | NonEquip | 8 | Display cases | 0% | Tech/Econ | 85% | 0 | 0 | 0
Tech | Retail | Miscellaneous | Laboratory equipment | TRC | New | NN5453 | Retro-Commissioning | Retro-Commissioning | NonEquip | 5 |  | 0% | Tech/Econ | 16% | 0 | 0 | 0
Tech | Retail | Miscellaneous | Laboratory equipment | TRC | New | NN4543 | VSD Controlled Compressor | VSD Controlled Compressor | NonEquip | 15 | Others | 0% | Tech/Econ | 20.79% | 0 | 0 | 0
Tech | Retail | Miscellaneous | Laboratory equipment | TRC | New | NN4517 | Regenerative Drive Elevator Motor | Regenerative Drive Elevator Motor | NonEquip | 13 | Elevators/Escalators | 0% | Tech/Econ | 6.211% | 0 | 0 | 0
Tech | Retail | Miscellaneous | Laboratory equipment | TRC | New | NN4491 | Engine Block Timer | Engine Block Timer | NonEquip | 5 | Others | 0% | Tech/Econ | 36% | 0 | 0 | 0
Tech | Retail | Miscellaneous | Laboratory equipment | TRC | New | NN4465 | Efficient Motor Belts | Efficient Motor Belts | NonEquip | 10 | Others | 0% | Tech/Econ | 1.105% | 0 | 0 | 0
Tech | Retail | Miscellaneous | Laboratory equipment | TRC | Existing | NE5440 | Retro-Commissioning | Retro-Commissioning | NonEquip | 5 |  | 21.99% | Tech/Econ | 16% | 0 | 0 | 0
Tech | Retail | Miscellaneous | Laboratory equipment | TRC | Existing | NE4530 | VSD Controlled Compressor | VSD Controlled Compressor | NonEquip | 15 | Others | 0% | Tech/Econ | 20.79% | 0 | 0 | 0
Tech | Retail | Miscellaneous | Laboratory equipment | TRC | Existing | NE4504 | Regenerative Drive Elevator Motor | Regenerative Drive Elevator Motor | NonEquip | 13 | Elevators/Escalators | 0% | Tech/Econ | 6.211% | 0 | 0 | 0
Tech | Retail | Miscellaneous | Laboratory equipment | TRC | Existing | NE4478 | Engine Block Timer | Engine Block Timer | NonEquip | 5 | Others | 0% | Tech/Econ | 36% | 0 | 0 | 0
Tech | Retail | Miscellaneous | Laboratory equipment | TRC | Existing | NE4452 | Efficient Motor Belts | Efficient Motor Belts | NonEquip | 10 | Others | 0% | Tech/Econ | 1.105% | 0 | 0 | 0
Tech | Retail | Ventilation and Circulation | Individual room ventilation | TRC | New | NN5401 | Retro-Commissioning | Retro-Commissioning | NonEquip | 5 |  | 0% | Tech/Econ | 16% | 0 | 0 | 0
Tech | Retail | Ventilation and Circulation | Individual room ventilation | TRC | New | NN4985 | VAV System | VAV System | NonEquip | 10 |  | 0% | Tech/Econ | 30% | 0 | 0 | 0
Tech | Retail | Ventilation and Circulation | Individual room ventilation | TRC | New | NN4959 | Demand Controlled Ventilation | Demand Controlled Ventilation | NonEquip | 10 |  | 23.39% | Tech/Econ | 50% | 1292.641 | 0.13458 | 0.7577
Tech | Retail | Ventilation and Circulation | Individual room ventilation | TRC | New | NN4933 | CO Sensors for Parking Garage Exhaust | CO Sensors for Parking Garage Exhaust | NonEquip | 15 | Motor/Fan | 0% | Tech/Econ | 33% | 0 | 0 | 0
Tech | Retail | Ventilation and Circulation | Individual room ventilation | TRC | Existing | NE5388 | Retro-Commissioning | Retro-Commissioning | NonEquip | 5 |  | 21.99% | Tech/Econ | 16% | 19055.7107 | 5.8834 | 11.3997
Tech | Retail | Ventilation and Circulation | Individual room ventilation | TRC | Existing | NE4972 | VAV System | VAV System | NonEquip | 10 |  | 0% | Tech/Econ | 30% | 0 | 0 | 0
Tech | Retail | Ventilation and Circulation | Individual room ventilation | TRC | Existing | NE4946 | Demand Controlled Ventilation | Demand Controlled Ventilation | NonEquip | 10 |  | 23.39% | Tech/Econ | 50% | 71737.923 | 7.469 | 42.0503
Tech | Retail | Ventilation and Circulation | Individual room ventilation | TRC | Existing | NE4920 | CO Sensors for Parking Garage Exhaust | CO Sensors for Parking Garage Exhaust | NonEquip | 15 | Motor/Fan | 0% | Tech/Econ | 33% | 0 | 0 | 0
Tech | Retail | Space Heating | Individual room heating | TRC | New | NN5349 | Retro-Commissioning | Retro-Commissioning | NonEquip | 5 |  | 0% | Tech/Econ | 16% | 0 | 0 | 0
Tech | Retail | Space Heating | Individual room heating | TRC | New | NN4335 | Water Cooled Refrigeration Heat Recovery | Water Cooled Refrigeration Heat Recovery | NonEquip | 20 |  | 0% | Tech/Econ | 10% | 0 | 0 | 0
Tech | Retail | Space Heating | Individual room heating | TRC | New | NN4283 | Warehouse Loading Dock Seals | Warehouse Loading Dock Seals | NonEquip | 18 |  | 0% | Tech/Econ | 1.898% | 0 | 0 | 0
Tech | Retail | Space Heating | Individual room heating | TRC | New | NN4257 | Wall Insulation | Wall Insulation | NonEquip | 20 |  | 39.9% | Tech/Econ | 0% | 0 | 0 | 0
Tech | Retail | Space Heating | Individual room heating | TRC | New | NN4179 | Smart Thermostat | Smart Thermostat | NonEquip | 11 |  | 31.48% | Tech/Econ | 10% | 3.7743 | 0 | -2.6541e-06
Tech | Retail | Space Heating | Individual room heating | TRC | New | NN4101 | Roof Insulation | Roof Insulation | NonEquip | 20 |  | 58.5% | Tech/Econ | 2.58% | 1.521 | 0 | 0.00070986
Tech | Retail | Space Heating | Individual room heating | TRC | New | NN4075 | Programmable Thermostat | Programmable Thermostat | NonEquip | 11 |  | 0% | Tech/Econ | 3.6% | 0 | 0 | 0
Tech | Retail | Space Heating | Individual room heating | TRC | New | NN4023 | Low U-Value Windows | Low U-Value Windows | NonEquip | 20 |  | 12.54% | Tech/Econ | 10% | 1.4566 | 0 | 6.0536e-06
Tech | Retail | Space Heating | Individual room heating | TRC | New | NN3945 | Infiltration Reduction - Air Sealing | Infiltration Reduction - Air Sealing | NonEquip | 11 |  | 0% | Tech/Econ | 0.9492% | 0 | 0 | 0
Tech | Retail | Space Heating | Individual room heating | TRC | New | NN3867 | Hotel Card Energy Control Systems | Hotel Card Energy Control Systems | NonEquip | 15 |  | 0% | Tech/Econ | 0% | 0 | 0 | 0
Tech | Retail | Space Heating | Individual room heating | TRC | New | NN3789 | Green Roof | Green Roof | NonEquip | 15 |  | 0.294% | Tech/Econ | 3.987% | 0.013443 | 0 | 0
Tech | Retail | Space Heating | Individual room heating | TRC | New | NN3737 | Floor Insulation | Floor Insulation | NonEquip | 20 |  | 29.92% | Tech/Econ | 1.354% | 0 | 0 | 0
Tech | Retail | Space Heating | Individual room heating | TRC | New | NN3659 | Facility Energy Management System | Facility Energy Management System | NonEquip | 15 |  | 4.276% | Tech/Econ | 20% | 1.0343 | 0 | 0.0001241
Tech | Retail | Space Heating | Individual room heating | TRC | New | NN3581 | ECM Motors on Furnaces | ECM Motors on Furnaces | NonEquip | 15 | Forced air furnace | 0% | Tech/Econ | 1.706% | 0 | 0 | 0
Tech | Retail | Space Heating | Individual room heating | TRC | New | NN3555 | Duct Sealing Repair | Duct Sealing Repair | NonEquip | 15 |  | 0% | Tech/Econ | 12% | 0 | 0 | 0
Tech | Retail | Space Heating | Individual room heating | TRC | New | NN3503 | Duct Insulation | Duct Insulation | NonEquip | 15 |  | 0% | Tech/Econ | 2.045% | 0 | 0 | 0
Tech | Retail | Space Heating | Individual room heating | TRC | New | NN3451 | Destratification Fans | Destratification Fans | NonEquip | 10 |  | 0% | Tech/Econ | 13.89% | 0 | 0 | 0
Tech | Retail | Space Heating | Individual room heating | TRC | New | NN3399 | Dedicated Outdoor Air System on VRF unit | Dedicated Outdoor Air System on VRF unit | NonEquip | 15 | Residential/split system heat pump | 0% | Tech/Econ | 10% | 0 | 0 | 0
Tech | Retail | Space Heating | Individual room heating | TRC | New | NN3347 | Cool Roof | Cool Roof | NonEquip | 15 |  | 72.51% | Tech/Econ | 0.4502% | 0 | 0 | 0
Tech | Retail | Space Heating | Individual room heating | TRC | New | NN3243 | Ceiling Insulation(R30 to R38) | Ceiling Insulation(R30 to R38) | NonEquip | 20 |  | 0% | Tech/Econ | 0.5215% | 0 | 0 | 0
Tech | Retail | Space Heating | Individual room heating | TRC | New | NN3191 | Ceiling Insulation(R2 to R38) | Ceiling Insulation(R2 to R38) | NonEquip | 20 |  | 0% | Tech/Econ | 35.2% | 0 | 0 | 0
Tech | Retail | Space Heating | Individual room heating | TRC | New | NN3139 | Ceiling Insulation(R19 to R38) | Ceiling Insulation(R19 to R38) | NonEquip | 20 |  | 0% | Tech/Econ | 1.955% | 0 | 0 | 0
Tech | Retail | Space Heating | Individual room heating | TRC | New | NN3087 | Ceiling Insulation(R12 to R38) | Ceiling Insulation(R12 to R38) | NonEquip | 20 |  | 0% | Tech/Econ | 4.237% | 0 | 0 | 0
Tech | Retail | Space Heating | Individual room heating | TRC | New | NN3009 | Air Curtains | Air Curtains | NonEquip | 8 |  | 28.37% | Tech/Econ | 0.9466% | 0 | 0 | 0
Tech | Retail | Space Heating | Individual room heating | TRC | Existing | NE5336 | Retro-Commissioning | Retro-Commissioning | NonEquip | 5 |  | 21.99% | Tech/Econ | 16% | 228.7147 | 0 | 0.13682
Tech | Retail | Space Heating | Individual room heating | TRC | Existing | NE4322 | Water Cooled Refrigeration Heat Recovery | Water Cooled Refrigeration Heat Recovery | NonEquip | 20 |  | 0% | Tech/Econ | 10% | 0 | 0 | 0
Tech | Retail | Space Heating | Individual room heating | TRC | Existing | NE4270 | Warehouse Loading Dock Seals | Warehouse Loading Dock Seals | NonEquip | 18 |  | 0% | Tech/Econ | 2.095% | 0 | 0 | 0
Tech | Retail | Space Heating | Individual room heating | TRC | Existing | NE4244 | Wall Insulation | Wall Insulation | NonEquip | 20 |  | 15.96% | Tech/Econ | 3.163% | 28.5527 | 0 | 0.013326
Tech | Retail | Space Heating | Individual room heating | TRC | Existing | NE4166 | Smart Thermostat | Smart Thermostat | NonEquip | 11 |  | 31.48% | Tech/Econ | 10% | 190.1813 | 0 | -0.00013374
Tech | Retail | Space Heating | Individual room heating | TRC | Existing | NE4088 | Roof Insulation | Roof Insulation | NonEquip | 20 |  | 58.5% | Tech/Econ | 5.694% | 194.92 | 0 | 0.09097
Tech | Retail | Space Heating | Individual room heating | TRC | Existing | NE4062 | Programmable Thermostat | Programmable Thermostat | NonEquip | 11 |  | 0% | Tech/Econ | 3.6% | 0 | 0 | 0
Tech | Retail | Space Heating | Individual room heating | TRC | Existing | NE4010 | Low U-Value Windows | Low U-Value Windows | NonEquip | 20 |  | 5.017% | Tech/Econ | 46% | 154.8959 | 0 | 0.00064376
Tech | Retail | Space Heating | Individual room heating | TRC | Existing | NE3932 | Infiltration Reduction - Air Sealing | Infiltration Reduction - Air Sealing | NonEquip | 11 |  | 44.79% | Tech/Econ | 1.047% | 26.1949 | 0 | 0.017206
Tech | Retail | Space Heating | Individual room heating | TRC | Existing | NE3854 | Hotel Card Energy Control Systems | Hotel Card Energy Control Systems | NonEquip | 15 |  | 0% | Tech/Econ | 0% | 0 | 0 | 0
Tech | Retail | Space Heating | Individual room heating | TRC | Existing | NE3776 | Green Roof | Green Roof | NonEquip | 15 |  | 0.0588% | Tech/Econ | 4.4% | 0.14635 | 0 | 0
Tech | Retail | Space Heating | Individual room heating | TRC | Existing | NE3724 | Floor Insulation | Floor Insulation | NonEquip | 20 |  | 11.97% | Tech/Econ | 1.494% | 10.0002 | 0 | 0.0046671
Tech | Retail | Space Heating | Individual room heating | TRC | Existing | NE3646 | Facility Energy Management System | Facility Energy Management System | NonEquip | 15 |  | 4.3% | Tech/Econ | 20% | 56.393 | 0 | 0.0067664
Tech | Retail | Space Heating | Individual room heating | TRC | Existing | NE3568 | ECM Motors on Furnaces | ECM Motors on Furnaces | NonEquip | 15 | Forced air furnace | 0% | Tech/Econ | 1.706% | 0 | 0 | 0
Tech | Retail | Space Heating | Individual room heating | TRC | Existing | NE3542 | Duct Sealing Repair | Duct Sealing Repair | NonEquip | 15 |  | 30.55% | Tech/Econ | 12% | 229.9541 | 0 | 0.16046
Tech | Retail | Space Heating | Individual room heating | TRC | Existing | NE3490 | Duct Insulation | Duct Insulation | NonEquip | 15 |  | 30.55% | Tech/Econ | 2.045% | 35.1701 | 0 | 0.020534
Tech | Retail | Space Heating | Individual room heating | TRC | Existing | NE3438 | Destratification Fans | Destratification Fans | NonEquip | 10 |  | 0% | Tech/Econ | 13.89% | 0 | 0 | 0
Tech | Retail | Space Heating | Individual room heating | TRC | Existing | NE3386 | Dedicated Outdoor Air System on VRF unit | Dedicated Outdoor Air System on VRF unit | NonEquip | 15 | Residential/split system heat pump | 0% | Tech/Econ | 10% | 0 | 0 | 0
Tech | Retail | Space Heating | Individual room heating | TRC | Existing | NE3334 | Cool Roof | Cool Roof | NonEquip | 15 |  | 72.75% | Tech/Econ | 0.4968% | 20.0197 | 0 | 0
Tech | Retail | Space Heating | Individual room heating | TRC | Existing | NE3230 | Ceiling Insulation(R30 to R38) | Ceiling Insulation(R30 to R38) | NonEquip | 20 |  | 0% | Tech/Econ | 0.5754% | 0 | 0 | 0
Tech | Retail | Space Heating | Individual room heating | TRC | Existing | NE3178 | Ceiling Insulation(R2 to R38) | Ceiling Insulation(R2 to R38) | NonEquip | 20 |  | 0% | Tech/Econ | 38.84% | 0 | 0 | 0
Tech | Retail | Space Heating | Individual room heating | TRC | Existing | NE3126 | Ceiling Insulation(R19 to R38) | Ceiling Insulation(R19 to R38) | NonEquip | 20 |  | 0% | Tech/Econ | 2.158% | 0 | 0 | 0
Tech | Retail | Space Heating | Individual room heating | TRC | Existing | NE3074 | Ceiling Insulation(R12 to R38) | Ceiling Insulation(R12 to R38) | NonEquip | 20 |  | 0% | Tech/Econ | 4.675% | 0 | 0 | 0
Tech | Retail | Space Heating | Individual room heating | TRC | Existing | NE2996 | Air Curtains | Air Curtains | NonEquip | 8 |  | 33.45% | Tech/Econ | 0.9466% | 17.5943 | 0 | 0.00070058
Tech | Retail | Space Cooling | Individual room air conditioners | TRC | New | NN5375 | Retro-Commissioning | Retro-Commissioning | NonEquip | 5 |  | 0% | Tech/Econ | 16% | 0 | 0 | 0
Tech | Retail | Space Cooling | Individual room air conditioners | TRC | New | NN4387 | Window Sun Protection | Window Sun Protection | NonEquip | 10 |  | 15.35% | Tech/Econ | 16% | 19678.7922 | 7.1973 | -0.080004
Tech | Retail | Space Cooling | Individual room air conditioners | TRC | New | NN4361 | Waterside Economizer | Waterside Economizer | NonEquip | 20 |  | 0% | Tech/Econ | 5.556% | 0 | 0 | 0
Tech | Retail | Space Cooling | Individual room air conditioners | TRC | New | NN4309 | Warehouse Loading Dock Seals | Warehouse Loading Dock Seals | NonEquip | 18 |  | 0% | Tech/Econ | 1.536% | 0 | 0 | 0
Tech | Retail | Space Cooling | Individual room air conditioners | TRC | New | NN4153 | Smart Thermostat | Smart Thermostat | NonEquip | 11 |  | 31.48% | Tech/Econ | 10% | 21082.898 | 7.8129 | 0
Tech | Retail | Space Cooling | Individual room air conditioners | TRC | New | NN4127 | Roof Insulation | Roof Insulation | NonEquip | 20 |  | 58.5% | Tech/Econ | 2.088% | 0 | 0 | 0
Tech | Retail | Space Cooling | Individual room air conditioners | TRC | New | NN4049 | Programmable Thermostat | Programmable Thermostat | NonEquip | 11 |  | 0% | Tech/Econ | 3.6% | 0 | 0 | 0
Tech | Retail | Space Cooling | Individual room air conditioners | TRC | New | NN3997 | Low U-Value Windows | Low U-Value Windows | NonEquip | 20 |  | 12.54% | Tech/Econ | 10% | 0 | 0 | 0
Tech | Retail | Space Cooling | Individual room air conditioners | TRC | New | NN3919 | HVAC tune-up_RTU | HVAC tune-up_RTU | NonEquip | 5 | Packaged air conditioning units (RTUs) | 0% | Tech/Econ | 5% | 0 | 0 | 0
Tech | Retail | Space Cooling | Individual room air conditioners | TRC | New | NN3893 | HVAC tune-up | HVAC tune-up | NonEquip | 5 | Residential-type central air conditioners | 0% | Tech/Econ | 5% | 0 | 0 | 0
Tech | Retail | Space Cooling | Individual room air conditioners | TRC | New | NN3815 | Green Roof | Green Roof | NonEquip | 15 |  | 0.294% | Tech/Econ | 2.42% | 0 | 0 | 0
Tech | Retail | Space Cooling | Individual room air conditioners | TRC | New | NN3685 | Facility Energy Management System | Facility Energy Management System | NonEquip | 15 |  | 4.276% | Tech/Econ | 20% | 7558.3896 | 1.9724 | 0
Tech | Retail | Space Cooling | Individual room air conditioners | TRC | New | NN3633 | Facility Commissioning | Facility Commissioning | NonEquip | 10 |  | 53.41% | Tech/Econ | 16% | 74877.0238 | 15.3988 | 0.069315
Tech | Retail | Space Cooling | Individual room air conditioners | TRC | New | NN3607 | Energy Recovery Ventilation System (ERV) | Energy Recovery Ventilation System (ERV) | NonEquip | 15 | Packaged air conditioning units (RTUs) | 0% | Tech/Econ | 12.48% | 0 | 0 | 0
Tech | Retail | Space Cooling | Individual room air conditioners | TRC | New | NN3529 | Duct Sealing Repair | Duct Sealing Repair | NonEquip | 15 |  | 0% | Tech/Econ | 12% | 0 | 0 | 0
Tech | Retail | Space Cooling | Individual room air conditioners | TRC | New | NN3477 | Duct Insulation | Duct Insulation | NonEquip | 15 |  | 0% | Tech/Econ | 2.045% | 0 | 0 | 0
Tech | Retail | Space Cooling | Individual room air conditioners | TRC | New | NN3425 | Dedicated Outdoor Air System on VRF unit | Dedicated Outdoor Air System on VRF unit | NonEquip | 15 | Residential-type central air conditioners | 0% | Tech/Econ | 17.5% | 0 | 0 | 0
Tech | Retail | Space Cooling | Individual room air conditioners | TRC | New | NN3373 | Cool Roof | Cool Roof | NonEquip | 15 |  | 72.51% | Tech/Econ | 3.439% | 0 | 0 | 0
Tech | Retail | Space Cooling | Individual room air conditioners | TRC | New | NN3321 | Chilled Water System - Variable Speed Drives | Chilled Water System - Variable Speed Drives | NonEquip | 13 | Central chillers inside | 0% | Tech/Econ | 24.74% | 0 | 0 | 0
Tech | Retail | Space Cooling | Individual room air conditioners | TRC | New | NN3295 | Chilled Water Controls Optimization | Chilled Water Controls Optimization | NonEquip | 10 | Central chillers inside | 0% | Tech/Econ | 12.5% | 0 | 0 | 0
Tech | Retail | Space Cooling | Individual room air conditioners | TRC | New | NN3217 | Ceiling Insulation(R2 to R38) | Ceiling Insulation(R2 to R38) | NonEquip | 20 |  | 0% | Tech/Econ | 28.48% | 0 | 0 | 0
Tech | Retail | Space Cooling | Individual room air conditioners | TRC | New | NN3165 | Ceiling Insulation(R19 to R38) | Ceiling Insulation(R19 to R38) | NonEquip | 20 |  | 0% | Tech/Econ | 1.582% | 0 | 0 | 0
Tech | Retail | Space Cooling | Individual room air conditioners | TRC | New | NN3113 | Ceiling Insulation(R12 to R38) | Ceiling Insulation(R12 to R38) | NonEquip | 20 |  | 0% | Tech/Econ | 3.429% | 0 | 0 | 0
Tech | Retail | Space Cooling | Individual room air conditioners | TRC | New | NN3061 | Airside Economizer | Airside Economizer | NonEquip | 10 | Packaged air conditioning units (RTUs) | 0% | Tech/Econ | 5.556% | 0 | 0 | 0
Tech | Retail | Space Cooling | Individual room air conditioners | TRC | Existing | NE5362 | Retro-Commissioning | Retro-Commissioning | NonEquip | 5 |  | 21.99% | Tech/Econ | 16% | 1651819.897 | 509.9937 | 0
Tech | Retail | Space Cooling | Individual room air conditioners | TRC | Existing | NE4374 | Window Sun Protection | Window Sun Protection | NonEquip | 10 |  | 7.316% | Tech/Econ | 16% | 556096.6023 | 203.3865 | -2.2608
Tech | Retail | Space Cooling | Individual room air conditioners | TRC | Existing | NE4348 | Waterside Economizer | Waterside Economizer | NonEquip | 20 |  | 0% | Tech/Econ | 5.556% | 0 | 0 | 0
Tech | Retail | Space Cooling | Individual room air conditioners | TRC | Existing | NE4296 | Warehouse Loading Dock Seals | Warehouse Loading Dock Seals | NonEquip | 18 |  | 0% | Tech/Econ | 1.536% | 0 | 0 | 0
Tech | Retail | Space Cooling | Individual room air conditioners | TRC | Existing | NE4218 | Wall Insulation | Wall Insulation | NonEquip | 20 |  | 15.96% | Tech/Econ | 15.88% | 1148387.329 | 234.352 | 0
Tech | Retail | Space Cooling | Individual room air conditioners | TRC | Existing | NE4140 | Smart Thermostat | Smart Thermostat | NonEquip | 11 |  | 31.48% | Tech/Econ | 10% | 1338703.473 | 496.0963 | 0
Tech | Retail | Space Cooling | Individual room air conditioners | TRC | Existing | NE4114 | Roof Insulation | Roof Insulation | NonEquip | 20 |  | 58.5% | Tech/Econ | 4.176% | 1006247.441 | 205.3455 | 0
Tech | Retail | Space Cooling | Individual room air conditioners | TRC | Existing | NE4036 | Programmable Thermostat | Programmable Thermostat | NonEquip | 11 |  | 0% | Tech/Econ | 3.6% | 0 | 0 | 0
Tech | Retail | Space Cooling | Individual room air conditioners | TRC | Existing | NE3984 | Low U-Value Windows | Low U-Value Windows | NonEquip | 20 |  | 5.017% | Tech/Econ | 46% | 1131937.119 | 420.7444 | 0
Tech | Retail | Space Cooling | Individual room air conditioners | TRC | Existing | NE3906 | HVAC tune-up_RTU | HVAC tune-up_RTU | NonEquip | 5 | Packaged air conditioning units (RTUs) | 0% | Tech/Econ | 5% | 0 | 0 | 0
Tech | Retail | Space Cooling | Individual room air conditioners | TRC | Existing | NE3880 | HVAC tune-up | HVAC tune-up | NonEquip | 5 | Residential-type central air conditioners | 0% | Tech/Econ | 5% | 0 | 0 | 0
Tech | Retail | Space Cooling | Individual room air conditioners | TRC | Existing | NE3802 | Green Roof | Green Roof | NonEquip | 15 |  | 0.0588% | Tech/Econ | 2.42% | 557.5562 | 0.23686 | 0
Tech | Retail | Space Cooling | Individual room air conditioners | TRC | Existing | NE3672 | Facility Energy Management System | Facility Energy Management System | NonEquip | 15 |  | 4.3% | Tech/Econ | 20% | 412104.9751 | 107.543 | 0
Tech | Retail | Space Cooling | Individual room air conditioners | TRC | Existing | NE3594 | Energy Recovery Ventilation System (ERV) | Energy Recovery Ventilation System (ERV) | NonEquip | 15 | Packaged air conditioning units (RTUs) | 0% | Tech/Econ | 12.48% | 0 | 0 | 0
Tech | Retail | Space Cooling | Individual room air conditioners | TRC | Existing | NE3516 | Duct Sealing Repair | Duct Sealing Repair | NonEquip | 15 |  | 30.55% | Tech/Econ | 12% | 1618667.729 | 318.9119 | 0
Tech | Retail | Space Cooling | Individual room air conditioners | TRC | Existing | NE3464 | Duct Insulation | Duct Insulation | NonEquip | 15 |  | 30.55% | Tech/Econ | 2.045% | 244828.5088 | 66.5117 | 0
Tech | Retail | Space Cooling | Individual room air conditioners | TRC | Existing | NE3412 | Dedicated Outdoor Air System on VRF unit | Dedicated Outdoor Air System on VRF unit | NonEquip | 15 | Residential-type central air conditioners | 0% | Tech/Econ | 17.5% | 0 | 0 | 0
Tech | Retail | Space Cooling | Individual room air conditioners | TRC | Existing | NE3360 | Cool Roof | Cool Roof | NonEquip | 15 |  | 72.75% | Tech/Econ | 3.439% | 1005266.436 | 427.0572 | 0
Tech | Retail | Space Cooling | Individual room air conditioners | TRC | Existing | NE3308 | Chilled Water System - Variable Speed Drives | Chilled Water System - Variable Speed Drives | NonEquip | 13 | Central chillers inside | 0% | Tech/Econ | 24.74% | 0 | 0 | 0
Tech | Retail | Space Cooling | Individual room air conditioners | TRC | Existing | NE3282 | Chilled Water Controls Optimization | Chilled Water Controls Optimization | NonEquip | 10 | Central chillers inside | 0% | Tech/Econ | 12.5% | 0 | 0 | 0
Tech | Retail | Space Cooling | Individual room air conditioners | TRC | Existing | NE3204 | Ceiling Insulation(R2 to R38) | Ceiling Insulation(R2 to R38) | NonEquip | 20 |  | 0% | Tech/Econ | 28.48% | 0 | 0 | 0
Tech | Retail | Space Cooling | Individual room air conditioners | TRC | Existing | NE3152 | Ceiling Insulation(R19 to R38) | Ceiling Insulation(R19 to R38) | NonEquip | 20 |  | 0% | Tech/Econ | 1.582% | 0 | 0 | 0
Tech | Retail | Space Cooling | Individual room air conditioners | TRC | Existing | NE3100 | Ceiling Insulation(R12 to R38) | Ceiling Insulation(R12 to R38) | NonEquip | 20 |  | 0% | Tech/Econ | 3.429% | 0 | 0 | 0
Tech | Retail | Space Cooling | Individual room air conditioners | TRC | Existing | NE3048 | Airside Economizer | Airside Economizer | NonEquip | 10 | Packaged air conditioning units (RTUs) | 0% | Tech/Econ | 5.556% | 0 | 0 | 0
Tech | Retail | Interior Lighting | High bay | TRC | New | NN5271 | Retro-Commissioning | Retro-Commissioning | NonEquip | 5 |  | 0% | Tech/Econ | 16% | 0 | 0 | 0
Tech | Retail | Interior Lighting | High bay | TRC | New | NN4439 | Interior Lighting Controls | Interior Lighting Controls | NonEquip | 8 | Overhead (fluorescent/LED/CFL U-shape) | 0% | Tech/Econ | 28% | 0 | 0 | 0
Tech | Retail | Interior Lighting | High bay | TRC | New | NN4413 | Bi-Level Lighting Control (Interior) | Bi-Level Lighting Control (Interior) | NonEquip | 8 | Overhead (fluorescent/LED/CFL U-shape) | 0% | Tech/Econ | 31% | 0 | 0 | 0
Tech | Retail | Interior Lighting | High bay | TRC | New | NN3711 | Facility Energy Management System | Facility Energy Management System | NonEquip | 15 |  | 4.276% | Tech/Econ | 24% | 79493.7729 | 20.7447 | 9.5382
Tech | Retail | Interior Lighting | High bay | TRC | Existing | NE5258 | Retro-Commissioning | Retro-Commissioning | NonEquip | 5 |  | 21.99% | Tech/Econ | 16% | 7538380.79 | 2327.4489 | 4509.6701
Tech | Retail | Interior Lighting | High bay | TRC | Existing | NE4426 | Interior Lighting Controls | Interior Lighting Controls | NonEquip | 8 | Overhead (fluorescent/LED/CFL U-shape) | 0% | Tech/Econ | 28% | 0 | 0 | 0
Tech | Retail | Interior Lighting | High bay | TRC | Existing | NE4400 | Bi-Level Lighting Control (Interior) | Bi-Level Lighting Control (Interior) | NonEquip | 8 | Overhead (fluorescent/LED/CFL U-shape) | 0% | Tech/Econ | 31% | 0 | 0 | 0
Tech | Retail | Interior Lighting | High bay | TRC | Existing | NE3698 | Facility Energy Management System | Facility Energy Management System | NonEquip | 15 |  | 4.3% | Tech/Econ | 24% | 2234317.199 | 583.0678 | 268.0888
Tech | Retail | Interior Lighting | High bay | TRC | Turnover | ET1650 | LED Linear - Fixture Replacement | LED Linear - Fixture Replacement | Equip | 15 | High bay | 24.1% | Tech/Econ | 50.28% | 29855005.7 | 7280.7629 | 0.39887
Tech | Retail | Interior Lighting | High bay | TRC | Turnover | ET1533 | High Bay LED | High Bay LED | Equip | 15 | High bay | 65.91% | Tech/Econ | 64.78% | 183539448.5 | 33941.948 | 33300.9439
Tech | Retail | Interior Lighting | High bay | TRC | Turnover | ET1494 | High Bay Fluorescent (T5) | High Bay Fluorescent (T5) | Equip | 15 | High bay | 0% | Tech/Econ | 64.14% | 0 | 0 | 0
Tech | Retail | Interior Lighting | High bay | TRC | New | EN1676 | LED Linear - Fixture Replacement | LED Linear - Fixture Replacement | Equip | 15 | High bay | 0% | Tech/Econ | 50.28% | 0 | 0 | 0
Tech | Retail | Interior Lighting | High bay | TRC | New | EN1559 | High Bay LED | High Bay LED | Equip | 15 | High bay | 0% | Tech/Econ | 64.78% | 0 | 0 | 0
Tech | Retail | Interior Lighting | High bay | TRC | New | EN1520 | High Bay Fluorescent (T5) | High Bay Fluorescent (T5) | Equip | 15 | High bay | 0% | Tech/Econ | 64.14% | 0 | 0 | 0
Tech | Retail | Cooking | Fryer | TRC | Turnover | ET90 | Energy Star Fryer | Energy Star Fryer | Equip | 12 | Fryer | 0% | Tech/Econ | 17.46% | 0 | 0 | 0
Tech | Retail | Cooking | Fryer | TRC | New | EN116 | Energy Star Fryer | Energy Star Fryer | Equip | 12 | Fryer | 0% | Tech/Econ | 17.46% | 0 | 0 | 0
Tech | Retail | Space Heating | Forced air furnace | TRC | New | NN5349 | Retro-Commissioning | Retro-Commissioning | NonEquip | 5 |  | 0% | Tech/Econ | 16% | 0 | 0 | 0
Tech | Retail | Space Heating | Forced air furnace | TRC | New | NN4335 | Water Cooled Refrigeration Heat Recovery | Water Cooled Refrigeration Heat Recovery | NonEquip | 20 |  | 0% | Tech/Econ | 10% | 0 | 0 | 0
Tech | Retail | Space Heating | Forced air furnace | TRC | New | NN4283 | Warehouse Loading Dock Seals | Warehouse Loading Dock Seals | NonEquip | 18 |  | 0% | Tech/Econ | 1.898% | 0 | 0 | 0
Tech | Retail | Space Heating | Forced air furnace | TRC | New | NN4257 | Wall Insulation | Wall Insulation | NonEquip | 20 |  | 39.9% | Tech/Econ | 0% | 0 | 0 | 0
Tech | Retail | Space Heating | Forced air furnace | TRC | New | NN4179 | Smart Thermostat | Smart Thermostat | NonEquip | 11 |  | 31.48% | Tech/Econ | 10% | 52.84 | 0 | -3.7158e-05
Tech | Retail | Space Heating | Forced air furnace | TRC | New | NN4101 | Roof Insulation | Roof Insulation | NonEquip | 20 |  | 58.5% | Tech/Econ | 2.58% | 21.2943 | 0 | 0.0099381
Tech | Retail | Space Heating | Forced air furnace | TRC | New | NN4075 | Programmable Thermostat | Programmable Thermostat | NonEquip | 11 |  | 0% | Tech/Econ | 3.6% | 0 | 0 | 0
Tech | Retail | Space Heating | Forced air furnace | TRC | New | NN4023 | Low U-Value Windows | Low U-Value Windows | NonEquip | 20 |  | 12.54% | Tech/Econ | 10% | 20.392 | 0 | 8.4751e-05
Tech | Retail | Space Heating | Forced air furnace | TRC | New | NN3945 | Infiltration Reduction - Air Sealing | Infiltration Reduction - Air Sealing | NonEquip | 11 |  | 0% | Tech/Econ | 0.9492% | 0 | 0 | 0
Tech | Retail | Space Heating | Forced air furnace | TRC | New | NN3867 | Hotel Card Energy Control Systems | Hotel Card Energy Control Systems | NonEquip | 15 |  | 0% | Tech/Econ | 0% | 0 | 0 | 0
Tech | Retail | Space Heating | Forced air furnace | TRC | New | NN3789 | Green Roof | Green Roof | NonEquip | 15 |  | 0.294% | Tech/Econ | 3.987% | 0.18821 | 0 | 0
Tech | Retail | Space Heating | Forced air furnace | TRC | New | NN3737 | Floor Insulation | Floor Insulation | NonEquip | 20 |  | 29.92% | Tech/Econ | 1.354% | 0 | 0 | 0
Tech | Retail | Space Heating | Forced air furnace | TRC | New | NN3659 | Facility Energy Management System | Facility Energy Management System | NonEquip | 15 |  | 4.276% | Tech/Econ | 20% | 14.4802 | 0 | 0.0017374
Tech | Retail | Space Heating | Forced air furnace | TRC | New | NN3581 | ECM Motors on Furnaces | ECM Motors on Furnaces | NonEquip | 15 | Forced air furnace | 47.78% | Tech/Econ | 1.706% | 12.9144 | 0 | 0.0014743
Tech | Retail | Space Heating | Forced air furnace | TRC | New | NN3555 | Duct Sealing Repair | Duct Sealing Repair | NonEquip | 15 |  | 0% | Tech/Econ | 12% | 0 | 0 | 0
Tech | Retail | Space Heating | Forced air furnace | TRC | New | NN3503 | Duct Insulation | Duct Insulation | NonEquip | 15 |  | 0% | Tech/Econ | 2.045% | 0 | 0 | 0
Tech | Retail | Space Heating | Forced air furnace | TRC | New | NN3451 | Destratification Fans | Destratification Fans | NonEquip | 10 |  | 0% | Tech/Econ | 13.89% | 0 | 0 | 0
Tech | Retail | Space Heating | Forced air furnace | TRC | New | NN3399 | Dedicated Outdoor Air System on VRF unit | Dedicated Outdoor Air System on VRF unit | NonEquip | 15 | Residential/split system heat pump | 0% | Tech/Econ | 10% | 0 | 0 | 0
Tech | Retail | Space Heating | Forced air furnace | TRC | New | NN3347 | Cool Roof | Cool Roof | NonEquip | 15 |  | 72.51% | Tech/Econ | 0.4502% | 0 | 0 | 0
Tech | Retail | Space Heating | Forced air furnace | TRC | New | NN3243 | Ceiling Insulation(R30 to R38) | Ceiling Insulation(R30 to R38) | NonEquip | 20 |  | 0% | Tech/Econ | 0.5215% | 0 | 0 | 0
Tech | Retail | Space Heating | Forced air furnace | TRC | New | NN3191 | Ceiling Insulation(R2 to R38) | Ceiling Insulation(R2 to R38) | NonEquip | 20 |  | 0% | Tech/Econ | 35.2% | 0 | 0 | 0
Tech | Retail | Space Heating | Forced air furnace | TRC | New | NN3139 | Ceiling Insulation(R19 to R38) | Ceiling Insulation(R19 to R38) | NonEquip | 20 |  | 0% | Tech/Econ | 1.955% | 0 | 0 | 0
Tech | Retail | Space Heating | Forced air furnace | TRC | New | NN3087 | Ceiling Insulation(R12 to R38) | Ceiling Insulation(R12 to R38) | NonEquip | 20 |  | 0% | Tech/Econ | 4.237% | 0 | 0 | 0
Tech | Retail | Space Heating | Forced air furnace | TRC | New | NN3009 | Air Curtains | Air Curtains | NonEquip | 8 |  | 28.37% | Tech/Econ | 0.9466% | 0 | 0 | 0
Tech | Retail | Space Heating | Forced air furnace | TRC | Existing | NE5336 | Retro-Commissioning | Retro-Commissioning | NonEquip | 5 |  | 21.99% | Tech/Econ | 16% | 3202.0054 | 0 | 1.9155
Tech | Retail | Space Heating | Forced air furnace | TRC | Existing | NE4322 | Water Cooled Refrigeration Heat Recovery | Water Cooled Refrigeration Heat Recovery | NonEquip | 20 |  | 0% | Tech/Econ | 10% | 0 | 0 | 0
Tech | Retail | Space Heating | Forced air furnace | TRC | Existing | NE4270 | Warehouse Loading Dock Seals | Warehouse Loading Dock Seals | NonEquip | 18 |  | 0% | Tech/Econ | 2.095% | 0 | 0 | 0
Tech | Retail | Space Heating | Forced air furnace | TRC | Existing | NE4244 | Wall Insulation | Wall Insulation | NonEquip | 20 |  | 15.96% | Tech/Econ | 3.163% | 399.7377 | 0 | 0.18656
Tech | Retail | Space Heating | Forced air furnace | TRC | Existing | NE4166 | Smart Thermostat | Smart Thermostat | NonEquip | 11 |  | 31.48% | Tech/Econ | 10% | 2662.5388 | 0 | -0.0018723
Tech | Retail | Space Heating | Forced air furnace | TRC | Existing | NE4088 | Roof Insulation | Roof Insulation | NonEquip | 20 |  | 58.5% | Tech/Econ | 5.694% | 2728.8805 | 0 | 1.2736
Tech | Retail | Space Heating | Forced air furnace | TRC | Existing | NE4062 | Programmable Thermostat | Programmable Thermostat | NonEquip | 11 |  | 0% | Tech/Econ | 3.6% | 0 | 0 | 0
Tech | Retail | Space Heating | Forced air furnace | TRC | Existing | NE4010 | Low U-Value Windows | Low U-Value Windows | NonEquip | 20 |  | 5.017% | Tech/Econ | 46% | 2168.5421 | 0 | 0.0090126
Tech | Retail | Space Heating | Forced air furnace | TRC | Existing | NE3932 | Infiltration Reduction - Air Sealing | Infiltration Reduction - Air Sealing | NonEquip | 11 |  | 44.79% | Tech/Econ | 1.047% | 363.7384 | 0 | 0.23892
Tech | Retail | Space Heating | Forced air furnace | TRC | Existing | NE3854 | Hotel Card Energy Control Systems | Hotel Card Energy Control Systems | NonEquip | 15 |  | 0% | Tech/Econ | 0% | 0 | 0 | 0
Tech | Retail | Space Heating | Forced air furnace | TRC | Existing | NE3776 | Green Roof | Green Roof | NonEquip | 15 |  | 0.0588% | Tech/Econ | 4.4% | 2.0489 | 0 | 0
Tech | Retail | Space Heating | Forced air furnace | TRC | Existing | NE3724 | Floor Insulation | Floor Insulation | NonEquip | 20 |  | 11.97% | Tech/Econ | 1.494% | 138.8619 | 0 | 0.064807
Tech | Retail | Space Heating | Forced air furnace | TRC | Existing | NE3646 | Facility Energy Management System | Facility Energy Management System | NonEquip | 15 |  | 4.3% | Tech/Econ | 20% | 789.5023 | 0 | 0.09473
Tech | Retail | Space Heating | Forced air furnace | TRC | Existing | NE3568 | ECM Motors on Furnaces | ECM Motors on Furnaces | NonEquip | 15 | Forced air furnace | 47.78% | Tech/Econ | 1.706% | 638.4057 | 0 | 0.072877
Tech | Retail | Space Heating | Forced air furnace | TRC | Existing | NE3542 | Duct Sealing Repair | Duct Sealing Repair | NonEquip | 15 |  | 30.55% | Tech/Econ | 12% | 3219.3579 | 0 | 2.2464
Tech | Retail | Space Heating | Forced air furnace | TRC | Existing | NE3490 | Duct Insulation | Duct Insulation | NonEquip | 15 |  | 30.55% | Tech/Econ | 2.045% | 492.3814 | 0 | 0.28748
Tech | Retail | Space Heating | Forced air furnace | TRC | Existing | NE3438 | Destratification Fans | Destratification Fans | NonEquip | 10 |  | 0% | Tech/Econ | 13.89% | 0 | 0 | 0
Tech | Retail | Space Heating | Forced air furnace | TRC | Existing | NE3386 | Dedicated Outdoor Air System on VRF unit | Dedicated Outdoor Air System on VRF unit | NonEquip | 15 | Residential/split system heat pump | 0% | Tech/Econ | 10% | 0 | 0 | 0
Tech | Retail | Space Heating | Forced air furnace | TRC | Existing | NE3334 | Cool Roof | Cool Roof | NonEquip | 15 |  | 72.75% | Tech/Econ | 0.4968% | 277.9903 | 0 | 0
Tech | Retail | Space Heating | Forced air furnace | TRC | Existing | NE3230 | Ceiling Insulation(R30 to R38) | Ceiling Insulation(R30 to R38) | NonEquip | 20 |  | 0% | Tech/Econ | 0.5754% | 0 | 0 | 0
Tech | Retail | Space Heating | Forced air furnace | TRC | Existing | NE3178 | Ceiling Insulation(R2 to R38) | Ceiling Insulation(R2 to R38) | NonEquip | 20 |  | 0% | Tech/Econ | 38.84% | 0 | 0 | 0
Tech | Retail | Space Heating | Forced air furnace | TRC | Existing | NE3126 | Ceiling Insulation(R19 to R38) | Ceiling Insulation(R19 to R38) | NonEquip | 20 |  | 0% | Tech/Econ | 2.158% | 0 | 0 | 0
Tech | Retail | Space Heating | Forced air furnace | TRC | Existing | NE3074 | Ceiling Insulation(R12 to R38) | Ceiling Insulation(R12 to R38) | NonEquip | 20 |  | 0% | Tech/Econ | 4.675% | 0 | 0 | 0
Tech | Retail | Space Heating | Forced air furnace | TRC | Existing | NE2996 | Air Curtains | Air Curtains | NonEquip | 8 |  | 33.45% | Tech/Econ | 0.9466% | 244.3113 | 0 | 0.0097281
Tech | Retail | Exterior Lighting | Exterior parking/lot lighting | TRC | New | NN5297 | Retro-Commissioning | Retro-Commissioning | NonEquip | 5 |  | 0% | Tech/Econ | 16% | 0 | 0 | 0
Tech | Retail | Exterior Lighting | Exterior parking/lot lighting | TRC | New | NN2983 | Outdoor Lighting Controls | Outdoor Lighting Controls | NonEquip | 8 | Exterior parking/lot lighting | 30.95% | Tech/Econ | 28% | 0 | 0 | 0
Tech | Retail | Exterior Lighting | Exterior parking/lot lighting | TRC | New | NN2957 | Bi-Level Lighting Control (Exterior) | Bi-Level Lighting Control (Exterior) | NonEquip | 9 | Exterior parking/lot lighting | 13.75% | Tech/Econ | 31% | 8470.4619 | 0 | 0
Tech | Retail | Exterior Lighting | Exterior parking/lot lighting | TRC | Existing | NE5284 | Retro-Commissioning | Retro-Commissioning | NonEquip | 5 |  | 21.99% | Tech/Econ | 16% | 4292225.219 | 0 | 2567.7291
Tech | Retail | Exterior Lighting | Exterior parking/lot lighting | TRC | Existing | NE2970 | Outdoor Lighting Controls | Outdoor Lighting Controls | NonEquip | 8 | Exterior parking/lot lighting | 30.95% | Tech/Econ | 28% | 11573821.8 | 0 | 0
Tech | Retail | Exterior Lighting | Exterior parking/lot lighting | TRC | Existing | NE2944 | Bi-Level Lighting Control (Exterior) | Bi-Level Lighting Control (Exterior) | NonEquip | 9 | Exterior parking/lot lighting | 13.75% | Tech/Econ | 31% | 5948687.966 | 0 | 0
Tech | Retail | Exterior Lighting | Exterior parking/lot lighting | TRC | Turnover | ET714 | LED Parking Lighting | LED Parking Lighting | Equip | 18 | Exterior parking/lot lighting | 6.728% | Tech/Econ | 84% | 8357141.99 | 0 | 0
Tech | Retail | Exterior Lighting | Exterior parking/lot lighting | TRC | Turnover | ET519 | High Efficiency HID Lighting | High Efficiency HID Lighting | Equip | 13 | Exterior parking/lot lighting | 0% | Tech/Econ | 34.18% | 0 | 0 | 0
Tech | Retail | Exterior Lighting | Exterior parking/lot lighting | TRC | New | EN740 | LED Parking Lighting | LED Parking Lighting | Equip | 18 | Exterior parking/lot lighting | 94.94% | Tech/Econ | 84% | 2124929.822 | 0 | 0
Tech | Retail | Exterior Lighting | Exterior parking/lot lighting | TRC | New | EN545 | High Efficiency HID Lighting | High Efficiency HID Lighting | Equip | 13 | Exterior parking/lot lighting | 0% | Tech/Econ | 34.18% | 0 | 0 | 0
Tech | Retail | Exterior Lighting | Exterior marquis | TRC | New | NN5297 | Retro-Commissioning | Retro-Commissioning | NonEquip | 5 |  | 0% | Tech/Econ | 16% | 0 | 0 | 0
Tech | Retail | Exterior Lighting | Exterior marquis | TRC | New | NN2983 | Outdoor Lighting Controls | Outdoor Lighting Controls | NonEquip | 8 | Exterior parking/lot lighting | 0% | Tech/Econ | 28% | 0 | 0 | 0
Tech | Retail | Exterior Lighting | Exterior marquis | TRC | New | NN2957 | Bi-Level Lighting Control (Exterior) | Bi-Level Lighting Control (Exterior) | NonEquip | 9 | Exterior parking/lot lighting | 0% | Tech/Econ | 31% | 0 | 0 | 0
Tech | Retail | Exterior Lighting | Exterior marquis | TRC | Existing | NE5284 | Retro-Commissioning | Retro-Commissioning | NonEquip | 5 |  | 21.99% | Tech/Econ | 16% | 0 | 0 | 0
Tech | Retail | Exterior Lighting | Exterior marquis | TRC | Existing | NE2970 | Outdoor Lighting Controls | Outdoor Lighting Controls | NonEquip | 8 | Exterior parking/lot lighting | 0% | Tech/Econ | 28% | 0 | 0 | 0
Tech | Retail | Exterior Lighting | Exterior marquis | TRC | Existing | NE2944 | Bi-Level Lighting Control (Exterior) | Bi-Level Lighting Control (Exterior) | NonEquip | 9 | Exterior parking/lot lighting | 0% | Tech/Econ | 31% | 0 | 0 | 0
Tech | Retail | Exterior Lighting | Exterior marquis | TRC | Turnover | ET636 | LED Exterior Lighting | LED Exterior Lighting | Equip | 13 | Exterior marquis | 4.268% | Tech/Econ | 60.51% | 0 | 0 | 0
Tech | Retail | Exterior Lighting | Exterior marquis | TRC | Turnover | ET597 | LED Display Lighting (Exterior) | LED Display Lighting (Exterior) | Equip | 15 | Exterior marquis | 4.268% | Tech/Econ | 87.04% | 0 | 0 | 0
Tech | Retail | Exterior Lighting | Exterior marquis | TRC | New | EN662 | LED Exterior Lighting | LED Exterior Lighting | Equip | 13 | Exterior marquis | 4.624% | Tech/Econ | 60.51% | 0 | 0 | 0
Tech | Retail | Exterior Lighting | Exterior marquis | TRC | New | EN623 | LED Display Lighting (Exterior) | LED Display Lighting (Exterior) | Equip | 15 | Exterior marquis | 4.624% | Tech/Econ | 87.04% | 0 | 0 | 0
Tech | Retail | Miscellaneous | Elevators/Escalators | TRC | New | NN5453 | Retro-Commissioning | Retro-Commissioning | NonEquip | 5 |  | 0% | Tech/Econ | 16% | 0 | 0 | 0
Tech | Retail | Miscellaneous | Elevators/Escalators | TRC | New | NN4543 | VSD Controlled Compressor | VSD Controlled Compressor | NonEquip | 15 | Others | 0% | Tech/Econ | 20.79% | 0 | 0 | 0
Tech | Retail | Miscellaneous | Elevators/Escalators | TRC | New | NN4517 | Regenerative Drive Elevator Motor | Regenerative Drive Elevator Motor | NonEquip | 13 | Elevators/Escalators | 11.17% | Tech/Econ | 6.211% | 59.3356 | 0.0082585 | 0.00075654
Tech | Retail | Miscellaneous | Elevators/Escalators | TRC | New | NN4491 | Engine Block Timer | Engine Block Timer | NonEquip | 5 | Others | 0% | Tech/Econ | 36% | 0 | 0 | 0
Tech | Retail | Miscellaneous | Elevators/Escalators | TRC | New | NN4465 | Efficient Motor Belts | Efficient Motor Belts | NonEquip | 10 | Others | 0% | Tech/Econ | 1.105% | 0 | 0 | 0
Tech | Retail | Miscellaneous | Elevators/Escalators | TRC | Existing | NE5440 | Retro-Commissioning | Retro-Commissioning | NonEquip | 5 |  | 21.99% | Tech/Econ | 16% | 16708.1059 | 5.1586 | 9.9953
Tech | Retail | Miscellaneous | Elevators/Escalators | TRC | Existing | NE4530 | VSD Controlled Compressor | VSD Controlled Compressor | NonEquip | 15 | Others | 0% | Tech/Econ | 20.79% | 0 | 0 | 0
Tech | Retail | Miscellaneous | Elevators/Escalators | TRC | Existing | NE4504 | Regenerative Drive Elevator Motor | Regenerative Drive Elevator Motor | NonEquip | 13 | Elevators/Escalators | 2.24% | Tech/Econ | 6.211% | 637.3083 | 0.088702 | 0.0081258
Tech | Retail | Miscellaneous | Elevators/Escalators | TRC | Existing | NE4478 | Engine Block Timer | Engine Block Timer | NonEquip | 5 | Others | 0% | Tech/Econ | 36% | 0 | 0 | 0
Tech | Retail | Miscellaneous | Elevators/Escalators | TRC | Existing | NE4452 | Efficient Motor Belts | Efficient Motor Belts | NonEquip | 10 | Others | 0% | Tech/Econ | 1.105% | 0 | 0 | 0
Tech | Retail | Office Equipment | Document production | TRC | New | NN4595 | Smart Strip Plug Outlet | Smart Strip Plug Outlet | NonEquip | 4 |  | 43.9% | Tech/Econ | 1.187% | 2395.0695 | 0.35613 | 0.24751
Tech | Retail | Office Equipment | Document production | TRC | New | NN4569 | Network PC Power Management | Network PC Power Management | NonEquip | 5 | Computers | 0% | Tech/Econ | 56.5% | 0 | 0 | 0
Tech | Retail | Office Equipment | Document production | TRC | Existing | NE4582 | Smart Strip Plug Outlet | Smart Strip Plug Outlet | NonEquip | 4 |  | 43.9% | Tech/Econ | 1.187% | 132919.5932 | 19.7644 | 13.7359
Tech | Retail | Office Equipment | Document production | TRC | Existing | NE4556 | Network PC Power Management | Network PC Power Management | NonEquip | 5 | Computers | 0% | Tech/Econ | 56.5% | 0 | 0 | 0
Tech | Retail | Office Equipment | Document production | TRC | Turnover | ET2151 | ENERGY STAR Imaging Equipment | ENERGY STAR Imaging Equipment | Equip | 6 | Document production | 17.92% | Tech/Econ | 44.44% | 2207253.019 | 306.0938 | 205.5417
Tech | Retail | Office Equipment | Document production | TRC | New | EN2177 | ENERGY STAR Imaging Equipment | ENERGY STAR Imaging Equipment | Equip | 6 | Document production | 17.92% | Tech/Econ | 44.44% | 39772.349 | 5.5155 | 3.7036
Tech | Retail | Space Cooling | District chilled water piped | TRC | New | NN5375 | Retro-Commissioning | Retro-Commissioning | NonEquip | 5 |  | 0% | Tech/Econ | 16% | 0 | 0 | 0
Tech | Retail | Space Cooling | District chilled water piped | TRC | New | NN4387 | Window Sun Protection | Window Sun Protection | NonEquip | 10 |  | 15.35% | Tech/Econ | 16% | 0 | 0 | 0
Tech | Retail | Space Cooling | District chilled water piped | TRC | New | NN4361 | Waterside Economizer | Waterside Economizer | NonEquip | 20 |  | 0% | Tech/Econ | 5.556% | 0 | 0 | 0
Tech | Retail | Space Cooling | District chilled water piped | TRC | New | NN4153 | Smart Thermostat | Smart Thermostat | NonEquip | 11 |  | 31.48% | Tech/Econ | 10% | 0 | 0 | 0
Tech | Retail | Space Cooling | District chilled water piped | TRC | New | NN4127 | Roof Insulation | Roof Insulation | NonEquip | 20 |  | 58.5% | Tech/Econ | 2.088% | 0 | 0 | 0
Tech | Retail | Space Cooling | District chilled water piped | TRC | New | NN4049 | Programmable Thermostat | Programmable Thermostat | NonEquip | 11 |  | 0% | Tech/Econ | 3.6% | 0 | 0 | 0
Tech | Retail | Space Cooling | District chilled water piped | TRC | New | NN3997 | Low U-Value Windows | Low U-Value Windows | NonEquip | 20 |  | 12.54% | Tech/Econ | 10% | 0 | 0 | 0
Tech | Retail | Space Cooling | District chilled water piped | TRC | New | NN3919 | HVAC tune-up_RTU | HVAC tune-up_RTU | NonEquip | 5 | Packaged air conditioning units (RTUs) | 0% | Tech/Econ | 5% | 0 | 0 | 0
Tech | Retail | Space Cooling | District chilled water piped | TRC | New | NN3893 | HVAC tune-up | HVAC tune-up | NonEquip | 5 | Residential-type central air conditioners | 0% | Tech/Econ | 5% | 0 | 0 | 0
Tech | Retail | Space Cooling | District chilled water piped | TRC | New | NN3815 | Green Roof | Green Roof | NonEquip | 15 |  | 0.294% | Tech/Econ | 2.42% | 0 | 0 | 0
Tech | Retail | Space Cooling | District chilled water piped | TRC | New | NN3685 | Facility Energy Management System | Facility Energy Management System | NonEquip | 15 |  | 4.276% | Tech/Econ | 20% | 0 | 0 | 0
Tech | Retail | Space Cooling | District chilled water piped | TRC | New | NN3633 | Facility Commissioning | Facility Commissioning | NonEquip | 10 |  | 53.41% | Tech/Econ | 16% | 0 | 0 | 0
Tech | Retail | Space Cooling | District chilled water piped | TRC | New | NN3607 | Energy Recovery Ventilation System (ERV) | Energy Recovery Ventilation System (ERV) | NonEquip | 15 | Packaged air conditioning units (RTUs) | 0% | Tech/Econ | 12.48% | 0 | 0 | 0
Tech | Retail | Space Cooling | District chilled water piped | TRC | New | NN3529 | Duct Sealing Repair | Duct Sealing Repair | NonEquip | 15 |  | 0% | Tech/Econ | 12% | 0 | 0 | 0
Tech | Retail | Space Cooling | District chilled water piped | TRC | New | NN3425 | Dedicated Outdoor Air System on VRF unit | Dedicated Outdoor Air System on VRF unit | NonEquip | 15 | Residential-type central air conditioners | 0% | Tech/Econ | 17.5% | 0 | 0 | 0
Tech | Retail | Space Cooling | District chilled water piped | TRC | New | NN3373 | Cool Roof | Cool Roof | NonEquip | 15 |  | 72.51% | Tech/Econ | 3.439% | 0 | 0 | 0
Tech | Retail | Space Cooling | District chilled water piped | TRC | New | NN3321 | Chilled Water System - Variable Speed Drives | Chilled Water System - Variable Speed Drives | NonEquip | 13 | Central chillers inside | 0% | Tech/Econ | 24.74% | 0 | 0 | 0
Tech | Retail | Space Cooling | District chilled water piped | TRC | New | NN3295 | Chilled Water Controls Optimization | Chilled Water Controls Optimization | NonEquip | 10 | Central chillers inside | 0% | Tech/Econ | 12.5% | 0 | 0 | 0
Tech | Retail | Space Cooling | District chilled water piped | TRC | New | NN3217 | Ceiling Insulation(R2 to R38) | Ceiling Insulation(R2 to R38) | NonEquip | 20 |  | 0% | Tech/Econ | 28.48% | 0 | 0 | 0
Tech | Retail | Space Cooling | District chilled water piped | TRC | New | NN3113 | Ceiling Insulation(R12 to R38) | Ceiling Insulation(R12 to R38) | NonEquip | 20 |  | 0% | Tech/Econ | 3.429% | 0 | 0 | 0
Tech | Retail | Space Cooling | District chilled water piped | TRC | New | NN3061 | Airside Economizer | Airside Economizer | NonEquip | 10 | Packaged air conditioning units (RTUs) | 0% | Tech/Econ | 5.556% | 0 | 0 | 0
Tech | Retail | Space Cooling | District chilled water piped | TRC | Existing | NE5362 | Retro-Commissioning | Retro-Commissioning | NonEquip | 5 |  | 21.99% | Tech/Econ | 16% | 0 | 0 | 0
Tech | Retail | Space Cooling | District chilled water piped | TRC | Existing | NE4374 | Window Sun Protection | Window Sun Protection | NonEquip | 10 |  | 7.316% | Tech/Econ | 16% | 0 | 0 | 0
Tech | Retail | Space Cooling | District chilled water piped | TRC | Existing | NE4348 | Waterside Economizer | Waterside Economizer | NonEquip | 20 |  | 0% | Tech/Econ | 5.556% | 0 | 0 | 0
Tech | Retail | Space Cooling | District chilled water piped | TRC | Existing | NE4296 | Warehouse Loading Dock Seals | Warehouse Loading Dock Seals | NonEquip | 18 |  | 0% | Tech/Econ | 1.536% | 0 | 0 | 0
Tech | Retail | Space Cooling | District chilled water piped | TRC | Existing | NE4218 | Wall Insulation | Wall Insulation | NonEquip | 20 |  | 15.96% | Tech/Econ | 15.88% | 0 | 0 | 0
Tech | Retail | Space Cooling | District chilled water piped | TRC | Existing | NE4140 | Smart Thermostat | Smart Thermostat | NonEquip | 11 |  | 31.48% | Tech/Econ | 10% | 0 | 0 | 0
Tech | Retail | Space Cooling | District chilled water piped | TRC | Existing | NE4114 | Roof Insulation | Roof Insulation | NonEquip | 20 |  | 58.5% | Tech/Econ | 4.176% | 0 | 0 | 0
Tech | Retail | Space Cooling | District chilled water piped | TRC | Existing | NE4036 | Programmable Thermostat | Programmable Thermostat | NonEquip | 11 |  | 0% | Tech/Econ | 3.6% | 0 | 0 | 0
Tech | Retail | Space Cooling | District chilled water piped | TRC | Existing | NE3984 | Low U-Value Windows | Low U-Value Windows | NonEquip | 20 |  | 5.017% | Tech/Econ | 46% | 0 | 0 | 0
Tech | Retail | Space Cooling | District chilled water piped | TRC | Existing | NE3906 | HVAC tune-up_RTU | HVAC tune-up_RTU | NonEquip | 5 | Packaged air conditioning units (RTUs) | 0% | Tech/Econ | 5% | 0 | 0 | 0
Tech | Retail | Space Cooling | District chilled water piped | TRC | Existing | NE3880 | HVAC tune-up | HVAC tune-up | NonEquip | 5 | Residential-type central air conditioners | 0% | Tech/Econ | 5% | 0 | 0 | 0
Tech | Retail | Space Cooling | District chilled water piped | TRC | Existing | NE3802 | Green Roof | Green Roof | NonEquip | 15 |  | 0.0588% | Tech/Econ | 2.42% | 0 | 0 | 0
Tech | Retail | Space Cooling | District chilled water piped | TRC | Existing | NE3672 | Facility Energy Management System | Facility Energy Management System | NonEquip | 15 |  | 4.3% | Tech/Econ | 20% | 0 | 0 | 0
Tech | Retail | Space Cooling | District chilled water piped | TRC | Existing | NE3594 | Energy Recovery Ventilation System (ERV) | Energy Recovery Ventilation System (ERV) | NonEquip | 15 | Packaged air conditioning units (RTUs) | 0% | Tech/Econ | 12.48% | 0 | 0 | 0
Tech | Retail | Space Cooling | District chilled water piped | TRC | Existing | NE3516 | Duct Sealing Repair | Duct Sealing Repair | NonEquip | 15 |  | 30.55% | Tech/Econ | 12% | 0 | 0 | 0
Tech | Retail | Space Cooling | District chilled water piped | TRC | Existing | NE3464 | Duct Insulation | Duct Insulation | NonEquip | 15 |  | 30.55% | Tech/Econ | 2.045% | 0 | 0 | 0
Tech | Retail | Space Cooling | District chilled water piped | TRC | Existing | NE3412 | Dedicated Outdoor Air System on VRF unit | Dedicated Outdoor Air System on VRF unit | NonEquip | 15 | Residential-type central air conditioners | 0% | Tech/Econ | 17.5% | 0 | 0 | 0
Tech | Retail | Space Cooling | District chilled water piped | TRC | Existing | NE3360 | Cool Roof | Cool Roof | NonEquip | 15 |  | 72.75% | Tech/Econ | 3.439% | 0 | 0 | 0
Tech | Retail | Space Cooling | District chilled water piped | TRC | Existing | NE3308 | Chilled Water System - Variable Speed Drives | Chilled Water System - Variable Speed Drives | NonEquip | 13 | Central chillers inside | 0% | Tech/Econ | 24.74% | 0 | 0 | 0
Tech | Retail | Space Cooling | District chilled water piped | TRC | Existing | NE3282 | Chilled Water Controls Optimization | Chilled Water Controls Optimization | NonEquip | 10 | Central chillers inside | 0% | Tech/Econ | 12.5% | 0 | 0 | 0
Tech | Retail | Space Cooling | District chilled water piped | TRC | Existing | NE3204 | Ceiling Insulation(R2 to R38) | Ceiling Insulation(R2 to R38) | NonEquip | 20 |  | 0% | Tech/Econ | 28.48% | 0 | 0 | 0
Tech | Retail | Space Cooling | District chilled water piped | TRC | Existing | NE3152 | Ceiling Insulation(R19 to R38) | Ceiling Insulation(R19 to R38) | NonEquip | 20 |  | 0% | Tech/Econ | 1.582% | 0 | 0 | 0
Tech | Retail | Space Cooling | District chilled water piped | TRC | Existing | NE3100 | Ceiling Insulation(R12 to R38) | Ceiling Insulation(R12 to R38) | NonEquip | 20 |  | 0% | Tech/Econ | 3.429% | 0 | 0 | 0
Tech | Retail | Space Cooling | District chilled water piped | TRC | Existing | NE3048 | Airside Economizer | Airside Economizer | NonEquip | 10 | Packaged air conditioning units (RTUs) | 0% | Tech/Econ | 5.556% | 0 | 0 | 0
Tech | Retail | Space Cooling | District chilled water piped | TRC | Turnover | ET948 | High Efficiency Chiller (Air Cooled, 50 tons) | High Efficiency Chiller (Air Cooled, 50 tons) | Equip | 20 | District chilled water piped | 28.37% | Tech/Econ | 8.759% | 0 | 0 | 0
Tech | Retail | Space Cooling | District chilled water piped | TRC | Turnover | ET1104 | High Efficiency Chiller (Water cooled-positive displacement, 100 tons) | High Efficiency Chiller (Water cooled-positive displacement, 100 tons) | Equip | 20 | District chilled water piped | 28.37% | Tech/Econ | 2.683% | 0 | 0 | 0
Tech | Retail | Space Cooling | District chilled water piped | TRC | Turnover | ET1026 | High Efficiency Chiller (Water cooled-centrifugal, 200 tons) | High Efficiency Chiller (Water cooled-centrifugal, 200 tons) | Equip | 20 | District chilled water piped | 28.37% | Tech/Econ | 4.362% | 0 | 0 | 0
Tech | Retail | Space Cooling | District chilled water piped | TRC | New | EN974 | High Efficiency Chiller (Air Cooled, 50 tons) | High Efficiency Chiller (Air Cooled, 50 tons) | Equip | 20 | District chilled water piped | 28.37% | Tech/Econ | 8.759% | 0 | 0 | 0
Tech | Retail | Space Cooling | District chilled water piped | TRC | New | EN1130 | High Efficiency Chiller (Water cooled-positive displacement, 100 tons) | High Efficiency Chiller (Water cooled-positive displacement, 100 tons) | Equip | 20 | District chilled water piped | 28.37% | Tech/Econ | 2.683% | 0 | 0 | 0
Tech | Retail | Space Cooling | District chilled water piped | TRC | New | EN1052 | High Efficiency Chiller (Water cooled-centrifugal, 200 tons) | High Efficiency Chiller (Water cooled-centrifugal, 200 tons) | Equip | 20 | District chilled water piped | 28.37% | Tech/Econ | 4.362% | 0 | 0 | 0
Tech | Retail | Refrigeration | Display cases | TRC | New | NN5323 | Retro-Commissioning | Retro-Commissioning | NonEquip | 5 |  | 0% | Tech/Econ | 16% | 0 | 0 | 0
Tech | Retail | Refrigeration | Display cases | TRC | New | NN4907 | Strip Curtains for Walk-ins | Strip Curtains for Walk-ins | NonEquip | 4 | Walk-in cooler | 0% | Tech/Econ | 2.115% | 0 | 0 | 0
Tech | Retail | Refrigeration | Display cases | TRC | New | NN4881 | Refrigerated Display Case Lighting Controls | Refrigerated Display Case Lighting Controls | NonEquip | 8 | Display cases | 0% | Tech/Econ | 0.9365% | 0 | 0 | 0
Tech | Retail | Refrigeration | Display cases | TRC | New | NN4855 | PSC to ECM Evaporator Fan Motor (Walk-In, Refrigerator) | PSC to ECM Evaporator Fan Motor (Walk-In, Refrigerator) | NonEquip | 15 | Walk-in cooler | 0% | Tech/Econ | 37.5% | 0 | 0 | 0
Tech | Retail | Refrigeration | Display cases | TRC | New | NN4829 | PSC to ECM Evaporator Fan Motor (Reach-In) | PSC to ECM Evaporator Fan Motor (Reach-In) | NonEquip | 15 | Display cases | 68.68% | Tech/Econ | 37.5% | 0 | 0 | 0
Tech | Retail | Refrigeration | Display cases | TRC | New | NN4803 | Night Covers for Display Cases | Night Covers for Display Cases | NonEquip | 5 | Display cases | 33.84% | Tech/Econ | 1.877% | 0 | 0 | 0
Tech | Retail | Refrigeration | Display cases | TRC | New | NN4777 | High R-Value Glass Doors | High R-Value Glass Doors | NonEquip | 12 | Display cases | 36.17% | Tech/Econ | 0% | 0 | 0 | 0
Tech | Retail | Refrigeration | Display cases | TRC | New | NN4751 | High Efficiency Refrigeration Compressor | High Efficiency Refrigeration Compressor | NonEquip | 13 | Display cases | 4.199% | Tech/Econ | 6.922% | 0 | 0 | 0
Tech | Retail | Refrigeration | Display cases | TRC | New | NN4725 | Freezer-Cooler Replacement Gaskets | Freezer-Cooler Replacement Gaskets | NonEquip | 4 | Display cases | 0% | Tech/Econ | 0% | 0 | 0 | 0
Tech | Retail | Refrigeration | Display cases | TRC | New | NN4699 | Floating Head Pressure Controls | Floating Head Pressure Controls | NonEquip | 15 |  | 0% | Tech/Econ | 6.05% | 0 | 0 | 0
Tech | Retail | Refrigeration | Display cases | TRC | New | NN4673 | Demand Defrost | Demand Defrost | NonEquip | 10 | Walk-in cooler | 0% | Tech/Econ | 30% | 0 | 0 | 0
Tech | Retail | Refrigeration | Display cases | TRC | New | NN4647 | Automatic Door Closer for Walk-in Coolers and Freezers | Automatic Door Closer for Walk-in Coolers and Freezers | NonEquip | 8 | Walk-in cooler | 0% | Tech/Econ | 3.131% | 0 | 0 | 0
Tech | Retail | Refrigeration | Display cases | TRC | New | NN4621 | Anti-Sweat Controls | Anti-Sweat Controls | NonEquip | 8 | Display cases | 0% | Tech/Econ | 85% | 0 | 0 | 0
Tech | Retail | Refrigeration | Display cases | TRC | Existing | NE5310 | Retro-Commissioning | Retro-Commissioning | NonEquip | 5 |  | 21.99% | Tech/Econ | 16% | 122719.5561 | 37.8892 | 73.4143
Tech | Retail | Refrigeration | Display cases | TRC | Existing | NE4894 | Strip Curtains for Walk-ins | Strip Curtains for Walk-ins | NonEquip | 4 | Walk-in cooler | 0% | Tech/Econ | 2.115% | 0 | 0 | 0
Tech | Retail | Refrigeration | Display cases | TRC | Existing | NE4868 | Refrigerated Display Case Lighting Controls | Refrigerated Display Case Lighting Controls | NonEquip | 8 | Display cases | 0% | Tech/Econ | 2.524% | 0 | 0 | 0
Tech | Retail | Refrigeration | Display cases | TRC | Existing | NE4842 | PSC to ECM Evaporator Fan Motor (Walk-In, Refrigerator) | PSC to ECM Evaporator Fan Motor (Walk-In, Refrigerator) | NonEquip | 15 | Walk-in cooler | 0% | Tech/Econ | 37.5% | 0 | 0 | 0
Tech | Retail | Refrigeration | Display cases | TRC | Existing | NE4816 | PSC to ECM Evaporator Fan Motor (Reach-In) | PSC to ECM Evaporator Fan Motor (Reach-In) | NonEquip | 15 | Display cases | 17.17% | Tech/Econ | 37.5% | 262673.6 | 36.5597 | 3.3492
Tech | Retail | Refrigeration | Display cases | TRC | Existing | NE4790 | Night Covers for Display Cases | Night Covers for Display Cases | NonEquip | 5 | Display cases | 33.84% | Tech/Econ | 1.877% | 20742.0725 | 3.1156 | 1.3924
Tech | Retail | Refrigeration | Display cases | TRC | Existing | NE4764 | High R-Value Glass Doors | High R-Value Glass Doors | NonEquip | 12 | Display cases | 36.17% | Tech/Econ | 23.81% | 328697.7338 | 48.0032 | 16.5106
Tech | Retail | Refrigeration | Display cases | TRC | Existing | NE4738 | High Efficiency Refrigeration Compressor | High Efficiency Refrigeration Compressor | NonEquip | 13 | Display cases | 14.15% | Tech/Econ | 6.922% | 32970.3962 | 4.9714 | 2.3268
Tech | Retail | Refrigeration | Display cases | TRC | Existing | NE4712 | Freezer-Cooler Replacement Gaskets | Freezer-Cooler Replacement Gaskets | NonEquip | 4 | Display cases | 63.61% | Tech/Econ | 3.131% | 66362.9993 | 9.6645 | 3.1466
Tech | Retail | Refrigeration | Display cases | TRC | Existing | NE4686 | Floating Head Pressure Controls | Floating Head Pressure Controls | NonEquip | 15 |  | 0% | Tech/Econ | 6.05% | 0 | 0 | 0
Tech | Retail | Refrigeration | Display cases | TRC | Existing | NE4660 | Demand Defrost | Demand Defrost | NonEquip | 10 | Walk-in cooler | 0% | Tech/Econ | 30% | 0 | 0 | 0
Tech | Retail | Refrigeration | Display cases | TRC | Existing | NE4634 | Automatic Door Closer for Walk-in Coolers and Freezers | Automatic Door Closer for Walk-in Coolers and Freezers | NonEquip | 8 | Walk-in cooler | 0% | Tech/Econ | 3.131% | 0 | 0 | 0
Tech | Retail | Refrigeration | Display cases | TRC | Existing | NE4608 | Anti-Sweat Controls | Anti-Sweat Controls | NonEquip | 8 | Display cases | 13.66% | Tech/Econ | 85% | 1119893.404 | 89.5003 | 89.982
Tech | Retail | Refrigeration | Display cases | TRC | Turnover | ET2463 | Energy Star Commercial Solid Door Refrigerator | Energy Star Commercial Solid Door Refrigerator | Equip | 12 | Display cases | 66.59% | Tech/Econ | 50.28% | 2853519.642 | 426.2086 | 190.4561
Tech | Retail | Refrigeration | Display cases | TRC | Turnover | ET2424 | Energy Star Commercial Solid Door Freezer | Energy Star Commercial Solid Door Freezer | Equip | 12 | Display cases | 66.59% | Tech/Econ | 42.11% | 1589847.141 | 237.4634 | 106.1132
Tech | Retail | Refrigeration | Display cases | TRC | New | EN2489 | Energy Star Commercial Solid Door Refrigerator | Energy Star Commercial Solid Door Refrigerator | Equip | 12 | Display cases | 66.59% | Tech/Econ | 50.28% | 58173.6237 | 8.689 | 3.8828
Tech | Retail | Refrigeration | Display cases | TRC | New | EN2450 | Energy Star Commercial Solid Door Freezer | Energy Star Commercial Solid Door Freezer | Equip | 12 | Display cases | 66.59% | Tech/Econ | 42.11% | 16259.2798 | 2.4285 | 1.0852
Tech | Retail | Cooking | Cooking Other | TRC | Turnover | ET246 | Induction Cooktops | Induction Cooktops | Equip | 10 | Cooking Other | 0% | Tech/Econ | 18.82% | 0 | 0 | 0
Tech | Retail | Cooking | Cooking Other | TRC | Turnover | ET168 | Energy Star Hot Food Holding Cabinet | Energy Star Hot Food Holding Cabinet | Equip | 12 | Cooking Other | 0% | Tech/Econ | 52.67% | 0 | 0 | 0
Tech | Retail | Cooking | Cooking Other | TRC | Turnover | ET129 | Energy Star Griddle | Energy Star Griddle | Equip | 12 | Cooking Other | 0% | Tech/Econ | 12.08% | 0 | 0 | 0
Tech | Retail | Cooking | Cooking Other | TRC | Turnover | ET12 | Efficient Exhaust Hood | Efficient Exhaust Hood | Equip | 15 | Cooking Other | 0% | Tech/Econ | 42.5% | 0 | 0 | 0
Tech | Retail | Cooking | Cooking Other | TRC | New | EN38 | Efficient Exhaust Hood | Efficient Exhaust Hood | Equip | 15 | Cooking Other | 0% | Tech/Econ | 42.5% | 0 | 0 | 0
Tech | Retail | Cooking | Cooking Other | TRC | New | EN272 | Induction Cooktops | Induction Cooktops | Equip | 10 | Cooking Other | 0% | Tech/Econ | 18.82% | 0 | 0 | 0
Tech | Retail | Cooking | Cooking Other | TRC | New | EN194 | Energy Star Hot Food Holding Cabinet | Energy Star Hot Food Holding Cabinet | Equip | 12 | Cooking Other | 0% | Tech/Econ | 52.67% | 0 | 0 | 0
Tech | Retail | Cooking | Cooking Other | TRC | New | EN155 | Energy Star Griddle | Energy Star Griddle | Equip | 12 | Cooking Other | 0% | Tech/Econ | 12.08% | 0 | 0 | 0
Tech | Retail | Office Equipment | Computers | TRC | New | NN4595 | Smart Strip Plug Outlet | Smart Strip Plug Outlet | NonEquip | 4 |  | 43.9% | Tech/Econ | 1.187% | 818.7333 | 0.12174 | 0.084608
Tech | Retail | Office Equipment | Computers | TRC | New | NN4569 | Network PC Power Management | Network PC Power Management | NonEquip | 5 | Computers | 22.4% | Tech/Econ | 56.5% | 26834.0186 | 3.9916 | 2.7799
Tech | Retail | Office Equipment | Computers | TRC | Existing | NE4582 | Smart Strip Plug Outlet | Smart Strip Plug Outlet | NonEquip | 4 |  | 43.9% | Tech/Econ | 1.187% | 45437.3865 | 6.7563 | 4.6955
Tech | Retail | Office Equipment | Computers | TRC | Existing | NE4556 | Network PC Power Management | Network PC Power Management | NonEquip | 5 | Computers | 22.4% | Tech/Econ | 56.5% | 1489212.232 | 221.52 | 154.2771
Tech | Retail | Office Equipment | Computers | TRC | Turnover | ET2190 | Energy Star PCs | Energy Star PCs | Equip | 4 | Computers | 35% | Tech/Econ | 43.34% | 1559393.591 | 222.0862 | 86.1423
Tech | Retail | Office Equipment | Computers | TRC | New | EN2216 | Energy Star PCs | Energy Star PCs | Equip | 4 | Computers | 35% | Tech/Econ | 43.34% | 28098.6119 | 4.0018 | 1.5522
Tech | Retail | Domestic Hot Water | Centralized water heaters | TRC | New | NN5427 | Retro-Commissioning | Retro-Commissioning | NonEquip | 5 |  | 0% | Tech/Econ | 16% | 0 | 0 | 0
Tech | Retail | Domestic Hot Water | Centralized water heaters | TRC | New | NN2931 | Thermostatic Shower Restriction Valve | Thermostatic Shower Restriction Valve | NonEquip | 10 | Centralized water heaters | 0% | Tech/Econ | 4.015% | 0 | 0 | 0
Tech | Retail | Domestic Hot Water | Centralized water heaters | TRC | New | NN2905 | Tank Wrap on Water Heater | Tank Wrap on Water Heater | NonEquip | 7 | Centralized water heaters | 55.99% | Tech/Econ | 1.773% | 137.0114 | 0.013724 | 0.014003
Tech | Retail | Domestic Hot Water | Centralized water heaters | TRC | New | NN2879 | Low-Flow Pre-Rinse Sprayers | Low-Flow Pre-Rinse Sprayers | NonEquip | 5 | Centralized water heaters | 0% | Tech/Econ | 5.311% | 0 | 0 | 0
Tech | Retail | Domestic Hot Water | Centralized water heaters | TRC | New | NN2853 | Low Flow Shower Head | Low Flow Shower Head | NonEquip | 10 | Centralized water heaters | 0% | Tech/Econ | 0.8135% | 0 | 0 | 0
Tech | Retail | Domestic Hot Water | Centralized water heaters | TRC | New | NN2827 | Hot Water Pipe Insulation | Hot Water Pipe Insulation | NonEquip | 13 | Centralized water heaters | 22.45% | Tech/Econ | 9.519% | 2080.6977 | 0.16373 | 0.28306
Tech | Retail | Domestic Hot Water | Centralized water heaters | TRC | New | NN2801 | Hot Water Circulation Pump Control | Hot Water Circulation Pump Control | NonEquip | 15 | Centralized water heaters | 0% | Tech/Econ | 4.571% | 0 | 0 | 0
Tech | Retail | Domestic Hot Water | Centralized water heaters | TRC | New | NN2775 | Faucet Aerator | Faucet Aerator | NonEquip | 10 | Centralized water heaters | 23.64% | Tech/Econ | 0.3832% | 0 | 0 | 0
Tech | Retail | Domestic Hot Water | Centralized water heaters | TRC | New | NN2749 | Drain Water Heat Recovery | Drain Water Heat Recovery | NonEquip | 15 | Centralized water heaters | 22.45% | Tech/Econ | 12.27% | 2758.6814 | 0.16673 | 1.158
Tech | Retail | Domestic Hot Water | Centralized water heaters | TRC | Existing | NE5414 | Retro-Commissioning | Retro-Commissioning | NonEquip | 5 |  | 21.99% | Tech/Econ | 16% | 195463.0219 | 60.3485 | 116.9314
Tech | Retail | Domestic Hot Water | Centralized water heaters | TRC | Existing | NE2918 | Thermostatic Shower Restriction Valve | Thermostatic Shower Restriction Valve | NonEquip | 10 | Centralized water heaters | 0% | Tech/Econ | 3.841% | 0 | 0 | 0
Tech | Retail | Domestic Hot Water | Centralized water heaters | TRC | Existing | NE2892 | Tank Wrap on Water Heater | Tank Wrap on Water Heater | NonEquip | 7 | Centralized water heaters | 55.99% | Tech/Econ | 1.773% | 51208.3495 | 5.1295 | 5.2335
Tech | Retail | Domestic Hot Water | Centralized water heaters | TRC | Existing | NE2866 | Low-Flow Pre-Rinse Sprayers | Low-Flow Pre-Rinse Sprayers | NonEquip | 5 | Centralized water heaters | 0% | Tech/Econ | 5.065% | 0 | 0 | 0
Tech | Retail | Domestic Hot Water | Centralized water heaters | TRC | Existing | NE2840 | Low Flow Shower Head | Low Flow Shower Head | NonEquip | 10 | Centralized water heaters | 0% | Tech/Econ | 0.7782% | 0 | 0 | 0
Tech | Retail | Domestic Hot Water | Centralized water heaters | TRC | Existing | NE2814 | Hot Water Pipe Insulation | Hot Water Pipe Insulation | NonEquip | 13 | Centralized water heaters | 4.299% | Tech/Econ | 9.106% | 20913.8633 | 1.6458 | 2.8451
Tech | Retail | Domestic Hot Water | Centralized water heaters | TRC | Existing | NE2788 | Hot Water Circulation Pump Control | Hot Water Circulation Pump Control | NonEquip | 15 | Centralized water heaters | 70.18% | Tech/Econ | 4.373% | 163308.7657 | 0 | 0
Tech | Retail | Domestic Hot Water | Centralized water heaters | TRC | Existing | NE2762 | Faucet Aerator | Faucet Aerator | NonEquip | 10 | Centralized water heaters | 23.64% | Tech/Econ | 0.3666% | 4425.7538 | 0.23488 | 2.0043
Tech | Retail | Domestic Hot Water | Centralized water heaters | TRC | Existing | NE2736 | Drain Water Heat Recovery | Drain Water Heat Recovery | NonEquip | 15 | Centralized water heaters | 2.67% | Tech/Econ | 12.27% | 17564.3038 | 1.0616 | 7.3728
Tech | Retail | Domestic Hot Water | Centralized water heaters | TRC | Turnover | ET441 | Solar Water Heater | Solar Water Heater | Equip | 15 | Centralized water heaters | 29.31% | Tech/Econ | 76.67% | 1820655.036 | 136.0793 | 19.1047
Tech | Retail | Domestic Hot Water | Centralized water heaters | TRC | Turnover | ET363 | Heat Pump Water Heater | Heat Pump Water Heater | Equip | 10 | Centralized water heaters | 17.67% | Tech/Econ | 65.32% | 724705.9245 | 50.845 | 266.744
Tech | Retail | Domestic Hot Water | Centralized water heaters | TRC | Turnover | ET285 | Energy Star Commercial Dishwasher | Energy Star Commercial Dishwasher | Equip | 15 | Centralized water heaters | 0% | Tech/Econ | 29.58% | 0 | 0 | 0
Tech | Retail | Domestic Hot Water | Centralized water heaters | TRC | New | EN467 | Solar Water Heater | Solar Water Heater | Equip | 15 | Centralized water heaters | 29.31% | Tech/Econ | 76.67% | 32806.265 | 2.452 | 0.34425
Tech | Retail | Domestic Hot Water | Centralized water heaters | TRC | New | EN389 | Heat Pump Water Heater | Heat Pump Water Heater | Equip | 10 | Centralized water heaters | 17.67% | Tech/Econ | 65.32% | 13058.429 | 0.91617 | 4.8064
Tech | Retail | Domestic Hot Water | Centralized water heaters | TRC | New | EN311 | Energy Star Commercial Dishwasher | Energy Star Commercial Dishwasher | Equip | 15 | Centralized water heaters | 0% | Tech/Econ | 29.58% | 0 | 0 | 0
Tech | Retail | Space Cooling | Central chillers inside | TRC | New | NN5375 | Retro-Commissioning | Retro-Commissioning | NonEquip | 5 |  | 0% | Tech/Econ | 16% | 0 | 0 | 0
Tech | Retail | Space Cooling | Central chillers inside | TRC | New | NN4387 | Window Sun Protection | Window Sun Protection | NonEquip | 10 |  | 15.35% | Tech/Econ | 16% | 0 | 0 | 0
Tech | Retail | Space Cooling | Central chillers inside | TRC | New | NN4361 | Waterside Economizer | Waterside Economizer | NonEquip | 20 |  | 0% | Tech/Econ | 5.556% | 0 | 0 | 0
Tech | Retail | Space Cooling | Central chillers inside | TRC | New | NN4153 | Smart Thermostat | Smart Thermostat | NonEquip | 11 |  | 31.48% | Tech/Econ | 10% | 0 | 0 | 0
Tech | Retail | Space Cooling | Central chillers inside | TRC | New | NN4127 | Roof Insulation | Roof Insulation | NonEquip | 20 |  | 58.5% | Tech/Econ | 2.088% | 0 | 0 | 0
Tech | Retail | Space Cooling | Central chillers inside | TRC | New | NN4049 | Programmable Thermostat | Programmable Thermostat | NonEquip | 11 |  | 0% | Tech/Econ | 3.6% | 0 | 0 | 0
Tech | Retail | Space Cooling | Central chillers inside | TRC | New | NN3997 | Low U-Value Windows | Low U-Value Windows | NonEquip | 20 |  | 12.54% | Tech/Econ | 10% | 0 | 0 | 0
Tech | Retail | Space Cooling | Central chillers inside | TRC | New | NN3919 | HVAC tune-up_RTU | HVAC tune-up_RTU | NonEquip | 5 | Packaged air conditioning units (RTUs) | 0% | Tech/Econ | 5% | 0 | 0 | 0
Tech | Retail | Space Cooling | Central chillers inside | TRC | New | NN3893 | HVAC tune-up | HVAC tune-up | NonEquip | 5 | Residential-type central air conditioners | 0% | Tech/Econ | 5% | 0 | 0 | 0
Tech | Retail | Space Cooling | Central chillers inside | TRC | New | NN3815 | Green Roof | Green Roof | NonEquip | 15 |  | 0.294% | Tech/Econ | 2.42% | 0 | 0 | 0
Tech | Retail | Space Cooling | Central chillers inside | TRC | New | NN3685 | Facility Energy Management System | Facility Energy Management System | NonEquip | 15 |  | 4.276% | Tech/Econ | 20% | 0 | 0 | 0
Tech | Retail | Space Cooling | Central chillers inside | TRC | New | NN3633 | Facility Commissioning | Facility Commissioning | NonEquip | 10 |  | 53.41% | Tech/Econ | 16% | 0 | 0 | 0
Tech | Retail | Space Cooling | Central chillers inside | TRC | New | NN3607 | Energy Recovery Ventilation System (ERV) | Energy Recovery Ventilation System (ERV) | NonEquip | 15 | Packaged air conditioning units (RTUs) | 0% | Tech/Econ | 12.48% | 0 | 0 | 0
Tech | Retail | Space Cooling | Central chillers inside | TRC | New | NN3529 | Duct Sealing Repair | Duct Sealing Repair | NonEquip | 15 |  | 0% | Tech/Econ | 12% | 0 | 0 | 0
Tech | Retail | Space Cooling | Central chillers inside | TRC | New | NN3425 | Dedicated Outdoor Air System on VRF unit | Dedicated Outdoor Air System on VRF unit | NonEquip | 15 | Residential-type central air conditioners | 0% | Tech/Econ | 17.5% | 0 | 0 | 0
Tech | Retail | Space Cooling | Central chillers inside | TRC | New | NN3373 | Cool Roof | Cool Roof | NonEquip | 15 |  | 72.51% | Tech/Econ | 3.439% | 0 | 0 | 0
Tech | Retail | Space Cooling | Central chillers inside | TRC | New | NN3321 | Chilled Water System - Variable Speed Drives | Chilled Water System - Variable Speed Drives | NonEquip | 13 | Central chillers inside | 73.99% | Tech/Econ | 24.74% | 0 | 0 | 0
Tech | Retail | Space Cooling | Central chillers inside | TRC | New | NN3295 | Chilled Water Controls Optimization | Chilled Water Controls Optimization | NonEquip | 10 | Central chillers inside | 34.04% | Tech/Econ | 12.5% | 0 | 0 | 0
Tech | Retail | Space Cooling | Central chillers inside | TRC | New | NN3217 | Ceiling Insulation(R2 to R38) | Ceiling Insulation(R2 to R38) | NonEquip | 20 |  | 0% | Tech/Econ | 28.48% | 0 | 0 | 0
Tech | Retail | Space Cooling | Central chillers inside | TRC | New | NN3113 | Ceiling Insulation(R12 to R38) | Ceiling Insulation(R12 to R38) | NonEquip | 20 |  | 0% | Tech/Econ | 3.429% | 0 | 0 | 0
Tech | Retail | Space Cooling | Central chillers inside | TRC | New | NN3061 | Airside Economizer | Airside Economizer | NonEquip | 10 | Packaged air conditioning units (RTUs) | 0% | Tech/Econ | 5.556% | 0 | 0 | 0
Tech | Retail | Space Cooling | Central chillers inside | TRC | Existing | NE5362 | Retro-Commissioning | Retro-Commissioning | NonEquip | 5 |  | 21.99% | Tech/Econ | 16% | 0 | 0 | 0
Tech | Retail | Space Cooling | Central chillers inside | TRC | Existing | NE4374 | Window Sun Protection | Window Sun Protection | NonEquip | 10 |  | 7.316% | Tech/Econ | 16% | 0 | 0 | 0
Tech | Retail | Space Cooling | Central chillers inside | TRC | Existing | NE4348 | Waterside Economizer | Waterside Economizer | NonEquip | 20 |  | 0% | Tech/Econ | 5.556% | 0 | 0 | 0
Tech | Retail | Space Cooling | Central chillers inside | TRC | Existing | NE4296 | Warehouse Loading Dock Seals | Warehouse Loading Dock Seals | NonEquip | 18 |  | 0% | Tech/Econ | 1.536% | 0 | 0 | 0
Tech | Retail | Space Cooling | Central chillers inside | TRC | Existing | NE4218 | Wall Insulation | Wall Insulation | NonEquip | 20 |  | 15.96% | Tech/Econ | 15.88% | 0 | 0 | 0
Tech | Retail | Space Cooling | Central chillers inside | TRC | Existing | NE4140 | Smart Thermostat | Smart Thermostat | NonEquip | 11 |  | 31.48% | Tech/Econ | 10% | 0 | 0 | 0
Tech | Retail | Space Cooling | Central chillers inside | TRC | Existing | NE4114 | Roof Insulation | Roof Insulation | NonEquip | 20 |  | 58.5% | Tech/Econ | 4.176% | 0 | 0 | 0
Tech | Retail | Space Cooling | Central chillers inside | TRC | Existing | NE4036 | Programmable Thermostat | Programmable Thermostat | NonEquip | 11 |  | 0% | Tech/Econ | 3.6% | 0 | 0 | 0
Tech | Retail | Space Cooling | Central chillers inside | TRC | Existing | NE3984 | Low U-Value Windows | Low U-Value Windows | NonEquip | 20 |  | 5.017% | Tech/Econ | 46% | 0 | 0 | 0
Tech | Retail | Space Cooling | Central chillers inside | TRC | Existing | NE3906 | HVAC tune-up_RTU | HVAC tune-up_RTU | NonEquip | 5 | Packaged air conditioning units (RTUs) | 0% | Tech/Econ | 5% | 0 | 0 | 0
Tech | Retail | Space Cooling | Central chillers inside | TRC | Existing | NE3880 | HVAC tune-up | HVAC tune-up | NonEquip | 5 | Residential-type central air conditioners | 0% | Tech/Econ | 5% | 0 | 0 | 0
Tech | Retail | Space Cooling | Central chillers inside | TRC | Existing | NE3802 | Green Roof | Green Roof | NonEquip | 15 |  | 0.0588% | Tech/Econ | 2.42% | 0 | 0 | 0
Tech | Retail | Space Cooling | Central chillers inside | TRC | Existing | NE3672 | Facility Energy Management System | Facility Energy Management System | NonEquip | 15 |  | 4.3% | Tech/Econ | 20% | 0 | 0 | 0
Tech | Retail | Space Cooling | Central chillers inside | TRC | Existing | NE3594 | Energy Recovery Ventilation System (ERV) | Energy Recovery Ventilation System (ERV) | NonEquip | 15 | Packaged air conditioning units (RTUs) | 0% | Tech/Econ | 12.48% | 0 | 0 | 0
Tech | Retail | Space Cooling | Central chillers inside | TRC | Existing | NE3516 | Duct Sealing Repair | Duct Sealing Repair | NonEquip | 15 |  | 30.55% | Tech/Econ | 12% | 0 | 0 | 0
Tech | Retail | Space Cooling | Central chillers inside | TRC | Existing | NE3464 | Duct Insulation | Duct Insulation | NonEquip | 15 |  | 30.55% | Tech/Econ | 2.045% | 0 | 0 | 0
Tech | Retail | Space Cooling | Central chillers inside | TRC | Existing | NE3412 | Dedicated Outdoor Air System on VRF unit | Dedicated Outdoor Air System on VRF unit | NonEquip | 15 | Residential-type central air conditioners | 0% | Tech/Econ | 17.5% | 0 | 0 | 0
Tech | Retail | Space Cooling | Central chillers inside | TRC | Existing | NE3360 | Cool Roof | Cool Roof | NonEquip | 15 |  | 72.75% | Tech/Econ | 3.439% | 0 | 0 | 0
Tech | Retail | Space Cooling | Central chillers inside | TRC | Existing | NE3308 | Chilled Water System - Variable Speed Drives | Chilled Water System - Variable Speed Drives | NonEquip | 13 | Central chillers inside | 73.99% | Tech/Econ | 24.74% | 0 | 0 | 0
Tech | Retail | Space Cooling | Central chillers inside | TRC | Existing | NE3282 | Chilled Water Controls Optimization | Chilled Water Controls Optimization | NonEquip | 10 | Central chillers inside | 34.04% | Tech/Econ | 12.5% | 0 | 0 | 0
Tech | Retail | Space Cooling | Central chillers inside | TRC | Existing | NE3204 | Ceiling Insulation(R2 to R38) | Ceiling Insulation(R2 to R38) | NonEquip | 20 |  | 0% | Tech/Econ | 28.48% | 0 | 0 | 0
Tech | Retail | Space Cooling | Central chillers inside | TRC | Existing | NE3152 | Ceiling Insulation(R19 to R38) | Ceiling Insulation(R19 to R38) | NonEquip | 20 |  | 0% | Tech/Econ | 1.582% | 0 | 0 | 0
Tech | Retail | Space Cooling | Central chillers inside | TRC | Existing | NE3100 | Ceiling Insulation(R12 to R38) | Ceiling Insulation(R12 to R38) | NonEquip | 20 |  | 0% | Tech/Econ | 3.429% | 0 | 0 | 0
Tech | Retail | Space Cooling | Central chillers inside | TRC | Existing | NE3048 | Airside Economizer | Airside Economizer | NonEquip | 10 | Packaged air conditioning units (RTUs) | 0% | Tech/Econ | 5.556% | 0 | 0 | 0
Tech | Retail | Space Cooling | Central chillers inside | TRC | Turnover | ET987 | High Efficiency Chiller (Water cooled-centrifugal, 200 tons) | High Efficiency Chiller (Water cooled-centrifugal, 200 tons) | Equip | 20 | Central chillers inside | 28.37% | Tech/Econ | 4.362% | 0 | 0 | 0
Tech | Retail | Space Cooling | Central chillers inside | TRC | Turnover | ET909 | High Efficiency Chiller (Air Cooled, 50 tons) | High Efficiency Chiller (Air Cooled, 50 tons) | Equip | 20 | Central chillers inside | 28.37% | Tech/Econ | 8.759% | 0 | 0 | 0
Tech | Retail | Space Cooling | Central chillers inside | TRC | Turnover | ET1065 | High Efficiency Chiller (Water cooled-positive displacement, 100 tons) | High Efficiency Chiller (Water cooled-positive displacement, 100 tons) | Equip | 20 | Central chillers inside | 28.37% | Tech/Econ | 2.683% | 0 | 0 | 0
Tech | Retail | Space Cooling | Central chillers inside | TRC | New | EN935 | High Efficiency Chiller (Air Cooled, 50 tons) | High Efficiency Chiller (Air Cooled, 50 tons) | Equip | 20 | Central chillers inside | 28.37% | Tech/Econ | 8.759% | 0 | 0 | 0
Tech | Retail | Space Cooling | Central chillers inside | TRC | New | EN1091 | High Efficiency Chiller (Water cooled-positive displacement, 100 tons) | High Efficiency Chiller (Water cooled-positive displacement, 100 tons) | Equip | 20 | Central chillers inside | 28.37% | Tech/Econ | 2.683% | 0 | 0 | 0
Tech | Retail | Space Cooling | Central chillers inside | TRC | New | EN1013 | High Efficiency Chiller (Water cooled-centrifugal, 200 tons) | High Efficiency Chiller (Water cooled-centrifugal, 200 tons) | Equip | 20 | Central chillers inside | 28.37% | Tech/Econ | 4.362% | 0 | 0 | 0
Tech | Retail | Ventilation and Circulation | Central air-handling unit | TRC | New | NN5401 | Retro-Commissioning | Retro-Commissioning | NonEquip | 5 |  | 0% | Tech/Econ | 16% | 0 | 0 | 0
Tech | Retail | Ventilation and Circulation | Central air-handling unit | TRC | New | NN4985 | VAV System | VAV System | NonEquip | 10 |  | 0% | Tech/Econ | 30% | 0 | 0 | 0
Tech | Retail | Ventilation and Circulation | Central air-handling unit | TRC | New | NN4959 | Demand Controlled Ventilation | Demand Controlled Ventilation | NonEquip | 10 |  | 23.39% | Tech/Econ | 50% | 297018.9447 | 30.924 | 174.1023
Tech | Retail | Ventilation and Circulation | Central air-handling unit | TRC | New | NN4933 | CO Sensors for Parking Garage Exhaust | CO Sensors for Parking Garage Exhaust | NonEquip | 15 | Motor/Fan | 0% | Tech/Econ | 33% | 0 | 0 | 0
Tech | Retail | Ventilation and Circulation | Central air-handling unit | TRC | Existing | NE5388 | Retro-Commissioning | Retro-Commissioning | NonEquip | 5 |  | 21.99% | Tech/Econ | 16% | 4378560.768 | 1351.8654 | 2619.3775
Tech | Retail | Ventilation and Circulation | Central air-handling unit | TRC | Existing | NE4972 | VAV System | VAV System | NonEquip | 10 |  | 0% | Tech/Econ | 30% | 0 | 0 | 0
Tech | Retail | Ventilation and Circulation | Central air-handling unit | TRC | Existing | NE4946 | Demand Controlled Ventilation | Demand Controlled Ventilation | NonEquip | 10 |  | 23.39% | Tech/Econ | 50% | 16483712.39 | 1716.1961 | 9662.1842
Tech | Retail | Ventilation and Circulation | Central air-handling unit | TRC | Existing | NE4920 | CO Sensors for Parking Garage Exhaust | CO Sensors for Parking Garage Exhaust | NonEquip | 15 | Motor/Fan | 0% | Tech/Econ | 33% | 0 | 0 | 0
Tech | Retail | Interior Lighting | case lighting | TRC | New | NN5271 | Retro-Commissioning | Retro-Commissioning | NonEquip | 5 |  | 0% | Tech/Econ | 16% | 0 | 0 | 0
Tech | Retail | Interior Lighting | case lighting | TRC | New | NN4439 | Interior Lighting Controls | Interior Lighting Controls | NonEquip | 8 | Overhead (fluorescent/LED/CFL U-shape) | 0% | Tech/Econ | 28% | 0 | 0 | 0
Tech | Retail | Interior Lighting | case lighting | TRC | New | NN4413 | Bi-Level Lighting Control (Interior) | Bi-Level Lighting Control (Interior) | NonEquip | 8 | Overhead (fluorescent/LED/CFL U-shape) | 0% | Tech/Econ | 31% | 0 | 0 | 0
Tech | Retail | Interior Lighting | case lighting | TRC | New | NN3711 | Facility Energy Management System | Facility Energy Management System | NonEquip | 15 |  | 4.276% | Tech/Econ | 24% | 5.0313 | 0.001313 | 0.00060368
Tech | Retail | Interior Lighting | case lighting | TRC | Existing | NE5258 | Retro-Commissioning | Retro-Commissioning | NonEquip | 5 |  | 21.99% | Tech/Econ | 16% | 947.3875 | 0.2925 | 0.56675
Tech | Retail | Interior Lighting | case lighting | TRC | Existing | NE4426 | Interior Lighting Controls | Interior Lighting Controls | NonEquip | 8 | Overhead (fluorescent/LED/CFL U-shape) | 0% | Tech/Econ | 28% | 0 | 0 | 0
Tech | Retail | Interior Lighting | case lighting | TRC | Existing | NE4400 | Bi-Level Lighting Control (Interior) | Bi-Level Lighting Control (Interior) | NonEquip | 8 | Overhead (fluorescent/LED/CFL U-shape) | 0% | Tech/Econ | 31% | 0 | 0 | 0
Tech | Retail | Interior Lighting | case lighting | TRC | Existing | NE3698 | Facility Energy Management System | Facility Energy Management System | NonEquip | 15 |  | 4.3% | Tech/Econ | 24% | 280.7983 | 0.073277 | 0.033692
Tech | Retail | Space Heating | Boilers | TRC | New | NN5349 | Retro-Commissioning | Retro-Commissioning | NonEquip | 5 |  | 0% | Tech/Econ | 16% | 0 | 0 | 0
Tech | Retail | Space Heating | Boilers | TRC | New | NN4335 | Water Cooled Refrigeration Heat Recovery | Water Cooled Refrigeration Heat Recovery | NonEquip | 20 |  | 0% | Tech/Econ | 10% | 0 | 0 | 0
Tech | Retail | Space Heating | Boilers | TRC | New | NN4283 | Warehouse Loading Dock Seals | Warehouse Loading Dock Seals | NonEquip | 18 |  | 0% | Tech/Econ | 1.898% | 0 | 0 | 0
Tech | Retail | Space Heating | Boilers | TRC | New | NN4257 | Wall Insulation | Wall Insulation | NonEquip | 20 |  | 39.9% | Tech/Econ | 0% | 0 | 0 | 0
Tech | Retail | Space Heating | Boilers | TRC | New | NN4179 | Smart Thermostat | Smart Thermostat | NonEquip | 11 |  | 31.48% | Tech/Econ | 10% | 0 | 0 | 0
Tech | Retail | Space Heating | Boilers | TRC | New | NN4101 | Roof Insulation | Roof Insulation | NonEquip | 20 |  | 58.5% | Tech/Econ | 2.58% | 0 | 0 | 0
Tech | Retail | Space Heating | Boilers | TRC | New | NN4075 | Programmable Thermostat | Programmable Thermostat | NonEquip | 11 |  | 0% | Tech/Econ | 3.6% | 0 | 0 | 0
Tech | Retail | Space Heating | Boilers | TRC | New | NN4023 | Low U-Value Windows | Low U-Value Windows | NonEquip | 20 |  | 12.54% | Tech/Econ | 10% | 0 | 0 | 0
Tech | Retail | Space Heating | Boilers | TRC | New | NN3945 | Infiltration Reduction - Air Sealing | Infiltration Reduction - Air Sealing | NonEquip | 11 |  | 0% | Tech/Econ | 0.9492% | 0 | 0 | 0
Tech | Retail | Space Heating | Boilers | TRC | New | NN3867 | Hotel Card Energy Control Systems | Hotel Card Energy Control Systems | NonEquip | 15 |  | 0% | Tech/Econ | 0% | 0 | 0 | 0
Tech | Retail | Space Heating | Boilers | TRC | New | NN3789 | Green Roof | Green Roof | NonEquip | 15 |  | 0.294% | Tech/Econ | 3.987% | 0 | 0 | 0
Tech | Retail | Space Heating | Boilers | TRC | New | NN3737 | Floor Insulation | Floor Insulation | NonEquip | 20 |  | 29.92% | Tech/Econ | 1.354% | 0 | 0 | 0
Tech | Retail | Space Heating | Boilers | TRC | New | NN3659 | Facility Energy Management System | Facility Energy Management System | NonEquip | 15 |  | 4.276% | Tech/Econ | 20% | 0 | 0 | 0
Tech | Retail | Space Heating | Boilers | TRC | New | NN3581 | ECM Motors on Furnaces | ECM Motors on Furnaces | NonEquip | 15 | Forced air furnace | 0% | Tech/Econ | 1.706% | 0 | 0 | 0
Tech | Retail | Space Heating | Boilers | TRC | New | NN3555 | Duct Sealing Repair | Duct Sealing Repair | NonEquip | 15 |  | 0% | Tech/Econ | 12% | 0 | 0 | 0
Tech | Retail | Space Heating | Boilers | TRC | New | NN3503 | Duct Insulation | Duct Insulation | NonEquip | 15 |  | 0% | Tech/Econ | 2.045% | 0 | 0 | 0
Tech | Retail | Space Heating | Boilers | TRC | New | NN3451 | Destratification Fans | Destratification Fans | NonEquip | 10 |  | 0% | Tech/Econ | 13.89% | 0 | 0 | 0
Tech | Retail | Space Heating | Boilers | TRC | New | NN3399 | Dedicated Outdoor Air System on VRF unit | Dedicated Outdoor Air System on VRF unit | NonEquip | 15 | Residential/split system heat pump | 0% | Tech/Econ | 10% | 0 | 0 | 0
Tech | Retail | Space Heating | Boilers | TRC | New | NN3347 | Cool Roof | Cool Roof | NonEquip | 15 |  | 72.51% | Tech/Econ | 0.4502% | 0 | 0 | 0
Tech | Retail | Space Heating | Boilers | TRC | New | NN3243 | Ceiling Insulation(R30 to R38) | Ceiling Insulation(R30 to R38) | NonEquip | 20 |  | 0% | Tech/Econ | 0.5215% | 0 | 0 | 0
Tech | Retail | Space Heating | Boilers | TRC | New | NN3191 | Ceiling Insulation(R2 to R38) | Ceiling Insulation(R2 to R38) | NonEquip | 20 |  | 0% | Tech/Econ | 35.2% | 0 | 0 | 0
Tech | Retail | Space Heating | Boilers | TRC | New | NN3139 | Ceiling Insulation(R19 to R38) | Ceiling Insulation(R19 to R38) | NonEquip | 20 |  | 0% | Tech/Econ | 1.955% | 0 | 0 | 0
Tech | Retail | Space Heating | Boilers | TRC | New | NN3087 | Ceiling Insulation(R12 to R38) | Ceiling Insulation(R12 to R38) | NonEquip | 20 |  | 0% | Tech/Econ | 4.237% | 0 | 0 | 0
Tech | Retail | Space Heating | Boilers | TRC | New | NN3009 | Air Curtains | Air Curtains | NonEquip | 8 |  | 28.37% | Tech/Econ | 0.9466% | 0 | 0 | 0
Tech | Retail | Space Heating | Boilers | TRC | Existing | NE5336 | Retro-Commissioning | Retro-Commissioning | NonEquip | 5 |  | 21.99% | Tech/Econ | 16% | 0 | 0 | 0
Tech | Retail | Space Heating | Boilers | TRC | Existing | NE4322 | Water Cooled Refrigeration Heat Recovery | Water Cooled Refrigeration Heat Recovery | NonEquip | 20 |  | 0% | Tech/Econ | 10% | 0 | 0 | 0
Tech | Retail | Space Heating | Boilers | TRC | Existing | NE4270 | Warehouse Loading Dock Seals | Warehouse Loading Dock Seals | NonEquip | 18 |  | 0% | Tech/Econ | 2.095% | 0 | 0 | 0
Tech | Retail | Space Heating | Boilers | TRC | Existing | NE4244 | Wall Insulation | Wall Insulation | NonEquip | 20 |  | 15.96% | Tech/Econ | 3.163% | 0 | 0 | 0
Tech | Retail | Space Heating | Boilers | TRC | Existing | NE4166 | Smart Thermostat | Smart Thermostat | NonEquip | 11 |  | 31.48% | Tech/Econ | 10% | 0 | 0 | 0
Tech | Retail | Space Heating | Boilers | TRC | Existing | NE4088 | Roof Insulation | Roof Insulation | NonEquip | 20 |  | 58.5% | Tech/Econ | 5.694% | 0 | 0 | 0
Tech | Retail | Space Heating | Boilers | TRC | Existing | NE4062 | Programmable Thermostat | Programmable Thermostat | NonEquip | 11 |  | 0% | Tech/Econ | 3.6% | 0 | 0 | 0
Tech | Retail | Space Heating | Boilers | TRC | Existing | NE4010 | Low U-Value Windows | Low U-Value Windows | NonEquip | 20 |  | 5.017% | Tech/Econ | 46% | 0 | 0 | 0
Tech | Retail | Space Heating | Boilers | TRC | Existing | NE3932 | Infiltration Reduction - Air Sealing | Infiltration Reduction - Air Sealing | NonEquip | 11 |  | 44.79% | Tech/Econ | 1.047% | 0 | 0 | 0
Tech | Retail | Space Heating | Boilers | TRC | Existing | NE3854 | Hotel Card Energy Control Systems | Hotel Card Energy Control Systems | NonEquip | 15 |  | 0% | Tech/Econ | 0% | 0 | 0 | 0
Tech | Retail | Space Heating | Boilers | TRC | Existing | NE3776 | Green Roof | Green Roof | NonEquip | 15 |  | 0.0588% | Tech/Econ | 4.4% | 0 | 0 | 0
Tech | Retail | Space Heating | Boilers | TRC | Existing | NE3724 | Floor Insulation | Floor Insulation | NonEquip | 20 |  | 11.97% | Tech/Econ | 1.494% | 0 | 0 | 0
Tech | Retail | Space Heating | Boilers | TRC | Existing | NE3646 | Facility Energy Management System | Facility Energy Management System | NonEquip | 15 |  | 4.3% | Tech/Econ | 20% | 0 | 0 | 0
Tech | Retail | Space Heating | Boilers | TRC | Existing | NE3568 | ECM Motors on Furnaces | ECM Motors on Furnaces | NonEquip | 15 | Forced air furnace | 0% | Tech/Econ | 1.706% | 0 | 0 | 0
Tech | Retail | Space Heating | Boilers | TRC | Existing | NE3542 | Duct Sealing Repair | Duct Sealing Repair | NonEquip | 15 |  | 30.55% | Tech/Econ | 12% | 0 | 0 | 0
Tech | Retail | Space Heating | Boilers | TRC | Existing | NE3490 | Duct Insulation | Duct Insulation | NonEquip | 15 |  | 30.55% | Tech/Econ | 2.045% | 0 | 0 | 0
Tech | Retail | Space Heating | Boilers | TRC | Existing | NE3438 | Destratification Fans | Destratification Fans | NonEquip | 10 |  | 0% | Tech/Econ | 13.89% | 0 | 0 | 0
Tech | Retail | Space Heating | Boilers | TRC | Existing | NE3386 | Dedicated Outdoor Air System on VRF unit | Dedicated Outdoor Air System on VRF unit | NonEquip | 15 | Residential/split system heat pump | 0% | Tech/Econ | 10% | 0 | 0 | 0
Tech | Retail | Space Heating | Boilers | TRC | Existing | NE3334 | Cool Roof | Cool Roof | NonEquip | 15 |  | 72.75% | Tech/Econ | 0.4968% | 0 | 0 | 0
Tech | Retail | Space Heating | Boilers | TRC | Existing | NE3230 | Ceiling Insulation(R30 to R38) | Ceiling Insulation(R30 to R38) | NonEquip | 20 |  | 0% | Tech/Econ | 0.5754% | 0 | 0 | 0
Tech | Retail | Space Heating | Boilers | TRC | Existing | NE3178 | Ceiling Insulation(R2 to R38) | Ceiling Insulation(R2 to R38) | NonEquip | 20 |  | 0% | Tech/Econ | 38.84% | 0 | 0 | 0
Tech | Retail | Space Heating | Boilers | TRC | Existing | NE3126 | Ceiling Insulation(R19 to R38) | Ceiling Insulation(R19 to R38) | NonEquip | 20 |  | 0% | Tech/Econ | 2.158% | 0 | 0 | 0
Tech | Retail | Space Heating | Boilers | TRC | Existing | NE3074 | Ceiling Insulation(R12 to R38) | Ceiling Insulation(R12 to R38) | NonEquip | 20 |  | 0% | Tech/Econ | 4.675% | 0 | 0 | 0
Tech | Retail | Space Heating | Boilers | TRC | Existing | NE2996 | Air Curtains | Air Curtains | NonEquip | 8 |  | 33.45% | Tech/Econ | 0.9466% | 0 | 0 | 0
Tech | Retail | Domestic Hot Water | "Point-of-Use" water heaters | TRC | New | NN5427 | Retro-Commissioning | Retro-Commissioning | NonEquip | 5 |  | 0% | Tech/Econ | 16% | 0 | 0 | 0
Tech | Retail | Domestic Hot Water | "Point-of-Use" water heaters | TRC | New | NN2931 | Thermostatic Shower Restriction Valve | Thermostatic Shower Restriction Valve | NonEquip | 10 | Centralized water heaters | 0% | Tech/Econ | 4.015% | 0 | 0 | 0
Tech | Retail | Domestic Hot Water | "Point-of-Use" water heaters | TRC | New | NN2905 | Tank Wrap on Water Heater | Tank Wrap on Water Heater | NonEquip | 7 | Centralized water heaters | 0% | Tech/Econ | 1.773% | 0 | 0 | 0
Tech | Retail | Domestic Hot Water | "Point-of-Use" water heaters | TRC | New | NN2879 | Low-Flow Pre-Rinse Sprayers | Low-Flow Pre-Rinse Sprayers | NonEquip | 5 | Centralized water heaters | 0% | Tech/Econ | 5.311% | 0 | 0 | 0
Tech | Retail | Domestic Hot Water | "Point-of-Use" water heaters | TRC | New | NN2853 | Low Flow Shower Head | Low Flow Shower Head | NonEquip | 10 | Centralized water heaters | 0% | Tech/Econ | 0.8135% | 0 | 0 | 0
Tech | Retail | Domestic Hot Water | "Point-of-Use" water heaters | TRC | New | NN2827 | Hot Water Pipe Insulation | Hot Water Pipe Insulation | NonEquip | 13 | Centralized water heaters | 0% | Tech/Econ | 9.519% | 0 | 0 | 0
Tech | Retail | Domestic Hot Water | "Point-of-Use" water heaters | TRC | New | NN2801 | Hot Water Circulation Pump Control | Hot Water Circulation Pump Control | NonEquip | 15 | Centralized water heaters | 0% | Tech/Econ | 4.571% | 0 | 0 | 0
Tech | Retail | Domestic Hot Water | "Point-of-Use" water heaters | TRC | New | NN2775 | Faucet Aerator | Faucet Aerator | NonEquip | 10 | Centralized water heaters | 0% | Tech/Econ | 0.3832% | 0 | 0 | 0
Tech | Retail | Domestic Hot Water | "Point-of-Use" water heaters | TRC | New | NN2749 | Drain Water Heat Recovery | Drain Water Heat Recovery | NonEquip | 15 | Centralized water heaters | 0% | Tech/Econ | 12.27% | 0 | 0 | 0
Tech | Retail | Domestic Hot Water | "Point-of-Use" water heaters | TRC | Existing | NE5414 | Retro-Commissioning | Retro-Commissioning | NonEquip | 5 |  | 21.99% | Tech/Econ | 16% | 99867.0967 | 30.8336 | 59.7433
Tech | Retail | Domestic Hot Water | "Point-of-Use" water heaters | TRC | Existing | NE2918 | Thermostatic Shower Restriction Valve | Thermostatic Shower Restriction Valve | NonEquip | 10 | Centralized water heaters | 0% | Tech/Econ | 3.841% | 0 | 0 | 0
Tech | Retail | Domestic Hot Water | "Point-of-Use" water heaters | TRC | Existing | NE2892 | Tank Wrap on Water Heater | Tank Wrap on Water Heater | NonEquip | 7 | Centralized water heaters | 0% | Tech/Econ | 1.773% | 0 | 0 | 0
Tech | Retail | Domestic Hot Water | "Point-of-Use" water heaters | TRC | Existing | NE2866 | Low-Flow Pre-Rinse Sprayers | Low-Flow Pre-Rinse Sprayers | NonEquip | 5 | Centralized water heaters | 0% | Tech/Econ | 5.065% | 0 | 0 | 0
Tech | Retail | Domestic Hot Water | "Point-of-Use" water heaters | TRC | Existing | NE2840 | Low Flow Shower Head | Low Flow Shower Head | NonEquip | 10 | Centralized water heaters | 0% | Tech/Econ | 0.7782% | 0 | 0 | 0
Tech | Retail | Domestic Hot Water | "Point-of-Use" water heaters | TRC | Existing | NE2814 | Hot Water Pipe Insulation | Hot Water Pipe Insulation | NonEquip | 13 | Centralized water heaters | 0% | Tech/Econ | 9.106% | 0 | 0 | 0
Tech | Retail | Domestic Hot Water | "Point-of-Use" water heaters | TRC | Existing | NE2788 | Hot Water Circulation Pump Control | Hot Water Circulation Pump Control | NonEquip | 15 | Centralized water heaters | 0% | Tech/Econ | 4.373% | 0 | 0 | 0
Tech | Retail | Domestic Hot Water | "Point-of-Use" water heaters | TRC | Existing | NE2762 | Faucet Aerator | Faucet Aerator | NonEquip | 10 | Centralized water heaters | 0% | Tech/Econ | 0.3666% | 0 | 0 | 0
Tech | Retail | Domestic Hot Water | "Point-of-Use" water heaters | TRC | Existing | NE2736 | Drain Water Heat Recovery | Drain Water Heat Recovery | NonEquip | 15 | Centralized water heaters | 0% | Tech/Econ | 12.27% | 0 | 0 | 0
Tech | Retail | Domestic Hot Water | "Point-of-Use" water heaters | TRC | Turnover | ET402 | Instantaneous Hot Water System | Instantaneous Hot Water System | Equip | 20 | "Point-of-Use" water heaters | 94.56% | Tech/Econ | 5.847% | 166127.9362 | 18.4814 | 19.2842
Tech | Retail | Domestic Hot Water | "Point-of-Use" water heaters | TRC | Turnover | ET324 | Energy Star Commercial Dishwasher | Energy Star Commercial Dishwasher | Equip | 15 | "Point-of-Use" water heaters | 0% | Tech/Econ | 29.42% | 0 | 0 | 0
Tech | Retail | Domestic Hot Water | "Point-of-Use" water heaters | TRC | New | EN428 | Instantaneous Hot Water System | Instantaneous Hot Water System | Equip | 20 | "Point-of-Use" water heaters | 94.56% | Tech/Econ | 5.847% | 2993.4485 | 0.33302 | 0.34748
Tech | Retail | Domestic Hot Water | "Point-of-Use" water heaters | TRC | New | EN350 | Energy Star Commercial Dishwasher | Energy Star Commercial Dishwasher | Equip | 15 | "Point-of-Use" water heaters | 0% | Tech/Econ | 29.42% | 0 | 0 | 0
Tech | Schools K-12 | Refrigeration | Walk-in cooler | TRC | New | NN5324 | Retro-Commissioning | Retro-Commissioning | NonEquip | 5 |  | 0% | Tech/Econ | 16% | 0 | 0 | 0
Tech | Schools K-12 | Refrigeration | Walk-in cooler | TRC | New | NN4908 | Strip Curtains for Walk-ins | Strip Curtains for Walk-ins | NonEquip | 4 | Walk-in cooler | 3.76% | Tech/Econ | 2.115% | 0 | 0 | 0
Tech | Schools K-12 | Refrigeration | Walk-in cooler | TRC | New | NN4882 | Refrigerated Display Case Lighting Controls | Refrigerated Display Case Lighting Controls | NonEquip | 8 | Display cases | 0% | Tech/Econ | 0.9365% | 0 | 0 | 0
Tech | Schools K-12 | Refrigeration | Walk-in cooler | TRC | New | NN4856 | PSC to ECM Evaporator Fan Motor (Walk-In, Refrigerator) | PSC to ECM Evaporator Fan Motor (Walk-In, Refrigerator) | NonEquip | 15 | Walk-in cooler | 68.68% | Tech/Econ | 37.5% | 1251.487 | 0.16226 | 0.13591
Tech | Schools K-12 | Refrigeration | Walk-in cooler | TRC | New | NN4830 | PSC to ECM Evaporator Fan Motor (Reach-In) | PSC to ECM Evaporator Fan Motor (Reach-In) | NonEquip | 15 | Display cases | 0% | Tech/Econ | 37.5% | 0 | 0 | 0
Tech | Schools K-12 | Refrigeration | Walk-in cooler | TRC | New | NN4804 | Night Covers for Display Cases | Night Covers for Display Cases | NonEquip | 5 | Display cases | 0% | Tech/Econ | 1.877% | 0 | 0 | 0
Tech | Schools K-12 | Refrigeration | Walk-in cooler | TRC | New | NN4778 | High R-Value Glass Doors | High R-Value Glass Doors | NonEquip | 12 | Display cases | 0% | Tech/Econ | 0% | 0 | 0 | 0
Tech | Schools K-12 | Refrigeration | Walk-in cooler | TRC | New | NN4752 | High Efficiency Refrigeration Compressor | High Efficiency Refrigeration Compressor | NonEquip | 13 | Display cases | 0% | Tech/Econ | 6.922% | 0 | 0 | 0
Tech | Schools K-12 | Refrigeration | Walk-in cooler | TRC | New | NN4726 | Freezer-Cooler Replacement Gaskets | Freezer-Cooler Replacement Gaskets | NonEquip | 4 | Display cases | 0% | Tech/Econ | 0% | 0 | 0 | 0
Tech | Schools K-12 | Refrigeration | Walk-in cooler | TRC | New | NN4700 | Floating Head Pressure Controls | Floating Head Pressure Controls | NonEquip | 15 |  | 27.37% | Tech/Econ | 6.05% | 59.7456 | 0.0077463 | 0.0064885
Tech | Schools K-12 | Refrigeration | Walk-in cooler | TRC | New | NN4674 | Demand Defrost | Demand Defrost | NonEquip | 10 | Walk-in cooler | 0% | Tech/Econ | 30% | 0 | 0 | 0
Tech | Schools K-12 | Refrigeration | Walk-in cooler | TRC | New | NN4648 | Automatic Door Closer for Walk-in Coolers and Freezers | Automatic Door Closer for Walk-in Coolers and Freezers | NonEquip | 8 | Walk-in cooler | 55.99% | Tech/Econ | 3.131% | 34.785 | 0.0045101 | 0.0037777
Tech | Schools K-12 | Refrigeration | Walk-in cooler | TRC | New | NN4622 | Anti-Sweat Controls | Anti-Sweat Controls | NonEquip | 8 | Display cases | 0% | Tech/Econ | 85% | 0 | 0 | 0
Tech | Schools K-12 | Refrigeration | Walk-in cooler | TRC | Existing | NE5311 | Retro-Commissioning | Retro-Commissioning | NonEquip | 5 |  | 21.99% | Tech/Econ | 16% | 7182.6585 | 1.2008 | 3.723
Tech | Schools K-12 | Refrigeration | Walk-in cooler | TRC | Existing | NE4895 | Strip Curtains for Walk-ins | Strip Curtains for Walk-ins | NonEquip | 4 | Walk-in cooler | 3.76% | Tech/Econ | 2.115% | 151.3858 | 0.019628 | 0.016441
Tech | Schools K-12 | Refrigeration | Walk-in cooler | TRC | Existing | NE4869 | Refrigerated Display Case Lighting Controls | Refrigerated Display Case Lighting Controls | NonEquip | 8 | Display cases | 0% | Tech/Econ | 2.524% | 0 | 0 | 0
Tech | Schools K-12 | Refrigeration | Walk-in cooler | TRC | Existing | NE4843 | PSC to ECM Evaporator Fan Motor (Walk-In, Refrigerator) | PSC to ECM Evaporator Fan Motor (Walk-In, Refrigerator) | NonEquip | 15 | Walk-in cooler | 17.17% | Tech/Econ | 37.5% | 17363.4987 | 2.2513 | 1.8857
Tech | Schools K-12 | Refrigeration | Walk-in cooler | TRC | Existing | NE4817 | PSC to ECM Evaporator Fan Motor (Reach-In) | PSC to ECM Evaporator Fan Motor (Reach-In) | NonEquip | 15 | Display cases | 0% | Tech/Econ | 37.5% | 0 | 0 | 0
Tech | Schools K-12 | Refrigeration | Walk-in cooler | TRC | Existing | NE4791 | Night Covers for Display Cases | Night Covers for Display Cases | NonEquip | 5 | Display cases | 0% | Tech/Econ | 1.877% | 0 | 0 | 0
Tech | Schools K-12 | Refrigeration | Walk-in cooler | TRC | Existing | NE4765 | High R-Value Glass Doors | High R-Value Glass Doors | NonEquip | 12 | Display cases | 0% | Tech/Econ | 23.81% | 0 | 0 | 0
Tech | Schools K-12 | Refrigeration | Walk-in cooler | TRC | Existing | NE4739 | High Efficiency Refrigeration Compressor | High Efficiency Refrigeration Compressor | NonEquip | 13 | Display cases | 0% | Tech/Econ | 6.922% | 0 | 0 | 0
Tech | Schools K-12 | Refrigeration | Walk-in cooler | TRC | Existing | NE4713 | Freezer-Cooler Replacement Gaskets | Freezer-Cooler Replacement Gaskets | NonEquip | 4 | Display cases | 0% | Tech/Econ | 3.131% | 0 | 0 | 0
Tech | Schools K-12 | Refrigeration | Walk-in cooler | TRC | Existing | NE4687 | Floating Head Pressure Controls | Floating Head Pressure Controls | NonEquip | 15 |  | 27.37% | Tech/Econ | 6.05% | 3262.0844 | 0.42295 | 0.35427
Tech | Schools K-12 | Refrigeration | Walk-in cooler | TRC | Existing | NE4661 | Demand Defrost | Demand Defrost | NonEquip | 10 | Walk-in cooler | 63.61% | Tech/Econ | 30% | 48146.0322 | 6.2424 | 5.2288
Tech | Schools K-12 | Refrigeration | Walk-in cooler | TRC | Existing | NE4635 | Automatic Door Closer for Walk-in Coolers and Freezers | Automatic Door Closer for Walk-in Coolers and Freezers | NonEquip | 8 | Walk-in cooler | 55.99% | Tech/Econ | 3.131% | 3395.5924 | 0.44026 | 0.36877
Tech | Schools K-12 | Refrigeration | Walk-in cooler | TRC | Existing | NE4609 | Anti-Sweat Controls | Anti-Sweat Controls | NonEquip | 8 | Display cases | 0% | Tech/Econ | 85% | 0 | 0 | 0
Tech | Schools K-12 | Refrigeration | Vending and ice makers | TRC | New | NN5324 | Retro-Commissioning | Retro-Commissioning | NonEquip | 5 |  | 0% | Tech/Econ | 16% | 0 | 0 | 0
Tech | Schools K-12 | Refrigeration | Vending and ice makers | TRC | New | NN4908 | Strip Curtains for Walk-ins | Strip Curtains for Walk-ins | NonEquip | 4 | Walk-in cooler | 0% | Tech/Econ | 2.115% | 0 | 0 | 0
Tech | Schools K-12 | Refrigeration | Vending and ice makers | TRC | New | NN4882 | Refrigerated Display Case Lighting Controls | Refrigerated Display Case Lighting Controls | NonEquip | 8 | Display cases | 0% | Tech/Econ | 0.9365% | 0 | 0 | 0
Tech | Schools K-12 | Refrigeration | Vending and ice makers | TRC | New | NN4856 | PSC to ECM Evaporator Fan Motor (Walk-In, Refrigerator) | PSC to ECM Evaporator Fan Motor (Walk-In, Refrigerator) | NonEquip | 15 | Walk-in cooler | 0% | Tech/Econ | 37.5% | 0 | 0 | 0
Tech | Schools K-12 | Refrigeration | Vending and ice makers | TRC | New | NN4830 | PSC to ECM Evaporator Fan Motor (Reach-In) | PSC to ECM Evaporator Fan Motor (Reach-In) | NonEquip | 15 | Display cases | 0% | Tech/Econ | 37.5% | 0 | 0 | 0
Tech | Schools K-12 | Refrigeration | Vending and ice makers | TRC | New | NN4804 | Night Covers for Display Cases | Night Covers for Display Cases | NonEquip | 5 | Display cases | 0% | Tech/Econ | 1.877% | 0 | 0 | 0
Tech | Schools K-12 | Refrigeration | Vending and ice makers | TRC | New | NN4778 | High R-Value Glass Doors | High R-Value Glass Doors | NonEquip | 12 | Display cases | 0% | Tech/Econ | 0% | 0 | 0 | 0
Tech | Schools K-12 | Refrigeration | Vending and ice makers | TRC | New | NN4752 | High Efficiency Refrigeration Compressor | High Efficiency Refrigeration Compressor | NonEquip | 13 | Display cases | 0% | Tech/Econ | 6.922% | 0 | 0 | 0
Tech | Schools K-12 | Refrigeration | Vending and ice makers | TRC | New | NN4726 | Freezer-Cooler Replacement Gaskets | Freezer-Cooler Replacement Gaskets | NonEquip | 4 | Display cases | 0% | Tech/Econ | 0% | 0 | 0 | 0
Tech | Schools K-12 | Refrigeration | Vending and ice makers | TRC | New | NN4700 | Floating Head Pressure Controls | Floating Head Pressure Controls | NonEquip | 15 |  | 27.37% | Tech/Econ | 6.05% | 448.1258 | 0.058102 | 0.048668
Tech | Schools K-12 | Refrigeration | Vending and ice makers | TRC | New | NN4674 | Demand Defrost | Demand Defrost | NonEquip | 10 | Walk-in cooler | 0% | Tech/Econ | 30% | 0 | 0 | 0
Tech | Schools K-12 | Refrigeration | Vending and ice makers | TRC | New | NN4648 | Automatic Door Closer for Walk-in Coolers and Freezers | Automatic Door Closer for Walk-in Coolers and Freezers | NonEquip | 8 | Walk-in cooler | 0% | Tech/Econ | 3.131% | 0 | 0 | 0
Tech | Schools K-12 | Refrigeration | Vending and ice makers | TRC | New | NN4622 | Anti-Sweat Controls | Anti-Sweat Controls | NonEquip | 8 | Display cases | 0% | Tech/Econ | 85% | 0 | 0 | 0
Tech | Schools K-12 | Refrigeration | Vending and ice makers | TRC | Existing | NE5311 | Retro-Commissioning | Retro-Commissioning | NonEquip | 5 |  | 21.99% | Tech/Econ | 16% | 52833.0732 | 8.8327 | 27.3849
Tech | Schools K-12 | Refrigeration | Vending and ice makers | TRC | Existing | NE4895 | Strip Curtains for Walk-ins | Strip Curtains for Walk-ins | NonEquip | 4 | Walk-in cooler | 0% | Tech/Econ | 2.115% | 0 | 0 | 0
Tech | Schools K-12 | Refrigeration | Vending and ice makers | TRC | Existing | NE4869 | Refrigerated Display Case Lighting Controls | Refrigerated Display Case Lighting Controls | NonEquip | 8 | Display cases | 0% | Tech/Econ | 2.524% | 0 | 0 | 0
Tech | Schools K-12 | Refrigeration | Vending and ice makers | TRC | Existing | NE4843 | PSC to ECM Evaporator Fan Motor (Walk-In, Refrigerator) | PSC to ECM Evaporator Fan Motor (Walk-In, Refrigerator) | NonEquip | 15 | Walk-in cooler | 0% | Tech/Econ | 37.5% | 0 | 0 | 0
Tech | Schools K-12 | Refrigeration | Vending and ice makers | TRC | Existing | NE4817 | PSC to ECM Evaporator Fan Motor (Reach-In) | PSC to ECM Evaporator Fan Motor (Reach-In) | NonEquip | 15 | Display cases | 0% | Tech/Econ | 37.5% | 0 | 0 | 0
Tech | Schools K-12 | Refrigeration | Vending and ice makers | TRC | Existing | NE4791 | Night Covers for Display Cases | Night Covers for Display Cases | NonEquip | 5 | Display cases | 0% | Tech/Econ | 1.877% | 0 | 0 | 0
Tech | Schools K-12 | Refrigeration | Vending and ice makers | TRC | Existing | NE4765 | High R-Value Glass Doors | High R-Value Glass Doors | NonEquip | 12 | Display cases | 0% | Tech/Econ | 23.81% | 0 | 0 | 0
Tech | Schools K-12 | Refrigeration | Vending and ice makers | TRC | Existing | NE4739 | High Efficiency Refrigeration Compressor | High Efficiency Refrigeration Compressor | NonEquip | 13 | Display cases | 0% | Tech/Econ | 6.922% | 0 | 0 | 0
Tech | Schools K-12 | Refrigeration | Vending and ice makers | TRC | Existing | NE4713 | Freezer-Cooler Replacement Gaskets | Freezer-Cooler Replacement Gaskets | NonEquip | 4 | Display cases | 0% | Tech/Econ | 3.131% | 0 | 0 | 0
Tech | Schools K-12 | Refrigeration | Vending and ice makers | TRC | Existing | NE4687 | Floating Head Pressure Controls | Floating Head Pressure Controls | NonEquip | 15 |  | 27.37% | Tech/Econ | 6.05% | 23994.7289 | 3.111 | 2.6059
Tech | Schools K-12 | Refrigeration | Vending and ice makers | TRC | Existing | NE4661 | Demand Defrost | Demand Defrost | NonEquip | 10 | Walk-in cooler | 0% | Tech/Econ | 30% | 0 | 0 | 0
Tech | Schools K-12 | Refrigeration | Vending and ice makers | TRC | Existing | NE4635 | Automatic Door Closer for Walk-in Coolers and Freezers | Automatic Door Closer for Walk-in Coolers and Freezers | NonEquip | 8 | Walk-in cooler | 0% | Tech/Econ | 3.131% | 0 | 0 | 0
Tech | Schools K-12 | Refrigeration | Vending and ice makers | TRC | Existing | NE4609 | Anti-Sweat Controls | Anti-Sweat Controls | NonEquip | 8 | Display cases | 0% | Tech/Econ | 85% | 0 | 0 | 0
Tech | Schools K-12 | Refrigeration | Vending and ice makers | TRC | Turnover | ET2581 | Energy Star Vending Machine | Energy Star Vending Machine | Equip | 14 | Vending and ice makers | 4.15% | Tech/Econ | 36% | 23655.7721 | 3.7123 | 2.3073
Tech | Schools K-12 | Refrigeration | Vending and ice makers | TRC | Turnover | ET2503 | Energy Star Ice Maker | Energy Star Ice Maker | Equip | 8 | Vending and ice makers | 32.68% | Tech/Econ | 11.39% | 58058.0642 | 7.5275 | 6.3052
Tech | Schools K-12 | Refrigeration | Vending and ice makers | TRC | New | EN2607 | Energy Star Vending Machine | Energy Star Vending Machine | Equip | 14 | Vending and ice makers | 4.15% | Tech/Econ | 36% | 426.2518 | 0.066892 | 0.041575
Tech | Schools K-12 | Refrigeration | Vending and ice makers | TRC | New | EN2529 | Energy Star Ice Maker | Energy Star Ice Maker | Equip | 8 | Vending and ice makers | 32.68% | Tech/Econ | 11.39% | 1046.1445 | 0.13564 | 0.11361
Tech | Schools K-12 | Exterior Lighting | Street lighting | TRC | New | NN5298 | Retro-Commissioning | Retro-Commissioning | NonEquip | 5 |  | 0% | Tech/Econ | 16% | 0 | 0 | 0
Tech | Schools K-12 | Exterior Lighting | Street lighting | TRC | New | NN2984 | Outdoor Lighting Controls | Outdoor Lighting Controls | NonEquip | 8 | Exterior parking/lot lighting | 0% | Tech/Econ | 28% | 0 | 0 | 0
Tech | Schools K-12 | Exterior Lighting | Street lighting | TRC | New | NN2958 | Bi-Level Lighting Control (Exterior) | Bi-Level Lighting Control (Exterior) | NonEquip | 9 | Exterior parking/lot lighting | 0% | Tech/Econ | 31% | 0 | 0 | 0
Tech | Schools K-12 | Exterior Lighting | Street lighting | TRC | Existing | NE5285 | Retro-Commissioning | Retro-Commissioning | NonEquip | 5 |  | 21.99% | Tech/Econ | 16% | 1202.8485 | 0 | 0.62347
Tech | Schools K-12 | Exterior Lighting | Street lighting | TRC | Existing | NE2971 | Outdoor Lighting Controls | Outdoor Lighting Controls | NonEquip | 8 | Exterior parking/lot lighting | 0% | Tech/Econ | 28% | 0 | 0 | 0
Tech | Schools K-12 | Exterior Lighting | Street lighting | TRC | Existing | NE2945 | Bi-Level Lighting Control (Exterior) | Bi-Level Lighting Control (Exterior) | NonEquip | 9 | Exterior parking/lot lighting | 0% | Tech/Econ | 31% | 0 | 0 | 0
Tech | Schools K-12 | Exterior Lighting | Street lighting | TRC | Turnover | ET793 | LED Traffic and Crosswalk Lighting | LED Traffic and Crosswalk Lighting | Equip | 10 | Street lighting | 0% | Tech/Econ | 37.14% | 0 | 0 | 0
Tech | Schools K-12 | Exterior Lighting | Street lighting | TRC | Turnover | ET754 | LED Street Lights | LED Street Lights | Equip | 18 | Street lighting | 0% | Tech/Econ | 66.53% | 0 | 0 | 0
Tech | Schools K-12 | Exterior Lighting | Street lighting | TRC | New | EN819 | LED Traffic and Crosswalk Lighting | LED Traffic and Crosswalk Lighting | Equip | 10 | Street lighting | 0% | Tech/Econ | 37.14% | 0 | 0 | 0
Tech | Schools K-12 | Exterior Lighting | Street lighting | TRC | New | EN780 | LED Street Lights | LED Street Lights | Equip | 18 | Street lighting | 0% | Tech/Econ | 66.53% | 0 | 0 | 0
Tech | Schools K-12 | Cooking | Steamer | TRC | Turnover | ET208 | Energy Star Steamer | Energy Star Steamer | Equip | 12 | Steamer | 11.72% | Tech/Econ | 56.63% | 655.547 | 0.096325 | 0.05593
Tech | Schools K-12 | Cooking | Steamer | TRC | New | EN234 | Energy Star Steamer | Energy Star Steamer | Equip | 12 | Steamer | 11.72% | Tech/Econ | 56.63% | 11.8123 | 0.0017357 | 0.0010078
Tech | Schools K-12 | Exterior Lighting | Spot lighting/Security/Flood | TRC | New | NN5298 | Retro-Commissioning | Retro-Commissioning | NonEquip | 5 |  | 0% | Tech/Econ | 16% | 0 | 0 | 0
Tech | Schools K-12 | Exterior Lighting | Spot lighting/Security/Flood | TRC | New | NN2984 | Outdoor Lighting Controls | Outdoor Lighting Controls | NonEquip | 8 | Exterior parking/lot lighting | 0% | Tech/Econ | 28% | 0 | 0 | 0
Tech | Schools K-12 | Exterior Lighting | Spot lighting/Security/Flood | TRC | New | NN2958 | Bi-Level Lighting Control (Exterior) | Bi-Level Lighting Control (Exterior) | NonEquip | 9 | Exterior parking/lot lighting | 0% | Tech/Econ | 31% | 0 | 0 | 0
Tech | Schools K-12 | Exterior Lighting | Spot lighting/Security/Flood | TRC | Existing | NE5285 | Retro-Commissioning | Retro-Commissioning | NonEquip | 5 |  | 21.99% | Tech/Econ | 16% | 1035.1432 | 0 | 0.53655
Tech | Schools K-12 | Exterior Lighting | Spot lighting/Security/Flood | TRC | Existing | NE2971 | Outdoor Lighting Controls | Outdoor Lighting Controls | NonEquip | 8 | Exterior parking/lot lighting | 0% | Tech/Econ | 28% | 0 | 0 | 0
Tech | Schools K-12 | Exterior Lighting | Spot lighting/Security/Flood | TRC | Existing | NE2945 | Bi-Level Lighting Control (Exterior) | Bi-Level Lighting Control (Exterior) | NonEquip | 9 | Exterior parking/lot lighting | 0% | Tech/Econ | 31% | 0 | 0 | 0
Tech | Schools K-12 | Exterior Lighting | Spot lighting/Security/Flood | TRC | Turnover | ET676 | LED Exterior Lighting | LED Exterior Lighting | Equip | 13 | Spot lighting/Security/Flood | 4.624% | Tech/Econ | 60.51% | 846.8801 | 0 | 0
Tech | Schools K-12 | Exterior Lighting | Spot lighting/Security/Flood | TRC | Turnover | ET559 | LED - 9W Flood | LED - 9W Flood | Equip | 15 | Spot lighting/Security/Flood | 13.31% | Tech/Econ | 86.15% | 3919.797 | 0 | 0
Tech | Schools K-12 | Exterior Lighting | Spot lighting/Security/Flood | TRC | Turnover | ET481 | CFL - 15W Flood | CFL - 15W Flood | Equip | 7.8 | Spot lighting/Security/Flood | 0% | Tech/Econ | 76.92% | 0 | 0 | 0
Tech | Schools K-12 | Exterior Lighting | Spot lighting/Security/Flood | TRC | New | EN702 | LED Exterior Lighting | LED Exterior Lighting | Equip | 13 | Spot lighting/Security/Flood | 4.624% | Tech/Econ | 60.51% | 4.4037 | 0 | 0
Tech | Schools K-12 | Exterior Lighting | Spot lighting/Security/Flood | TRC | New | EN585 | LED - 9W Flood | LED - 9W Flood | Equip | 15 | Spot lighting/Security/Flood | 86.42% | Tech/Econ | 86.15% | 458.6468 | 0 | 0
Tech | Schools K-12 | Exterior Lighting | Spot lighting/Security/Flood | TRC | New | EN507 | CFL - 15W Flood | CFL - 15W Flood | Equip | 7.8 | Spot lighting/Security/Flood | 0% | Tech/Econ | 76.92% | 0 | 0 | 0
Tech | Schools K-12 | Interior Lighting | Spot lighting | TRC | New | NN5272 | Retro-Commissioning | Retro-Commissioning | NonEquip | 5 |  | 0% | Tech/Econ | 16% | 0 | 0 | 0
Tech | Schools K-12 | Interior Lighting | Spot lighting | TRC | New | NN4440 | Interior Lighting Controls | Interior Lighting Controls | NonEquip | 8 | Overhead (fluorescent/LED/CFL U-shape) | 0% | Tech/Econ | 28% | 0 | 0 | 0
Tech | Schools K-12 | Interior Lighting | Spot lighting | TRC | New | NN4414 | Bi-Level Lighting Control (Interior) | Bi-Level Lighting Control (Interior) | NonEquip | 8 | Overhead (fluorescent/LED/CFL U-shape) | 0% | Tech/Econ | 31% | 0 | 0 | 0
Tech | Schools K-12 | Interior Lighting | Spot lighting | TRC | New | NN3712 | Facility Energy Management System | Facility Energy Management System | NonEquip | 15 |  | 4.276% | Tech/Econ | 24% | 7.6073 | 0.0015944 | 0.00013711
Tech | Schools K-12 | Interior Lighting | Spot lighting | TRC | Existing | NE5259 | Retro-Commissioning | Retro-Commissioning | NonEquip | 5 |  | 21.99% | Tech/Econ | 16% | 764.5335 | 0.12782 | 0.39628
Tech | Schools K-12 | Interior Lighting | Spot lighting | TRC | Existing | NE4427 | Interior Lighting Controls | Interior Lighting Controls | NonEquip | 8 | Overhead (fluorescent/LED/CFL U-shape) | 0% | Tech/Econ | 28% | 0 | 0 | 0
Tech | Schools K-12 | Interior Lighting | Spot lighting | TRC | Existing | NE4401 | Bi-Level Lighting Control (Interior) | Bi-Level Lighting Control (Interior) | NonEquip | 8 | Overhead (fluorescent/LED/CFL U-shape) | 0% | Tech/Econ | 31% | 0 | 0 | 0
Tech | Schools K-12 | Interior Lighting | Spot lighting | TRC | Existing | NE3699 | Facility Energy Management System | Facility Energy Management System | NonEquip | 15 |  | 0.7167% | Tech/Econ | 24% | 37.4416 | 0.0078475 | 0.00067482
Tech | Schools K-12 | Interior Lighting | Spot lighting | TRC | Turnover | ET1612 | LED Display Lighting (Interior) | LED Display Lighting (Interior) | Equip | 15 | Spot lighting | 2.129% | Tech/Econ | 87.04% | 762.2288 | 0.18718 | 0.042284
Tech | Schools K-12 | Interior Lighting | Spot lighting | TRC | Turnover | ET1573 | LED - 14W | LED - 14W | Equip | 15 | Spot lighting | 86.42% | Tech/Econ | 53.33% | 18609.1189 | 4.465 | 1.0323
Tech | Schools K-12 | Interior Lighting | Spot lighting | TRC | Turnover | ET1456 | CFL-23W | CFL-23W | Equip | 7.8 | Spot lighting | 0% | Tech/Econ | 23.33% | 0 | 0 | 0
Tech | Schools K-12 | Interior Lighting | Spot lighting | TRC | New | EN1638 | LED Display Lighting (Interior) | LED Display Lighting (Interior) | Equip | 15 | Spot lighting | 0% | Tech/Econ | 87.04% | 0 | 0 | 0
Tech | Schools K-12 | Interior Lighting | Spot lighting | TRC | New | EN1599 | LED - 14W | LED - 14W | Equip | 15 | Spot lighting | 0% | Tech/Econ | 53.33% | 0 | 0 | 0
Tech | Schools K-12 | Interior Lighting | Spot lighting | TRC | New | EN1482 | CFL-23W | CFL-23W | Equip | 7.8 | Spot lighting | 0% | Tech/Econ | 23.33% | 0 | 0 | 0
Tech | Schools K-12 | Office Equipment | Servers | TRC | New | NN4596 | Smart Strip Plug Outlet | Smart Strip Plug Outlet | NonEquip | 4 |  | 43.9% | Tech/Econ | 1.187% | 3.1719 | 0.00047164 | 0.00032778
Tech | Schools K-12 | Office Equipment | Servers | TRC | New | NN4570 | Network PC Power Management | Network PC Power Management | NonEquip | 5 | Computers | 0% | Tech/Econ | 56.5% | 0 | 0 | 0
Tech | Schools K-12 | Office Equipment | Servers | TRC | Existing | NE4583 | Smart Strip Plug Outlet | Smart Strip Plug Outlet | NonEquip | 4 |  | 43.9% | Tech/Econ | 1.187% | 172.9124 | 0.025711 | 0.017869
Tech | Schools K-12 | Office Equipment | Servers | TRC | Existing | NE4557 | Network PC Power Management | Network PC Power Management | NonEquip | 5 | Computers | 0% | Tech/Econ | 56.5% | 0 | 0 | 0
Tech | Schools K-12 | Office Equipment | Servers | TRC | Turnover | ET2308 | Server Virtualization | Server Virtualization | Equip | 3 | Servers | 92% | Tech/Econ | 85.71% | 128896.4962 | 19.1849 | 13.3435
Tech | Schools K-12 | Office Equipment | Servers | TRC | Turnover | ET1144 | High Efficiency Data Center Cooling | High Efficiency Data Center Cooling | Equip | 20 | Servers | 14.18% | Tech/Econ | 28% | 1372.5687 | 0.31467 | 0.18175
Tech | Schools K-12 | Office Equipment | Servers | TRC | New | EN2334 | Server Virtualization | Server Virtualization | Equip | 3 | Servers | 92% | Tech/Econ | 85.71% | 2322.5776 | 0.34569 | 0.24044
Tech | Schools K-12 | Office Equipment | Servers | TRC | New | EN1170 | High Efficiency Data Center Cooling | High Efficiency Data Center Cooling | Equip | 20 | Servers | 14.18% | Tech/Econ | 28% | 13.9489 | 0.0031979 | 0.001847
Tech | Schools K-12 | Space Cooling | Residential-type central air conditioners | TRC | New | NN5376 | Retro-Commissioning | Retro-Commissioning | NonEquip | 5 |  | 0% | Tech/Econ | 16% | 0 | 0 | 0
Tech | Schools K-12 | Space Cooling | Residential-type central air conditioners | TRC | New | NN4388 | Window Sun Protection | Window Sun Protection | NonEquip | 10 |  | 15.35% | Tech/Econ | 16% | 2.9212 | 0.0010684 | -1.1876e-05
Tech | Schools K-12 | Space Cooling | Residential-type central air conditioners | TRC | New | NN4362 | Waterside Economizer | Waterside Economizer | NonEquip | 20 |  | 0% | Tech/Econ | 5.556% | 0 | 0 | 0
Tech | Schools K-12 | Space Cooling | Residential-type central air conditioners | TRC | New | NN4154 | Smart Thermostat | Smart Thermostat | NonEquip | 11 |  | 45.33% | Tech/Econ | 10% | 1.0105 | 1.1998e-05 | 0
Tech | Schools K-12 | Space Cooling | Residential-type central air conditioners | TRC | New | NN4050 | Programmable Thermostat | Programmable Thermostat | NonEquip | 11 |  | 0% | Tech/Econ | 3.6% | 0 | 0 | 0
Tech | Schools K-12 | Space Cooling | Residential-type central air conditioners | TRC | New | NN3998 | Low U-Value Windows | Low U-Value Windows | NonEquip | 20 |  | 26.88% | Tech/Econ | 10% | 0 | 0 | 0
Tech | Schools K-12 | Space Cooling | Residential-type central air conditioners | TRC | New | NN3920 | HVAC tune-up_RTU | HVAC tune-up_RTU | NonEquip | 5 | Packaged air conditioning units (RTUs) | 0% | Tech/Econ | 5% | 0 | 0 | 0
Tech | Schools K-12 | Space Cooling | Residential-type central air conditioners | TRC | New | NN3894 | HVAC tune-up | HVAC tune-up | NonEquip | 5 | Residential-type central air conditioners | 0% | Tech/Econ | 5% | 0 | 0 | 0
Tech | Schools K-12 | Space Cooling | Residential-type central air conditioners | TRC | New | NN3816 | Green Roof | Green Roof | NonEquip | 15 |  | 0.63% | Tech/Econ | 2.836% | 0 | 0 | 0
Tech | Schools K-12 | Space Cooling | Residential-type central air conditioners | TRC | New | NN3686 | Facility Energy Management System | Facility Energy Management System | NonEquip | 15 |  | 4.276% | Tech/Econ | 20% | 1.202 | 0.00025192 | 0
Tech | Schools K-12 | Space Cooling | Residential-type central air conditioners | TRC | New | NN3634 | Facility Commissioning | Facility Commissioning | NonEquip | 10 |  | 71.67% | Tech/Econ | 16% | 15.4082 | 0.0031688 | 1.4264e-05
Tech | Schools K-12 | Space Cooling | Residential-type central air conditioners | TRC | New | NN3608 | Energy Recovery Ventilation System (ERV) | Energy Recovery Ventilation System (ERV) | NonEquip | 15 | Packaged air conditioning units (RTUs) | 0% | Tech/Econ | 10.24% | 0 | 0 | 0
Tech | Schools K-12 | Space Cooling | Residential-type central air conditioners | TRC | New | NN3530 | Duct Sealing Repair | Duct Sealing Repair | NonEquip | 15 |  | 0% | Tech/Econ | 12% | 0 | 0 | 0
Tech | Schools K-12 | Space Cooling | Residential-type central air conditioners | TRC | New | NN3426 | Dedicated Outdoor Air System on VRF unit | Dedicated Outdoor Air System on VRF unit | NonEquip | 15 | Residential-type central air conditioners | 58.91% | Tech/Econ | 17.5% | 4.9764 | 0.0015143 | 0
Tech | Schools K-12 | Space Cooling | Residential-type central air conditioners | TRC | New | NN3374 | Cool Roof | Cool Roof | NonEquip | 15 |  | 72.18% | Tech/Econ | 4.029% | 0 | 0 | 0
Tech | Schools K-12 | Space Cooling | Residential-type central air conditioners | TRC | New | NN3322 | Chilled Water System - Variable Speed Drives | Chilled Water System - Variable Speed Drives | NonEquip | 13 | Central chillers inside | 0% | Tech/Econ | 24.74% | 0 | 0 | 0
Tech | Schools K-12 | Space Cooling | Residential-type central air conditioners | TRC | New | NN3296 | Chilled Water Controls Optimization | Chilled Water Controls Optimization | NonEquip | 10 | Central chillers inside | 0% | Tech/Econ | 12.5% | 0 | 0 | 0
Tech | Schools K-12 | Space Cooling | Residential-type central air conditioners | TRC | New | NN3218 | Ceiling Insulation(R2 to R38) | Ceiling Insulation(R2 to R38) | NonEquip | 20 |  | 0% | Tech/Econ | 33.37% | 0 | 0 | 0
Tech | Schools K-12 | Space Cooling | Residential-type central air conditioners | TRC | New | NN3114 | Ceiling Insulation(R12 to R38) | Ceiling Insulation(R12 to R38) | NonEquip | 20 |  | 0% | Tech/Econ | 4.017% | 0 | 0 | 0
Tech | Schools K-12 | Space Cooling | Residential-type central air conditioners | TRC | New | NN3062 | Airside Economizer | Airside Economizer | NonEquip | 10 | Packaged air conditioning units (RTUs) | 0% | Tech/Econ | 5.556% | 0 | 0 | 0
Tech | Schools K-12 | Space Cooling | Residential-type central air conditioners | TRC | Existing | NE5363 | Retro-Commissioning | Retro-Commissioning | NonEquip | 5 |  | 21.99% | Tech/Econ | 16% | 227.7671 | 0.038079 | 0
Tech | Schools K-12 | Space Cooling | Residential-type central air conditioners | TRC | Existing | NE4375 | Window Sun Protection | Window Sun Protection | NonEquip | 10 |  | 15.68% | Tech/Econ | 16% | 166.5677 | 0.06092 | -0.00067718
Tech | Schools K-12 | Space Cooling | Residential-type central air conditioners | TRC | Existing | NE4349 | Waterside Economizer | Waterside Economizer | NonEquip | 20 |  | 0% | Tech/Econ | 5.556% | 0 | 0 | 0
Tech | Schools K-12 | Space Cooling | Residential-type central air conditioners | TRC | Existing | NE4219 | Wall Insulation | Wall Insulation | NonEquip | 20 |  | 0% | Tech/Econ | 9.701% | 0 | 0 | 0
Tech | Schools K-12 | Space Cooling | Residential-type central air conditioners | TRC | Existing | NE4141 | Smart Thermostat | Smart Thermostat | NonEquip | 11 |  | 45.33% | Tech/Econ | 10% | 283.1139 | 0.0033616 | 0
Tech | Schools K-12 | Space Cooling | Residential-type central air conditioners | TRC | Existing | NE4115 | Roof Insulation | Roof Insulation | NonEquip | 20 |  | 37.5% | Tech/Econ | 4.893% | 109.4082 | 0.0021893 | 0
Tech | Schools K-12 | Space Cooling | Residential-type central air conditioners | TRC | Existing | NE4037 | Programmable Thermostat | Programmable Thermostat | NonEquip | 11 |  | 0% | Tech/Econ | 3.6% | 0 | 0 | 0
Tech | Schools K-12 | Space Cooling | Residential-type central air conditioners | TRC | Existing | NE3985 | Low U-Value Windows | Low U-Value Windows | NonEquip | 20 |  | 10.75% | Tech/Econ | 46% | 503.509 | 0.18716 | 0
Tech | Schools K-12 | Space Cooling | Residential-type central air conditioners | TRC | Existing | NE3907 | HVAC tune-up_RTU | HVAC tune-up_RTU | NonEquip | 5 | Packaged air conditioning units (RTUs) | 0% | Tech/Econ | 5% | 0 | 0 | 0
Tech | Schools K-12 | Space Cooling | Residential-type central air conditioners | TRC | Existing | NE3881 | HVAC tune-up | HVAC tune-up | NonEquip | 5 | Residential-type central air conditioners | 0% | Tech/Econ | 5% | 0 | 0 | 0
Tech | Schools K-12 | Space Cooling | Residential-type central air conditioners | TRC | Existing | NE3803 | Green Roof | Green Roof | NonEquip | 15 |  | 0.126% | Tech/Econ | 2.836% | 0.20302 | 8.6246e-05 | 0
Tech | Schools K-12 | Space Cooling | Residential-type central air conditioners | TRC | Existing | NE3751 | Floor Insulation | Floor Insulation | NonEquip | 20 |  | 6.749% | Tech/Econ | 1.284% | 4.9227 | 9.8506e-05 | 0
Tech | Schools K-12 | Space Cooling | Residential-type central air conditioners | TRC | Existing | NE3673 | Facility Energy Management System | Facility Energy Management System | NonEquip | 15 |  | 0.7167% | Tech/Econ | 20% | 10.6275 | 0.0022275 | 0
Tech | Schools K-12 | Space Cooling | Residential-type central air conditioners | TRC | Existing | NE3595 | Energy Recovery Ventilation System (ERV) | Energy Recovery Ventilation System (ERV) | NonEquip | 15 | Packaged air conditioning units (RTUs) | 0% | Tech/Econ | 10.24% | 0 | 0 | 0
Tech | Schools K-12 | Space Cooling | Residential-type central air conditioners | TRC | Existing | NE3517 | Duct Sealing Repair | Duct Sealing Repair | NonEquip | 15 |  | 0% | Tech/Econ | 12% | 0 | 0 | 0
Tech | Schools K-12 | Space Cooling | Residential-type central air conditioners | TRC | Existing | NE3465 | Duct Insulation | Duct Insulation | NonEquip | 15 |  | 0% | Tech/Econ | 2.045% | 0 | 0 | 0
Tech | Schools K-12 | Space Cooling | Residential-type central air conditioners | TRC | Existing | NE3413 | Dedicated Outdoor Air System on VRF unit | Dedicated Outdoor Air System on VRF unit | NonEquip | 15 | Residential-type central air conditioners | 58.91% | Tech/Econ | 17.5% | 763.3155 | 0.23227 | 0
Tech | Schools K-12 | Space Cooling | Residential-type central air conditioners | TRC | Existing | NE3361 | Cool Roof | Cool Roof | NonEquip | 15 |  | 72.68% | Tech/Econ | 4.029% | 171.4105 | 0.072819 | 0
Tech | Schools K-12 | Space Cooling | Residential-type central air conditioners | TRC | Existing | NE3309 | Chilled Water System - Variable Speed Drives | Chilled Water System - Variable Speed Drives | NonEquip | 13 | Central chillers inside | 0% | Tech/Econ | 24.74% | 0 | 0 | 0
Tech | Schools K-12 | Space Cooling | Residential-type central air conditioners | TRC | Existing | NE3283 | Chilled Water Controls Optimization | Chilled Water Controls Optimization | NonEquip | 10 | Central chillers inside | 0% | Tech/Econ | 12.5% | 0 | 0 | 0
Tech | Schools K-12 | Space Cooling | Residential-type central air conditioners | TRC | Existing | NE3205 | Ceiling Insulation(R2 to R38) | Ceiling Insulation(R2 to R38) | NonEquip | 20 |  | 0% | Tech/Econ | 33.37% | 0 | 0 | 0
Tech | Schools K-12 | Space Cooling | Residential-type central air conditioners | TRC | Existing | NE3153 | Ceiling Insulation(R19 to R38) | Ceiling Insulation(R19 to R38) | NonEquip | 20 |  | 0% | Tech/Econ | 1.854% | 0 | 0 | 0
Tech | Schools K-12 | Space Cooling | Residential-type central air conditioners | TRC | Existing | NE3101 | Ceiling Insulation(R12 to R38) | Ceiling Insulation(R12 to R38) | NonEquip | 20 |  | 0% | Tech/Econ | 4.017% | 0 | 0 | 0
Tech | Schools K-12 | Space Cooling | Residential-type central air conditioners | TRC | Existing | NE3049 | Airside Economizer | Airside Economizer | NonEquip | 10 | Packaged air conditioning units (RTUs) | 0% | Tech/Econ | 5.556% | 0 | 0 | 0
Tech | Schools K-12 | Space Cooling | Residential-type central air conditioners | TRC | Turnover | ET832 | Geothermal Heat Pump | Geothermal Heat Pump | Equip | 15 | Residential-type central air conditioners | 30.5% | Tech/Econ | 21.18% | 511.9054 | 0.22014 | 0
Tech | Schools K-12 | Space Cooling | Residential-type central air conditioners | TRC | Turnover | ET1378 | Variable Refrigerant Flow (VRF) HVAC Systems | Variable Refrigerant Flow (VRF) HVAC Systems | Equip | 15 | Residential-type central air conditioners | 49.09% | Tech/Econ | 36.88% | 1752.148 | 0.53316 | 0
Tech | Schools K-12 | Space Cooling | Residential-type central air conditioners | TRC | Turnover | ET1300 | High Efficiency PTHP | High Efficiency PTHP | Equip | 15 | Residential-type central air conditioners | 0% | Tech/Econ | 23.64% | 0 | 0 | 0
Tech | Schools K-12 | Space Cooling | Residential-type central air conditioners | TRC | Turnover | ET1261 | High Efficiency PTAC | High Efficiency PTAC | Equip | 15 | Residential-type central air conditioners | 0% | Tech/Econ | 23.64% | 0 | 0 | 0
Tech | Schools K-12 | Space Cooling | Residential-type central air conditioners | TRC | New | EN858 | Geothermal Heat Pump | Geothermal Heat Pump | Equip | 15 | Residential-type central air conditioners | 30.5% | Tech/Econ | 21.18% | 9.7039 | 0.0041731 | 0
Tech | Schools K-12 | Space Cooling | Residential-type central air conditioners | TRC | New | EN1404 | Variable Refrigerant Flow (VRF) HVAC Systems | Variable Refrigerant Flow (VRF) HVAC Systems | Equip | 15 | Residential-type central air conditioners | 49.09% | Tech/Econ | 36.88% | 33.2143 | 0.010107 | 0
Tech | Schools K-12 | Space Cooling | Residential-type central air conditioners | TRC | New | EN1326 | High Efficiency PTHP | High Efficiency PTHP | Equip | 15 | Residential-type central air conditioners | 0% | Tech/Econ | 23.64% | 0 | 0 | 0
Tech | Schools K-12 | Space Cooling | Residential-type central air conditioners | TRC | New | EN1287 | High Efficiency PTAC | High Efficiency PTAC | Equip | 15 | Residential-type central air conditioners | 0% | Tech/Econ | 23.64% | 0 | 0 | 0
Tech | Schools K-12 | Space Heating | Residential/split system heat pump | TRC | New | NN5350 | Retro-Commissioning | Retro-Commissioning | NonEquip | 5 |  | 0% | Tech/Econ | 16% | 0 | 0 | 0
Tech | Schools K-12 | Space Heating | Residential/split system heat pump | TRC | New | NN4336 | Water Cooled Refrigeration Heat Recovery | Water Cooled Refrigeration Heat Recovery | NonEquip | 20 |  | 0% | Tech/Econ | 10% | 0 | 0 | 0
Tech | Schools K-12 | Space Heating | Residential/split system heat pump | TRC | New | NN4284 | Warehouse Loading Dock Seals | Warehouse Loading Dock Seals | NonEquip | 18 |  | 0% | Tech/Econ | 0.508% | 0 | 0 | 0
Tech | Schools K-12 | Space Heating | Residential/split system heat pump | TRC | New | NN4180 | Smart Thermostat | Smart Thermostat | NonEquip | 11 |  | 45.33% | Tech/Econ | 10% | 387.2377 | 0 | -0.063628
Tech | Schools K-12 | Space Heating | Residential/split system heat pump | TRC | New | NN4102 | Roof Insulation | Roof Insulation | NonEquip | 20 |  | 37.5% | Tech/Econ | 3.023% | 56.4251 | 0 | 0.025452
Tech | Schools K-12 | Space Heating | Residential/split system heat pump | TRC | New | NN4076 | Programmable Thermostat | Programmable Thermostat | NonEquip | 11 |  | 0% | Tech/Econ | 3.6% | 0 | 0 | 0
Tech | Schools K-12 | Space Heating | Residential/split system heat pump | TRC | New | NN4024 | Low U-Value Windows | Low U-Value Windows | NonEquip | 20 |  | 26.88% | Tech/Econ | 10% | 248.6021 | 0 | 0.0010332
Tech | Schools K-12 | Space Heating | Residential/split system heat pump | TRC | New | NN3946 | Infiltration Reduction - Air Sealing | Infiltration Reduction - Air Sealing | NonEquip | 11 |  | 0% | Tech/Econ | 0.254% | 0 | 0 | 0
Tech | Schools K-12 | Space Heating | Residential/split system heat pump | TRC | New | NN3790 | Green Roof | Green Roof | NonEquip | 15 |  | 0.63% | Tech/Econ | 4.672% | 2.4005 | 0 | 0
Tech | Schools K-12 | Space Heating | Residential/split system heat pump | TRC | New | NN3738 | Floor Insulation | Floor Insulation | NonEquip | 20 |  | 16.87% | Tech/Econ | 1.586% | 0 | 0 | 0
Tech | Schools K-12 | Space Heating | Residential/split system heat pump | TRC | New | NN3660 | Facility Energy Management System | Facility Energy Management System | NonEquip | 15 |  | 4.276% | Tech/Econ | 20% | 79.7879 | 0 | 0.001438
Tech | Schools K-12 | Space Heating | Residential/split system heat pump | TRC | New | NN3582 | ECM Motors on Furnaces | ECM Motors on Furnaces | NonEquip | 15 | Forced air furnace | 0% | Tech/Econ | 1.706% | 0 | 0 | 0
Tech | Schools K-12 | Space Heating | Residential/split system heat pump | TRC | New | NN3556 | Duct Sealing Repair | Duct Sealing Repair | NonEquip | 15 |  | 0% | Tech/Econ | 12% | 0 | 0 | 0
Tech | Schools K-12 | Space Heating | Residential/split system heat pump | TRC | New | NN3504 | Duct Insulation | Duct Insulation | NonEquip | 15 |  | 0% | Tech/Econ | 2.045% | 0 | 0 | 0
Tech | Schools K-12 | Space Heating | Residential/split system heat pump | TRC | New | NN3452 | Destratification Fans | Destratification Fans | NonEquip | 10 |  | 0% | Tech/Econ | 16.23% | 0 | 0 | 0
Tech | Schools K-12 | Space Heating | Residential/split system heat pump | TRC | New | NN3400 | Dedicated Outdoor Air System on VRF unit | Dedicated Outdoor Air System on VRF unit | NonEquip | 15 | Residential/split system heat pump | 58.91% | Tech/Econ | 10% | 458.2191 | 0 | 0.14093
Tech | Schools K-12 | Space Heating | Residential/split system heat pump | TRC | New | NN3348 | Cool Roof | Cool Roof | NonEquip | 15 |  | 72.18% | Tech/Econ | 0.5275% | 0 | 0 | 0
Tech | Schools K-12 | Space Heating | Residential/split system heat pump | TRC | New | NN3244 | Ceiling Insulation(R30 to R38) | Ceiling Insulation(R30 to R38) | NonEquip | 20 |  | 0% | Tech/Econ | 0.611% | 0 | 0 | 0
Tech | Schools K-12 | Space Heating | Residential/split system heat pump | TRC | New | NN3192 | Ceiling Insulation(R2 to R38) | Ceiling Insulation(R2 to R38) | NonEquip | 20 |  | 0% | Tech/Econ | 41.24% | 0 | 0 | 0
Tech | Schools K-12 | Space Heating | Residential/split system heat pump | TRC | New | NN3140 | Ceiling Insulation(R19 to R38) | Ceiling Insulation(R19 to R38) | NonEquip | 20 |  | 0% | Tech/Econ | 2.291% | 0 | 0 | 0
Tech | Schools K-12 | Space Heating | Residential/split system heat pump | TRC | New | NN3088 | Ceiling Insulation(R12 to R38) | Ceiling Insulation(R12 to R38) | NonEquip | 20 |  | 0% | Tech/Econ | 4.964% | 0 | 0 | 0
Tech | Schools K-12 | Space Heating | Residential/split system heat pump | TRC | Existing | NE5337 | Retro-Commissioning | Retro-Commissioning | NonEquip | 5 |  | 21.99% | Tech/Econ | 16% | 15009.4898 | 0 | 7.7799
Tech | Schools K-12 | Space Heating | Residential/split system heat pump | TRC | Existing | NE4323 | Water Cooled Refrigeration Heat Recovery | Water Cooled Refrigeration Heat Recovery | NonEquip | 20 |  | 0% | Tech/Econ | 10% | 0 | 0 | 0
Tech | Schools K-12 | Space Heating | Residential/split system heat pump | TRC | Existing | NE4271 | Warehouse Loading Dock Seals | Warehouse Loading Dock Seals | NonEquip | 18 |  | 0% | Tech/Econ | 0.5606% | 0 | 0 | 0
Tech | Schools K-12 | Space Heating | Residential/split system heat pump | TRC | Existing | NE4245 | Wall Insulation | Wall Insulation | NonEquip | 20 |  | 0% | Tech/Econ | 1.931% | 0 | 0 | 0
Tech | Schools K-12 | Space Heating | Residential/split system heat pump | TRC | Existing | NE4167 | Smart Thermostat | Smart Thermostat | NonEquip | 11 |  | 45.33% | Tech/Econ | 10% | 22276.7545 | 0 | -3.6604
Tech | Schools K-12 | Space Heating | Residential/split system heat pump | TRC | Existing | NE4089 | Roof Insulation | Roof Insulation | NonEquip | 20 |  | 37.5% | Tech/Econ | 6.672% | 11046.845 | 0 | 4.983
Tech | Schools K-12 | Space Heating | Residential/split system heat pump | TRC | Existing | NE4063 | Programmable Thermostat | Programmable Thermostat | NonEquip | 11 |  | 0% | Tech/Econ | 3.6% | 0 | 0 | 0
Tech | Schools K-12 | Space Heating | Residential/split system heat pump | TRC | Existing | NE4011 | Low U-Value Windows | Low U-Value Windows | NonEquip | 20 |  | 10.75% | Tech/Econ | 46% | 30245.187 | 0 | 0.1257
Tech | Schools K-12 | Space Heating | Residential/split system heat pump | TRC | Existing | NE3933 | Infiltration Reduction - Air Sealing | Infiltration Reduction - Air Sealing | NonEquip | 11 |  | 0% | Tech/Econ | 0.2803% | 0 | 0 | 0
Tech | Schools K-12 | Space Heating | Residential/split system heat pump | TRC | Existing | NE3855 | Hotel Card Energy Control Systems | Hotel Card Energy Control Systems | NonEquip | 15 |  | 0% | Tech/Econ | 0% | 0 | 0 | 0
Tech | Schools K-12 | Space Heating | Residential/split system heat pump | TRC | Existing | NE3777 | Green Roof | Green Roof | NonEquip | 15 |  | 0.126% | Tech/Econ | 5.155% | 27.9634 | 0 | 0
Tech | Schools K-12 | Space Heating | Residential/split system heat pump | TRC | Existing | NE3725 | Floor Insulation | Floor Insulation | NonEquip | 20 |  | 6.749% | Tech/Econ | 1.75% | 486.2499 | 0 | 0.21934
Tech | Schools K-12 | Space Heating | Residential/split system heat pump | TRC | Existing | NE3647 | Facility Energy Management System | Facility Energy Management System | NonEquip | 15 |  | 0.7167% | Tech/Econ | 20% | 705.4702 | 0 | 0.012715
Tech | Schools K-12 | Space Heating | Residential/split system heat pump | TRC | Existing | NE3569 | ECM Motors on Furnaces | ECM Motors on Furnaces | NonEquip | 15 | Forced air furnace | 0% | Tech/Econ | 1.706% | 0 | 0 | 0
Tech | Schools K-12 | Space Heating | Residential/split system heat pump | TRC | Existing | NE3543 | Duct Sealing Repair | Duct Sealing Repair | NonEquip | 15 |  | 0% | Tech/Econ | 12% | 0 | 0 | 0
Tech | Schools K-12 | Space Heating | Residential/split system heat pump | TRC | Existing | NE3491 | Duct Insulation | Duct Insulation | NonEquip | 15 |  | 0% | Tech/Econ | 2.045% | 0 | 0 | 0
Tech | Schools K-12 | Space Heating | Residential/split system heat pump | TRC | Existing | NE3439 | Destratification Fans | Destratification Fans | NonEquip | 10 |  | 0% | Tech/Econ | 16.23% | 0 | 0 | 0
Tech | Schools K-12 | Space Heating | Residential/split system heat pump | TRC | Existing | NE3387 | Dedicated Outdoor Air System on VRF unit | Dedicated Outdoor Air System on VRF unit | NonEquip | 15 | Residential/split system heat pump | 58.91% | Tech/Econ | 10% | 27641.9087 | 0 | 8.5015
Tech | Schools K-12 | Space Heating | Residential/split system heat pump | TRC | Existing | NE3335 | Cool Roof | Cool Roof | NonEquip | 15 |  | 72.68% | Tech/Econ | 0.5821% | 1739.3156 | 0 | 0
Tech | Schools K-12 | Space Heating | Residential/split system heat pump | TRC | Existing | NE3231 | Ceiling Insulation(R30 to R38) | Ceiling Insulation(R30 to R38) | NonEquip | 20 |  | 0% | Tech/Econ | 0.6742% | 0 | 0 | 0
Tech | Schools K-12 | Space Heating | Residential/split system heat pump | TRC | Existing | NE3179 | Ceiling Insulation(R2 to R38) | Ceiling Insulation(R2 to R38) | NonEquip | 20 |  | 0% | Tech/Econ | 45.51% | 0 | 0 | 0
Tech | Schools K-12 | Space Heating | Residential/split system heat pump | TRC | Existing | NE3127 | Ceiling Insulation(R19 to R38) | Ceiling Insulation(R19 to R38) | NonEquip | 20 |  | 0% | Tech/Econ | 2.528% | 0 | 0 | 0
Tech | Schools K-12 | Space Heating | Residential/split system heat pump | TRC | Existing | NE3075 | Ceiling Insulation(R12 to R38) | Ceiling Insulation(R12 to R38) | NonEquip | 20 |  | 0% | Tech/Econ | 5.478% | 0 | 0 | 0
Tech | Schools K-12 | Space Heating | Residential/split system heat pump | TRC | Existing | NE2997 | Air Curtains | Air Curtains | NonEquip | 8 |  | 33.45% | Tech/Econ | 0.2533% | 346.8398 | 0 | 0.037668
Tech | Schools K-12 | Space Heating | Residential/split system heat pump | TRC | Turnover | ET871 | Geothermal Heat Pump | Geothermal Heat Pump | Equip | 15 | Residential/split system heat pump | 30.5% | Tech/Econ | 2.941% | 3861.347 | 0 | 1.2754
Tech | Schools K-12 | Space Heating | Residential/split system heat pump | TRC | Turnover | ET1417 | Variable Refrigerant Flow (VRF) HVAC Systems | Variable Refrigerant Flow (VRF) HVAC Systems | Equip | 15 | Residential/split system heat pump | 49.09% | Tech/Econ | 31.25% | 89194.4557 | 0 | 27.4326
Tech | Schools K-12 | Space Heating | Residential/split system heat pump | TRC | Turnover | ET1339 | High Efficiency PTHP | High Efficiency PTHP | Equip | 15 | Residential/split system heat pump | 0% | Tech/Econ | 9.375% | 0 | 0 | 0
Tech | Schools K-12 | Space Heating | Residential/split system heat pump | TRC | New | EN897 | Geothermal Heat Pump | Geothermal Heat Pump | Equip | 15 | Residential/split system heat pump | 30.5% | Tech/Econ | 2.941% | 0 | 0 | 0
Tech | Schools K-12 | Space Heating | Residential/split system heat pump | TRC | New | EN1443 | Variable Refrigerant Flow (VRF) HVAC Systems | Variable Refrigerant Flow (VRF) HVAC Systems | Equip | 15 | Residential/split system heat pump | 49.09% | Tech/Econ | 31.25% | 1690.8017 | 0 | 0.52002
Tech | Schools K-12 | Space Heating | Residential/split system heat pump | TRC | New | EN1365 | High Efficiency PTHP | High Efficiency PTHP | Equip | 15 | Residential/split system heat pump | 0% | Tech/Econ | 9.375% | 0 | 0 | 0
Tech | Schools K-12 | Refrigeration | Residential style | TRC | New | NN5324 | Retro-Commissioning | Retro-Commissioning | NonEquip | 5 |  | 0% | Tech/Econ | 16% | 0 | 0 | 0
Tech | Schools K-12 | Refrigeration | Residential style | TRC | New | NN4908 | Strip Curtains for Walk-ins | Strip Curtains for Walk-ins | NonEquip | 4 | Walk-in cooler | 0% | Tech/Econ | 2.115% | 0 | 0 | 0
Tech | Schools K-12 | Refrigeration | Residential style | TRC | New | NN4882 | Refrigerated Display Case Lighting Controls | Refrigerated Display Case Lighting Controls | NonEquip | 8 | Display cases | 0% | Tech/Econ | 0.9365% | 0 | 0 | 0
Tech | Schools K-12 | Refrigeration | Residential style | TRC | New | NN4856 | PSC to ECM Evaporator Fan Motor (Walk-In, Refrigerator) | PSC to ECM Evaporator Fan Motor (Walk-In, Refrigerator) | NonEquip | 15 | Walk-in cooler | 0% | Tech/Econ | 37.5% | 0 | 0 | 0
Tech | Schools K-12 | Refrigeration | Residential style | TRC | New | NN4830 | PSC to ECM Evaporator Fan Motor (Reach-In) | PSC to ECM Evaporator Fan Motor (Reach-In) | NonEquip | 15 | Display cases | 0% | Tech/Econ | 37.5% | 0 | 0 | 0
Tech | Schools K-12 | Refrigeration | Residential style | TRC | New | NN4804 | Night Covers for Display Cases | Night Covers for Display Cases | NonEquip | 5 | Display cases | 0% | Tech/Econ | 1.877% | 0 | 0 | 0
Tech | Schools K-12 | Refrigeration | Residential style | TRC | New | NN4778 | High R-Value Glass Doors | High R-Value Glass Doors | NonEquip | 12 | Display cases | 0% | Tech/Econ | 0% | 0 | 0 | 0
Tech | Schools K-12 | Refrigeration | Residential style | TRC | New | NN4752 | High Efficiency Refrigeration Compressor | High Efficiency Refrigeration Compressor | NonEquip | 13 | Display cases | 0% | Tech/Econ | 6.922% | 0 | 0 | 0
Tech | Schools K-12 | Refrigeration | Residential style | TRC | New | NN4726 | Freezer-Cooler Replacement Gaskets | Freezer-Cooler Replacement Gaskets | NonEquip | 4 | Display cases | 0% | Tech/Econ | 0% | 0 | 0 | 0
Tech | Schools K-12 | Refrigeration | Residential style | TRC | New | NN4700 | Floating Head Pressure Controls | Floating Head Pressure Controls | NonEquip | 15 |  | 27.37% | Tech/Econ | 6.05% | 355.6813 | 0.046116 | 0.038628
Tech | Schools K-12 | Refrigeration | Residential style | TRC | New | NN4674 | Demand Defrost | Demand Defrost | NonEquip | 10 | Walk-in cooler | 0% | Tech/Econ | 30% | 0 | 0 | 0
Tech | Schools K-12 | Refrigeration | Residential style | TRC | New | NN4648 | Automatic Door Closer for Walk-in Coolers and Freezers | Automatic Door Closer for Walk-in Coolers and Freezers | NonEquip | 8 | Walk-in cooler | 0% | Tech/Econ | 3.131% | 0 | 0 | 0
Tech | Schools K-12 | Refrigeration | Residential style | TRC | New | NN4622 | Anti-Sweat Controls | Anti-Sweat Controls | NonEquip | 8 | Display cases | 0% | Tech/Econ | 85% | 0 | 0 | 0
Tech | Schools K-12 | Refrigeration | Residential style | TRC | Existing | NE5311 | Retro-Commissioning | Retro-Commissioning | NonEquip | 5 |  | 21.99% | Tech/Econ | 16% | 42727.6835 | 7.1433 | 22.147
Tech | Schools K-12 | Refrigeration | Residential style | TRC | Existing | NE4895 | Strip Curtains for Walk-ins | Strip Curtains for Walk-ins | NonEquip | 4 | Walk-in cooler | 0% | Tech/Econ | 2.115% | 0 | 0 | 0
Tech | Schools K-12 | Refrigeration | Residential style | TRC | Existing | NE4869 | Refrigerated Display Case Lighting Controls | Refrigerated Display Case Lighting Controls | NonEquip | 8 | Display cases | 0% | Tech/Econ | 2.524% | 0 | 0 | 0
Tech | Schools K-12 | Refrigeration | Residential style | TRC | Existing | NE4843 | PSC to ECM Evaporator Fan Motor (Walk-In, Refrigerator) | PSC to ECM Evaporator Fan Motor (Walk-In, Refrigerator) | NonEquip | 15 | Walk-in cooler | 0% | Tech/Econ | 37.5% | 0 | 0 | 0
Tech | Schools K-12 | Refrigeration | Residential style | TRC | Existing | NE4817 | PSC to ECM Evaporator Fan Motor (Reach-In) | PSC to ECM Evaporator Fan Motor (Reach-In) | NonEquip | 15 | Display cases | 0% | Tech/Econ | 37.5% | 0 | 0 | 0
Tech | Schools K-12 | Refrigeration | Residential style | TRC | Existing | NE4791 | Night Covers for Display Cases | Night Covers for Display Cases | NonEquip | 5 | Display cases | 0% | Tech/Econ | 1.877% | 0 | 0 | 0
Tech | Schools K-12 | Refrigeration | Residential style | TRC | Existing | NE4765 | High R-Value Glass Doors | High R-Value Glass Doors | NonEquip | 12 | Display cases | 0% | Tech/Econ | 23.81% | 0 | 0 | 0
Tech | Schools K-12 | Refrigeration | Residential style | TRC | Existing | NE4739 | High Efficiency Refrigeration Compressor | High Efficiency Refrigeration Compressor | NonEquip | 13 | Display cases | 0% | Tech/Econ | 6.922% | 0 | 0 | 0
Tech | Schools K-12 | Refrigeration | Residential style | TRC | Existing | NE4713 | Freezer-Cooler Replacement Gaskets | Freezer-Cooler Replacement Gaskets | NonEquip | 4 | Display cases | 0% | Tech/Econ | 3.131% | 0 | 0 | 0
Tech | Schools K-12 | Refrigeration | Residential style | TRC | Existing | NE4687 | Floating Head Pressure Controls | Floating Head Pressure Controls | NonEquip | 15 |  | 27.37% | Tech/Econ | 6.05% | 19405.2536 | 2.516 | 2.1075
Tech | Schools K-12 | Refrigeration | Residential style | TRC | Existing | NE4661 | Demand Defrost | Demand Defrost | NonEquip | 10 | Walk-in cooler | 0% | Tech/Econ | 30% | 0 | 0 | 0
Tech | Schools K-12 | Refrigeration | Residential style | TRC | Existing | NE4635 | Automatic Door Closer for Walk-in Coolers and Freezers | Automatic Door Closer for Walk-in Coolers and Freezers | NonEquip | 8 | Walk-in cooler | 0% | Tech/Econ | 3.131% | 0 | 0 | 0
Tech | Schools K-12 | Refrigeration | Residential style | TRC | Existing | NE4609 | Anti-Sweat Controls | Anti-Sweat Controls | NonEquip | 8 | Display cases | 0% | Tech/Econ | 85% | 0 | 0 | 0
Tech | Schools K-12 | Refrigeration | Residential style | TRC | Turnover | ET2542 | Energy Star Refrigerator | Energy Star Refrigerator | Equip | 12 | Residential style | 45.6% | Tech/Econ | 21.99% | 135341.1302 | 17.819 | 14.0211
Tech | Schools K-12 | Refrigeration | Residential style | TRC | New | EN2568 | Energy Star Refrigerator | Energy Star Refrigerator | Equip | 12 | Residential style | 53.2% | Tech/Econ | 21.99% | 2845.1535 | 0.37459 | 0.29475
Tech | Schools K-12 | Miscellaneous | Pool pump | TRC | New | NN5454 | Retro-Commissioning | Retro-Commissioning | NonEquip | 5 |  | 0% | Tech/Econ | 16% | 0 | 0 | 0
Tech | Schools K-12 | Miscellaneous | Pool pump | TRC | New | NN4544 | VSD Controlled Compressor | VSD Controlled Compressor | NonEquip | 15 | Others | 0% | Tech/Econ | 20.79% | 0 | 0 | 0
Tech | Schools K-12 | Miscellaneous | Pool pump | TRC | New | NN4518 | Regenerative Drive Elevator Motor | Regenerative Drive Elevator Motor | NonEquip | 13 | Elevators/Escalators | 0% | Tech/Econ | 6.211% | 0 | 0 | 0
Tech | Schools K-12 | Miscellaneous | Pool pump | TRC | New | NN4492 | Engine Block Timer | Engine Block Timer | NonEquip | 5 | Others | 0% | Tech/Econ | 36% | 0 | 0 | 0
Tech | Schools K-12 | Miscellaneous | Pool pump | TRC | New | NN4466 | Efficient Motor Belts | Efficient Motor Belts | NonEquip | 10 | Others | 0% | Tech/Econ | 1.105% | 0 | 0 | 0
Tech | Schools K-12 | Miscellaneous | Pool pump | TRC | Existing | NE5441 | Retro-Commissioning | Retro-Commissioning | NonEquip | 5 |  | 21.99% | Tech/Econ | 16% | 0 | 0 | 0
Tech | Schools K-12 | Miscellaneous | Pool pump | TRC | Existing | NE4531 | VSD Controlled Compressor | VSD Controlled Compressor | NonEquip | 15 | Others | 0% | Tech/Econ | 20.79% | 0 | 0 | 0
Tech | Schools K-12 | Miscellaneous | Pool pump | TRC | Existing | NE4505 | Regenerative Drive Elevator Motor | Regenerative Drive Elevator Motor | NonEquip | 13 | Elevators/Escalators | 0% | Tech/Econ | 6.211% | 0 | 0 | 0
Tech | Schools K-12 | Miscellaneous | Pool pump | TRC | Existing | NE4479 | Engine Block Timer | Engine Block Timer | NonEquip | 5 | Others | 0% | Tech/Econ | 36% | 0 | 0 | 0
Tech | Schools K-12 | Miscellaneous | Pool pump | TRC | Existing | NE4453 | Efficient Motor Belts | Efficient Motor Belts | NonEquip | 10 | Others | 0% | Tech/Econ | 1.105% | 0 | 0 | 0
Tech | Schools K-12 | Miscellaneous | Pool pump | TRC | Turnover | ET2116 | Variable Speed Pool Pump | Variable Speed Pool Pump | Equip | 10 | Pool pump | 0% | Tech/Econ | 64.36% | 0 | 0 | 0
Tech | Schools K-12 | Miscellaneous | Pool pump | TRC | Turnover | ET2077 | Two Speed Pool Pump | Two Speed Pool Pump | Equip | 10 | Pool pump | 0% | Tech/Econ | 61.79% | 0 | 0 | 0
Tech | Schools K-12 | Miscellaneous | Pool pump | TRC | Turnover | ET2041 | Solar Powered Pool Pump | Solar Powered Pool Pump | Equip | 10 | Pool pump | 0% | Tech/Econ | 81% | 0 | 0 | 0
Tech | Schools K-12 | Miscellaneous | Pool pump | TRC | Turnover | ET2002 | Solar Pool Heater | Solar Pool Heater | Equip | 15 | Pool pump | 16.92% | Tech/Econ | 86.11% | 0 | 0 | 0
Tech | Schools K-12 | Miscellaneous | Pool pump | TRC | Turnover | ET1963 | Heat Pump Pool Heater | Heat Pump Pool Heater | Equip | 15 | Pool pump | 63.46% | Tech/Econ | 80% | 0 | 0 | 0
Tech | Schools K-12 | Miscellaneous | Pool pump | TRC | New | EN2140 | Variable Speed Pool Pump | Variable Speed Pool Pump | Equip | 10 | Pool pump | 0% | Tech/Econ | 64.36% | 0 | 0 | 0
Tech | Schools K-12 | Miscellaneous | Pool pump | TRC | New | EN2103 | Two Speed Pool Pump | Two Speed Pool Pump | Equip | 10 | Pool pump | 0% | Tech/Econ | 61.79% | 0 | 0 | 0
Tech | Schools K-12 | Miscellaneous | Pool pump | TRC | New | EN2065 | Solar Powered Pool Pump | Solar Powered Pool Pump | Equip | 10 | Pool pump | 0% | Tech/Econ | 81% | 0 | 0 | 0
Tech | Schools K-12 | Miscellaneous | Pool pump | TRC | New | EN2028 | Solar Pool Heater | Solar Pool Heater | Equip | 15 | Pool pump | 16.92% | Tech/Econ | 86.11% | 0 | 0 | 0
Tech | Schools K-12 | Miscellaneous | Pool pump | TRC | New | EN1989 | Heat Pump Pool Heater | Heat Pump Pool Heater | Equip | 15 | Pool pump | 63.46% | Tech/Econ | 80% | 0 | 0 | 0
Tech | Schools K-12 | Space Heating | Packaged central unit | TRC | New | NN5350 | Retro-Commissioning | Retro-Commissioning | NonEquip | 5 |  | 0% | Tech/Econ | 16% | 0 | 0 | 0
Tech | Schools K-12 | Space Heating | Packaged central unit | TRC | New | NN4336 | Water Cooled Refrigeration Heat Recovery | Water Cooled Refrigeration Heat Recovery | NonEquip | 20 |  | 0% | Tech/Econ | 10% | 0 | 0 | 0
Tech | Schools K-12 | Space Heating | Packaged central unit | TRC | New | NN4284 | Warehouse Loading Dock Seals | Warehouse Loading Dock Seals | NonEquip | 18 |  | 0% | Tech/Econ | 0.508% | 0 | 0 | 0
Tech | Schools K-12 | Space Heating | Packaged central unit | TRC | New | NN4180 | Smart Thermostat | Smart Thermostat | NonEquip | 11 |  | 45.33% | Tech/Econ | 10% | 675.9192 | 0 | -0.11106
Tech | Schools K-12 | Space Heating | Packaged central unit | TRC | New | NN4102 | Roof Insulation | Roof Insulation | NonEquip | 20 |  | 37.5% | Tech/Econ | 3.023% | 95.6671 | 0 | 0.043153
Tech | Schools K-12 | Space Heating | Packaged central unit | TRC | New | NN4076 | Programmable Thermostat | Programmable Thermostat | NonEquip | 11 |  | 0% | Tech/Econ | 3.6% | 0 | 0 | 0
Tech | Schools K-12 | Space Heating | Packaged central unit | TRC | New | NN4024 | Low U-Value Windows | Low U-Value Windows | NonEquip | 20 |  | 26.88% | Tech/Econ | 10% | 411.8429 | 0 | 0.0017117
Tech | Schools K-12 | Space Heating | Packaged central unit | TRC | New | NN3946 | Infiltration Reduction - Air Sealing | Infiltration Reduction - Air Sealing | NonEquip | 11 |  | 0% | Tech/Econ | 0.254% | 0 | 0 | 0
Tech | Schools K-12 | Space Heating | Packaged central unit | TRC | New | NN3868 | Hotel Card Energy Control Systems | Hotel Card Energy Control Systems | NonEquip | 15 |  | 0% | Tech/Econ | 0% | 0 | 0 | 0
Tech | Schools K-12 | Space Heating | Packaged central unit | TRC | New | NN3790 | Green Roof | Green Roof | NonEquip | 15 |  | 0.63% | Tech/Econ | 4.672% | 4.1901 | 0 | 0
Tech | Schools K-12 | Space Heating | Packaged central unit | TRC | New | NN3738 | Floor Insulation | Floor Insulation | NonEquip | 20 |  | 16.87% | Tech/Econ | 1.586% | 0 | 0 | 0
Tech | Schools K-12 | Space Heating | Packaged central unit | TRC | New | NN3660 | Facility Energy Management System | Facility Energy Management System | NonEquip | 15 |  | 4.276% | Tech/Econ | 20% | 132.1795 | 0 | 0.0023823
Tech | Schools K-12 | Space Heating | Packaged central unit | TRC | New | NN3582 | ECM Motors on Furnaces | ECM Motors on Furnaces | NonEquip | 15 | Forced air furnace | 0% | Tech/Econ | 1.706% | 0 | 0 | 0
Tech | Schools K-12 | Space Heating | Packaged central unit | TRC | New | NN3556 | Duct Sealing Repair | Duct Sealing Repair | NonEquip | 15 |  | 0% | Tech/Econ | 12% | 0 | 0 | 0
Tech | Schools K-12 | Space Heating | Packaged central unit | TRC | New | NN3504 | Duct Insulation | Duct Insulation | NonEquip | 15 |  | 0% | Tech/Econ | 2.045% | 0 | 0 | 0
Tech | Schools K-12 | Space Heating | Packaged central unit | TRC | New | NN3452 | Destratification Fans | Destratification Fans | NonEquip | 10 |  | 0% | Tech/Econ | 16.23% | 0 | 0 | 0
Tech | Schools K-12 | Space Heating | Packaged central unit | TRC | New | NN3400 | Dedicated Outdoor Air System on VRF unit | Dedicated Outdoor Air System on VRF unit | NonEquip | 15 | Residential/split system heat pump | 0% | Tech/Econ | 10% | 0 | 0 | 0
Tech | Schools K-12 | Space Heating | Packaged central unit | TRC | New | NN3348 | Cool Roof | Cool Roof | NonEquip | 15 |  | 72.18% | Tech/Econ | 0.5275% | 0 | 0 | 0
Tech | Schools K-12 | Space Heating | Packaged central unit | TRC | New | NN3244 | Ceiling Insulation(R30 to R38) | Ceiling Insulation(R30 to R38) | NonEquip | 20 |  | 0% | Tech/Econ | 0.611% | 0 | 0 | 0
Tech | Schools K-12 | Space Heating | Packaged central unit | TRC | New | NN3192 | Ceiling Insulation(R2 to R38) | Ceiling Insulation(R2 to R38) | NonEquip | 20 |  | 0% | Tech/Econ | 41.24% | 0 | 0 | 0
Tech | Schools K-12 | Space Heating | Packaged central unit | TRC | New | NN3140 | Ceiling Insulation(R19 to R38) | Ceiling Insulation(R19 to R38) | NonEquip | 20 |  | 0% | Tech/Econ | 2.291% | 0 | 0 | 0
Tech | Schools K-12 | Space Heating | Packaged central unit | TRC | New | NN3088 | Ceiling Insulation(R12 to R38) | Ceiling Insulation(R12 to R38) | NonEquip | 20 |  | 0% | Tech/Econ | 4.964% | 0 | 0 | 0
Tech | Schools K-12 | Space Heating | Packaged central unit | TRC | New | NN3010 | Air Curtains | Air Curtains | NonEquip | 8 |  | 28.37% | Tech/Econ | 0.2533% | 0 | 0 | 0
Tech | Schools K-12 | Space Heating | Packaged central unit | TRC | Existing | NE5337 | Retro-Commissioning | Retro-Commissioning | NonEquip | 5 |  | 21.99% | Tech/Econ | 16% | 25897.025 | 0 | 13.4232
Tech | Schools K-12 | Space Heating | Packaged central unit | TRC | Existing | NE4323 | Water Cooled Refrigeration Heat Recovery | Water Cooled Refrigeration Heat Recovery | NonEquip | 20 |  | 0% | Tech/Econ | 10% | 0 | 0 | 0
Tech | Schools K-12 | Space Heating | Packaged central unit | TRC | Existing | NE4271 | Warehouse Loading Dock Seals | Warehouse Loading Dock Seals | NonEquip | 18 |  | 0% | Tech/Econ | 0.5606% | 0 | 0 | 0
Tech | Schools K-12 | Space Heating | Packaged central unit | TRC | Existing | NE4245 | Wall Insulation | Wall Insulation | NonEquip | 20 |  | 0% | Tech/Econ | 1.931% | 0 | 0 | 0
Tech | Schools K-12 | Space Heating | Packaged central unit | TRC | Existing | NE4167 | Smart Thermostat | Smart Thermostat | NonEquip | 11 |  | 45.33% | Tech/Econ | 10% | 36904.4506 | 0 | -6.0639
Tech | Schools K-12 | Space Heating | Packaged central unit | TRC | Existing | NE4089 | Roof Insulation | Roof Insulation | NonEquip | 20 |  | 37.5% | Tech/Econ | 6.672% | 19446.2432 | 0 | 8.7718
Tech | Schools K-12 | Space Heating | Packaged central unit | TRC | Existing | NE4063 | Programmable Thermostat | Programmable Thermostat | NonEquip | 11 |  | 0% | Tech/Econ | 3.6% | 0 | 0 | 0
Tech | Schools K-12 | Space Heating | Packaged central unit | TRC | Existing | NE4011 | Low U-Value Windows | Low U-Value Windows | NonEquip | 20 |  | 10.75% | Tech/Econ | 46% | 42418.0124 | 0 | 0.17629
Tech | Schools K-12 | Space Heating | Packaged central unit | TRC | Existing | NE3933 | Infiltration Reduction - Air Sealing | Infiltration Reduction - Air Sealing | NonEquip | 11 |  | 0% | Tech/Econ | 0.2803% | 0 | 0 | 0
Tech | Schools K-12 | Space Heating | Packaged central unit | TRC | Existing | NE3855 | Hotel Card Energy Control Systems | Hotel Card Energy Control Systems | NonEquip | 15 |  | 0% | Tech/Econ | 0% | 0 | 0 | 0
Tech | Schools K-12 | Space Heating | Packaged central unit | TRC | Existing | NE3777 | Green Roof | Green Roof | NonEquip | 15 |  | 0.126% | Tech/Econ | 5.155% | 49.2251 | 0 | 0
Tech | Schools K-12 | Space Heating | Packaged central unit | TRC | Existing | NE3725 | Floor Insulation | Floor Insulation | NonEquip | 20 |  | 6.749% | Tech/Econ | 1.75% | 838.9642 | 0 | 0.37844
Tech | Schools K-12 | Space Heating | Packaged central unit | TRC | Existing | NE3647 | Facility Energy Management System | Facility Energy Management System | NonEquip | 15 |  | 0.7167% | Tech/Econ | 20% | 1168.7067 | 0 | 0.021064
Tech | Schools K-12 | Space Heating | Packaged central unit | TRC | Existing | NE3569 | ECM Motors on Furnaces | ECM Motors on Furnaces | NonEquip | 15 | Forced air furnace | 0% | Tech/Econ | 1.706% | 0 | 0 | 0
Tech | Schools K-12 | Space Heating | Packaged central unit | TRC | Existing | NE3543 | Duct Sealing Repair | Duct Sealing Repair | NonEquip | 15 |  | 0% | Tech/Econ | 12% | 0 | 0 | 0
Tech | Schools K-12 | Space Heating | Packaged central unit | TRC | Existing | NE3491 | Duct Insulation | Duct Insulation | NonEquip | 15 |  | 0% | Tech/Econ | 2.045% | 0 | 0 | 0
Tech | Schools K-12 | Space Heating | Packaged central unit | TRC | Existing | NE3439 | Destratification Fans | Destratification Fans | NonEquip | 10 |  | 0% | Tech/Econ | 16.23% | 0 | 0 | 0
Tech | Schools K-12 | Space Heating | Packaged central unit | TRC | Existing | NE3387 | Dedicated Outdoor Air System on VRF unit | Dedicated Outdoor Air System on VRF unit | NonEquip | 15 | Residential/split system heat pump | 0% | Tech/Econ | 10% | 0 | 0 | 0
Tech | Schools K-12 | Space Heating | Packaged central unit | TRC | Existing | NE3335 | Cool Roof | Cool Roof | NonEquip | 15 |  | 72.68% | Tech/Econ | 0.5821% | 3000.9748 | 0 | 0
Tech | Schools K-12 | Space Heating | Packaged central unit | TRC | Existing | NE3231 | Ceiling Insulation(R30 to R38) | Ceiling Insulation(R30 to R38) | NonEquip | 20 |  | 0% | Tech/Econ | 0.6742% | 0 | 0 | 0
Tech | Schools K-12 | Space Heating | Packaged central unit | TRC | Existing | NE3179 | Ceiling Insulation(R2 to R38) | Ceiling Insulation(R2 to R38) | NonEquip | 20 |  | 0% | Tech/Econ | 45.51% | 0 | 0 | 0
Tech | Schools K-12 | Space Heating | Packaged central unit | TRC | Existing | NE3127 | Ceiling Insulation(R19 to R38) | Ceiling Insulation(R19 to R38) | NonEquip | 20 |  | 0% | Tech/Econ | 2.528% | 0 | 0 | 0
Tech | Schools K-12 | Space Heating | Packaged central unit | TRC | Existing | NE3075 | Ceiling Insulation(R12 to R38) | Ceiling Insulation(R12 to R38) | NonEquip | 20 |  | 0% | Tech/Econ | 5.478% | 0 | 0 | 0
Tech | Schools K-12 | Space Heating | Packaged central unit | TRC | Existing | NE2997 | Air Curtains | Air Curtains | NonEquip | 8 |  | 33.45% | Tech/Econ | 0.2533% | 598.4292 | 0 | 0.064991
Tech | Schools K-12 | Space Heating | Packaged central unit | TRC | Turnover | ET1222 | High Efficiency DX 135k- less than 240k BTU | High Efficiency DX 135k- less than 240k BTU | Equip | 15 | Packaged central unit | 94.56% | Tech/Econ | 3.03% | 21714.642 | 0 | 0
Tech | Schools K-12 | Space Heating | Packaged central unit | TRC | New | EN1248 | High Efficiency DX 135k- less than 240k BTU | High Efficiency DX 135k- less than 240k BTU | Equip | 15 | Packaged central unit | 94.56% | Tech/Econ | 3.03% | 407.8238 | 0 | 0
Tech | Schools K-12 | Space Cooling | Packaged air conditioning units (RTUs) | TRC | New | NN5376 | Retro-Commissioning | Retro-Commissioning | NonEquip | 5 |  | 0% | Tech/Econ | 16% | 0 | 0 | 0
Tech | Schools K-12 | Space Cooling | Packaged air conditioning units (RTUs) | TRC | New | NN4388 | Window Sun Protection | Window Sun Protection | NonEquip | 10 |  | 15.35% | Tech/Econ | 16% | 1004.7447 | 0.36747 | -0.0040848
Tech | Schools K-12 | Space Cooling | Packaged air conditioning units (RTUs) | TRC | New | NN4362 | Waterside Economizer | Waterside Economizer | NonEquip | 20 |  | 0% | Tech/Econ | 5.556% | 0 | 0 | 0
Tech | Schools K-12 | Space Cooling | Packaged air conditioning units (RTUs) | TRC | New | NN4154 | Smart Thermostat | Smart Thermostat | NonEquip | 11 |  | 45.33% | Tech/Econ | 10% | 335.1595 | 0.0039796 | 0
Tech | Schools K-12 | Space Cooling | Packaged air conditioning units (RTUs) | TRC | New | NN4128 | Roof Insulation | Roof Insulation | NonEquip | 20 |  | 37.5% | Tech/Econ | 2.446% | 0 | 0 | 0
Tech | Schools K-12 | Space Cooling | Packaged air conditioning units (RTUs) | TRC | New | NN4050 | Programmable Thermostat | Programmable Thermostat | NonEquip | 11 |  | 0% | Tech/Econ | 3.6% | 0 | 0 | 0
Tech | Schools K-12 | Space Cooling | Packaged air conditioning units (RTUs) | TRC | New | NN3998 | Low U-Value Windows | Low U-Value Windows | NonEquip | 20 |  | 26.88% | Tech/Econ | 10% | 0 | 0 | 0
Tech | Schools K-12 | Space Cooling | Packaged air conditioning units (RTUs) | TRC | New | NN3920 | HVAC tune-up_RTU | HVAC tune-up_RTU | NonEquip | 5 | Packaged air conditioning units (RTUs) | 0% | Tech/Econ | 5% | 0 | 0 | 0
Tech | Schools K-12 | Space Cooling | Packaged air conditioning units (RTUs) | TRC | New | NN3894 | HVAC tune-up | HVAC tune-up | NonEquip | 5 | Residential-type central air conditioners | 0% | Tech/Econ | 5% | 0 | 0 | 0
Tech | Schools K-12 | Space Cooling | Packaged air conditioning units (RTUs) | TRC | New | NN3816 | Green Roof | Green Roof | NonEquip | 15 |  | 0.63% | Tech/Econ | 2.836% | 0 | 0 | 0
Tech | Schools K-12 | Space Cooling | Packaged air conditioning units (RTUs) | TRC | New | NN3686 | Facility Energy Management System | Facility Energy Management System | NonEquip | 15 |  | 4.276% | Tech/Econ | 20% | 398.6472 | 0.083554 | 0
Tech | Schools K-12 | Space Cooling | Packaged air conditioning units (RTUs) | TRC | New | NN3634 | Facility Commissioning | Facility Commissioning | NonEquip | 10 |  | 71.67% | Tech/Econ | 16% | 5299.6231 | 1.0899 | 0.0049059
Tech | Schools K-12 | Space Cooling | Packaged air conditioning units (RTUs) | TRC | New | NN3608 | Energy Recovery Ventilation System (ERV) | Energy Recovery Ventilation System (ERV) | NonEquip | 15 | Packaged air conditioning units (RTUs) | 34.81% | Tech/Econ | 10.24% | 1422.538 | 2.4501 | 0.093679
Tech | Schools K-12 | Space Cooling | Packaged air conditioning units (RTUs) | TRC | New | NN3530 | Duct Sealing Repair | Duct Sealing Repair | NonEquip | 15 |  | 0% | Tech/Econ | 12% | 0 | 0 | 0
Tech | Schools K-12 | Space Cooling | Packaged air conditioning units (RTUs) | TRC | New | NN3478 | Duct Insulation | Duct Insulation | NonEquip | 15 |  | 0% | Tech/Econ | 2.045% | 0 | 0 | 0
Tech | Schools K-12 | Space Cooling | Packaged air conditioning units (RTUs) | TRC | New | NN3426 | Dedicated Outdoor Air System on VRF unit | Dedicated Outdoor Air System on VRF unit | NonEquip | 15 | Residential-type central air conditioners | 0% | Tech/Econ | 17.5% | 0 | 0 | 0
Tech | Schools K-12 | Space Cooling | Packaged air conditioning units (RTUs) | TRC | New | NN3374 | Cool Roof | Cool Roof | NonEquip | 15 |  | 72.18% | Tech/Econ | 4.029% | 0 | 0 | 0
Tech | Schools K-12 | Space Cooling | Packaged air conditioning units (RTUs) | TRC | New | NN3322 | Chilled Water System - Variable Speed Drives | Chilled Water System - Variable Speed Drives | NonEquip | 13 | Central chillers inside | 0% | Tech/Econ | 24.74% | 0 | 0 | 0
Tech | Schools K-12 | Space Cooling | Packaged air conditioning units (RTUs) | TRC | New | NN3296 | Chilled Water Controls Optimization | Chilled Water Controls Optimization | NonEquip | 10 | Central chillers inside | 0% | Tech/Econ | 12.5% | 0 | 0 | 0
Tech | Schools K-12 | Space Cooling | Packaged air conditioning units (RTUs) | TRC | New | NN3218 | Ceiling Insulation(R2 to R38) | Ceiling Insulation(R2 to R38) | NonEquip | 20 |  | 0% | Tech/Econ | 33.37% | 0 | 0 | 0
Tech | Schools K-12 | Space Cooling | Packaged air conditioning units (RTUs) | TRC | New | NN3166 | Ceiling Insulation(R19 to R38) | Ceiling Insulation(R19 to R38) | NonEquip | 20 |  | 0% | Tech/Econ | 1.854% | 0 | 0 | 0
Tech | Schools K-12 | Space Cooling | Packaged air conditioning units (RTUs) | TRC | New | NN3114 | Ceiling Insulation(R12 to R38) | Ceiling Insulation(R12 to R38) | NonEquip | 20 |  | 0% | Tech/Econ | 4.017% | 0 | 0 | 0
Tech | Schools K-12 | Space Cooling | Packaged air conditioning units (RTUs) | TRC | New | NN3062 | Airside Economizer | Airside Economizer | NonEquip | 10 | Packaged air conditioning units (RTUs) | 4.552% | Tech/Econ | 5.556% | 96.4983 | -0.018988 | 3.7568e-08
Tech | Schools K-12 | Space Cooling | Packaged air conditioning units (RTUs) | TRC | Existing | NE5363 | Retro-Commissioning | Retro-Commissioning | NonEquip | 5 |  | 21.99% | Tech/Econ | 16% | 72805.31 | 12.1717 | 0
Tech | Schools K-12 | Space Cooling | Packaged air conditioning units (RTUs) | TRC | Existing | NE4375 | Window Sun Protection | Window Sun Protection | NonEquip | 10 |  | 15.68% | Tech/Econ | 16% | 61594.9773 | 22.5277 | -0.25041
Tech | Schools K-12 | Space Cooling | Packaged air conditioning units (RTUs) | TRC | Existing | NE4349 | Waterside Economizer | Waterside Economizer | NonEquip | 20 |  | 0% | Tech/Econ | 5.556% | 0 | 0 | 0
Tech | Schools K-12 | Space Cooling | Packaged air conditioning units (RTUs) | TRC | Existing | NE4219 | Wall Insulation | Wall Insulation | NonEquip | 20 |  | 0% | Tech/Econ | 9.701% | 0 | 0 | 0
Tech | Schools K-12 | Space Cooling | Packaged air conditioning units (RTUs) | TRC | Existing | NE4141 | Smart Thermostat | Smart Thermostat | NonEquip | 11 |  | 45.33% | Tech/Econ | 10% | 104642.6926 | 1.2425 | 0
Tech | Schools K-12 | Space Cooling | Packaged air conditioning units (RTUs) | TRC | Existing | NE4115 | Roof Insulation | Roof Insulation | NonEquip | 20 |  | 37.5% | Tech/Econ | 4.893% | 40336.4726 | 0.80715 | 0
Tech | Schools K-12 | Space Cooling | Packaged air conditioning units (RTUs) | TRC | Existing | NE4037 | Programmable Thermostat | Programmable Thermostat | NonEquip | 11 |  | 0% | Tech/Econ | 3.6% | 0 | 0 | 0
Tech | Schools K-12 | Space Cooling | Packaged air conditioning units (RTUs) | TRC | Existing | NE3985 | Low U-Value Windows | Low U-Value Windows | NonEquip | 20 |  | 10.75% | Tech/Econ | 46% | 127930.7646 | 47.5522 | 0
Tech | Schools K-12 | Space Cooling | Packaged air conditioning units (RTUs) | TRC | Existing | NE3907 | HVAC tune-up_RTU | HVAC tune-up_RTU | NonEquip | 5 | Packaged air conditioning units (RTUs) | 0% | Tech/Econ | 5% | 0 | 0 | 0
Tech | Schools K-12 | Space Cooling | Packaged air conditioning units (RTUs) | TRC | Existing | NE3881 | HVAC tune-up | HVAC tune-up | NonEquip | 5 | Residential-type central air conditioners | 0% | Tech/Econ | 5% | 0 | 0 | 0
Tech | Schools K-12 | Space Cooling | Packaged air conditioning units (RTUs) | TRC | Existing | NE3803 | Green Roof | Green Roof | NonEquip | 15 |  | 0.126% | Tech/Econ | 2.836% | 69.2459 | 0.029417 | 0
Tech | Schools K-12 | Space Cooling | Packaged air conditioning units (RTUs) | TRC | Existing | NE3751 | Floor Insulation | Floor Insulation | NonEquip | 20 |  | 6.749% | Tech/Econ | 1.284% | 1679.0569 | 0.033599 | 0
Tech | Schools K-12 | Space Cooling | Packaged air conditioning units (RTUs) | TRC | Existing | NE3673 | Facility Energy Management System | Facility Energy Management System | NonEquip | 15 |  | 0.7167% | Tech/Econ | 20% | 3524.7653 | 0.73877 | 0
Tech | Schools K-12 | Space Cooling | Packaged air conditioning units (RTUs) | TRC | Existing | NE3595 | Energy Recovery Ventilation System (ERV) | Energy Recovery Ventilation System (ERV) | NonEquip | 15 | Packaged air conditioning units (RTUs) | 34.81% | Tech/Econ | 10.24% | 85324.8902 | 146.9558 | 5.6189
Tech | Schools K-12 | Space Cooling | Packaged air conditioning units (RTUs) | TRC | Existing | NE3517 | Duct Sealing Repair | Duct Sealing Repair | NonEquip | 15 |  | 0% | Tech/Econ | 12% | 0 | 0 | 0
Tech | Schools K-12 | Space Cooling | Packaged air conditioning units (RTUs) | TRC | Existing | NE3465 | Duct Insulation | Duct Insulation | NonEquip | 15 |  | 0% | Tech/Econ | 2.045% | 0 | 0 | 0
Tech | Schools K-12 | Space Cooling | Packaged air conditioning units (RTUs) | TRC | Existing | NE3413 | Dedicated Outdoor Air System on VRF unit | Dedicated Outdoor Air System on VRF unit | NonEquip | 15 | Residential-type central air conditioners | 0% | Tech/Econ | 17.5% | 0 | 0 | 0
Tech | Schools K-12 | Space Cooling | Packaged air conditioning units (RTUs) | TRC | Existing | NE3361 | Cool Roof | Cool Roof | NonEquip | 15 |  | 72.68% | Tech/Econ | 4.029% | 58465.1568 | 24.8372 | 0
Tech | Schools K-12 | Space Cooling | Packaged air conditioning units (RTUs) | TRC | Existing | NE3309 | Chilled Water System - Variable Speed Drives | Chilled Water System - Variable Speed Drives | NonEquip | 13 | Central chillers inside | 0% | Tech/Econ | 24.74% | 0 | 0 | 0
Tech | Schools K-12 | Space Cooling | Packaged air conditioning units (RTUs) | TRC | Existing | NE3283 | Chilled Water Controls Optimization | Chilled Water Controls Optimization | NonEquip | 10 | Central chillers inside | 0% | Tech/Econ | 12.5% | 0 | 0 | 0
Tech | Schools K-12 | Space Cooling | Packaged air conditioning units (RTUs) | TRC | Existing | NE3205 | Ceiling Insulation(R2 to R38) | Ceiling Insulation(R2 to R38) | NonEquip | 20 |  | 0% | Tech/Econ | 33.37% | 0 | 0 | 0
Tech | Schools K-12 | Space Cooling | Packaged air conditioning units (RTUs) | TRC | Existing | NE3153 | Ceiling Insulation(R19 to R38) | Ceiling Insulation(R19 to R38) | NonEquip | 20 |  | 0% | Tech/Econ | 1.854% | 0 | 0 | 0
Tech | Schools K-12 | Space Cooling | Packaged air conditioning units (RTUs) | TRC | Existing | NE3101 | Ceiling Insulation(R12 to R38) | Ceiling Insulation(R12 to R38) | NonEquip | 20 |  | 0% | Tech/Econ | 4.017% | 0 | 0 | 0
Tech | Schools K-12 | Space Cooling | Packaged air conditioning units (RTUs) | TRC | Existing | NE3049 | Airside Economizer | Airside Economizer | NonEquip | 10 | Packaged air conditioning units (RTUs) | 4.552% | Tech/Econ | 5.556% | 5574.2242 | -1.0968 | 2.1701e-06
Tech | Schools K-12 | Space Cooling | Packaged air conditioning units (RTUs) | TRC | Turnover | ET1183 | High Efficiency DX 135k- less than 240k BTU | High Efficiency DX 135k- less than 240k BTU | Equip | 15 | Packaged air conditioning units (RTUs) | 94.56% | Tech/Econ | 4.348% | 88727.5375 | 36.6901 | 0
Tech | Schools K-12 | Space Cooling | Packaged air conditioning units (RTUs) | TRC | New | EN1209 | High Efficiency DX 135k- less than 240k BTU | High Efficiency DX 135k- less than 240k BTU | Equip | 15 | Packaged air conditioning units (RTUs) | 94.56% | Tech/Econ | 4.348% | 1003.4155 | 0.41493 | 0
Tech | Schools K-12 | Interior Lighting | Overhead (fluorescent/LED/CFL U-shape) | TRC | New | NN5272 | Retro-Commissioning | Retro-Commissioning | NonEquip | 5 |  | 0% | Tech/Econ | 16% | 0 | 0 | 0
Tech | Schools K-12 | Interior Lighting | Overhead (fluorescent/LED/CFL U-shape) | TRC | New | NN4440 | Interior Lighting Controls | Interior Lighting Controls | NonEquip | 8 | Overhead (fluorescent/LED/CFL U-shape) | 37.72% | Tech/Econ | 28% | 25351.8582 | 0 | 0
Tech | Schools K-12 | Interior Lighting | Overhead (fluorescent/LED/CFL U-shape) | TRC | New | NN4414 | Bi-Level Lighting Control (Interior) | Bi-Level Lighting Control (Interior) | NonEquip | 8 | Overhead (fluorescent/LED/CFL U-shape) | 22.45% | Tech/Econ | 31% | 17960.494 | 0.04938 | 0
Tech | Schools K-12 | Interior Lighting | Overhead (fluorescent/LED/CFL U-shape) | TRC | New | NN3712 | Facility Energy Management System | Facility Energy Management System | NonEquip | 15 |  | 4.276% | Tech/Econ | 24% | 2203.3511 | 0.46181 | 0.039712
Tech | Schools K-12 | Interior Lighting | Overhead (fluorescent/LED/CFL U-shape) | TRC | Existing | NE5259 | Retro-Commissioning | Retro-Commissioning | NonEquip | 5 |  | 21.99% | Tech/Econ | 16% | 345243.4884 | 57.7184 | 178.9499
Tech | Schools K-12 | Interior Lighting | Overhead (fluorescent/LED/CFL U-shape) | TRC | Existing | NE4427 | Interior Lighting Controls | Interior Lighting Controls | NonEquip | 8 | Overhead (fluorescent/LED/CFL U-shape) | 37.72% | Tech/Econ | 28% | 1236449.879 | 0 | 0
Tech | Schools K-12 | Interior Lighting | Overhead (fluorescent/LED/CFL U-shape) | TRC | Existing | NE4401 | Bi-Level Lighting Control (Interior) | Bi-Level Lighting Control (Interior) | NonEquip | 8 | Overhead (fluorescent/LED/CFL U-shape) | 22.45% | Tech/Econ | 31% | 875961.4564 | 2.4084 | 0
Tech | Schools K-12 | Interior Lighting | Overhead (fluorescent/LED/CFL U-shape) | TRC | Existing | NE3699 | Facility Energy Management System | Facility Energy Management System | NonEquip | 15 |  | 0.7167% | Tech/Econ | 24% | 16907.6525 | 3.5437 | 0.30473
Tech | Schools K-12 | Interior Lighting | Overhead (fluorescent/LED/CFL U-shape) | TRC | Turnover | ET1807 | Premium T8 - Lamp Replacement | Premium T8 - Lamp Replacement | Equip | 8 | Overhead (fluorescent/LED/CFL U-shape) | 0% | Tech/Econ | 12.5% | 0 | 0 | 0
Tech | Schools K-12 | Interior Lighting | Overhead (fluorescent/LED/CFL U-shape) | TRC | Turnover | ET1768 | Premium T8 - Fixture Replacement | Premium T8 - Fixture Replacement | Equip | 8 | Overhead (fluorescent/LED/CFL U-shape) | 0% | Tech/Econ | 12.5% | 0 | 0 | 0
Tech | Schools K-12 | Interior Lighting | Overhead (fluorescent/LED/CFL U-shape) | TRC | Turnover | ET1729 | LED Linear - Lamp Replacement | LED Linear - Lamp Replacement | Equip | 15 | Overhead (fluorescent/LED/CFL U-shape) | 24.1% | Tech/Econ | 25.43% | 641676.1351 | 155.0017 | 35.5882
Tech | Schools K-12 | Interior Lighting | Overhead (fluorescent/LED/CFL U-shape) | TRC | Turnover | ET1690 | LED Linear - Fixture Replacement | LED Linear - Fixture Replacement | Equip | 15 | Overhead (fluorescent/LED/CFL U-shape) | 24.1% | Tech/Econ | 50.28% | 1735312.12 | 420.6466 | 96.2282
Tech | Schools K-12 | Interior Lighting | Overhead (fluorescent/LED/CFL U-shape) | TRC | New | EN1833 | Premium T8 - Lamp Replacement | Premium T8 - Lamp Replacement | Equip | 8 | Overhead (fluorescent/LED/CFL U-shape) | 0% | Tech/Econ | 12.5% | 0 | 0 | 0
Tech | Schools K-12 | Interior Lighting | Overhead (fluorescent/LED/CFL U-shape) | TRC | New | EN1794 | Premium T8 - Fixture Replacement | Premium T8 - Fixture Replacement | Equip | 8 | Overhead (fluorescent/LED/CFL U-shape) | 0% | Tech/Econ | 12.5% | 0 | 0 | 0
Tech | Schools K-12 | Interior Lighting | Overhead (fluorescent/LED/CFL U-shape) | TRC | New | EN1755 | LED Linear - Lamp Replacement | LED Linear - Lamp Replacement | Equip | 15 | Overhead (fluorescent/LED/CFL U-shape) | 0% | Tech/Econ | 25.43% | 0 | 0 | 0
Tech | Schools K-12 | Interior Lighting | Overhead (fluorescent/LED/CFL U-shape) | TRC | New | EN1716 | LED Linear - Fixture Replacement | LED Linear - Fixture Replacement | Equip | 15 | Overhead (fluorescent/LED/CFL U-shape) | 0% | Tech/Econ | 50.28% | 0 | 0 | 0
Tech | Schools K-12 | Cooking | Oven | TRC | Turnover | ET52 | Energy Star Commercial Oven | Energy Star Commercial Oven | Equip | 12 | Oven | 22.46% | Tech/Econ | 34.83% | 12356.6889 | 2.0066 | 1.05
Tech | Schools K-12 | Cooking | Oven | TRC | New | EN78 | Energy Star Commercial Oven | Energy Star Commercial Oven | Equip | 12 | Oven | 22.46% | Tech/Econ | 34.83% | 222.6544 | 0.036156 | 0.01892
Tech | Schools K-12 | Miscellaneous | Others | TRC | New | NN5454 | Retro-Commissioning | Retro-Commissioning | NonEquip | 5 |  | 0% | Tech/Econ | 16% | 0 | 0 | 0
Tech | Schools K-12 | Miscellaneous | Others | TRC | New | NN4544 | VSD Controlled Compressor | VSD Controlled Compressor | NonEquip | 15 | Others | 36.99% | Tech/Econ | 20.79% | 26734.7713 | 3.4663 | 2.9035
Tech | Schools K-12 | Miscellaneous | Others | TRC | New | NN4518 | Regenerative Drive Elevator Motor | Regenerative Drive Elevator Motor | NonEquip | 13 | Elevators/Escalators | 0% | Tech/Econ | 6.211% | 0 | 0 | 0
Tech | Schools K-12 | Miscellaneous | Others | TRC | New | NN4492 | Engine Block Timer | Engine Block Timer | NonEquip | 5 | Others | 0% | Tech/Econ | 36% | 0 | 0 | 0
Tech | Schools K-12 | Miscellaneous | Others | TRC | New | NN4466 | Efficient Motor Belts | Efficient Motor Belts | NonEquip | 10 | Others | 4.977% | Tech/Econ | 1.105% | 176.4921 | 0.022883 | 0.019167
Tech | Schools K-12 | Miscellaneous | Others | TRC | Existing | NE5441 | Retro-Commissioning | Retro-Commissioning | NonEquip | 5 |  | 21.99% | Tech/Econ | 16% | 668386.5795 | 111.7421 | 346.4445
Tech | Schools K-12 | Miscellaneous | Others | TRC | Existing | NE4531 | VSD Controlled Compressor | VSD Controlled Compressor | NonEquip | 15 | Others | 7.399% | Tech/Econ | 20.79% | 296740.8583 | 38.474 | 32.2268
Tech | Schools K-12 | Miscellaneous | Others | TRC | Existing | NE4505 | Regenerative Drive Elevator Motor | Regenerative Drive Elevator Motor | NonEquip | 13 | Elevators/Escalators | 0% | Tech/Econ | 6.211% | 0 | 0 | 0
Tech | Schools K-12 | Miscellaneous | Others | TRC | Existing | NE4479 | Engine Block Timer | Engine Block Timer | NonEquip | 5 | Others | 0% | Tech/Econ | 36% | 0 | 0 | 0
Tech | Schools K-12 | Miscellaneous | Others | TRC | Existing | NE4453 | Efficient Motor Belts | Efficient Motor Belts | NonEquip | 10 | Others | 1.244% | Tech/Econ | 1.105% | 2520.0004 | 0.32673 | 0.27368
Tech | Schools K-12 | Miscellaneous | Others | TRC | Turnover | ET1924 | ENERGY STAR Water Cooler | ENERGY STAR Water Cooler | Equip | 10 | Others | 0% | Tech/Econ | 68.49% | 0 | 0 | 0
Tech | Schools K-12 | Miscellaneous | Others | TRC | Turnover | ET1885 | ENERGY STAR Commercial Clothes Washer | ENERGY STAR Commercial Clothes Washer | Equip | 7 | Others | 22.05% | Tech/Econ | 27.27% | 1234526.02 | 125.5481 | 144.5079
Tech | Schools K-12 | Miscellaneous | Others | TRC | Turnover | ET1846 | Efficient Battery Charger | Efficient Battery Charger | Equip | 7 | Others | 0% | Tech/Econ | 13.68% | 0 | 0 | 0
Tech | Schools K-12 | Miscellaneous | Others | TRC | New | EN1950 | ENERGY STAR Water Cooler | ENERGY STAR Water Cooler | Equip | 10 | Others | 0% | Tech/Econ | 68.49% | 0 | 0 | 0
Tech | Schools K-12 | Miscellaneous | Others | TRC | New | EN1911 | ENERGY STAR Commercial Clothes Washer | ENERGY STAR Commercial Clothes Washer | Equip | 7 | Others | 22.05% | Tech/Econ | 27.27% | 22244.8443 | 2.2622 | 2.6039
Tech | Schools K-12 | Miscellaneous | Others | TRC | New | EN1872 | Efficient Battery Charger | Efficient Battery Charger | Equip | 7 | Others | 0% | Tech/Econ | 13.68% | 0 | 0 | 0
Tech | Schools K-12 | Office Equipment | Other office | TRC | New | NN4596 | Smart Strip Plug Outlet | Smart Strip Plug Outlet | NonEquip | 4 |  | 43.9% | Tech/Econ | 1.187% | 378.8172 | 0.056328 | 0.039147
Tech | Schools K-12 | Office Equipment | Other office | TRC | New | NN4570 | Network PC Power Management | Network PC Power Management | NonEquip | 5 | Computers | 0% | Tech/Econ | 56.5% | 0 | 0 | 0
Tech | Schools K-12 | Office Equipment | Other office | TRC | Existing | NE4583 | Smart Strip Plug Outlet | Smart Strip Plug Outlet | NonEquip | 4 |  | 43.9% | Tech/Econ | 1.187% | 21023.2856 | 3.126 | 2.1726
Tech | Schools K-12 | Office Equipment | Other office | TRC | Existing | NE4557 | Network PC Power Management | Network PC Power Management | NonEquip | 5 | Computers | 0% | Tech/Econ | 56.5% | 0 | 0 | 0
Tech | Schools K-12 | Office Equipment | Other office | TRC | Turnover | ET2269 | Energy Star Uninterruptable Power Supply | Energy Star Uninterruptable Power Supply | Equip | 10 | Other office | 22.4% | Tech/Econ | 1.878% | 17042.9155 | 1.9455 | 1.9455
Tech | Schools K-12 | Office Equipment | Other office | TRC | New | EN2295 | Energy Star Uninterruptable Power Supply | Energy Star Uninterruptable Power Supply | Equip | 10 | Other office | 22.4% | Tech/Econ | 1.878% | 307.0952 | 0.035057 | 0.035057
Tech | Schools K-12 | Ventilation and Circulation | Motor/Fan | TRC | New | NN5402 | Retro-Commissioning | Retro-Commissioning | NonEquip | 5 |  | 0% | Tech/Econ | 16% | 0 | 0 | 0
Tech | Schools K-12 | Ventilation and Circulation | Motor/Fan | TRC | New | NN4986 | VAV System | VAV System | NonEquip | 10 |  | 14.18% | Tech/Econ | 30% | 57.1583 | 0.016268 | 0.016509
Tech | Schools K-12 | Ventilation and Circulation | Motor/Fan | TRC | New | NN4960 | Demand Controlled Ventilation | Demand Controlled Ventilation | NonEquip | 10 |  | 23.39% | Tech/Econ | 50% | 177.9101 | 0.018523 | 0.10428
Tech | Schools K-12 | Ventilation and Circulation | Motor/Fan | TRC | New | NN4934 | CO Sensors for Parking Garage Exhaust | CO Sensors for Parking Garage Exhaust | NonEquip | 15 | Motor/Fan | 0% | Tech/Econ | 33% | 0 | 0 | 0
Tech | Schools K-12 | Ventilation and Circulation | Motor/Fan | TRC | Existing | NE5389 | Retro-Commissioning | Retro-Commissioning | NonEquip | 5 |  | 21.99% | Tech/Econ | 16% | 2472.9912 | 0.41344 | 1.2818
Tech | Schools K-12 | Ventilation and Circulation | Motor/Fan | TRC | Existing | NE4973 | VAV System | VAV System | NonEquip | 10 |  | 14.18% | Tech/Econ | 30% | 3172.1249 | 0.90283 | 0.91622
Tech | Schools K-12 | Ventilation and Circulation | Motor/Fan | TRC | Existing | NE4947 | Demand Controlled Ventilation | Demand Controlled Ventilation | NonEquip | 10 |  | 23.39% | Tech/Econ | 50% | 9873.5056 | 1.028 | 5.7875
Tech | Schools K-12 | Ventilation and Circulation | Motor/Fan | TRC | Existing | NE4921 | CO Sensors for Parking Garage Exhaust | CO Sensors for Parking Garage Exhaust | NonEquip | 15 | Motor/Fan | 0% | Tech/Econ | 33% | 0 | 0 | 0
Tech | Schools K-12 | Ventilation and Circulation | Motor/Fan | TRC | Turnover | ET2698 | High Speed Fans | High Speed Fans | Equip | 7 | Motor/Fan | 10.93% | Tech/Econ | 10.99% | 856.7398 | 0.11108 | 0.093044
Tech | Schools K-12 | Ventilation and Circulation | Motor/Fan | TRC | Turnover | ET2659 | 10HP Open Drip-Proof(ODP) Motor | 10HP Open Drip-Proof(ODP) Motor | Equip | 15 | Motor/Fan | 29.73% | Tech/Econ | 1.079% | 226.1471 | 0.029321 | 0.02456
Tech | Schools K-12 | Ventilation and Circulation | Motor/Fan | TRC | New | EN2724 | High Speed Fans | High Speed Fans | Equip | 7 | Motor/Fan | 10.93% | Tech/Econ | 10.99% | 15.4375 | 0.0020016 | 0.0016766
Tech | Schools K-12 | Ventilation and Circulation | Motor/Fan | TRC | New | EN2685 | 10HP Open Drip-Proof(ODP) Motor | 10HP Open Drip-Proof(ODP) Motor | Equip | 15 | Motor/Fan | 37.16% | Tech/Econ | 1.079% | 5.0937 | 0.00066042 | 0.00055318
Tech | Schools K-12 | Miscellaneous | Medical equipment | TRC | New | NN5454 | Retro-Commissioning | Retro-Commissioning | NonEquip | 5 |  | 0% | Tech/Econ | 16% | 0 | 0 | 0
Tech | Schools K-12 | Miscellaneous | Medical equipment | TRC | New | NN4544 | VSD Controlled Compressor | VSD Controlled Compressor | NonEquip | 15 | Others | 0% | Tech/Econ | 20.79% | 0 | 0 | 0
Tech | Schools K-12 | Miscellaneous | Medical equipment | TRC | New | NN4518 | Regenerative Drive Elevator Motor | Regenerative Drive Elevator Motor | NonEquip | 13 | Elevators/Escalators | 0% | Tech/Econ | 6.211% | 0 | 0 | 0
Tech | Schools K-12 | Miscellaneous | Medical equipment | TRC | New | NN4492 | Engine Block Timer | Engine Block Timer | NonEquip | 5 | Others | 0% | Tech/Econ | 36% | 0 | 0 | 0
Tech | Schools K-12 | Miscellaneous | Medical equipment | TRC | New | NN4466 | Efficient Motor Belts | Efficient Motor Belts | NonEquip | 10 | Others | 0% | Tech/Econ | 1.105% | 0 | 0 | 0
Tech | Schools K-12 | Miscellaneous | Medical equipment | TRC | Existing | NE5441 | Retro-Commissioning | Retro-Commissioning | NonEquip | 5 |  | 21.99% | Tech/Econ | 16% | 0 | 0 | 0
Tech | Schools K-12 | Miscellaneous | Medical equipment | TRC | Existing | NE4531 | VSD Controlled Compressor | VSD Controlled Compressor | NonEquip | 15 | Others | 0% | Tech/Econ | 20.79% | 0 | 0 | 0
Tech | Schools K-12 | Miscellaneous | Medical equipment | TRC | Existing | NE4505 | Regenerative Drive Elevator Motor | Regenerative Drive Elevator Motor | NonEquip | 13 | Elevators/Escalators | 0% | Tech/Econ | 6.211% | 0 | 0 | 0
Tech | Schools K-12 | Miscellaneous | Medical equipment | TRC | Existing | NE4479 | Engine Block Timer | Engine Block Timer | NonEquip | 5 | Others | 0% | Tech/Econ | 36% | 0 | 0 | 0
Tech | Schools K-12 | Miscellaneous | Medical equipment | TRC | Existing | NE4453 | Efficient Motor Belts | Efficient Motor Belts | NonEquip | 10 | Others | 0% | Tech/Econ | 1.105% | 0 | 0 | 0
Tech | Schools K-12 | Refrigeration | Large cold storage | TRC | New | NN5324 | Retro-Commissioning | Retro-Commissioning | NonEquip | 5 |  | 0% | Tech/Econ | 16% | 0 | 0 | 0
Tech | Schools K-12 | Refrigeration | Large cold storage | TRC | New | NN4908 | Strip Curtains for Walk-ins | Strip Curtains for Walk-ins | NonEquip | 4 | Walk-in cooler | 0% | Tech/Econ | 2.115% | 0 | 0 | 0
Tech | Schools K-12 | Refrigeration | Large cold storage | TRC | New | NN4882 | Refrigerated Display Case Lighting Controls | Refrigerated Display Case Lighting Controls | NonEquip | 8 | Display cases | 0% | Tech/Econ | 0.9365% | 0 | 0 | 0
Tech | Schools K-12 | Refrigeration | Large cold storage | TRC | New | NN4856 | PSC to ECM Evaporator Fan Motor (Walk-In, Refrigerator) | PSC to ECM Evaporator Fan Motor (Walk-In, Refrigerator) | NonEquip | 15 | Walk-in cooler | 0% | Tech/Econ | 37.5% | 0 | 0 | 0
Tech | Schools K-12 | Refrigeration | Large cold storage | TRC | New | NN4830 | PSC to ECM Evaporator Fan Motor (Reach-In) | PSC to ECM Evaporator Fan Motor (Reach-In) | NonEquip | 15 | Display cases | 0% | Tech/Econ | 37.5% | 0 | 0 | 0
Tech | Schools K-12 | Refrigeration | Large cold storage | TRC | New | NN4804 | Night Covers for Display Cases | Night Covers for Display Cases | NonEquip | 5 | Display cases | 0% | Tech/Econ | 1.877% | 0 | 0 | 0
Tech | Schools K-12 | Refrigeration | Large cold storage | TRC | New | NN4778 | High R-Value Glass Doors | High R-Value Glass Doors | NonEquip | 12 | Display cases | 0% | Tech/Econ | 0% | 0 | 0 | 0
Tech | Schools K-12 | Refrigeration | Large cold storage | TRC | New | NN4752 | High Efficiency Refrigeration Compressor | High Efficiency Refrigeration Compressor | NonEquip | 13 | Display cases | 0% | Tech/Econ | 6.922% | 0 | 0 | 0
Tech | Schools K-12 | Refrigeration | Large cold storage | TRC | New | NN4726 | Freezer-Cooler Replacement Gaskets | Freezer-Cooler Replacement Gaskets | NonEquip | 4 | Display cases | 0% | Tech/Econ | 0% | 0 | 0 | 0
Tech | Schools K-12 | Refrigeration | Large cold storage | TRC | New | NN4700 | Floating Head Pressure Controls | Floating Head Pressure Controls | NonEquip | 15 |  | 27.37% | Tech/Econ | 6.05% | 0.33995 | 4.4076e-05 | 3.6919e-05
Tech | Schools K-12 | Refrigeration | Large cold storage | TRC | New | NN4674 | Demand Defrost | Demand Defrost | NonEquip | 10 | Walk-in cooler | 0% | Tech/Econ | 30% | 0 | 0 | 0
Tech | Schools K-12 | Refrigeration | Large cold storage | TRC | New | NN4648 | Automatic Door Closer for Walk-in Coolers and Freezers | Automatic Door Closer for Walk-in Coolers and Freezers | NonEquip | 8 | Walk-in cooler | 0% | Tech/Econ | 3.131% | 0 | 0 | 0
Tech | Schools K-12 | Refrigeration | Large cold storage | TRC | New | NN4622 | Anti-Sweat Controls | Anti-Sweat Controls | NonEquip | 8 | Display cases | 0% | Tech/Econ | 85% | 0 | 0 | 0
Tech | Schools K-12 | Refrigeration | Large cold storage | TRC | Existing | NE5311 | Retro-Commissioning | Retro-Commissioning | NonEquip | 5 |  | 21.99% | Tech/Econ | 16% | 40.079 | 0.0067005 | 0.020774
Tech | Schools K-12 | Refrigeration | Large cold storage | TRC | Existing | NE4895 | Strip Curtains for Walk-ins | Strip Curtains for Walk-ins | NonEquip | 4 | Walk-in cooler | 0% | Tech/Econ | 2.115% | 0 | 0 | 0
Tech | Schools K-12 | Refrigeration | Large cold storage | TRC | Existing | NE4869 | Refrigerated Display Case Lighting Controls | Refrigerated Display Case Lighting Controls | NonEquip | 8 | Display cases | 0% | Tech/Econ | 2.524% | 0 | 0 | 0
Tech | Schools K-12 | Refrigeration | Large cold storage | TRC | Existing | NE4843 | PSC to ECM Evaporator Fan Motor (Walk-In, Refrigerator) | PSC to ECM Evaporator Fan Motor (Walk-In, Refrigerator) | NonEquip | 15 | Walk-in cooler | 0% | Tech/Econ | 37.5% | 0 | 0 | 0
Tech | Schools K-12 | Refrigeration | Large cold storage | TRC | Existing | NE4817 | PSC to ECM Evaporator Fan Motor (Reach-In) | PSC to ECM Evaporator Fan Motor (Reach-In) | NonEquip | 15 | Display cases | 0% | Tech/Econ | 37.5% | 0 | 0 | 0
Tech | Schools K-12 | Refrigeration | Large cold storage | TRC | Existing | NE4791 | Night Covers for Display Cases | Night Covers for Display Cases | NonEquip | 5 | Display cases | 0% | Tech/Econ | 1.877% | 0 | 0 | 0
Tech | Schools K-12 | Refrigeration | Large cold storage | TRC | Existing | NE4765 | High R-Value Glass Doors | High R-Value Glass Doors | NonEquip | 12 | Display cases | 0% | Tech/Econ | 23.81% | 0 | 0 | 0
Tech | Schools K-12 | Refrigeration | Large cold storage | TRC | Existing | NE4739 | High Efficiency Refrigeration Compressor | High Efficiency Refrigeration Compressor | NonEquip | 13 | Display cases | 0% | Tech/Econ | 6.922% | 0 | 0 | 0
Tech | Schools K-12 | Refrigeration | Large cold storage | TRC | Existing | NE4713 | Freezer-Cooler Replacement Gaskets | Freezer-Cooler Replacement Gaskets | NonEquip | 4 | Display cases | 0% | Tech/Econ | 3.131% | 0 | 0 | 0
Tech | Schools K-12 | Refrigeration | Large cold storage | TRC | Existing | NE4687 | Floating Head Pressure Controls | Floating Head Pressure Controls | NonEquip | 15 |  | 27.37% | Tech/Econ | 6.05% | 18.2023 | 0.00236 | 0.0019768
Tech | Schools K-12 | Refrigeration | Large cold storage | TRC | Existing | NE4661 | Demand Defrost | Demand Defrost | NonEquip | 10 | Walk-in cooler | 0% | Tech/Econ | 30% | 0 | 0 | 0
Tech | Schools K-12 | Refrigeration | Large cold storage | TRC | Existing | NE4635 | Automatic Door Closer for Walk-in Coolers and Freezers | Automatic Door Closer for Walk-in Coolers and Freezers | NonEquip | 8 | Walk-in cooler | 0% | Tech/Econ | 3.131% | 0 | 0 | 0
Tech | Schools K-12 | Refrigeration | Large cold storage | TRC | Existing | NE4609 | Anti-Sweat Controls | Anti-Sweat Controls | NonEquip | 8 | Display cases | 0% | Tech/Econ | 85% | 0 | 0 | 0
Tech | Schools K-12 | Miscellaneous | Laboratory equipment | TRC | New | NN5454 | Retro-Commissioning | Retro-Commissioning | NonEquip | 5 |  | 0% | Tech/Econ | 16% | 0 | 0 | 0
Tech | Schools K-12 | Miscellaneous | Laboratory equipment | TRC | New | NN4544 | VSD Controlled Compressor | VSD Controlled Compressor | NonEquip | 15 | Others | 0% | Tech/Econ | 20.79% | 0 | 0 | 0
Tech | Schools K-12 | Miscellaneous | Laboratory equipment | TRC | New | NN4518 | Regenerative Drive Elevator Motor | Regenerative Drive Elevator Motor | NonEquip | 13 | Elevators/Escalators | 0% | Tech/Econ | 6.211% | 0 | 0 | 0
Tech | Schools K-12 | Miscellaneous | Laboratory equipment | TRC | New | NN4492 | Engine Block Timer | Engine Block Timer | NonEquip | 5 | Others | 0% | Tech/Econ | 36% | 0 | 0 | 0
Tech | Schools K-12 | Miscellaneous | Laboratory equipment | TRC | New | NN4466 | Efficient Motor Belts | Efficient Motor Belts | NonEquip | 10 | Others | 0% | Tech/Econ | 1.105% | 0 | 0 | 0
Tech | Schools K-12 | Miscellaneous | Laboratory equipment | TRC | Existing | NE5441 | Retro-Commissioning | Retro-Commissioning | NonEquip | 5 |  | 21.99% | Tech/Econ | 16% | 4005.7063 | 0.66968 | 2.0763
Tech | Schools K-12 | Miscellaneous | Laboratory equipment | TRC | Existing | NE4531 | VSD Controlled Compressor | VSD Controlled Compressor | NonEquip | 15 | Others | 0% | Tech/Econ | 20.79% | 0 | 0 | 0
Tech | Schools K-12 | Miscellaneous | Laboratory equipment | TRC | Existing | NE4505 | Regenerative Drive Elevator Motor | Regenerative Drive Elevator Motor | NonEquip | 13 | Elevators/Escalators | 0% | Tech/Econ | 6.211% | 0 | 0 | 0
Tech | Schools K-12 | Miscellaneous | Laboratory equipment | TRC | Existing | NE4479 | Engine Block Timer | Engine Block Timer | NonEquip | 5 | Others | 0% | Tech/Econ | 36% | 0 | 0 | 0
Tech | Schools K-12 | Miscellaneous | Laboratory equipment | TRC | Existing | NE4453 | Efficient Motor Belts | Efficient Motor Belts | NonEquip | 10 | Others | 0% | Tech/Econ | 1.105% | 0 | 0 | 0
Tech | Schools K-12 | Ventilation and Circulation | Individual room ventilation | TRC | New | NN5402 | Retro-Commissioning | Retro-Commissioning | NonEquip | 5 |  | 0% | Tech/Econ | 16% | 0 | 0 | 0
Tech | Schools K-12 | Ventilation and Circulation | Individual room ventilation | TRC | New | NN4986 | VAV System | VAV System | NonEquip | 10 |  | 14.18% | Tech/Econ | 30% | 50.1886 | 0.014284 | 0.014496
Tech | Schools K-12 | Ventilation and Circulation | Individual room ventilation | TRC | New | NN4960 | Demand Controlled Ventilation | Demand Controlled Ventilation | NonEquip | 10 |  | 23.39% | Tech/Econ | 50% | 156.2164 | 0.016264 | 0.091569
Tech | Schools K-12 | Ventilation and Circulation | Individual room ventilation | TRC | New | NN4934 | CO Sensors for Parking Garage Exhaust | CO Sensors for Parking Garage Exhaust | NonEquip | 15 | Motor/Fan | 0% | Tech/Econ | 33% | 0 | 0 | 0
Tech | Schools K-12 | Ventilation and Circulation | Individual room ventilation | TRC | Existing | NE5389 | Retro-Commissioning | Retro-Commissioning | NonEquip | 5 |  | 21.99% | Tech/Econ | 16% | 2204.8973 | 0.36862 | 1.1429
Tech | Schools K-12 | Ventilation and Circulation | Individual room ventilation | TRC | Existing | NE4973 | VAV System | VAV System | NonEquip | 10 |  | 14.18% | Tech/Econ | 30% | 2785.3278 | 0.79274 | 0.8045
Tech | Schools K-12 | Ventilation and Circulation | Individual room ventilation | TRC | Existing | NE4947 | Demand Controlled Ventilation | Demand Controlled Ventilation | NonEquip | 10 |  | 23.39% | Tech/Econ | 50% | 8669.5671 | 0.90263 | 5.0818
Tech | Schools K-12 | Ventilation and Circulation | Individual room ventilation | TRC | Existing | NE4921 | CO Sensors for Parking Garage Exhaust | CO Sensors for Parking Garage Exhaust | NonEquip | 15 | Motor/Fan | 0% | Tech/Econ | 33% | 0 | 0 | 0
Tech | Schools K-12 | Space Heating | Individual room heating | TRC | New | NN5350 | Retro-Commissioning | Retro-Commissioning | NonEquip | 5 |  | 0% | Tech/Econ | 16% | 0 | 0 | 0
Tech | Schools K-12 | Space Heating | Individual room heating | TRC | New | NN4336 | Water Cooled Refrigeration Heat Recovery | Water Cooled Refrigeration Heat Recovery | NonEquip | 20 |  | 0% | Tech/Econ | 10% | 0 | 0 | 0
Tech | Schools K-12 | Space Heating | Individual room heating | TRC | New | NN4284 | Warehouse Loading Dock Seals | Warehouse Loading Dock Seals | NonEquip | 18 |  | 0% | Tech/Econ | 0.508% | 0 | 0 | 0
Tech | Schools K-12 | Space Heating | Individual room heating | TRC | New | NN4258 | Wall Insulation | Wall Insulation | NonEquip | 20 |  | 0% | Tech/Econ | 0% | 0 | 0 | 0
Tech | Schools K-12 | Space Heating | Individual room heating | TRC | New | NN4180 | Smart Thermostat | Smart Thermostat | NonEquip | 11 |  | 45.33% | Tech/Econ | 10% | 0 | 0 | 0
Tech | Schools K-12 | Space Heating | Individual room heating | TRC | New | NN4102 | Roof Insulation | Roof Insulation | NonEquip | 20 |  | 37.5% | Tech/Econ | 3.023% | 0 | 0 | 0
Tech | Schools K-12 | Space Heating | Individual room heating | TRC | New | NN4076 | Programmable Thermostat | Programmable Thermostat | NonEquip | 11 |  | 0% | Tech/Econ | 3.6% | 0 | 0 | 0
Tech | Schools K-12 | Space Heating | Individual room heating | TRC | New | NN4024 | Low U-Value Windows | Low U-Value Windows | NonEquip | 20 |  | 26.88% | Tech/Econ | 10% | 0 | 0 | 0
Tech | Schools K-12 | Space Heating | Individual room heating | TRC | New | NN3946 | Infiltration Reduction - Air Sealing | Infiltration Reduction - Air Sealing | NonEquip | 11 |  | 0% | Tech/Econ | 0.254% | 0 | 0 | 0
Tech | Schools K-12 | Space Heating | Individual room heating | TRC | New | NN3868 | Hotel Card Energy Control Systems | Hotel Card Energy Control Systems | NonEquip | 15 |  | 0% | Tech/Econ | 0% | 0 | 0 | 0
Tech | Schools K-12 | Space Heating | Individual room heating | TRC | New | NN3790 | Green Roof | Green Roof | NonEquip | 15 |  | 0.63% | Tech/Econ | 4.672% | 0 | 0 | 0
Tech | Schools K-12 | Space Heating | Individual room heating | TRC | New | NN3738 | Floor Insulation | Floor Insulation | NonEquip | 20 |  | 16.87% | Tech/Econ | 1.586% | 0 | 0 | 0
Tech | Schools K-12 | Space Heating | Individual room heating | TRC | New | NN3660 | Facility Energy Management System | Facility Energy Management System | NonEquip | 15 |  | 4.276% | Tech/Econ | 20% | 0 | 0 | 0
Tech | Schools K-12 | Space Heating | Individual room heating | TRC | New | NN3582 | ECM Motors on Furnaces | ECM Motors on Furnaces | NonEquip | 15 | Forced air furnace | 0% | Tech/Econ | 1.706% | 0 | 0 | 0
Tech | Schools K-12 | Space Heating | Individual room heating | TRC | New | NN3556 | Duct Sealing Repair | Duct Sealing Repair | NonEquip | 15 |  | 0% | Tech/Econ | 12% | 0 | 0 | 0
Tech | Schools K-12 | Space Heating | Individual room heating | TRC | New | NN3504 | Duct Insulation | Duct Insulation | NonEquip | 15 |  | 0% | Tech/Econ | 2.045% | 0 | 0 | 0
Tech | Schools K-12 | Space Heating | Individual room heating | TRC | New | NN3452 | Destratification Fans | Destratification Fans | NonEquip | 10 |  | 0% | Tech/Econ | 16.23% | 0 | 0 | 0
Tech | Schools K-12 | Space Heating | Individual room heating | TRC | New | NN3400 | Dedicated Outdoor Air System on VRF unit | Dedicated Outdoor Air System on VRF unit | NonEquip | 15 | Residential/split system heat pump | 0% | Tech/Econ | 10% | 0 | 0 | 0
Tech | Schools K-12 | Space Heating | Individual room heating | TRC | New | NN3348 | Cool Roof | Cool Roof | NonEquip | 15 |  | 72.18% | Tech/Econ | 0.5275% | 0 | 0 | 0
Tech | Schools K-12 | Space Heating | Individual room heating | TRC | New | NN3244 | Ceiling Insulation(R30 to R38) | Ceiling Insulation(R30 to R38) | NonEquip | 20 |  | 0% | Tech/Econ | 0.611% | 0 | 0 | 0
Tech | Schools K-12 | Space Heating | Individual room heating | TRC | New | NN3192 | Ceiling Insulation(R2 to R38) | Ceiling Insulation(R2 to R38) | NonEquip | 20 |  | 0% | Tech/Econ | 41.24% | 0 | 0 | 0
Tech | Schools K-12 | Space Heating | Individual room heating | TRC | New | NN3140 | Ceiling Insulation(R19 to R38) | Ceiling Insulation(R19 to R38) | NonEquip | 20 |  | 0% | Tech/Econ | 2.291% | 0 | 0 | 0
Tech | Schools K-12 | Space Heating | Individual room heating | TRC | New | NN3088 | Ceiling Insulation(R12 to R38) | Ceiling Insulation(R12 to R38) | NonEquip | 20 |  | 0% | Tech/Econ | 4.964% | 0 | 0 | 0
Tech | Schools K-12 | Space Heating | Individual room heating | TRC | New | NN3010 | Air Curtains | Air Curtains | NonEquip | 8 |  | 28.37% | Tech/Econ | 0.2533% | 0 | 0 | 0
Tech | Schools K-12 | Space Heating | Individual room heating | TRC | Existing | NE5337 | Retro-Commissioning | Retro-Commissioning | NonEquip | 5 |  | 21.99% | Tech/Econ | 16% | 0 | 0 | 0
Tech | Schools K-12 | Space Heating | Individual room heating | TRC | Existing | NE4323 | Water Cooled Refrigeration Heat Recovery | Water Cooled Refrigeration Heat Recovery | NonEquip | 20 |  | 0% | Tech/Econ | 10% | 0 | 0 | 0
Tech | Schools K-12 | Space Heating | Individual room heating | TRC | Existing | NE4271 | Warehouse Loading Dock Seals | Warehouse Loading Dock Seals | NonEquip | 18 |  | 0% | Tech/Econ | 0.5606% | 0 | 0 | 0
Tech | Schools K-12 | Space Heating | Individual room heating | TRC | Existing | NE4245 | Wall Insulation | Wall Insulation | NonEquip | 20 |  | 0% | Tech/Econ | 1.931% | 0 | 0 | 0
Tech | Schools K-12 | Space Heating | Individual room heating | TRC | Existing | NE4167 | Smart Thermostat | Smart Thermostat | NonEquip | 11 |  | 45.33% | Tech/Econ | 10% | 0 | 0 | 0
Tech | Schools K-12 | Space Heating | Individual room heating | TRC | Existing | NE4089 | Roof Insulation | Roof Insulation | NonEquip | 20 |  | 37.5% | Tech/Econ | 6.672% | 0 | 0 | 0
Tech | Schools K-12 | Space Heating | Individual room heating | TRC | Existing | NE4063 | Programmable Thermostat | Programmable Thermostat | NonEquip | 11 |  | 0% | Tech/Econ | 3.6% | 0 | 0 | 0
Tech | Schools K-12 | Space Heating | Individual room heating | TRC | Existing | NE4011 | Low U-Value Windows | Low U-Value Windows | NonEquip | 20 |  | 10.75% | Tech/Econ | 46% | 0 | 0 | 0
Tech | Schools K-12 | Space Heating | Individual room heating | TRC | Existing | NE3933 | Infiltration Reduction - Air Sealing | Infiltration Reduction - Air Sealing | NonEquip | 11 |  | 0% | Tech/Econ | 0.2803% | 0 | 0 | 0
Tech | Schools K-12 | Space Heating | Individual room heating | TRC | Existing | NE3855 | Hotel Card Energy Control Systems | Hotel Card Energy Control Systems | NonEquip | 15 |  | 0% | Tech/Econ | 0% | 0 | 0 | 0
Tech | Schools K-12 | Space Heating | Individual room heating | TRC | Existing | NE3777 | Green Roof | Green Roof | NonEquip | 15 |  | 0.126% | Tech/Econ | 5.155% | 0 | 0 | 0
Tech | Schools K-12 | Space Heating | Individual room heating | TRC | Existing | NE3725 | Floor Insulation | Floor Insulation | NonEquip | 20 |  | 6.749% | Tech/Econ | 1.75% | 0 | 0 | 0
Tech | Schools K-12 | Space Heating | Individual room heating | TRC | Existing | NE3647 | Facility Energy Management System | Facility Energy Management System | NonEquip | 15 |  | 0.7167% | Tech/Econ | 20% | 0 | 0 | 0
Tech | Schools K-12 | Space Heating | Individual room heating | TRC | Existing | NE3569 | ECM Motors on Furnaces | ECM Motors on Furnaces | NonEquip | 15 | Forced air furnace | 0% | Tech/Econ | 1.706% | 0 | 0 | 0
Tech | Schools K-12 | Space Heating | Individual room heating | TRC | Existing | NE3543 | Duct Sealing Repair | Duct Sealing Repair | NonEquip | 15 |  | 0% | Tech/Econ | 12% | 0 | 0 | 0
Tech | Schools K-12 | Space Heating | Individual room heating | TRC | Existing | NE3491 | Duct Insulation | Duct Insulation | NonEquip | 15 |  | 0% | Tech/Econ | 2.045% | 0 | 0 | 0
Tech | Schools K-12 | Space Heating | Individual room heating | TRC | Existing | NE3439 | Destratification Fans | Destratification Fans | NonEquip | 10 |  | 0% | Tech/Econ | 16.23% | 0 | 0 | 0
Tech | Schools K-12 | Space Heating | Individual room heating | TRC | Existing | NE3387 | Dedicated Outdoor Air System on VRF unit | Dedicated Outdoor Air System on VRF unit | NonEquip | 15 | Residential/split system heat pump | 0% | Tech/Econ | 10% | 0 | 0 | 0
Tech | Schools K-12 | Space Heating | Individual room heating | TRC | Existing | NE3335 | Cool Roof | Cool Roof | NonEquip | 15 |  | 72.68% | Tech/Econ | 0.5821% | 0 | 0 | 0
Tech | Schools K-12 | Space Heating | Individual room heating | TRC | Existing | NE3231 | Ceiling Insulation(R30 to R38) | Ceiling Insulation(R30 to R38) | NonEquip | 20 |  | 0% | Tech/Econ | 0.6742% | 0 | 0 | 0
Tech | Schools K-12 | Space Heating | Individual room heating | TRC | Existing | NE3179 | Ceiling Insulation(R2 to R38) | Ceiling Insulation(R2 to R38) | NonEquip | 20 |  | 0% | Tech/Econ | 45.51% | 0 | 0 | 0
Tech | Schools K-12 | Space Heating | Individual room heating | TRC | Existing | NE3127 | Ceiling Insulation(R19 to R38) | Ceiling Insulation(R19 to R38) | NonEquip | 20 |  | 0% | Tech/Econ | 2.528% | 0 | 0 | 0
Tech | Schools K-12 | Space Heating | Individual room heating | TRC | Existing | NE3075 | Ceiling Insulation(R12 to R38) | Ceiling Insulation(R12 to R38) | NonEquip | 20 |  | 0% | Tech/Econ | 5.478% | 0 | 0 | 0
Tech | Schools K-12 | Space Heating | Individual room heating | TRC | Existing | NE2997 | Air Curtains | Air Curtains | NonEquip | 8 |  | 33.45% | Tech/Econ | 0.2533% | 0 | 0 | 0
Tech | Schools K-12 | Space Cooling | Individual room air conditioners | TRC | New | NN5376 | Retro-Commissioning | Retro-Commissioning | NonEquip | 5 |  | 0% | Tech/Econ | 16% | 0 | 0 | 0
Tech | Schools K-12 | Space Cooling | Individual room air conditioners | TRC | New | NN4388 | Window Sun Protection | Window Sun Protection | NonEquip | 10 |  | 15.35% | Tech/Econ | 16% | 275.6884 | 0.10083 | -0.0011208
Tech | Schools K-12 | Space Cooling | Individual room air conditioners | TRC | New | NN4362 | Waterside Economizer | Waterside Economizer | NonEquip | 20 |  | 0% | Tech/Econ | 5.556% | 0 | 0 | 0
Tech | Schools K-12 | Space Cooling | Individual room air conditioners | TRC | New | NN4154 | Smart Thermostat | Smart Thermostat | NonEquip | 11 |  | 45.33% | Tech/Econ | 10% | 95.3621 | 0.0011323 | 0
Tech | Schools K-12 | Space Cooling | Individual room air conditioners | TRC | New | NN4128 | Roof Insulation | Roof Insulation | NonEquip | 20 |  | 37.5% | Tech/Econ | 2.446% | 0 | 0 | 0
Tech | Schools K-12 | Space Cooling | Individual room air conditioners | TRC | New | NN4050 | Programmable Thermostat | Programmable Thermostat | NonEquip | 11 |  | 0% | Tech/Econ | 3.6% | 0 | 0 | 0
Tech | Schools K-12 | Space Cooling | Individual room air conditioners | TRC | New | NN3998 | Low U-Value Windows | Low U-Value Windows | NonEquip | 20 |  | 26.88% | Tech/Econ | 10% | 0 | 0 | 0
Tech | Schools K-12 | Space Cooling | Individual room air conditioners | TRC | New | NN3920 | HVAC tune-up_RTU | HVAC tune-up_RTU | NonEquip | 5 | Packaged air conditioning units (RTUs) | 0% | Tech/Econ | 5% | 0 | 0 | 0
Tech | Schools K-12 | Space Cooling | Individual room air conditioners | TRC | New | NN3894 | HVAC tune-up | HVAC tune-up | NonEquip | 5 | Residential-type central air conditioners | 0% | Tech/Econ | 5% | 0 | 0 | 0
Tech | Schools K-12 | Space Cooling | Individual room air conditioners | TRC | New | NN3816 | Green Roof | Green Roof | NonEquip | 15 |  | 0.63% | Tech/Econ | 2.836% | 0 | 0 | 0
Tech | Schools K-12 | Space Cooling | Individual room air conditioners | TRC | New | NN3764 | Floor Insulation | Floor Insulation | NonEquip | 20 |  | 16.87% | Tech/Econ | 1.284% | 0 | 0 | 0
Tech | Schools K-12 | Space Cooling | Individual room air conditioners | TRC | New | NN3686 | Facility Energy Management System | Facility Energy Management System | NonEquip | 15 |  | 4.276% | Tech/Econ | 20% | 109.3834 | 0.022926 | 0
Tech | Schools K-12 | Space Cooling | Individual room air conditioners | TRC | New | NN3634 | Facility Commissioning | Facility Commissioning | NonEquip | 10 |  | 71.67% | Tech/Econ | 16% | 1454.1449 | 0.29905 | 0.0013461
Tech | Schools K-12 | Space Cooling | Individual room air conditioners | TRC | New | NN3608 | Energy Recovery Ventilation System (ERV) | Energy Recovery Ventilation System (ERV) | NonEquip | 15 | Packaged air conditioning units (RTUs) | 0% | Tech/Econ | 10.24% | 0 | 0 | 0
Tech | Schools K-12 | Space Cooling | Individual room air conditioners | TRC | New | NN3530 | Duct Sealing Repair | Duct Sealing Repair | NonEquip | 15 |  | 0% | Tech/Econ | 12% | 0 | 0 | 0
Tech | Schools K-12 | Space Cooling | Individual room air conditioners | TRC | New | NN3478 | Duct Insulation | Duct Insulation | NonEquip | 15 |  | 0% | Tech/Econ | 2.045% | 0 | 0 | 0
Tech | Schools K-12 | Space Cooling | Individual room air conditioners | TRC | New | NN3426 | Dedicated Outdoor Air System on VRF unit | Dedicated Outdoor Air System on VRF unit | NonEquip | 15 | Residential-type central air conditioners | 0% | Tech/Econ | 17.5% | 0 | 0 | 0
Tech | Schools K-12 | Space Cooling | Individual room air conditioners | TRC | New | NN3374 | Cool Roof | Cool Roof | NonEquip | 15 |  | 72.18% | Tech/Econ | 4.029% | 0 | 0 | 0
Tech | Schools K-12 | Space Cooling | Individual room air conditioners | TRC | New | NN3322 | Chilled Water System - Variable Speed Drives | Chilled Water System - Variable Speed Drives | NonEquip | 13 | Central chillers inside | 0% | Tech/Econ | 24.74% | 0 | 0 | 0
Tech | Schools K-12 | Space Cooling | Individual room air conditioners | TRC | New | NN3296 | Chilled Water Controls Optimization | Chilled Water Controls Optimization | NonEquip | 10 | Central chillers inside | 0% | Tech/Econ | 12.5% | 0 | 0 | 0
Tech | Schools K-12 | Space Cooling | Individual room air conditioners | TRC | New | NN3218 | Ceiling Insulation(R2 to R38) | Ceiling Insulation(R2 to R38) | NonEquip | 20 |  | 0% | Tech/Econ | 33.37% | 0 | 0 | 0
Tech | Schools K-12 | Space Cooling | Individual room air conditioners | TRC | New | NN3166 | Ceiling Insulation(R19 to R38) | Ceiling Insulation(R19 to R38) | NonEquip | 20 |  | 0% | Tech/Econ | 1.854% | 0 | 0 | 0
Tech | Schools K-12 | Space Cooling | Individual room air conditioners | TRC | New | NN3114 | Ceiling Insulation(R12 to R38) | Ceiling Insulation(R12 to R38) | NonEquip | 20 |  | 0% | Tech/Econ | 4.017% | 0 | 0 | 0
Tech | Schools K-12 | Space Cooling | Individual room air conditioners | TRC | New | NN3062 | Airside Economizer | Airside Economizer | NonEquip | 10 | Packaged air conditioning units (RTUs) | 0% | Tech/Econ | 5.556% | 0 | 0 | 0
Tech | Schools K-12 | Space Cooling | Individual room air conditioners | TRC | Existing | NE5363 | Retro-Commissioning | Retro-Commissioning | NonEquip | 5 |  | 21.99% | Tech/Econ | 16% | 23110.4394 | 3.8636 | 0
Tech | Schools K-12 | Space Cooling | Individual room air conditioners | TRC | Existing | NE4375 | Window Sun Protection | Window Sun Protection | NonEquip | 10 |  | 15.68% | Tech/Econ | 16% | 16900.829 | 6.1813 | -0.06871
Tech | Schools K-12 | Space Cooling | Individual room air conditioners | TRC | Existing | NE4349 | Waterside Economizer | Waterside Economizer | NonEquip | 20 |  | 0% | Tech/Econ | 5.556% | 0 | 0 | 0
Tech | Schools K-12 | Space Cooling | Individual room air conditioners | TRC | Existing | NE4219 | Wall Insulation | Wall Insulation | NonEquip | 20 |  | 0% | Tech/Econ | 9.701% | 0 | 0 | 0
Tech | Schools K-12 | Space Cooling | Individual room air conditioners | TRC | Existing | NE4141 | Smart Thermostat | Smart Thermostat | NonEquip | 11 |  | 45.33% | Tech/Econ | 10% | 28726.2087 | 0.34109 | 0
Tech | Schools K-12 | Space Cooling | Individual room air conditioners | TRC | Existing | NE4115 | Roof Insulation | Roof Insulation | NonEquip | 20 |  | 37.5% | Tech/Econ | 4.893% | 11101.1281 | 0.22214 | 0
Tech | Schools K-12 | Space Cooling | Individual room air conditioners | TRC | Existing | NE4037 | Programmable Thermostat | Programmable Thermostat | NonEquip | 11 |  | 0% | Tech/Econ | 3.6% | 0 | 0 | 0
Tech | Schools K-12 | Space Cooling | Individual room air conditioners | TRC | Existing | NE3985 | Low U-Value Windows | Low U-Value Windows | NonEquip | 20 |  | 10.75% | Tech/Econ | 46% | 35102.4721 | 13.0477 | 0
Tech | Schools K-12 | Space Cooling | Individual room air conditioners | TRC | Existing | NE3907 | HVAC tune-up_RTU | HVAC tune-up_RTU | NonEquip | 5 | Packaged air conditioning units (RTUs) | 0% | Tech/Econ | 5% | 0 | 0 | 0
Tech | Schools K-12 | Space Cooling | Individual room air conditioners | TRC | Existing | NE3881 | HVAC tune-up | HVAC tune-up | NonEquip | 5 | Residential-type central air conditioners | 0% | Tech/Econ | 5% | 0 | 0 | 0
Tech | Schools K-12 | Space Cooling | Individual room air conditioners | TRC | Existing | NE3803 | Green Roof | Green Roof | NonEquip | 15 |  | 0.126% | Tech/Econ | 2.836% | 20.5992 | 0.008751 | 0
Tech | Schools K-12 | Space Cooling | Individual room air conditioners | TRC | Existing | NE3751 | Floor Insulation | Floor Insulation | NonEquip | 20 |  | 6.749% | Tech/Econ | 1.284% | 499.4854 | 0.0099949 | 0
Tech | Schools K-12 | Space Cooling | Individual room air conditioners | TRC | Existing | NE3673 | Facility Energy Management System | Facility Energy Management System | NonEquip | 15 |  | 0.7167% | Tech/Econ | 20% | 967.1479 | 0.20271 | 0
Tech | Schools K-12 | Space Cooling | Individual room air conditioners | TRC | Existing | NE3595 | Energy Recovery Ventilation System (ERV) | Energy Recovery Ventilation System (ERV) | NonEquip | 15 | Packaged air conditioning units (RTUs) | 0% | Tech/Econ | 10.24% | 0 | 0 | 0
Tech | Schools K-12 | Space Cooling | Individual room air conditioners | TRC | Existing | NE3517 | Duct Sealing Repair | Duct Sealing Repair | NonEquip | 15 |  | 0% | Tech/Econ | 12% | 0 | 0 | 0
Tech | Schools K-12 | Space Cooling | Individual room air conditioners | TRC | Existing | NE3465 | Duct Insulation | Duct Insulation | NonEquip | 15 |  | 0% | Tech/Econ | 2.045% | 0 | 0 | 0
Tech | Schools K-12 | Space Cooling | Individual room air conditioners | TRC | Existing | NE3413 | Dedicated Outdoor Air System on VRF unit | Dedicated Outdoor Air System on VRF unit | NonEquip | 15 | Residential-type central air conditioners | 0% | Tech/Econ | 17.5% | 0 | 0 | 0
Tech | Schools K-12 | Space Cooling | Individual room air conditioners | TRC | Existing | NE3361 | Cool Roof | Cool Roof | NonEquip | 15 |  | 72.68% | Tech/Econ | 4.029% | 17392.1982 | 7.3886 | 0
Tech | Schools K-12 | Space Cooling | Individual room air conditioners | TRC | Existing | NE3309 | Chilled Water System - Variable Speed Drives | Chilled Water System - Variable Speed Drives | NonEquip | 13 | Central chillers inside | 0% | Tech/Econ | 24.74% | 0 | 0 | 0
Tech | Schools K-12 | Space Cooling | Individual room air conditioners | TRC | Existing | NE3283 | Chilled Water Controls Optimization | Chilled Water Controls Optimization | NonEquip | 10 | Central chillers inside | 0% | Tech/Econ | 12.5% | 0 | 0 | 0
Tech | Schools K-12 | Space Cooling | Individual room air conditioners | TRC | Existing | NE3205 | Ceiling Insulation(R2 to R38) | Ceiling Insulation(R2 to R38) | NonEquip | 20 |  | 0% | Tech/Econ | 33.37% | 0 | 0 | 0
Tech | Schools K-12 | Space Cooling | Individual room air conditioners | TRC | Existing | NE3153 | Ceiling Insulation(R19 to R38) | Ceiling Insulation(R19 to R38) | NonEquip | 20 |  | 0% | Tech/Econ | 1.854% | 0 | 0 | 0
Tech | Schools K-12 | Space Cooling | Individual room air conditioners | TRC | Existing | NE3101 | Ceiling Insulation(R12 to R38) | Ceiling Insulation(R12 to R38) | NonEquip | 20 |  | 0% | Tech/Econ | 4.017% | 0 | 0 | 0
Tech | Schools K-12 | Space Cooling | Individual room air conditioners | TRC | Existing | NE3049 | Airside Economizer | Airside Economizer | NonEquip | 10 | Packaged air conditioning units (RTUs) | 0% | Tech/Econ | 5.556% | 0 | 0 | 0
Tech | Schools K-12 | Interior Lighting | High bay | TRC | New | NN5272 | Retro-Commissioning | Retro-Commissioning | NonEquip | 5 |  | 0% | Tech/Econ | 16% | 0 | 0 | 0
Tech | Schools K-12 | Interior Lighting | High bay | TRC | New | NN4440 | Interior Lighting Controls | Interior Lighting Controls | NonEquip | 8 | Overhead (fluorescent/LED/CFL U-shape) | 0% | Tech/Econ | 28% | 0 | 0 | 0
Tech | Schools K-12 | Interior Lighting | High bay | TRC | New | NN4414 | Bi-Level Lighting Control (Interior) | Bi-Level Lighting Control (Interior) | NonEquip | 8 | Overhead (fluorescent/LED/CFL U-shape) | 0% | Tech/Econ | 31% | 0 | 0 | 0
Tech | Schools K-12 | Interior Lighting | High bay | TRC | New | NN3712 | Facility Energy Management System | Facility Energy Management System | NonEquip | 15 |  | 4.276% | Tech/Econ | 24% | 3188.5855 | 0.66831 | 0.057469
Tech | Schools K-12 | Interior Lighting | High bay | TRC | Existing | NE5259 | Retro-Commissioning | Retro-Commissioning | NonEquip | 5 |  | 21.99% | Tech/Econ | 16% | 532234.7642 | 88.98 | 275.873
Tech | Schools K-12 | Interior Lighting | High bay | TRC | Existing | NE4427 | Interior Lighting Controls | Interior Lighting Controls | NonEquip | 8 | Overhead (fluorescent/LED/CFL U-shape) | 0% | Tech/Econ | 28% | 0 | 0 | 0
Tech | Schools K-12 | Interior Lighting | High bay | TRC | Existing | NE4401 | Bi-Level Lighting Control (Interior) | Bi-Level Lighting Control (Interior) | NonEquip | 8 | Overhead (fluorescent/LED/CFL U-shape) | 0% | Tech/Econ | 31% | 0 | 0 | 0
Tech | Schools K-12 | Interior Lighting | High bay | TRC | Existing | NE3699 | Facility Energy Management System | Facility Energy Management System | NonEquip | 15 |  | 0.7167% | Tech/Econ | 24% | 26065.1996 | 5.4631 | 0.46978
Tech | Schools K-12 | Interior Lighting | High bay | TRC | Turnover | ET1651 | LED Linear - Fixture Replacement | LED Linear - Fixture Replacement | Equip | 15 | High bay | 24.1% | Tech/Econ | 50.28% | 2089703.336 | 506.5524 | 115.8802
Tech | Schools K-12 | Interior Lighting | High bay | TRC | Turnover | ET1534 | High Bay LED | High Bay LED | Equip | 15 | High bay | 0% | Tech/Econ | 64.78% | 0 | 0 | 0
Tech | Schools K-12 | Interior Lighting | High bay | TRC | Turnover | ET1495 | High Bay Fluorescent (T5) | High Bay Fluorescent (T5) | Equip | 15 | High bay | 0% | Tech/Econ | 64.14% | 0 | 0 | 0
Tech | Schools K-12 | Interior Lighting | High bay | TRC | New | EN1677 | LED Linear - Fixture Replacement | LED Linear - Fixture Replacement | Equip | 15 | High bay | 0% | Tech/Econ | 50.28% | 0 | 0 | 0
Tech | Schools K-12 | Interior Lighting | High bay | TRC | New | EN1560 | High Bay LED | High Bay LED | Equip | 15 | High bay | 0% | Tech/Econ | 64.78% | 0 | 0 | 0
Tech | Schools K-12 | Interior Lighting | High bay | TRC | New | EN1521 | High Bay Fluorescent (T5) | High Bay Fluorescent (T5) | Equip | 15 | High bay | 0% | Tech/Econ | 64.14% | 0 | 0 | 0
Tech | Schools K-12 | Cooking | Fryer | TRC | Turnover | ET91 | Energy Star Fryer | Energy Star Fryer | Equip | 12 | Fryer | 29.2% | Tech/Econ | 17.46% | 575.1169 | 0.093225 | 0.028828
Tech | Schools K-12 | Cooking | Fryer | TRC | New | EN117 | Energy Star Fryer | Energy Star Fryer | Equip | 12 | Fryer | 29.2% | Tech/Econ | 17.46% | 10.363 | 0.0016798 | 0.00051946
Tech | Schools K-12 | Space Heating | Forced air furnace | TRC | New | NN5350 | Retro-Commissioning | Retro-Commissioning | NonEquip | 5 |  | 0% | Tech/Econ | 16% | 0 | 0 | 0
Tech | Schools K-12 | Space Heating | Forced air furnace | TRC | New | NN4336 | Water Cooled Refrigeration Heat Recovery | Water Cooled Refrigeration Heat Recovery | NonEquip | 20 |  | 0% | Tech/Econ | 10% | 0 | 0 | 0
Tech | Schools K-12 | Space Heating | Forced air furnace | TRC | New | NN4284 | Warehouse Loading Dock Seals | Warehouse Loading Dock Seals | NonEquip | 18 |  | 0% | Tech/Econ | 0.508% | 0 | 0 | 0
Tech | Schools K-12 | Space Heating | Forced air furnace | TRC | New | NN4258 | Wall Insulation | Wall Insulation | NonEquip | 20 |  | 0% | Tech/Econ | 0% | 0 | 0 | 0
Tech | Schools K-12 | Space Heating | Forced air furnace | TRC | New | NN4180 | Smart Thermostat | Smart Thermostat | NonEquip | 11 |  | 45.33% | Tech/Econ | 10% | 0 | 0 | 0
Tech | Schools K-12 | Space Heating | Forced air furnace | TRC | New | NN4102 | Roof Insulation | Roof Insulation | NonEquip | 20 |  | 37.5% | Tech/Econ | 3.023% | 0 | 0 | 0
Tech | Schools K-12 | Space Heating | Forced air furnace | TRC | New | NN4076 | Programmable Thermostat | Programmable Thermostat | NonEquip | 11 |  | 0% | Tech/Econ | 3.6% | 0 | 0 | 0
Tech | Schools K-12 | Space Heating | Forced air furnace | TRC | New | NN4024 | Low U-Value Windows | Low U-Value Windows | NonEquip | 20 |  | 26.88% | Tech/Econ | 10% | 0 | 0 | 0
Tech | Schools K-12 | Space Heating | Forced air furnace | TRC | New | NN3946 | Infiltration Reduction - Air Sealing | Infiltration Reduction - Air Sealing | NonEquip | 11 |  | 0% | Tech/Econ | 0.254% | 0 | 0 | 0
Tech | Schools K-12 | Space Heating | Forced air furnace | TRC | New | NN3868 | Hotel Card Energy Control Systems | Hotel Card Energy Control Systems | NonEquip | 15 |  | 0% | Tech/Econ | 0% | 0 | 0 | 0
Tech | Schools K-12 | Space Heating | Forced air furnace | TRC | New | NN3790 | Green Roof | Green Roof | NonEquip | 15 |  | 0.63% | Tech/Econ | 4.672% | 0 | 0 | 0
Tech | Schools K-12 | Space Heating | Forced air furnace | TRC | New | NN3738 | Floor Insulation | Floor Insulation | NonEquip | 20 |  | 16.87% | Tech/Econ | 1.586% | 0 | 0 | 0
Tech | Schools K-12 | Space Heating | Forced air furnace | TRC | New | NN3660 | Facility Energy Management System | Facility Energy Management System | NonEquip | 15 |  | 4.276% | Tech/Econ | 20% | 0 | 0 | 0
Tech | Schools K-12 | Space Heating | Forced air furnace | TRC | New | NN3582 | ECM Motors on Furnaces | ECM Motors on Furnaces | NonEquip | 15 | Forced air furnace | 47.78% | Tech/Econ | 1.706% | 0 | 0 | 0
Tech | Schools K-12 | Space Heating | Forced air furnace | TRC | New | NN3556 | Duct Sealing Repair | Duct Sealing Repair | NonEquip | 15 |  | 0% | Tech/Econ | 12% | 0 | 0 | 0
Tech | Schools K-12 | Space Heating | Forced air furnace | TRC | New | NN3504 | Duct Insulation | Duct Insulation | NonEquip | 15 |  | 0% | Tech/Econ | 2.045% | 0 | 0 | 0
Tech | Schools K-12 | Space Heating | Forced air furnace | TRC | New | NN3452 | Destratification Fans | Destratification Fans | NonEquip | 10 |  | 0% | Tech/Econ | 16.23% | 0 | 0 | 0
Tech | Schools K-12 | Space Heating | Forced air furnace | TRC | New | NN3400 | Dedicated Outdoor Air System on VRF unit | Dedicated Outdoor Air System on VRF unit | NonEquip | 15 | Residential/split system heat pump | 0% | Tech/Econ | 10% | 0 | 0 | 0
Tech | Schools K-12 | Space Heating | Forced air furnace | TRC | New | NN3348 | Cool Roof | Cool Roof | NonEquip | 15 |  | 72.18% | Tech/Econ | 0.5275% | 0 | 0 | 0
Tech | Schools K-12 | Space Heating | Forced air furnace | TRC | New | NN3244 | Ceiling Insulation(R30 to R38) | Ceiling Insulation(R30 to R38) | NonEquip | 20 |  | 0% | Tech/Econ | 0.611% | 0 | 0 | 0
Tech | Schools K-12 | Space Heating | Forced air furnace | TRC | New | NN3192 | Ceiling Insulation(R2 to R38) | Ceiling Insulation(R2 to R38) | NonEquip | 20 |  | 0% | Tech/Econ | 41.24% | 0 | 0 | 0
Tech | Schools K-12 | Space Heating | Forced air furnace | TRC | New | NN3140 | Ceiling Insulation(R19 to R38) | Ceiling Insulation(R19 to R38) | NonEquip | 20 |  | 0% | Tech/Econ | 2.291% | 0 | 0 | 0
Tech | Schools K-12 | Space Heating | Forced air furnace | TRC | New | NN3088 | Ceiling Insulation(R12 to R38) | Ceiling Insulation(R12 to R38) | NonEquip | 20 |  | 0% | Tech/Econ | 4.964% | 0 | 0 | 0
Tech | Schools K-12 | Space Heating | Forced air furnace | TRC | New | NN3010 | Air Curtains | Air Curtains | NonEquip | 8 |  | 28.37% | Tech/Econ | 0.2533% | 0 | 0 | 0
Tech | Schools K-12 | Space Heating | Forced air furnace | TRC | Existing | NE5337 | Retro-Commissioning | Retro-Commissioning | NonEquip | 5 |  | 21.99% | Tech/Econ | 16% | 0 | 0 | 0
Tech | Schools K-12 | Space Heating | Forced air furnace | TRC | Existing | NE4323 | Water Cooled Refrigeration Heat Recovery | Water Cooled Refrigeration Heat Recovery | NonEquip | 20 |  | 0% | Tech/Econ | 10% | 0 | 0 | 0
Tech | Schools K-12 | Space Heating | Forced air furnace | TRC | Existing | NE4271 | Warehouse Loading Dock Seals | Warehouse Loading Dock Seals | NonEquip | 18 |  | 0% | Tech/Econ | 0.5606% | 0 | 0 | 0
Tech | Schools K-12 | Space Heating | Forced air furnace | TRC | Existing | NE4245 | Wall Insulation | Wall Insulation | NonEquip | 20 |  | 0% | Tech/Econ | 1.931% | 0 | 0 | 0
Tech | Schools K-12 | Space Heating | Forced air furnace | TRC | Existing | NE4167 | Smart Thermostat | Smart Thermostat | NonEquip | 11 |  | 45.33% | Tech/Econ | 10% | 0 | 0 | 0
Tech | Schools K-12 | Space Heating | Forced air furnace | TRC | Existing | NE4089 | Roof Insulation | Roof Insulation | NonEquip | 20 |  | 37.5% | Tech/Econ | 6.672% | 0 | 0 | 0
Tech | Schools K-12 | Space Heating | Forced air furnace | TRC | Existing | NE4063 | Programmable Thermostat | Programmable Thermostat | NonEquip | 11 |  | 0% | Tech/Econ | 3.6% | 0 | 0 | 0
Tech | Schools K-12 | Space Heating | Forced air furnace | TRC | Existing | NE4011 | Low U-Value Windows | Low U-Value Windows | NonEquip | 20 |  | 10.75% | Tech/Econ | 46% | 0 | 0 | 0
Tech | Schools K-12 | Space Heating | Forced air furnace | TRC | Existing | NE3933 | Infiltration Reduction - Air Sealing | Infiltration Reduction - Air Sealing | NonEquip | 11 |  | 0% | Tech/Econ | 0.2803% | 0 | 0 | 0
Tech | Schools K-12 | Space Heating | Forced air furnace | TRC | Existing | NE3855 | Hotel Card Energy Control Systems | Hotel Card Energy Control Systems | NonEquip | 15 |  | 0% | Tech/Econ | 0% | 0 | 0 | 0
Tech | Schools K-12 | Space Heating | Forced air furnace | TRC | Existing | NE3777 | Green Roof | Green Roof | NonEquip | 15 |  | 0.126% | Tech/Econ | 5.155% | 0 | 0 | 0
Tech | Schools K-12 | Space Heating | Forced air furnace | TRC | Existing | NE3725 | Floor Insulation | Floor Insulation | NonEquip | 20 |  | 6.749% | Tech/Econ | 1.75% | 0 | 0 | 0
Tech | Schools K-12 | Space Heating | Forced air furnace | TRC | Existing | NE3647 | Facility Energy Management System | Facility Energy Management System | NonEquip | 15 |  | 0.7167% | Tech/Econ | 20% | 0 | 0 | 0
Tech | Schools K-12 | Space Heating | Forced air furnace | TRC | Existing | NE3569 | ECM Motors on Furnaces | ECM Motors on Furnaces | NonEquip | 15 | Forced air furnace | 47.78% | Tech/Econ | 1.706% | 0 | 0 | 0
Tech | Schools K-12 | Space Heating | Forced air furnace | TRC | Existing | NE3543 | Duct Sealing Repair | Duct Sealing Repair | NonEquip | 15 |  | 0% | Tech/Econ | 12% | 0 | 0 | 0
Tech | Schools K-12 | Space Heating | Forced air furnace | TRC | Existing | NE3491 | Duct Insulation | Duct Insulation | NonEquip | 15 |  | 0% | Tech/Econ | 2.045% | 0 | 0 | 0
Tech | Schools K-12 | Space Heating | Forced air furnace | TRC | Existing | NE3439 | Destratification Fans | Destratification Fans | NonEquip | 10 |  | 0% | Tech/Econ | 16.23% | 0 | 0 | 0
Tech | Schools K-12 | Space Heating | Forced air furnace | TRC | Existing | NE3387 | Dedicated Outdoor Air System on VRF unit | Dedicated Outdoor Air System on VRF unit | NonEquip | 15 | Residential/split system heat pump | 0% | Tech/Econ | 10% | 0 | 0 | 0
Tech | Schools K-12 | Space Heating | Forced air furnace | TRC | Existing | NE3335 | Cool Roof | Cool Roof | NonEquip | 15 |  | 72.68% | Tech/Econ | 0.5821% | 0 | 0 | 0
Tech | Schools K-12 | Space Heating | Forced air furnace | TRC | Existing | NE3231 | Ceiling Insulation(R30 to R38) | Ceiling Insulation(R30 to R38) | NonEquip | 20 |  | 0% | Tech/Econ | 0.6742% | 0 | 0 | 0
Tech | Schools K-12 | Space Heating | Forced air furnace | TRC | Existing | NE3179 | Ceiling Insulation(R2 to R38) | Ceiling Insulation(R2 to R38) | NonEquip | 20 |  | 0% | Tech/Econ | 45.51% | 0 | 0 | 0
Tech | Schools K-12 | Space Heating | Forced air furnace | TRC | Existing | NE3127 | Ceiling Insulation(R19 to R38) | Ceiling Insulation(R19 to R38) | NonEquip | 20 |  | 0% | Tech/Econ | 2.528% | 0 | 0 | 0
Tech | Schools K-12 | Space Heating | Forced air furnace | TRC | Existing | NE3075 | Ceiling Insulation(R12 to R38) | Ceiling Insulation(R12 to R38) | NonEquip | 20 |  | 0% | Tech/Econ | 5.478% | 0 | 0 | 0
Tech | Schools K-12 | Space Heating | Forced air furnace | TRC | Existing | NE2997 | Air Curtains | Air Curtains | NonEquip | 8 |  | 33.45% | Tech/Econ | 0.2533% | 0 | 0 | 0
Tech | Schools K-12 | Exterior Lighting | Exterior parking/lot lighting | TRC | New | NN5298 | Retro-Commissioning | Retro-Commissioning | NonEquip | 5 |  | 0% | Tech/Econ | 16% | 0 | 0 | 0
Tech | Schools K-12 | Exterior Lighting | Exterior parking/lot lighting | TRC | New | NN2984 | Outdoor Lighting Controls | Outdoor Lighting Controls | NonEquip | 8 | Exterior parking/lot lighting | 30.95% | Tech/Econ | 28% | 8551.8847 | 0 | 0
Tech | Schools K-12 | Exterior Lighting | Exterior parking/lot lighting | TRC | New | NN2958 | Bi-Level Lighting Control (Exterior) | Bi-Level Lighting Control (Exterior) | NonEquip | 9 | Exterior parking/lot lighting | 8.579% | Tech/Econ | 31% | 2696.4963 | 0 | 0
Tech | Schools K-12 | Exterior Lighting | Exterior parking/lot lighting | TRC | Existing | NE5285 | Retro-Commissioning | Retro-Commissioning | NonEquip | 5 |  | 21.99% | Tech/Econ | 16% | 176010.4395 | 0 | 91.2314
Tech | Schools K-12 | Exterior Lighting | Exterior parking/lot lighting | TRC | Existing | NE2971 | Outdoor Lighting Controls | Outdoor Lighting Controls | NonEquip | 8 | Exterior parking/lot lighting | 30.95% | Tech/Econ | 28% | 474605.4441 | 0 | 0
Tech | Schools K-12 | Exterior Lighting | Exterior parking/lot lighting | TRC | Existing | NE2945 | Bi-Level Lighting Control (Exterior) | Bi-Level Lighting Control (Exterior) | NonEquip | 9 | Exterior parking/lot lighting | 8.579% | Tech/Econ | 31% | 149647.9266 | 0 | 0
Tech | Schools K-12 | Exterior Lighting | Exterior parking/lot lighting | TRC | Turnover | ET715 | LED Parking Lighting | LED Parking Lighting | Equip | 18 | Exterior parking/lot lighting | 7.084% | Tech/Econ | 84% | 355998.0953 | 0 | 0
Tech | Schools K-12 | Exterior Lighting | Exterior parking/lot lighting | TRC | Turnover | ET520 | High Efficiency HID Lighting | High Efficiency HID Lighting | Equip | 13 | Exterior parking/lot lighting | 0% | Tech/Econ | 34.18% | 0 | 0 | 0
Tech | Schools K-12 | Exterior Lighting | Exterior parking/lot lighting | TRC | New | EN741 | LED Parking Lighting | LED Parking Lighting | Equip | 18 | Exterior parking/lot lighting | 7.084% | Tech/Econ | 84% | 6414.7066 | 0 | 0
Tech | Schools K-12 | Exterior Lighting | Exterior parking/lot lighting | TRC | New | EN546 | High Efficiency HID Lighting | High Efficiency HID Lighting | Equip | 13 | Exterior parking/lot lighting | 0% | Tech/Econ | 34.18% | 0 | 0 | 0
Tech | Schools K-12 | Exterior Lighting | Exterior marquis | TRC | New | NN5298 | Retro-Commissioning | Retro-Commissioning | NonEquip | 5 |  | 0% | Tech/Econ | 16% | 0 | 0 | 0
Tech | Schools K-12 | Exterior Lighting | Exterior marquis | TRC | New | NN2984 | Outdoor Lighting Controls | Outdoor Lighting Controls | NonEquip | 8 | Exterior parking/lot lighting | 0% | Tech/Econ | 28% | 0 | 0 | 0
Tech | Schools K-12 | Exterior Lighting | Exterior marquis | TRC | New | NN2958 | Bi-Level Lighting Control (Exterior) | Bi-Level Lighting Control (Exterior) | NonEquip | 9 | Exterior parking/lot lighting | 0% | Tech/Econ | 31% | 0 | 0 | 0
Tech | Schools K-12 | Exterior Lighting | Exterior marquis | TRC | Existing | NE5285 | Retro-Commissioning | Retro-Commissioning | NonEquip | 5 |  | 21.99% | Tech/Econ | 16% | 1122.1404 | 0 | 0.58164
Tech | Schools K-12 | Exterior Lighting | Exterior marquis | TRC | Existing | NE2971 | Outdoor Lighting Controls | Outdoor Lighting Controls | NonEquip | 8 | Exterior parking/lot lighting | 0% | Tech/Econ | 28% | 0 | 0 | 0
Tech | Schools K-12 | Exterior Lighting | Exterior marquis | TRC | Existing | NE2945 | Bi-Level Lighting Control (Exterior) | Bi-Level Lighting Control (Exterior) | NonEquip | 9 | Exterior parking/lot lighting | 0% | Tech/Econ | 31% | 0 | 0 | 0
Tech | Schools K-12 | Exterior Lighting | Exterior marquis | TRC | Turnover | ET637 | LED Exterior Lighting | LED Exterior Lighting | Equip | 13 | Exterior marquis | 4.624% | Tech/Econ | 60.51% | 918.055 | 0 | 0
Tech | Schools K-12 | Exterior Lighting | Exterior marquis | TRC | Turnover | ET598 | LED Display Lighting (Exterior) | LED Display Lighting (Exterior) | Equip | 15 | Exterior marquis | 4.624% | Tech/Econ | 87.04% | 1375.9046 | 0 | 0
Tech | Schools K-12 | Exterior Lighting | Exterior marquis | TRC | New | EN663 | LED Exterior Lighting | LED Exterior Lighting | Equip | 13 | Exterior marquis | 4.624% | Tech/Econ | 60.51% | 16.5424 | 0 | 0
Tech | Schools K-12 | Exterior Lighting | Exterior marquis | TRC | New | EN624 | LED Display Lighting (Exterior) | LED Display Lighting (Exterior) | Equip | 15 | Exterior marquis | 4.624% | Tech/Econ | 87.04% | 24.7923 | 0 | 0
Tech | Schools K-12 | Miscellaneous | Elevators/Escalators | TRC | New | NN5454 | Retro-Commissioning | Retro-Commissioning | NonEquip | 5 |  | 0% | Tech/Econ | 16% | 0 | 0 | 0
Tech | Schools K-12 | Miscellaneous | Elevators/Escalators | TRC | New | NN4544 | VSD Controlled Compressor | VSD Controlled Compressor | NonEquip | 15 | Others | 0% | Tech/Econ | 20.79% | 0 | 0 | 0
Tech | Schools K-12 | Miscellaneous | Elevators/Escalators | TRC | New | NN4518 | Regenerative Drive Elevator Motor | Regenerative Drive Elevator Motor | NonEquip | 13 | Elevators/Escalators | 11.17% | Tech/Econ | 6.211% | 99.7864 | 0.012938 | 0.010837
Tech | Schools K-12 | Miscellaneous | Elevators/Escalators | TRC | New | NN4492 | Engine Block Timer | Engine Block Timer | NonEquip | 5 | Others | 0% | Tech/Econ | 36% | 0 | 0 | 0
Tech | Schools K-12 | Miscellaneous | Elevators/Escalators | TRC | New | NN4466 | Efficient Motor Belts | Efficient Motor Belts | NonEquip | 10 | Others | 0% | Tech/Econ | 1.105% | 0 | 0 | 0
Tech | Schools K-12 | Miscellaneous | Elevators/Escalators | TRC | Existing | NE5441 | Retro-Commissioning | Retro-Commissioning | NonEquip | 5 |  | 21.99% | Tech/Econ | 16% | 28098.5255 | 4.6976 | 14.5643
Tech | Schools K-12 | Miscellaneous | Elevators/Escalators | TRC | Existing | NE4531 | VSD Controlled Compressor | VSD Controlled Compressor | NonEquip | 15 | Others | 0% | Tech/Econ | 20.79% | 0 | 0 | 0
Tech | Schools K-12 | Miscellaneous | Elevators/Escalators | TRC | Existing | NE4505 | Regenerative Drive Elevator Motor | Regenerative Drive Elevator Motor | NonEquip | 13 | Elevators/Escalators | 10.45% | Tech/Econ | 6.211% | 5001.6429 | 0.64849 | 0.54319
Tech | Schools K-12 | Miscellaneous | Elevators/Escalators | TRC | Existing | NE4479 | Engine Block Timer | Engine Block Timer | NonEquip | 5 | Others | 0% | Tech/Econ | 36% | 0 | 0 | 0
Tech | Schools K-12 | Miscellaneous | Elevators/Escalators | TRC | Existing | NE4453 | Efficient Motor Belts | Efficient Motor Belts | NonEquip | 10 | Others | 0% | Tech/Econ | 1.105% | 0 | 0 | 0
Tech | Schools K-12 | Office Equipment | Document production | TRC | New | NN4596 | Smart Strip Plug Outlet | Smart Strip Plug Outlet | NonEquip | 4 |  | 43.9% | Tech/Econ | 1.187% | 187.0361 | 0.027811 | 0.019328
Tech | Schools K-12 | Office Equipment | Document production | TRC | New | NN4570 | Network PC Power Management | Network PC Power Management | NonEquip | 5 | Computers | 0% | Tech/Econ | 56.5% | 0 | 0 | 0
Tech | Schools K-12 | Office Equipment | Document production | TRC | Existing | NE4583 | Smart Strip Plug Outlet | Smart Strip Plug Outlet | NonEquip | 4 |  | 43.9% | Tech/Econ | 1.187% | 10379.9777 | 1.5434 | 1.0727
Tech | Schools K-12 | Office Equipment | Document production | TRC | Existing | NE4557 | Network PC Power Management | Network PC Power Management | NonEquip | 5 | Computers | 0% | Tech/Econ | 56.5% | 0 | 0 | 0
Tech | Schools K-12 | Office Equipment | Document production | TRC | Turnover | ET2152 | ENERGY STAR Imaging Equipment | ENERGY STAR Imaging Equipment | Equip | 6 | Document production | 17.92% | Tech/Econ | 44.44% | 172369.1501 | 23.9035 | 16.0512
Tech | Schools K-12 | Office Equipment | Document production | TRC | New | EN2178 | ENERGY STAR Imaging Equipment | ENERGY STAR Imaging Equipment | Equip | 6 | Document production | 17.92% | Tech/Econ | 44.44% | 3105.9085 | 0.43072 | 0.28923
Tech | Schools K-12 | Space Cooling | District chilled water piped | TRC | New | NN5376 | Retro-Commissioning | Retro-Commissioning | NonEquip | 5 |  | 0% | Tech/Econ | 16% | 0 | 0 | 0
Tech | Schools K-12 | Space Cooling | District chilled water piped | TRC | New | NN4388 | Window Sun Protection | Window Sun Protection | NonEquip | 10 |  | 15.35% | Tech/Econ | 16% | 7591.1802 | 2.7764 | -0.030862
Tech | Schools K-12 | Space Cooling | District chilled water piped | TRC | New | NN4362 | Waterside Economizer | Waterside Economizer | NonEquip | 20 |  | 0% | Tech/Econ | 5.556% | 0 | 0 | 0
Tech | Schools K-12 | Space Cooling | District chilled water piped | TRC | New | NN4154 | Smart Thermostat | Smart Thermostat | NonEquip | 11 |  | 45.33% | Tech/Econ | 10% | 2625.8315 | 0.031179 | 0
Tech | Schools K-12 | Space Cooling | District chilled water piped | TRC | New | NN4128 | Roof Insulation | Roof Insulation | NonEquip | 20 |  | 37.5% | Tech/Econ | 2.446% | 0 | 0 | 0
Tech | Schools K-12 | Space Cooling | District chilled water piped | TRC | New | NN4050 | Programmable Thermostat | Programmable Thermostat | NonEquip | 11 |  | 0% | Tech/Econ | 3.6% | 0 | 0 | 0
Tech | Schools K-12 | Space Cooling | District chilled water piped | TRC | New | NN3998 | Low U-Value Windows | Low U-Value Windows | NonEquip | 20 |  | 26.88% | Tech/Econ | 10% | 0 | 0 | 0
Tech | Schools K-12 | Space Cooling | District chilled water piped | TRC | New | NN3920 | HVAC tune-up_RTU | HVAC tune-up_RTU | NonEquip | 5 | Packaged air conditioning units (RTUs) | 0% | Tech/Econ | 5% | 0 | 0 | 0
Tech | Schools K-12 | Space Cooling | District chilled water piped | TRC | New | NN3894 | HVAC tune-up | HVAC tune-up | NonEquip | 5 | Residential-type central air conditioners | 0% | Tech/Econ | 5% | 0 | 0 | 0
Tech | Schools K-12 | Space Cooling | District chilled water piped | TRC | New | NN3816 | Green Roof | Green Roof | NonEquip | 15 |  | 0.63% | Tech/Econ | 2.836% | 0 | 0 | 0
Tech | Schools K-12 | Space Cooling | District chilled water piped | TRC | New | NN3686 | Facility Energy Management System | Facility Energy Management System | NonEquip | 15 |  | 4.276% | Tech/Econ | 20% | 3011.9124 | 0.63128 | 0
Tech | Schools K-12 | Space Cooling | District chilled water piped | TRC | New | NN3634 | Facility Commissioning | Facility Commissioning | NonEquip | 10 |  | 71.67% | Tech/Econ | 16% | 40040.4153 | 8.2345 | 0.037066
Tech | Schools K-12 | Space Cooling | District chilled water piped | TRC | New | NN3608 | Energy Recovery Ventilation System (ERV) | Energy Recovery Ventilation System (ERV) | NonEquip | 15 | Packaged air conditioning units (RTUs) | 0% | Tech/Econ | 10.24% | 0 | 0 | 0
Tech | Schools K-12 | Space Cooling | District chilled water piped | TRC | New | NN3530 | Duct Sealing Repair | Duct Sealing Repair | NonEquip | 15 |  | 0% | Tech/Econ | 12% | 0 | 0 | 0
Tech | Schools K-12 | Space Cooling | District chilled water piped | TRC | New | NN3426 | Dedicated Outdoor Air System on VRF unit | Dedicated Outdoor Air System on VRF unit | NonEquip | 15 | Residential-type central air conditioners | 0% | Tech/Econ | 17.5% | 0 | 0 | 0
Tech | Schools K-12 | Space Cooling | District chilled water piped | TRC | New | NN3374 | Cool Roof | Cool Roof | NonEquip | 15 |  | 72.18% | Tech/Econ | 4.029% | 0 | 0 | 0
Tech | Schools K-12 | Space Cooling | District chilled water piped | TRC | New | NN3322 | Chilled Water System - Variable Speed Drives | Chilled Water System - Variable Speed Drives | NonEquip | 13 | Central chillers inside | 0% | Tech/Econ | 24.74% | 0 | 0 | 0
Tech | Schools K-12 | Space Cooling | District chilled water piped | TRC | New | NN3296 | Chilled Water Controls Optimization | Chilled Water Controls Optimization | NonEquip | 10 | Central chillers inside | 0% | Tech/Econ | 12.5% | 0 | 0 | 0
Tech | Schools K-12 | Space Cooling | District chilled water piped | TRC | New | NN3218 | Ceiling Insulation(R2 to R38) | Ceiling Insulation(R2 to R38) | NonEquip | 20 |  | 0% | Tech/Econ | 33.37% | 0 | 0 | 0
Tech | Schools K-12 | Space Cooling | District chilled water piped | TRC | New | NN3114 | Ceiling Insulation(R12 to R38) | Ceiling Insulation(R12 to R38) | NonEquip | 20 |  | 0% | Tech/Econ | 4.017% | 0 | 0 | 0
Tech | Schools K-12 | Space Cooling | District chilled water piped | TRC | New | NN3062 | Airside Economizer | Airside Economizer | NonEquip | 10 | Packaged air conditioning units (RTUs) | 0% | Tech/Econ | 5.556% | 0 | 0 | 0
Tech | Schools K-12 | Space Cooling | District chilled water piped | TRC | Existing | NE5363 | Retro-Commissioning | Retro-Commissioning | NonEquip | 5 |  | 21.99% | Tech/Econ | 16% | 553265.9416 | 92.496 | 0
Tech | Schools K-12 | Space Cooling | District chilled water piped | TRC | Existing | NE4375 | Window Sun Protection | Window Sun Protection | NonEquip | 10 |  | 15.68% | Tech/Econ | 16% | 465370.541 | 170.2044 | -1.892
Tech | Schools K-12 | Space Cooling | District chilled water piped | TRC | Existing | NE4349 | Waterside Economizer | Waterside Economizer | NonEquip | 20 |  | 0% | Tech/Econ | 5.556% | 0 | 0 | 0
Tech | Schools K-12 | Space Cooling | District chilled water piped | TRC | Existing | NE4219 | Wall Insulation | Wall Insulation | NonEquip | 20 |  | 0% | Tech/Econ | 9.701% | 0 | 0 | 0
Tech | Schools K-12 | Space Cooling | District chilled water piped | TRC | Existing | NE4141 | Smart Thermostat | Smart Thermostat | NonEquip | 11 |  | 45.33% | Tech/Econ | 10% | 819830.7007 | 9.7345 | 0
Tech | Schools K-12 | Space Cooling | District chilled water piped | TRC | Existing | NE4115 | Roof Insulation | Roof Insulation | NonEquip | 20 |  | 37.5% | Tech/Econ | 4.893% | 308947.7257 | 6.1822 | 0
Tech | Schools K-12 | Space Cooling | District chilled water piped | TRC | Existing | NE4037 | Programmable Thermostat | Programmable Thermostat | NonEquip | 11 |  | 0% | Tech/Econ | 3.6% | 0 | 0 | 0
Tech | Schools K-12 | Space Cooling | District chilled water piped | TRC | Existing | NE3985 | Low U-Value Windows | Low U-Value Windows | NonEquip | 20 |  | 10.75% | Tech/Econ | 46% | 966559.4782 | 359.273 | 0
Tech | Schools K-12 | Space Cooling | District chilled water piped | TRC | Existing | NE3907 | HVAC tune-up_RTU | HVAC tune-up_RTU | NonEquip | 5 | Packaged air conditioning units (RTUs) | 0% | Tech/Econ | 5% | 0 | 0 | 0
Tech | Schools K-12 | Space Cooling | District chilled water piped | TRC | Existing | NE3881 | HVAC tune-up | HVAC tune-up | NonEquip | 5 | Residential-type central air conditioners | 0% | Tech/Econ | 5% | 0 | 0 | 0
Tech | Schools K-12 | Space Cooling | District chilled water piped | TRC | Existing | NE3803 | Green Roof | Green Roof | NonEquip | 15 |  | 0.126% | Tech/Econ | 2.836% | 566.1883 | 0.24053 | 0
Tech | Schools K-12 | Space Cooling | District chilled water piped | TRC | Existing | NE3751 | Floor Insulation | Floor Insulation | NonEquip | 20 |  | 6.749% | Tech/Econ | 1.284% | 13144.9614 | 0.26304 | 0
Tech | Schools K-12 | Space Cooling | District chilled water piped | TRC | Existing | NE3673 | Facility Energy Management System | Facility Energy Management System | NonEquip | 15 |  | 0.7167% | Tech/Econ | 20% | 26630.7742 | 5.5816 | 0
Tech | Schools K-12 | Space Cooling | District chilled water piped | TRC | Existing | NE3595 | Energy Recovery Ventilation System (ERV) | Energy Recovery Ventilation System (ERV) | NonEquip | 15 | Packaged air conditioning units (RTUs) | 0% | Tech/Econ | 10.24% | 0 | 0 | 0
Tech | Schools K-12 | Space Cooling | District chilled water piped | TRC | Existing | NE3517 | Duct Sealing Repair | Duct Sealing Repair | NonEquip | 15 |  | 0% | Tech/Econ | 12% | 0 | 0 | 0
Tech | Schools K-12 | Space Cooling | District chilled water piped | TRC | Existing | NE3465 | Duct Insulation | Duct Insulation | NonEquip | 15 |  | 0% | Tech/Econ | 2.045% | 0 | 0 | 0
Tech | Schools K-12 | Space Cooling | District chilled water piped | TRC | Existing | NE3413 | Dedicated Outdoor Air System on VRF unit | Dedicated Outdoor Air System on VRF unit | NonEquip | 15 | Residential-type central air conditioners | 0% | Tech/Econ | 17.5% | 0 | 0 | 0
Tech | Schools K-12 | Space Cooling | District chilled water piped | TRC | Existing | NE3361 | Cool Roof | Cool Roof | NonEquip | 15 |  | 72.68% | Tech/Econ | 4.029% | 478039.8864 | 203.0808 | 0
Tech | Schools K-12 | Space Cooling | District chilled water piped | TRC | Existing | NE3309 | Chilled Water System - Variable Speed Drives | Chilled Water System - Variable Speed Drives | NonEquip | 13 | Central chillers inside | 0% | Tech/Econ | 24.74% | 0 | 0 | 0
Tech | Schools K-12 | Space Cooling | District chilled water piped | TRC | Existing | NE3283 | Chilled Water Controls Optimization | Chilled Water Controls Optimization | NonEquip | 10 | Central chillers inside | 0% | Tech/Econ | 12.5% | 0 | 0 | 0
Tech | Schools K-12 | Space Cooling | District chilled water piped | TRC | Existing | NE3205 | Ceiling Insulation(R2 to R38) | Ceiling Insulation(R2 to R38) | NonEquip | 20 |  | 0% | Tech/Econ | 33.37% | 0 | 0 | 0
Tech | Schools K-12 | Space Cooling | District chilled water piped | TRC | Existing | NE3153 | Ceiling Insulation(R19 to R38) | Ceiling Insulation(R19 to R38) | NonEquip | 20 |  | 0% | Tech/Econ | 1.854% | 0 | 0 | 0
Tech | Schools K-12 | Space Cooling | District chilled water piped | TRC | Existing | NE3101 | Ceiling Insulation(R12 to R38) | Ceiling Insulation(R12 to R38) | NonEquip | 20 |  | 0% | Tech/Econ | 4.017% | 0 | 0 | 0
Tech | Schools K-12 | Space Cooling | District chilled water piped | TRC | Existing | NE3049 | Airside Economizer | Airside Economizer | NonEquip | 10 | Packaged air conditioning units (RTUs) | 0% | Tech/Econ | 5.556% | 0 | 0 | 0
Tech | Schools K-12 | Space Cooling | District chilled water piped | TRC | Turnover | ET949 | High Efficiency Chiller (Air Cooled, 50 tons) | High Efficiency Chiller (Air Cooled, 50 tons) | Equip | 20 | District chilled water piped | 28.37% | Tech/Econ | 8.759% | 429067.6117 | 116.8774 | 5.319
Tech | Schools K-12 | Space Cooling | District chilled water piped | TRC | Turnover | ET1105 | High Efficiency Chiller (Water cooled-positive displacement, 100 tons) | High Efficiency Chiller (Water cooled-positive displacement, 100 tons) | Equip | 20 | District chilled water piped | 28.37% | Tech/Econ | 2.683% | 120606.9114 | 45.4459 | 0.088274
Tech | Schools K-12 | Space Cooling | District chilled water piped | TRC | Turnover | ET1027 | High Efficiency Chiller (Water cooled-centrifugal, 200 tons) | High Efficiency Chiller (Water cooled-centrifugal, 200 tons) | Equip | 20 | District chilled water piped | 28.37% | Tech/Econ | 4.362% | 204560.4623 | 77.0805 | 0.14972
Tech | Schools K-12 | Space Cooling | District chilled water piped | TRC | New | EN975 | High Efficiency Chiller (Air Cooled, 50 tons) | High Efficiency Chiller (Air Cooled, 50 tons) | Equip | 20 | District chilled water piped | 28.37% | Tech/Econ | 8.759% | 7427.8113 | 2.0233 | 0.09208
Tech | Schools K-12 | Space Cooling | District chilled water piped | TRC | New | EN1131 | High Efficiency Chiller (Water cooled-positive displacement, 100 tons) | High Efficiency Chiller (Water cooled-positive displacement, 100 tons) | Equip | 20 | District chilled water piped | 28.37% | Tech/Econ | 2.683% | 2191.1535 | 0.82565 | 0.0016037
Tech | Schools K-12 | Space Cooling | District chilled water piped | TRC | New | EN1053 | High Efficiency Chiller (Water cooled-centrifugal, 200 tons) | High Efficiency Chiller (Water cooled-centrifugal, 200 tons) | Equip | 20 | District chilled water piped | 28.37% | Tech/Econ | 4.362% | 3607.4415 | 1.3593 | 0.0026403
Tech | Schools K-12 | Refrigeration | Display cases | TRC | New | NN5324 | Retro-Commissioning | Retro-Commissioning | NonEquip | 5 |  | 0% | Tech/Econ | 16% | 0 | 0 | 0
Tech | Schools K-12 | Refrigeration | Display cases | TRC | New | NN4908 | Strip Curtains for Walk-ins | Strip Curtains for Walk-ins | NonEquip | 4 | Walk-in cooler | 0% | Tech/Econ | 2.115% | 0 | 0 | 0
Tech | Schools K-12 | Refrigeration | Display cases | TRC | New | NN4882 | Refrigerated Display Case Lighting Controls | Refrigerated Display Case Lighting Controls | NonEquip | 8 | Display cases | 0% | Tech/Econ | 0.9365% | 0 | 0 | 0
Tech | Schools K-12 | Refrigeration | Display cases | TRC | New | NN4856 | PSC to ECM Evaporator Fan Motor (Walk-In, Refrigerator) | PSC to ECM Evaporator Fan Motor (Walk-In, Refrigerator) | NonEquip | 15 | Walk-in cooler | 0% | Tech/Econ | 37.5% | 0 | 0 | 0
Tech | Schools K-12 | Refrigeration | Display cases | TRC | New | NN4830 | PSC to ECM Evaporator Fan Motor (Reach-In) | PSC to ECM Evaporator Fan Motor (Reach-In) | NonEquip | 15 | Display cases | 68.68% | Tech/Econ | 37.5% | 1055.268 | 0.13682 | 0.1146
Tech | Schools K-12 | Refrigeration | Display cases | TRC | New | NN4804 | Night Covers for Display Cases | Night Covers for Display Cases | NonEquip | 5 | Display cases | 0% | Tech/Econ | 1.877% | 0 | 0 | 0
Tech | Schools K-12 | Refrigeration | Display cases | TRC | New | NN4778 | High R-Value Glass Doors | High R-Value Glass Doors | NonEquip | 12 | Display cases | 0% | Tech/Econ | 0% | 0 | 0 | 0
Tech | Schools K-12 | Refrigeration | Display cases | TRC | New | NN4752 | High Efficiency Refrigeration Compressor | High Efficiency Refrigeration Compressor | NonEquip | 13 | Display cases | 4.199% | Tech/Econ | 6.922% | 8.8423 | 0.0011464 | 0.0009603
Tech | Schools K-12 | Refrigeration | Display cases | TRC | New | NN4726 | Freezer-Cooler Replacement Gaskets | Freezer-Cooler Replacement Gaskets | NonEquip | 4 | Display cases | 0% | Tech/Econ | 0% | 0 | 0 | 0
Tech | Schools K-12 | Refrigeration | Display cases | TRC | New | NN4700 | Floating Head Pressure Controls | Floating Head Pressure Controls | NonEquip | 15 |  | 27.37% | Tech/Econ | 6.05% | 50.2317 | 0.0065128 | 0.0054553
Tech | Schools K-12 | Refrigeration | Display cases | TRC | New | NN4674 | Demand Defrost | Demand Defrost | NonEquip | 10 | Walk-in cooler | 0% | Tech/Econ | 30% | 0 | 0 | 0
Tech | Schools K-12 | Refrigeration | Display cases | TRC | New | NN4648 | Automatic Door Closer for Walk-in Coolers and Freezers | Automatic Door Closer for Walk-in Coolers and Freezers | NonEquip | 8 | Walk-in cooler | 0% | Tech/Econ | 3.131% | 0 | 0 | 0
Tech | Schools K-12 | Refrigeration | Display cases | TRC | New | NN4622 | Anti-Sweat Controls | Anti-Sweat Controls | NonEquip | 8 | Display cases | 0% | Tech/Econ | 85% | 0 | 0 | 0
Tech | Schools K-12 | Refrigeration | Display cases | TRC | Existing | NE5311 | Retro-Commissioning | Retro-Commissioning | NonEquip | 5 |  | 21.99% | Tech/Econ | 16% | 6831.2776 | 1.1421 | 3.5409
Tech | Schools K-12 | Refrigeration | Display cases | TRC | Existing | NE4895 | Strip Curtains for Walk-ins | Strip Curtains for Walk-ins | NonEquip | 4 | Walk-in cooler | 0% | Tech/Econ | 2.115% | 0 | 0 | 0
Tech | Schools K-12 | Refrigeration | Display cases | TRC | Existing | NE4869 | Refrigerated Display Case Lighting Controls | Refrigerated Display Case Lighting Controls | NonEquip | 8 | Display cases | 0% | Tech/Econ | 2.524% | 0 | 0 | 0
Tech | Schools K-12 | Refrigeration | Display cases | TRC | Existing | NE4843 | PSC to ECM Evaporator Fan Motor (Walk-In, Refrigerator) | PSC to ECM Evaporator Fan Motor (Walk-In, Refrigerator) | NonEquip | 15 | Walk-in cooler | 0% | Tech/Econ | 37.5% | 0 | 0 | 0
Tech | Schools K-12 | Refrigeration | Display cases | TRC | Existing | NE4817 | PSC to ECM Evaporator Fan Motor (Reach-In) | PSC to ECM Evaporator Fan Motor (Reach-In) | NonEquip | 15 | Display cases | 17.17% | Tech/Econ | 37.5% | 13494.8986 | 1.7497 | 1.4656
Tech | Schools K-12 | Refrigeration | Display cases | TRC | Existing | NE4791 | Night Covers for Display Cases | Night Covers for Display Cases | NonEquip | 5 | Display cases | 0% | Tech/Econ | 1.877% | 0 | 0 | 0
Tech | Schools K-12 | Refrigeration | Display cases | TRC | Existing | NE4765 | High R-Value Glass Doors | High R-Value Glass Doors | NonEquip | 12 | Display cases | 0% | Tech/Econ | 23.81% | 0 | 0 | 0
Tech | Schools K-12 | Refrigeration | Display cases | TRC | Existing | NE4739 | High Efficiency Refrigeration Compressor | High Efficiency Refrigeration Compressor | NonEquip | 13 | Display cases | 14.15% | Tech/Econ | 6.922% | 1921.0696 | 0.24908 | 0.20863
Tech | Schools K-12 | Refrigeration | Display cases | TRC | Existing | NE4713 | Freezer-Cooler Replacement Gaskets | Freezer-Cooler Replacement Gaskets | NonEquip | 4 | Display cases | 63.61% | Tech/Econ | 3.131% | 3668.9114 | 0.47569 | 0.39845
Tech | Schools K-12 | Refrigeration | Display cases | TRC | Existing | NE4687 | Floating Head Pressure Controls | Floating Head Pressure Controls | NonEquip | 15 |  | 27.37% | Tech/Econ | 6.05% | 3102.5008 | 0.40226 | 0.33694
Tech | Schools K-12 | Refrigeration | Display cases | TRC | Existing | NE4661 | Demand Defrost | Demand Defrost | NonEquip | 10 | Walk-in cooler | 0% | Tech/Econ | 30% | 0 | 0 | 0
Tech | Schools K-12 | Refrigeration | Display cases | TRC | Existing | NE4635 | Automatic Door Closer for Walk-in Coolers and Freezers | Automatic Door Closer for Walk-in Coolers and Freezers | NonEquip | 8 | Walk-in cooler | 0% | Tech/Econ | 3.131% | 0 | 0 | 0
Tech | Schools K-12 | Refrigeration | Display cases | TRC | Existing | NE4609 | Anti-Sweat Controls | Anti-Sweat Controls | NonEquip | 8 | Display cases | 9.21% | Tech/Econ | 85% | 17800.9135 | 2.308 | 1.9332
Tech | Schools K-12 | Refrigeration | Display cases | TRC | Turnover | ET2620 | Refrigerated Display Case LED Lighting | Refrigerated Display Case LED Lighting | Equip | 8 | Display cases | 0% | Tech/Econ | 6.613% | 0 | 0 | 0
Tech | Schools K-12 | Refrigeration | Display cases | TRC | Turnover | ET2464 | Energy Star Commercial Solid Door Refrigerator | Energy Star Commercial Solid Door Refrigerator | Equip | 12 | Display cases | 0% | Tech/Econ | 50.28% | 0 | 0 | 0
Tech | Schools K-12 | Refrigeration | Display cases | TRC | Turnover | ET2425 | Energy Star Commercial Solid Door Freezer | Energy Star Commercial Solid Door Freezer | Equip | 12 | Display cases | 0% | Tech/Econ | 42.11% | 0 | 0 | 0
Tech | Schools K-12 | Refrigeration | Display cases | TRC | Turnover | ET2386 | Energy Star Commercial Glass Door Refrigerator | Energy Star Commercial Glass Door Refrigerator | Equip | 12 | Display cases | 0% | Tech/Econ | 37.88% | 0 | 0 | 0
Tech | Schools K-12 | Refrigeration | Display cases | TRC | Turnover | ET2347 | Energy Star Commercial Glass Door Freezer | Energy Star Commercial Glass Door Freezer | Equip | 12 | Display cases | 0% | Tech/Econ | 40.57% | 0 | 0 | 0
Tech | Schools K-12 | Refrigeration | Display cases | TRC | New | EN2646 | Refrigerated Display Case LED Lighting | Refrigerated Display Case LED Lighting | Equip | 8 | Display cases | 0% | Tech/Econ | 0% | 0 | 0 | 0
Tech | Schools K-12 | Refrigeration | Display cases | TRC | New | EN2490 | Energy Star Commercial Solid Door Refrigerator | Energy Star Commercial Solid Door Refrigerator | Equip | 12 | Display cases | 0% | Tech/Econ | 50.28% | 0 | 0 | 0
Tech | Schools K-12 | Refrigeration | Display cases | TRC | New | EN2451 | Energy Star Commercial Solid Door Freezer | Energy Star Commercial Solid Door Freezer | Equip | 12 | Display cases | 0% | Tech/Econ | 42.11% | 0 | 0 | 0
Tech | Schools K-12 | Refrigeration | Display cases | TRC | New | EN2412 | Energy Star Commercial Glass Door Refrigerator | Energy Star Commercial Glass Door Refrigerator | Equip | 12 | Display cases | 0% | Tech/Econ | 37.88% | 0 | 0 | 0
Tech | Schools K-12 | Refrigeration | Display cases | TRC | New | EN2373 | Energy Star Commercial Glass Door Freezer | Energy Star Commercial Glass Door Freezer | Equip | 12 | Display cases | 0% | Tech/Econ | 40.57% | 0 | 0 | 0
Tech | Schools K-12 | Cooking | Cooking Other | TRC | Turnover | ET247 | Induction Cooktops | Induction Cooktops | Equip | 10 | Cooking Other | 4.728% | Tech/Econ | 18.82% | 3378.8826 | 0.72858 | 0.3
Tech | Schools K-12 | Cooking | Cooking Other | TRC | Turnover | ET169 | Energy Star Hot Food Holding Cabinet | Energy Star Hot Food Holding Cabinet | Equip | 12 | Cooking Other | 26.95% | Tech/Econ | 52.67% | 65857.7627 | 12.1285 | 5.8686
Tech | Schools K-12 | Cooking | Cooking Other | TRC | Turnover | ET130 | Energy Star Griddle | Energy Star Griddle | Equip | 12 | Cooking Other | 41% | Tech/Econ | 12.08% | 18631.4419 | 3.0786 | 0.78789
Tech | Schools K-12 | Cooking | Cooking Other | TRC | Turnover | ET13 | Efficient Exhaust Hood | Efficient Exhaust Hood | Equip | 15 | Cooking Other | 10.93% | Tech/Econ | 42.5% | 18488.3638 | 4.0419 | 1.5864
Tech | Schools K-12 | Cooking | Cooking Other | TRC | New | EN39 | Efficient Exhaust Hood | Efficient Exhaust Hood | Equip | 15 | Cooking Other | 10.93% | Tech/Econ | 42.5% | 333.1406 | 0.072831 | 0.028586
Tech | Schools K-12 | Cooking | Cooking Other | TRC | New | EN273 | Induction Cooktops | Induction Cooktops | Equip | 10 | Cooking Other | 4.728% | Tech/Econ | 18.82% | 60.8839 | 0.013128 | 0.0054057
Tech | Schools K-12 | Cooking | Cooking Other | TRC | New | EN195 | Energy Star Hot Food Holding Cabinet | Energy Star Hot Food Holding Cabinet | Equip | 12 | Cooking Other | 26.95% | Tech/Econ | 52.67% | 1186.6868 | 0.21854 | 0.10575
Tech | Schools K-12 | Cooking | Cooking Other | TRC | New | EN156 | Energy Star Griddle | Energy Star Griddle | Equip | 12 | Cooking Other | 41% | Tech/Econ | 12.08% | 335.7187 | 0.055473 | 0.014197
Tech | Schools K-12 | Office Equipment | Computers | TRC | New | NN4596 | Smart Strip Plug Outlet | Smart Strip Plug Outlet | NonEquip | 4 |  | 43.9% | Tech/Econ | 1.187% | 58.7064 | 0.0087293 | 0.0060667
Tech | Schools K-12 | Office Equipment | Computers | TRC | New | NN4570 | Network PC Power Management | Network PC Power Management | NonEquip | 5 | Computers | 22.4% | Tech/Econ | 56.5% | 1924.1053 | 0.28621 | 0.19933
Tech | Schools K-12 | Office Equipment | Computers | TRC | Existing | NE4583 | Smart Strip Plug Outlet | Smart Strip Plug Outlet | NonEquip | 4 |  | 43.9% | Tech/Econ | 1.187% | 3258.0404 | 0.48445 | 0.33669
Tech | Schools K-12 | Office Equipment | Computers | TRC | Existing | NE4557 | Network PC Power Management | Network PC Power Management | NonEquip | 5 | Computers | 22.4% | Tech/Econ | 56.5% | 106782.4101 | 15.8839 | 11.0623
Tech | Schools K-12 | Office Equipment | Computers | TRC | Turnover | ET2191 | Energy Star PCs | Energy Star PCs | Equip | 4 | Computers | 35% | Tech/Econ | 43.34% | 111814.6913 | 15.9245 | 6.1767
Tech | Schools K-12 | Office Equipment | Computers | TRC | New | EN2217 | Energy Star PCs | Energy Star PCs | Equip | 4 | Computers | 35% | Tech/Econ | 43.34% | 2014.7817 | 0.28694 | 0.1113
Tech | Schools K-12 | Domestic Hot Water | Centralized water heaters | TRC | New | NN5428 | Retro-Commissioning | Retro-Commissioning | NonEquip | 5 |  | 0% | Tech/Econ | 16% | 0 | 0 | 0
Tech | Schools K-12 | Domestic Hot Water | Centralized water heaters | TRC | New | NN2932 | Thermostatic Shower Restriction Valve | Thermostatic Shower Restriction Valve | NonEquip | 10 | Centralized water heaters | 0% | Tech/Econ | 28.62% | 0 | 0 | 0
Tech | Schools K-12 | Domestic Hot Water | Centralized water heaters | TRC | New | NN2906 | Tank Wrap on Water Heater | Tank Wrap on Water Heater | NonEquip | 7 | Centralized water heaters | 0% | Tech/Econ | 8.425% | 0 | 0 | 0
Tech | Schools K-12 | Domestic Hot Water | Centralized water heaters | TRC | New | NN2880 | Low-Flow Pre-Rinse Sprayers | Low-Flow Pre-Rinse Sprayers | NonEquip | 5 | Centralized water heaters | 0% | Tech/Econ | 37.86% | 0 | 0 | 0
Tech | Schools K-12 | Domestic Hot Water | Centralized water heaters | TRC | New | NN2854 | Low Flow Shower Head | Low Flow Shower Head | NonEquip | 10 | Centralized water heaters | 0% | Tech/Econ | 5.798% | 0 | 0 | 0
Tech | Schools K-12 | Domestic Hot Water | Centralized water heaters | TRC | New | NN2828 | Hot Water Pipe Insulation | Hot Water Pipe Insulation | NonEquip | 13 | Centralized water heaters | 22.45% | Tech/Econ | 45.23% | 3900.0014 | 0.43569 | 0.48966
Tech | Schools K-12 | Domestic Hot Water | Centralized water heaters | TRC | New | NN2802 | Hot Water Circulation Pump Control | Hot Water Circulation Pump Control | NonEquip | 15 | Centralized water heaters | 0% | Tech/Econ | 21.72% | 0 | 0 | 0
Tech | Schools K-12 | Domestic Hot Water | Centralized water heaters | TRC | New | NN2776 | Faucet Aerator | Faucet Aerator | NonEquip | 10 | Centralized water heaters | 23.64% | Tech/Econ | 2.731% | 0 | 0 | 0
Tech | Schools K-12 | Domestic Hot Water | Centralized water heaters | TRC | New | NN2750 | Drain Water Heat Recovery | Drain Water Heat Recovery | NonEquip | 15 | Centralized water heaters | 22.45% | Tech/Econ | 12.27% | 33.4366 | 0.0080935 | 0.0038487
Tech | Schools K-12 | Domestic Hot Water | Centralized water heaters | TRC | Existing | NE5415 | Retro-Commissioning | Retro-Commissioning | NonEquip | 5 |  | 21.99% | Tech/Econ | 16% | 57328.6514 | 9.5843 | 29.7151
Tech | Schools K-12 | Domestic Hot Water | Centralized water heaters | TRC | Existing | NE2919 | Thermostatic Shower Restriction Valve | Thermostatic Shower Restriction Valve | NonEquip | 10 | Centralized water heaters | 0% | Tech/Econ | 27.38% | 0 | 0 | 0
Tech | Schools K-12 | Domestic Hot Water | Centralized water heaters | TRC | Existing | NE2893 | Tank Wrap on Water Heater | Tank Wrap on Water Heater | NonEquip | 7 | Centralized water heaters | 0% | Tech/Econ | 8.425% | 0 | 0 | 0
Tech | Schools K-12 | Domestic Hot Water | Centralized water heaters | TRC | Existing | NE2867 | Low-Flow Pre-Rinse Sprayers | Low-Flow Pre-Rinse Sprayers | NonEquip | 5 | Centralized water heaters | 0% | Tech/Econ | 36.1% | 0 | 0 | 0
Tech | Schools K-12 | Domestic Hot Water | Centralized water heaters | TRC | Existing | NE2841 | Low Flow Shower Head | Low Flow Shower Head | NonEquip | 10 | Centralized water heaters | 0% | Tech/Econ | 5.547% | 0 | 0 | 0
Tech | Schools K-12 | Domestic Hot Water | Centralized water heaters | TRC | Existing | NE2815 | Hot Water Pipe Insulation | Hot Water Pipe Insulation | NonEquip | 13 | Centralized water heaters | 4.299% | Tech/Econ | 43.27% | 39640.0706 | 4.4284 | 4.9769
Tech | Schools K-12 | Domestic Hot Water | Centralized water heaters | TRC | Existing | NE2789 | Hot Water Circulation Pump Control | Hot Water Circulation Pump Control | NonEquip | 15 | Centralized water heaters | 70.18% | Tech/Econ | 20.78% | 278175.9552 | 13.2303 | 13.8987
Tech | Schools K-12 | Domestic Hot Water | Centralized water heaters | TRC | Existing | NE2763 | Faucet Aerator | Faucet Aerator | NonEquip | 10 | Centralized water heaters | 23.64% | Tech/Econ | 2.613% | 9678.8747 | 2.0172 | 1.2149
Tech | Schools K-12 | Domestic Hot Water | Centralized water heaters | TRC | Existing | NE2737 | Drain Water Heat Recovery | Drain Water Heat Recovery | NonEquip | 15 | Centralized water heaters | 2.67% | Tech/Econ | 12.27% | 5151.5516 | 1.247 | 0.59297
Tech | Schools K-12 | Domestic Hot Water | Centralized water heaters | TRC | Turnover | ET442 | Solar Water Heater | Solar Water Heater | Equip | 15 | Centralized water heaters | 18.91% | Tech/Econ | 76.67% | 442521.6441 | 33.0749 | 4.6435
Tech | Schools K-12 | Domestic Hot Water | Centralized water heaters | TRC | Turnover | ET364 | Heat Pump Water Heater | Heat Pump Water Heater | Equip | 10 | Centralized water heaters | 28.07% | Tech/Econ | 65.32% | 478410.1338 | 80.8482 | 53.7738
Tech | Schools K-12 | Domestic Hot Water | Centralized water heaters | TRC | Turnover | ET286 | Energy Star Commercial Dishwasher | Energy Star Commercial Dishwasher | Equip | 15 | Centralized water heaters | 29.7% | Tech/Econ | 29.58% | 183749.7113 | 13.3331 | -0.0014185
Tech | Schools K-12 | Domestic Hot Water | Centralized water heaters | TRC | New | EN468 | Solar Water Heater | Solar Water Heater | Equip | 15 | Centralized water heaters | 18.91% | Tech/Econ | 76.67% | 7973.7688 | 0.59597 | 0.083671
Tech | Schools K-12 | Domestic Hot Water | Centralized water heaters | TRC | New | EN390 | Heat Pump Water Heater | Heat Pump Water Heater | Equip | 10 | Centralized water heaters | 28.07% | Tech/Econ | 65.32% | 8620.4412 | 1.4568 | 0.96895
Tech | Schools K-12 | Domestic Hot Water | Centralized water heaters | TRC | New | EN312 | Energy Star Commercial Dishwasher | Energy Star Commercial Dishwasher | Equip | 15 | Centralized water heaters | 29.7% | Tech/Econ | 29.58% | 3031.0736 | 0.21994 | -2.34e-05
Tech | Schools K-12 | Space Cooling | Central chillers inside | TRC | New | NN5376 | Retro-Commissioning | Retro-Commissioning | NonEquip | 5 |  | 0% | Tech/Econ | 16% | 0 | 0 | 0
Tech | Schools K-12 | Space Cooling | Central chillers inside | TRC | New | NN4388 | Window Sun Protection | Window Sun Protection | NonEquip | 10 |  | 15.35% | Tech/Econ | 16% | 7795.3558 | 2.8511 | -0.031692
Tech | Schools K-12 | Space Cooling | Central chillers inside | TRC | New | NN4362 | Waterside Economizer | Waterside Economizer | NonEquip | 20 |  | 0% | Tech/Econ | 5.556% | 0 | 0 | 0
Tech | Schools K-12 | Space Cooling | Central chillers inside | TRC | New | NN4154 | Smart Thermostat | Smart Thermostat | NonEquip | 11 |  | 45.33% | Tech/Econ | 10% | 2608.7853 | 0.030976 | 0
Tech | Schools K-12 | Space Cooling | Central chillers inside | TRC | New | NN4128 | Roof Insulation | Roof Insulation | NonEquip | 20 |  | 37.5% | Tech/Econ | 2.446% | 0 | 0 | 0
Tech | Schools K-12 | Space Cooling | Central chillers inside | TRC | New | NN4050 | Programmable Thermostat | Programmable Thermostat | NonEquip | 11 |  | 0% | Tech/Econ | 3.6% | 0 | 0 | 0
Tech | Schools K-12 | Space Cooling | Central chillers inside | TRC | New | NN3998 | Low U-Value Windows | Low U-Value Windows | NonEquip | 20 |  | 26.88% | Tech/Econ | 10% | 0 | 0 | 0
Tech | Schools K-12 | Space Cooling | Central chillers inside | TRC | New | NN3920 | HVAC tune-up_RTU | HVAC tune-up_RTU | NonEquip | 5 | Packaged air conditioning units (RTUs) | 0% | Tech/Econ | 5% | 0 | 0 | 0
Tech | Schools K-12 | Space Cooling | Central chillers inside | TRC | New | NN3894 | HVAC tune-up | HVAC tune-up | NonEquip | 5 | Residential-type central air conditioners | 0% | Tech/Econ | 5% | 0 | 0 | 0
Tech | Schools K-12 | Space Cooling | Central chillers inside | TRC | New | NN3816 | Green Roof | Green Roof | NonEquip | 15 |  | 0.63% | Tech/Econ | 2.836% | 0 | 0 | 0
Tech | Schools K-12 | Space Cooling | Central chillers inside | TRC | New | NN3686 | Facility Energy Management System | Facility Energy Management System | NonEquip | 15 |  | 4.276% | Tech/Econ | 20% | 3092.9221 | 0.64826 | 0
Tech | Schools K-12 | Space Cooling | Central chillers inside | TRC | New | NN3634 | Facility Commissioning | Facility Commissioning | NonEquip | 10 |  | 71.67% | Tech/Econ | 16% | 41117.3594 | 8.456 | 0.038063
Tech | Schools K-12 | Space Cooling | Central chillers inside | TRC | New | NN3608 | Energy Recovery Ventilation System (ERV) | Energy Recovery Ventilation System (ERV) | NonEquip | 15 | Packaged air conditioning units (RTUs) | 0% | Tech/Econ | 10.24% | 0 | 0 | 0
Tech | Schools K-12 | Space Cooling | Central chillers inside | TRC | New | NN3530 | Duct Sealing Repair | Duct Sealing Repair | NonEquip | 15 |  | 0% | Tech/Econ | 12% | 0 | 0 | 0
Tech | Schools K-12 | Space Cooling | Central chillers inside | TRC | New | NN3426 | Dedicated Outdoor Air System on VRF unit | Dedicated Outdoor Air System on VRF unit | NonEquip | 15 | Residential-type central air conditioners | 0% | Tech/Econ | 17.5% | 0 | 0 | 0
Tech | Schools K-12 | Space Cooling | Central chillers inside | TRC | New | NN3374 | Cool Roof | Cool Roof | NonEquip | 15 |  | 72.18% | Tech/Econ | 4.029% | 0 | 0 | 0
Tech | Schools K-12 | Space Cooling | Central chillers inside | TRC | New | NN3322 | Chilled Water System - Variable Speed Drives | Chilled Water System - Variable Speed Drives | NonEquip | 13 | Central chillers inside | 73.99% | Tech/Econ | 24.74% | 81035.7566 | 8.8536 | 0.39703
Tech | Schools K-12 | Space Cooling | Central chillers inside | TRC | New | NN3296 | Chilled Water Controls Optimization | Chilled Water Controls Optimization | NonEquip | 10 | Central chillers inside | 34.04% | Tech/Econ | 12.5% | 10068.1198 | 3.9093 | 0.00017472
Tech | Schools K-12 | Space Cooling | Central chillers inside | TRC | New | NN3218 | Ceiling Insulation(R2 to R38) | Ceiling Insulation(R2 to R38) | NonEquip | 20 |  | 0% | Tech/Econ | 33.37% | 0 | 0 | 0
Tech | Schools K-12 | Space Cooling | Central chillers inside | TRC | New | NN3114 | Ceiling Insulation(R12 to R38) | Ceiling Insulation(R12 to R38) | NonEquip | 20 |  | 0% | Tech/Econ | 4.017% | 0 | 0 | 0
Tech | Schools K-12 | Space Cooling | Central chillers inside | TRC | New | NN3062 | Airside Economizer | Airside Economizer | NonEquip | 10 | Packaged air conditioning units (RTUs) | 0% | Tech/Econ | 5.556% | 0 | 0 | 0
Tech | Schools K-12 | Space Cooling | Central chillers inside | TRC | Existing | NE5363 | Retro-Commissioning | Retro-Commissioning | NonEquip | 5 |  | 21.99% | Tech/Econ | 16% | 543970.2777 | 90.9419 | 0
Tech | Schools K-12 | Space Cooling | Central chillers inside | TRC | Existing | NE4375 | Window Sun Protection | Window Sun Protection | NonEquip | 10 |  | 15.68% | Tech/Econ | 16% | 477887.3454 | 174.7823 | -1.9428
Tech | Schools K-12 | Space Cooling | Central chillers inside | TRC | Existing | NE4349 | Waterside Economizer | Waterside Economizer | NonEquip | 20 |  | 0% | Tech/Econ | 5.556% | 0 | 0 | 0
Tech | Schools K-12 | Space Cooling | Central chillers inside | TRC | Existing | NE4219 | Wall Insulation | Wall Insulation | NonEquip | 20 |  | 0% | Tech/Econ | 9.701% | 0 | 0 | 0
Tech | Schools K-12 | Space Cooling | Central chillers inside | TRC | Existing | NE4141 | Smart Thermostat | Smart Thermostat | NonEquip | 11 |  | 45.33% | Tech/Econ | 10% | 806056.3653 | 9.571 | 0
Tech | Schools K-12 | Space Cooling | Central chillers inside | TRC | Existing | NE4115 | Roof Insulation | Roof Insulation | NonEquip | 20 |  | 37.5% | Tech/Econ | 4.893% | 303756.9593 | 6.0783 | 0
Tech | Schools K-12 | Space Cooling | Central chillers inside | TRC | Existing | NE4037 | Programmable Thermostat | Programmable Thermostat | NonEquip | 11 |  | 0% | Tech/Econ | 3.6% | 0 | 0 | 0
Tech | Schools K-12 | Space Cooling | Central chillers inside | TRC | Existing | NE3985 | Low U-Value Windows | Low U-Value Windows | NonEquip | 20 |  | 10.75% | Tech/Econ | 46% | 1214952.291 | 451.6013 | 0
Tech | Schools K-12 | Space Cooling | Central chillers inside | TRC | Existing | NE3907 | HVAC tune-up_RTU | HVAC tune-up_RTU | NonEquip | 5 | Packaged air conditioning units (RTUs) | 0% | Tech/Econ | 5% | 0 | 0 | 0
Tech | Schools K-12 | Space Cooling | Central chillers inside | TRC | Existing | NE3881 | HVAC tune-up | HVAC tune-up | NonEquip | 5 | Residential-type central air conditioners | 0% | Tech/Econ | 5% | 0 | 0 | 0
Tech | Schools K-12 | Space Cooling | Central chillers inside | TRC | Existing | NE3803 | Green Roof | Green Roof | NonEquip | 15 |  | 0.126% | Tech/Econ | 2.836% | 556.6756 | 0.23649 | 0
Tech | Schools K-12 | Space Cooling | Central chillers inside | TRC | Existing | NE3751 | Floor Insulation | Floor Insulation | NonEquip | 20 |  | 6.749% | Tech/Econ | 1.284% | 12924.1071 | 0.25862 | 0
Tech | Schools K-12 | Space Cooling | Central chillers inside | TRC | Existing | NE3673 | Facility Energy Management System | Facility Energy Management System | NonEquip | 15 |  | 0.7167% | Tech/Econ | 20% | 27347.0469 | 5.7318 | 0
Tech | Schools K-12 | Space Cooling | Central chillers inside | TRC | Existing | NE3595 | Energy Recovery Ventilation System (ERV) | Energy Recovery Ventilation System (ERV) | NonEquip | 15 | Packaged air conditioning units (RTUs) | 0% | Tech/Econ | 10.24% | 0 | 0 | 0
Tech | Schools K-12 | Space Cooling | Central chillers inside | TRC | Existing | NE3517 | Duct Sealing Repair | Duct Sealing Repair | NonEquip | 15 |  | 0% | Tech/Econ | 12% | 0 | 0 | 0
Tech | Schools K-12 | Space Cooling | Central chillers inside | TRC | Existing | NE3465 | Duct Insulation | Duct Insulation | NonEquip | 15 |  | 0% | Tech/Econ | 2.045% | 0 | 0 | 0
Tech | Schools K-12 | Space Cooling | Central chillers inside | TRC | Existing | NE3413 | Dedicated Outdoor Air System on VRF unit | Dedicated Outdoor Air System on VRF unit | NonEquip | 15 | Residential-type central air conditioners | 0% | Tech/Econ | 17.5% | 0 | 0 | 0
Tech | Schools K-12 | Space Cooling | Central chillers inside | TRC | Existing | NE3361 | Cool Roof | Cool Roof | NonEquip | 15 |  | 72.68% | Tech/Econ | 4.029% | 470008.1284 | 199.6688 | 0
Tech | Schools K-12 | Space Cooling | Central chillers inside | TRC | Existing | NE3309 | Chilled Water System - Variable Speed Drives | Chilled Water System - Variable Speed Drives | NonEquip | 13 | Central chillers inside | 73.99% | Tech/Econ | 24.74% | 4274859.771 | 467.0531 | 20.9446
Tech | Schools K-12 | Space Cooling | Central chillers inside | TRC | Existing | NE3283 | Chilled Water Controls Optimization | Chilled Water Controls Optimization | NonEquip | 10 | Central chillers inside | 34.04% | Tech/Econ | 12.5% | 790366.0469 | 306.8834 | 0.013716
Tech | Schools K-12 | Space Cooling | Central chillers inside | TRC | Existing | NE3205 | Ceiling Insulation(R2 to R38) | Ceiling Insulation(R2 to R38) | NonEquip | 20 |  | 0% | Tech/Econ | 33.37% | 0 | 0 | 0
Tech | Schools K-12 | Space Cooling | Central chillers inside | TRC | Existing | NE3153 | Ceiling Insulation(R19 to R38) | Ceiling Insulation(R19 to R38) | NonEquip | 20 |  | 0% | Tech/Econ | 1.854% | 0 | 0 | 0
Tech | Schools K-12 | Space Cooling | Central chillers inside | TRC | Existing | NE3101 | Ceiling Insulation(R12 to R38) | Ceiling Insulation(R12 to R38) | NonEquip | 20 |  | 0% | Tech/Econ | 4.017% | 0 | 0 | 0
Tech | Schools K-12 | Space Cooling | Central chillers inside | TRC | Existing | NE3049 | Airside Economizer | Airside Economizer | NonEquip | 10 | Packaged air conditioning units (RTUs) | 0% | Tech/Econ | 5.556% | 0 | 0 | 0
Tech | Schools K-12 | Space Cooling | Central chillers inside | TRC | Turnover | ET988 | High Efficiency Chiller (Water cooled-centrifugal, 200 tons) | High Efficiency Chiller (Water cooled-centrifugal, 200 tons) | Equip | 20 | Central chillers inside | 28.37% | Tech/Econ | 4.362% | 201123.5502 | 75.7855 | 0.14721
Tech | Schools K-12 | Space Cooling | Central chillers inside | TRC | Turnover | ET910 | High Efficiency Chiller (Air Cooled, 50 tons) | High Efficiency Chiller (Air Cooled, 50 tons) | Equip | 20 | Central chillers inside | 28.37% | Tech/Econ | 8.759% | 421858.6616 | 114.9137 | 5.2297
Tech | Schools K-12 | Space Cooling | Central chillers inside | TRC | Turnover | ET1066 | High Efficiency Chiller (Water cooled-positive displacement, 100 tons) | High Efficiency Chiller (Water cooled-positive displacement, 100 tons) | Equip | 20 | Central chillers inside | 28.37% | Tech/Econ | 2.683% | 118580.5413 | 44.6824 | 0.086791
Tech | Schools K-12 | Space Cooling | Central chillers inside | TRC | New | EN936 | High Efficiency Chiller (Air Cooled, 50 tons) | High Efficiency Chiller (Air Cooled, 50 tons) | Equip | 20 | Central chillers inside | 28.37% | Tech/Econ | 8.759% | 0 | 0 | 0
Tech | Schools K-12 | Space Cooling | Central chillers inside | TRC | New | EN1092 | High Efficiency Chiller (Water cooled-positive displacement, 100 tons) | High Efficiency Chiller (Water cooled-positive displacement, 100 tons) | Equip | 20 | Central chillers inside | 28.37% | Tech/Econ | 2.683% | 0 | 0 | 0
Tech | Schools K-12 | Space Cooling | Central chillers inside | TRC | New | EN1014 | High Efficiency Chiller (Water cooled-centrifugal, 200 tons) | High Efficiency Chiller (Water cooled-centrifugal, 200 tons) | Equip | 20 | Central chillers inside | 28.37% | Tech/Econ | 4.362% | 0 | 0 | 0
Tech | Schools K-12 | Ventilation and Circulation | Central air-handling unit | TRC | New | NN5402 | Retro-Commissioning | Retro-Commissioning | NonEquip | 5 |  | 0% | Tech/Econ | 16% | 0 | 0 | 0
Tech | Schools K-12 | Ventilation and Circulation | Central air-handling unit | TRC | New | NN4986 | VAV System | VAV System | NonEquip | 10 |  | 14.18% | Tech/Econ | 30% | 5962.974 | 1.6971 | 1.7223
Tech | Schools K-12 | Ventilation and Circulation | Central air-handling unit | TRC | New | NN4960 | Demand Controlled Ventilation | Demand Controlled Ventilation | NonEquip | 10 |  | 23.39% | Tech/Econ | 50% | 18560.2582 | 1.9324 | 10.8794
Tech | Schools K-12 | Ventilation and Circulation | Central air-handling unit | TRC | New | NN4934 | CO Sensors for Parking Garage Exhaust | CO Sensors for Parking Garage Exhaust | NonEquip | 15 | Motor/Fan | 0% | Tech/Econ | 33% | 0 | 0 | 0
Tech | Schools K-12 | Ventilation and Circulation | Central air-handling unit | TRC | Existing | NE5389 | Retro-Commissioning | Retro-Commissioning | NonEquip | 5 |  | 21.99% | Tech/Econ | 16% | 261966.547 | 43.796 | 135.785
Tech | Schools K-12 | Ventilation and Circulation | Central air-handling unit | TRC | Existing | NE4973 | VAV System | VAV System | NonEquip | 10 |  | 14.18% | Tech/Econ | 30% | 330928.2101 | 94.1868 | 95.584
Tech | Schools K-12 | Ventilation and Circulation | Central air-handling unit | TRC | Existing | NE4947 | Demand Controlled Ventilation | Demand Controlled Ventilation | NonEquip | 10 |  | 23.39% | Tech/Econ | 50% | 1030041.901 | 107.2425 | 603.7751
Tech | Schools K-12 | Ventilation and Circulation | Central air-handling unit | TRC | Existing | NE4921 | CO Sensors for Parking Garage Exhaust | CO Sensors for Parking Garage Exhaust | NonEquip | 15 | Motor/Fan | 0% | Tech/Econ | 33% | 0 | 0 | 0
Tech | Schools K-12 | Interior Lighting | case lighting | TRC | New | NN5272 | Retro-Commissioning | Retro-Commissioning | NonEquip | 5 |  | 0% | Tech/Econ | 16% | 0 | 0 | 0
Tech | Schools K-12 | Interior Lighting | case lighting | TRC | New | NN4440 | Interior Lighting Controls | Interior Lighting Controls | NonEquip | 8 | Overhead (fluorescent/LED/CFL U-shape) | 0% | Tech/Econ | 28% | 0 | 0 | 0
Tech | Schools K-12 | Interior Lighting | case lighting | TRC | New | NN4414 | Bi-Level Lighting Control (Interior) | Bi-Level Lighting Control (Interior) | NonEquip | 8 | Overhead (fluorescent/LED/CFL U-shape) | 0% | Tech/Econ | 31% | 0 | 0 | 0
Tech | Schools K-12 | Interior Lighting | case lighting | TRC | New | NN3712 | Facility Energy Management System | Facility Energy Management System | NonEquip | 15 |  | 4.276% | Tech/Econ | 24% | 7.6073 | 0.0015944 | 0.00013711
Tech | Schools K-12 | Interior Lighting | case lighting | TRC | Existing | NE5259 | Retro-Commissioning | Retro-Commissioning | NonEquip | 5 |  | 21.99% | Tech/Econ | 16% | 1444.9005 | 0.24156 | 0.74893
Tech | Schools K-12 | Interior Lighting | case lighting | TRC | Existing | NE4427 | Interior Lighting Controls | Interior Lighting Controls | NonEquip | 8 | Overhead (fluorescent/LED/CFL U-shape) | 0% | Tech/Econ | 28% | 0 | 0 | 0
Tech | Schools K-12 | Interior Lighting | case lighting | TRC | Existing | NE4401 | Bi-Level Lighting Control (Interior) | Bi-Level Lighting Control (Interior) | NonEquip | 8 | Overhead (fluorescent/LED/CFL U-shape) | 0% | Tech/Econ | 31% | 0 | 0 | 0
Tech | Schools K-12 | Interior Lighting | case lighting | TRC | Existing | NE3699 | Facility Energy Management System | Facility Energy Management System | NonEquip | 15 |  | 0.7167% | Tech/Econ | 24% | 70.7613 | 0.014831 | 0.0012753
Tech | Schools K-12 | Space Heating | Boilers | TRC | New | NN5350 | Retro-Commissioning | Retro-Commissioning | NonEquip | 5 |  | 0% | Tech/Econ | 16% | 0 | 0 | 0
Tech | Schools K-12 | Space Heating | Boilers | TRC | New | NN4336 | Water Cooled Refrigeration Heat Recovery | Water Cooled Refrigeration Heat Recovery | NonEquip | 20 |  | 0% | Tech/Econ | 10% | 0 | 0 | 0
Tech | Schools K-12 | Space Heating | Boilers | TRC | New | NN4284 | Warehouse Loading Dock Seals | Warehouse Loading Dock Seals | NonEquip | 18 |  | 0% | Tech/Econ | 0.508% | 0 | 0 | 0
Tech | Schools K-12 | Space Heating | Boilers | TRC | New | NN4258 | Wall Insulation | Wall Insulation | NonEquip | 20 |  | 0% | Tech/Econ | 0% | 0 | 0 | 0
Tech | Schools K-12 | Space Heating | Boilers | TRC | New | NN4180 | Smart Thermostat | Smart Thermostat | NonEquip | 11 |  | 45.33% | Tech/Econ | 10% | 37.6843 | 0 | -0.0061921
Tech | Schools K-12 | Space Heating | Boilers | TRC | New | NN4102 | Roof Insulation | Roof Insulation | NonEquip | 20 |  | 37.5% | Tech/Econ | 3.023% | 5.491 | 0 | 0.0024769
Tech | Schools K-12 | Space Heating | Boilers | TRC | New | NN4076 | Programmable Thermostat | Programmable Thermostat | NonEquip | 11 |  | 0% | Tech/Econ | 3.6% | 0 | 0 | 0
Tech | Schools K-12 | Space Heating | Boilers | TRC | New | NN4024 | Low U-Value Windows | Low U-Value Windows | NonEquip | 20 |  | 26.88% | Tech/Econ | 10% | 22.9614 | 0 | 9.5429e-05
Tech | Schools K-12 | Space Heating | Boilers | TRC | New | NN3946 | Infiltration Reduction - Air Sealing | Infiltration Reduction - Air Sealing | NonEquip | 11 |  | 0% | Tech/Econ | 0.254% | 0 | 0 | 0
Tech | Schools K-12 | Space Heating | Boilers | TRC | New | NN3868 | Hotel Card Energy Control Systems | Hotel Card Energy Control Systems | NonEquip | 15 |  | 0% | Tech/Econ | 0% | 0 | 0 | 0
Tech | Schools K-12 | Space Heating | Boilers | TRC | New | NN3790 | Green Roof | Green Roof | NonEquip | 15 |  | 0.63% | Tech/Econ | 4.672% | 0.23361 | 0 | 0
Tech | Schools K-12 | Space Heating | Boilers | TRC | New | NN3738 | Floor Insulation | Floor Insulation | NonEquip | 20 |  | 16.87% | Tech/Econ | 1.586% | 0 | 0 | 0
Tech | Schools K-12 | Space Heating | Boilers | TRC | New | NN3660 | Facility Energy Management System | Facility Energy Management System | NonEquip | 15 |  | 4.276% | Tech/Econ | 20% | 7.3694 | 0 | 0.00013282
Tech | Schools K-12 | Space Heating | Boilers | TRC | New | NN3582 | ECM Motors on Furnaces | ECM Motors on Furnaces | NonEquip | 15 | Forced air furnace | 0% | Tech/Econ | 1.706% | 0 | 0 | 0
Tech | Schools K-12 | Space Heating | Boilers | TRC | New | NN3556 | Duct Sealing Repair | Duct Sealing Repair | NonEquip | 15 |  | 0% | Tech/Econ | 12% | 0 | 0 | 0
Tech | Schools K-12 | Space Heating | Boilers | TRC | New | NN3504 | Duct Insulation | Duct Insulation | NonEquip | 15 |  | 0% | Tech/Econ | 2.045% | 0 | 0 | 0
Tech | Schools K-12 | Space Heating | Boilers | TRC | New | NN3452 | Destratification Fans | Destratification Fans | NonEquip | 10 |  | 0% | Tech/Econ | 16.23% | 0 | 0 | 0
Tech | Schools K-12 | Space Heating | Boilers | TRC | New | NN3400 | Dedicated Outdoor Air System on VRF unit | Dedicated Outdoor Air System on VRF unit | NonEquip | 15 | Residential/split system heat pump | 0% | Tech/Econ | 10% | 0 | 0 | 0
Tech | Schools K-12 | Space Heating | Boilers | TRC | New | NN3348 | Cool Roof | Cool Roof | NonEquip | 15 |  | 72.18% | Tech/Econ | 0.5275% | 0 | 0 | 0
Tech | Schools K-12 | Space Heating | Boilers | TRC | New | NN3244 | Ceiling Insulation(R30 to R38) | Ceiling Insulation(R30 to R38) | NonEquip | 20 |  | 0% | Tech/Econ | 0.611% | 0 | 0 | 0
Tech | Schools K-12 | Space Heating | Boilers | TRC | New | NN3192 | Ceiling Insulation(R2 to R38) | Ceiling Insulation(R2 to R38) | NonEquip | 20 |  | 0% | Tech/Econ | 41.24% | 0 | 0 | 0
Tech | Schools K-12 | Space Heating | Boilers | TRC | New | NN3140 | Ceiling Insulation(R19 to R38) | Ceiling Insulation(R19 to R38) | NonEquip | 20 |  | 0% | Tech/Econ | 2.291% | 0 | 0 | 0
Tech | Schools K-12 | Space Heating | Boilers | TRC | New | NN3088 | Ceiling Insulation(R12 to R38) | Ceiling Insulation(R12 to R38) | NonEquip | 20 |  | 0% | Tech/Econ | 4.964% | 0 | 0 | 0
Tech | Schools K-12 | Space Heating | Boilers | TRC | New | NN3010 | Air Curtains | Air Curtains | NonEquip | 8 |  | 28.37% | Tech/Econ | 0.2533% | 0 | 0 | 0
Tech | Schools K-12 | Space Heating | Boilers | TRC | Existing | NE5337 | Retro-Commissioning | Retro-Commissioning | NonEquip | 5 |  | 21.99% | Tech/Econ | 16% | 1597.0547 | 0 | 0.8278
Tech | Schools K-12 | Space Heating | Boilers | TRC | Existing | NE4323 | Water Cooled Refrigeration Heat Recovery | Water Cooled Refrigeration Heat Recovery | NonEquip | 20 |  | 0% | Tech/Econ | 10% | 0 | 0 | 0
Tech | Schools K-12 | Space Heating | Boilers | TRC | Existing | NE4271 | Warehouse Loading Dock Seals | Warehouse Loading Dock Seals | NonEquip | 18 |  | 0% | Tech/Econ | 0.5606% | 0 | 0 | 0
Tech | Schools K-12 | Space Heating | Boilers | TRC | Existing | NE4245 | Wall Insulation | Wall Insulation | NonEquip | 20 |  | 0% | Tech/Econ | 1.931% | 0 | 0 | 0
Tech | Schools K-12 | Space Heating | Boilers | TRC | Existing | NE4167 | Smart Thermostat | Smart Thermostat | NonEquip | 11 |  | 45.33% | Tech/Econ | 10% | 1985.1344 | 0 | -0.32618
Tech | Schools K-12 | Space Heating | Boilers | TRC | Existing | NE4089 | Roof Insulation | Roof Insulation | NonEquip | 20 |  | 37.5% | Tech/Econ | 6.672% | 1046.0366 | 0 | 0.47184
Tech | Schools K-12 | Space Heating | Boilers | TRC | Existing | NE4063 | Programmable Thermostat | Programmable Thermostat | NonEquip | 11 |  | 0% | Tech/Econ | 3.6% | 0 | 0 | 0
Tech | Schools K-12 | Space Heating | Boilers | TRC | Existing | NE4011 | Low U-Value Windows | Low U-Value Windows | NonEquip | 20 |  | 10.75% | Tech/Econ | 46% | 2364.92 | 0 | 0.0098288
Tech | Schools K-12 | Space Heating | Boilers | TRC | Existing | NE3933 | Infiltration Reduction - Air Sealing | Infiltration Reduction - Air Sealing | NonEquip | 11 |  | 0% | Tech/Econ | 0.2803% | 0 | 0 | 0
Tech | Schools K-12 | Space Heating | Boilers | TRC | Existing | NE3855 | Hotel Card Energy Control Systems | Hotel Card Energy Control Systems | NonEquip | 15 |  | 0% | Tech/Econ | 0% | 0 | 0 | 0
Tech | Schools K-12 | Space Heating | Boilers | TRC | Existing | NE3777 | Green Roof | Green Roof | NonEquip | 15 |  | 0.126% | Tech/Econ | 5.155% | 2.6479 | 0 | 0
Tech | Schools K-12 | Space Heating | Boilers | TRC | Existing | NE3725 | Floor Insulation | Floor Insulation | NonEquip | 20 |  | 6.749% | Tech/Econ | 1.75% | 48.1544 | 0 | 0.021721
Tech | Schools K-12 | Space Heating | Boilers | TRC | Existing | NE3647 | Facility Energy Management System | Facility Energy Management System | NonEquip | 15 |  | 0.7167% | Tech/Econ | 20% | 65.1586 | 0 | 0.0011744
Tech | Schools K-12 | Space Heating | Boilers | TRC | Existing | NE3569 | ECM Motors on Furnaces | ECM Motors on Furnaces | NonEquip | 15 | Forced air furnace | 0% | Tech/Econ | 1.706% | 0 | 0 | 0
Tech | Schools K-12 | Space Heating | Boilers | TRC | Existing | NE3543 | Duct Sealing Repair | Duct Sealing Repair | NonEquip | 15 |  | 0% | Tech/Econ | 12% | 0 | 0 | 0
Tech | Schools K-12 | Space Heating | Boilers | TRC | Existing | NE3491 | Duct Insulation | Duct Insulation | NonEquip | 15 |  | 0% | Tech/Econ | 2.045% | 0 | 0 | 0
Tech | Schools K-12 | Space Heating | Boilers | TRC | Existing | NE3439 | Destratification Fans | Destratification Fans | NonEquip | 10 |  | 0% | Tech/Econ | 16.23% | 0 | 0 | 0
Tech | Schools K-12 | Space Heating | Boilers | TRC | Existing | NE3387 | Dedicated Outdoor Air System on VRF unit | Dedicated Outdoor Air System on VRF unit | NonEquip | 15 | Residential/split system heat pump | 0% | Tech/Econ | 10% | 0 | 0 | 0
Tech | Schools K-12 | Space Heating | Boilers | TRC | Existing | NE3335 | Cool Roof | Cool Roof | NonEquip | 15 |  | 72.68% | Tech/Econ | 0.5821% | 172.2484 | 0 | 0
Tech | Schools K-12 | Space Heating | Boilers | TRC | Existing | NE3231 | Ceiling Insulation(R30 to R38) | Ceiling Insulation(R30 to R38) | NonEquip | 20 |  | 0% | Tech/Econ | 0.6742% | 0 | 0 | 0
Tech | Schools K-12 | Space Heating | Boilers | TRC | Existing | NE3179 | Ceiling Insulation(R2 to R38) | Ceiling Insulation(R2 to R38) | NonEquip | 20 |  | 0% | Tech/Econ | 45.51% | 0 | 0 | 0
Tech | Schools K-12 | Space Heating | Boilers | TRC | Existing | NE3127 | Ceiling Insulation(R19 to R38) | Ceiling Insulation(R19 to R38) | NonEquip | 20 |  | 0% | Tech/Econ | 2.528% | 0 | 0 | 0
Tech | Schools K-12 | Space Heating | Boilers | TRC | Existing | NE3075 | Ceiling Insulation(R12 to R38) | Ceiling Insulation(R12 to R38) | NonEquip | 20 |  | 0% | Tech/Econ | 5.478% | 0 | 0 | 0
Tech | Schools K-12 | Space Heating | Boilers | TRC | Existing | NE2997 | Air Curtains | Air Curtains | NonEquip | 8 |  | 33.45% | Tech/Econ | 0.2533% | 34.3483 | 0 | 0.0037303
Tech | Schools K-12 | Domestic Hot Water | "Point-of-Use" water heaters | TRC | New | NN5428 | Retro-Commissioning | Retro-Commissioning | NonEquip | 5 |  | 0% | Tech/Econ | 16% | 0 | 0 | 0
Tech | Schools K-12 | Domestic Hot Water | "Point-of-Use" water heaters | TRC | New | NN2932 | Thermostatic Shower Restriction Valve | Thermostatic Shower Restriction Valve | NonEquip | 10 | Centralized water heaters | 0% | Tech/Econ | 28.62% | 0 | 0 | 0
Tech | Schools K-12 | Domestic Hot Water | "Point-of-Use" water heaters | TRC | New | NN2906 | Tank Wrap on Water Heater | Tank Wrap on Water Heater | NonEquip | 7 | Centralized water heaters | 0% | Tech/Econ | 8.425% | 0 | 0 | 0
Tech | Schools K-12 | Domestic Hot Water | "Point-of-Use" water heaters | TRC | New | NN2880 | Low-Flow Pre-Rinse Sprayers | Low-Flow Pre-Rinse Sprayers | NonEquip | 5 | Centralized water heaters | 0% | Tech/Econ | 37.86% | 0 | 0 | 0
Tech | Schools K-12 | Domestic Hot Water | "Point-of-Use" water heaters | TRC | New | NN2854 | Low Flow Shower Head | Low Flow Shower Head | NonEquip | 10 | Centralized water heaters | 0% | Tech/Econ | 5.798% | 0 | 0 | 0
Tech | Schools K-12 | Domestic Hot Water | "Point-of-Use" water heaters | TRC | New | NN2828 | Hot Water Pipe Insulation | Hot Water Pipe Insulation | NonEquip | 13 | Centralized water heaters | 0% | Tech/Econ | 45.23% | 0 | 0 | 0
Tech | Schools K-12 | Domestic Hot Water | "Point-of-Use" water heaters | TRC | New | NN2802 | Hot Water Circulation Pump Control | Hot Water Circulation Pump Control | NonEquip | 15 | Centralized water heaters | 0% | Tech/Econ | 21.72% | 0 | 0 | 0
Tech | Schools K-12 | Domestic Hot Water | "Point-of-Use" water heaters | TRC | New | NN2776 | Faucet Aerator | Faucet Aerator | NonEquip | 10 | Centralized water heaters | 0% | Tech/Econ | 2.731% | 0 | 0 | 0
Tech | Schools K-12 | Domestic Hot Water | "Point-of-Use" water heaters | TRC | New | NN2750 | Drain Water Heat Recovery | Drain Water Heat Recovery | NonEquip | 15 | Centralized water heaters | 0% | Tech/Econ | 12.27% | 0 | 0 | 0
Tech | Schools K-12 | Domestic Hot Water | "Point-of-Use" water heaters | TRC | Existing | NE5415 | Retro-Commissioning | Retro-Commissioning | NonEquip | 5 |  | 21.99% | Tech/Econ | 16% | 5233.6195 | 0.87497 | 2.7127
Tech | Schools K-12 | Domestic Hot Water | "Point-of-Use" water heaters | TRC | Existing | NE2919 | Thermostatic Shower Restriction Valve | Thermostatic Shower Restriction Valve | NonEquip | 10 | Centralized water heaters | 0% | Tech/Econ | 27.38% | 0 | 0 | 0
Tech | Schools K-12 | Domestic Hot Water | "Point-of-Use" water heaters | TRC | Existing | NE2893 | Tank Wrap on Water Heater | Tank Wrap on Water Heater | NonEquip | 7 | Centralized water heaters | 0% | Tech/Econ | 8.425% | 0 | 0 | 0
Tech | Schools K-12 | Domestic Hot Water | "Point-of-Use" water heaters | TRC | Existing | NE2867 | Low-Flow Pre-Rinse Sprayers | Low-Flow Pre-Rinse Sprayers | NonEquip | 5 | Centralized water heaters | 0% | Tech/Econ | 36.1% | 0 | 0 | 0
Tech | Schools K-12 | Domestic Hot Water | "Point-of-Use" water heaters | TRC | Existing | NE2841 | Low Flow Shower Head | Low Flow Shower Head | NonEquip | 10 | Centralized water heaters | 0% | Tech/Econ | 5.547% | 0 | 0 | 0
Tech | Schools K-12 | Domestic Hot Water | "Point-of-Use" water heaters | TRC | Existing | NE2815 | Hot Water Pipe Insulation | Hot Water Pipe Insulation | NonEquip | 13 | Centralized water heaters | 0% | Tech/Econ | 43.27% | 0 | 0 | 0
Tech | Schools K-12 | Domestic Hot Water | "Point-of-Use" water heaters | TRC | Existing | NE2789 | Hot Water Circulation Pump Control | Hot Water Circulation Pump Control | NonEquip | 15 | Centralized water heaters | 0% | Tech/Econ | 20.78% | 0 | 0 | 0
Tech | Schools K-12 | Domestic Hot Water | "Point-of-Use" water heaters | TRC | Existing | NE2763 | Faucet Aerator | Faucet Aerator | NonEquip | 10 | Centralized water heaters | 0% | Tech/Econ | 2.613% | 0 | 0 | 0
Tech | Schools K-12 | Domestic Hot Water | "Point-of-Use" water heaters | TRC | Existing | NE2737 | Drain Water Heat Recovery | Drain Water Heat Recovery | NonEquip | 15 | Centralized water heaters | 0% | Tech/Econ | 12.27% | 0 | 0 | 0
Tech | Schools K-12 | Domestic Hot Water | "Point-of-Use" water heaters | TRC | Turnover | ET403 | Instantaneous Hot Water System | Instantaneous Hot Water System | Equip | 20 | "Point-of-Use" water heaters | 94.56% | Tech/Econ | 5.847% | 8706.0747 | 0.96447 | 1.1113
Tech | Schools K-12 | Domestic Hot Water | "Point-of-Use" water heaters | TRC | Turnover | ET325 | Energy Star Commercial Dishwasher | Energy Star Commercial Dishwasher | Equip | 15 | "Point-of-Use" water heaters | 29.7% | Tech/Econ | 29.42% | 15073.7315 | 1.0938 | -0.00011637
Tech | Schools K-12 | Domestic Hot Water | "Point-of-Use" water heaters | TRC | New | EN429 | Instantaneous Hot Water System | Instantaneous Hot Water System | Equip | 20 | "Point-of-Use" water heaters | 94.56% | Tech/Econ | 5.847% | 116.6234 | 0.01292 | 0.014887
Tech | Schools K-12 | Domestic Hot Water | "Point-of-Use" water heaters | TRC | New | EN351 | Energy Star Commercial Dishwasher | Energy Star Commercial Dishwasher | Equip | 15 | "Point-of-Use" water heaters | 29.7% | Tech/Econ | 29.42% | 271.6126 | 0.019709 | -2.0968e-06
Tech | Warehouse | Refrigeration | Walk-in cooler | TRC | New | NN5325 | Retro-Commissioning | Retro-Commissioning | NonEquip | 5 |  | 0% | Tech/Econ | 16% | 0 | 0 | 0
Tech | Warehouse | Refrigeration | Walk-in cooler | TRC | New | NN4909 | Strip Curtains for Walk-ins | Strip Curtains for Walk-ins | NonEquip | 4 | Walk-in cooler | 0% | Tech/Econ | 2.115% | 0 | 0 | 0
Tech | Warehouse | Refrigeration | Walk-in cooler | TRC | New | NN4883 | Refrigerated Display Case Lighting Controls | Refrigerated Display Case Lighting Controls | NonEquip | 8 | Display cases | 0% | Tech/Econ | 0.9365% | 0 | 0 | 0
Tech | Warehouse | Refrigeration | Walk-in cooler | TRC | New | NN4857 | PSC to ECM Evaporator Fan Motor (Walk-In, Refrigerator) | PSC to ECM Evaporator Fan Motor (Walk-In, Refrigerator) | NonEquip | 15 | Walk-in cooler | 0% | Tech/Econ | 37.5% | 0 | 0 | 0
Tech | Warehouse | Refrigeration | Walk-in cooler | TRC | New | NN4831 | PSC to ECM Evaporator Fan Motor (Reach-In) | PSC to ECM Evaporator Fan Motor (Reach-In) | NonEquip | 15 | Display cases | 0% | Tech/Econ | 37.5% | 0 | 0 | 0
Tech | Warehouse | Refrigeration | Walk-in cooler | TRC | New | NN4805 | Night Covers for Display Cases | Night Covers for Display Cases | NonEquip | 5 | Display cases | 0% | Tech/Econ | 1.877% | 0 | 0 | 0
Tech | Warehouse | Refrigeration | Walk-in cooler | TRC | New | NN4779 | High R-Value Glass Doors | High R-Value Glass Doors | NonEquip | 12 | Display cases | 0% | Tech/Econ | 0% | 0 | 0 | 0
Tech | Warehouse | Refrigeration | Walk-in cooler | TRC | New | NN4753 | High Efficiency Refrigeration Compressor | High Efficiency Refrigeration Compressor | NonEquip | 13 | Display cases | 0% | Tech/Econ | 6.922% | 0 | 0 | 0
Tech | Warehouse | Refrigeration | Walk-in cooler | TRC | New | NN4727 | Freezer-Cooler Replacement Gaskets | Freezer-Cooler Replacement Gaskets | NonEquip | 4 | Display cases | 0% | Tech/Econ | 0% | 0 | 0 | 0
Tech | Warehouse | Refrigeration | Walk-in cooler | TRC | New | NN4701 | Floating Head Pressure Controls | Floating Head Pressure Controls | NonEquip | 15 |  | 0% | Tech/Econ | 6.05% | 0 | 0 | 0
Tech | Warehouse | Refrigeration | Walk-in cooler | TRC | New | NN4675 | Demand Defrost | Demand Defrost | NonEquip | 10 | Walk-in cooler | 0% | Tech/Econ | 30% | 0 | 0 | 0
Tech | Warehouse | Refrigeration | Walk-in cooler | TRC | New | NN4649 | Automatic Door Closer for Walk-in Coolers and Freezers | Automatic Door Closer for Walk-in Coolers and Freezers | NonEquip | 8 | Walk-in cooler | 0% | Tech/Econ | 3.131% | 0 | 0 | 0
Tech | Warehouse | Refrigeration | Walk-in cooler | TRC | New | NN4623 | Anti-Sweat Controls | Anti-Sweat Controls | NonEquip | 8 | Display cases | 0% | Tech/Econ | 85% | 0 | 0 | 0
Tech | Warehouse | Refrigeration | Walk-in cooler | TRC | Existing | NE5312 | Retro-Commissioning | Retro-Commissioning | NonEquip | 5 |  | 21.99% | Tech/Econ | 16% | 9271.8901 | 1.5501 | 4.8059
Tech | Warehouse | Refrigeration | Walk-in cooler | TRC | Existing | NE4896 | Strip Curtains for Walk-ins | Strip Curtains for Walk-ins | NonEquip | 4 | Walk-in cooler | 0% | Tech/Econ | 2.115% | 0 | 0 | 0
Tech | Warehouse | Refrigeration | Walk-in cooler | TRC | Existing | NE4870 | Refrigerated Display Case Lighting Controls | Refrigerated Display Case Lighting Controls | NonEquip | 8 | Display cases | 0% | Tech/Econ | 2.524% | 0 | 0 | 0
Tech | Warehouse | Refrigeration | Walk-in cooler | TRC | Existing | NE4844 | PSC to ECM Evaporator Fan Motor (Walk-In, Refrigerator) | PSC to ECM Evaporator Fan Motor (Walk-In, Refrigerator) | NonEquip | 15 | Walk-in cooler | 0% | Tech/Econ | 37.5% | 0 | 0 | 0
Tech | Warehouse | Refrigeration | Walk-in cooler | TRC | Existing | NE4818 | PSC to ECM Evaporator Fan Motor (Reach-In) | PSC to ECM Evaporator Fan Motor (Reach-In) | NonEquip | 15 | Display cases | 0% | Tech/Econ | 37.5% | 0 | 0 | 0
Tech | Warehouse | Refrigeration | Walk-in cooler | TRC | Existing | NE4792 | Night Covers for Display Cases | Night Covers for Display Cases | NonEquip | 5 | Display cases | 0% | Tech/Econ | 1.877% | 0 | 0 | 0
Tech | Warehouse | Refrigeration | Walk-in cooler | TRC | Existing | NE4766 | High R-Value Glass Doors | High R-Value Glass Doors | NonEquip | 12 | Display cases | 0% | Tech/Econ | 23.81% | 0 | 0 | 0
Tech | Warehouse | Refrigeration | Walk-in cooler | TRC | Existing | NE4740 | High Efficiency Refrigeration Compressor | High Efficiency Refrigeration Compressor | NonEquip | 13 | Display cases | 0% | Tech/Econ | 6.922% | 0 | 0 | 0
Tech | Warehouse | Refrigeration | Walk-in cooler | TRC | Existing | NE4714 | Freezer-Cooler Replacement Gaskets | Freezer-Cooler Replacement Gaskets | NonEquip | 4 | Display cases | 0% | Tech/Econ | 3.131% | 0 | 0 | 0
Tech | Warehouse | Refrigeration | Walk-in cooler | TRC | Existing | NE4688 | Floating Head Pressure Controls | Floating Head Pressure Controls | NonEquip | 15 |  | 0% | Tech/Econ | 6.05% | 0 | 0 | 0
Tech | Warehouse | Refrigeration | Walk-in cooler | TRC | Existing | NE4662 | Demand Defrost | Demand Defrost | NonEquip | 10 | Walk-in cooler | 0% | Tech/Econ | 30% | 0 | 0 | 0
Tech | Warehouse | Refrigeration | Walk-in cooler | TRC | Existing | NE4636 | Automatic Door Closer for Walk-in Coolers and Freezers | Automatic Door Closer for Walk-in Coolers and Freezers | NonEquip | 8 | Walk-in cooler | 0% | Tech/Econ | 3.131% | 0 | 0 | 0
Tech | Warehouse | Refrigeration | Walk-in cooler | TRC | Existing | NE4610 | Anti-Sweat Controls | Anti-Sweat Controls | NonEquip | 8 | Display cases | 0% | Tech/Econ | 85% | 0 | 0 | 0
Tech | Warehouse | Refrigeration | Vending and ice makers | TRC | New | NN5325 | Retro-Commissioning | Retro-Commissioning | NonEquip | 5 |  | 0% | Tech/Econ | 16% | 0 | 0 | 0
Tech | Warehouse | Refrigeration | Vending and ice makers | TRC | New | NN4909 | Strip Curtains for Walk-ins | Strip Curtains for Walk-ins | NonEquip | 4 | Walk-in cooler | 0% | Tech/Econ | 2.115% | 0 | 0 | 0
Tech | Warehouse | Refrigeration | Vending and ice makers | TRC | New | NN4883 | Refrigerated Display Case Lighting Controls | Refrigerated Display Case Lighting Controls | NonEquip | 8 | Display cases | 0% | Tech/Econ | 0.9365% | 0 | 0 | 0
Tech | Warehouse | Refrigeration | Vending and ice makers | TRC | New | NN4857 | PSC to ECM Evaporator Fan Motor (Walk-In, Refrigerator) | PSC to ECM Evaporator Fan Motor (Walk-In, Refrigerator) | NonEquip | 15 | Walk-in cooler | 0% | Tech/Econ | 37.5% | 0 | 0 | 0
Tech | Warehouse | Refrigeration | Vending and ice makers | TRC | New | NN4831 | PSC to ECM Evaporator Fan Motor (Reach-In) | PSC to ECM Evaporator Fan Motor (Reach-In) | NonEquip | 15 | Display cases | 0% | Tech/Econ | 37.5% | 0 | 0 | 0
Tech | Warehouse | Refrigeration | Vending and ice makers | TRC | New | NN4805 | Night Covers for Display Cases | Night Covers for Display Cases | NonEquip | 5 | Display cases | 0% | Tech/Econ | 1.877% | 0 | 0 | 0
Tech | Warehouse | Refrigeration | Vending and ice makers | TRC | New | NN4779 | High R-Value Glass Doors | High R-Value Glass Doors | NonEquip | 12 | Display cases | 0% | Tech/Econ | 0% | 0 | 0 | 0
Tech | Warehouse | Refrigeration | Vending and ice makers | TRC | New | NN4753 | High Efficiency Refrigeration Compressor | High Efficiency Refrigeration Compressor | NonEquip | 13 | Display cases | 0% | Tech/Econ | 6.922% | 0 | 0 | 0
Tech | Warehouse | Refrigeration | Vending and ice makers | TRC | New | NN4727 | Freezer-Cooler Replacement Gaskets | Freezer-Cooler Replacement Gaskets | NonEquip | 4 | Display cases | 0% | Tech/Econ | 0% | 0 | 0 | 0
Tech | Warehouse | Refrigeration | Vending and ice makers | TRC | New | NN4701 | Floating Head Pressure Controls | Floating Head Pressure Controls | NonEquip | 15 |  | 0% | Tech/Econ | 6.05% | 0 | 0 | 0
Tech | Warehouse | Refrigeration | Vending and ice makers | TRC | New | NN4675 | Demand Defrost | Demand Defrost | NonEquip | 10 | Walk-in cooler | 0% | Tech/Econ | 30% | 0 | 0 | 0
Tech | Warehouse | Refrigeration | Vending and ice makers | TRC | New | NN4649 | Automatic Door Closer for Walk-in Coolers and Freezers | Automatic Door Closer for Walk-in Coolers and Freezers | NonEquip | 8 | Walk-in cooler | 0% | Tech/Econ | 3.131% | 0 | 0 | 0
Tech | Warehouse | Refrigeration | Vending and ice makers | TRC | New | NN4623 | Anti-Sweat Controls | Anti-Sweat Controls | NonEquip | 8 | Display cases | 0% | Tech/Econ | 85% | 0 | 0 | 0
Tech | Warehouse | Refrigeration | Vending and ice makers | TRC | Existing | NE5312 | Retro-Commissioning | Retro-Commissioning | NonEquip | 5 |  | 21.99% | Tech/Econ | 16% | 323828.4792 | 54.1382 | 167.8499
Tech | Warehouse | Refrigeration | Vending and ice makers | TRC | Existing | NE4896 | Strip Curtains for Walk-ins | Strip Curtains for Walk-ins | NonEquip | 4 | Walk-in cooler | 0% | Tech/Econ | 2.115% | 0 | 0 | 0
Tech | Warehouse | Refrigeration | Vending and ice makers | TRC | Existing | NE4870 | Refrigerated Display Case Lighting Controls | Refrigerated Display Case Lighting Controls | NonEquip | 8 | Display cases | 0% | Tech/Econ | 2.524% | 0 | 0 | 0
Tech | Warehouse | Refrigeration | Vending and ice makers | TRC | Existing | NE4844 | PSC to ECM Evaporator Fan Motor (Walk-In, Refrigerator) | PSC to ECM Evaporator Fan Motor (Walk-In, Refrigerator) | NonEquip | 15 | Walk-in cooler | 0% | Tech/Econ | 37.5% | 0 | 0 | 0
Tech | Warehouse | Refrigeration | Vending and ice makers | TRC | Existing | NE4818 | PSC to ECM Evaporator Fan Motor (Reach-In) | PSC to ECM Evaporator Fan Motor (Reach-In) | NonEquip | 15 | Display cases | 0% | Tech/Econ | 37.5% | 0 | 0 | 0
Tech | Warehouse | Refrigeration | Vending and ice makers | TRC | Existing | NE4792 | Night Covers for Display Cases | Night Covers for Display Cases | NonEquip | 5 | Display cases | 0% | Tech/Econ | 1.877% | 0 | 0 | 0
Tech | Warehouse | Refrigeration | Vending and ice makers | TRC | Existing | NE4766 | High R-Value Glass Doors | High R-Value Glass Doors | NonEquip | 12 | Display cases | 0% | Tech/Econ | 23.81% | 0 | 0 | 0
Tech | Warehouse | Refrigeration | Vending and ice makers | TRC | Existing | NE4740 | High Efficiency Refrigeration Compressor | High Efficiency Refrigeration Compressor | NonEquip | 13 | Display cases | 0% | Tech/Econ | 6.922% | 0 | 0 | 0
Tech | Warehouse | Refrigeration | Vending and ice makers | TRC | Existing | NE4714 | Freezer-Cooler Replacement Gaskets | Freezer-Cooler Replacement Gaskets | NonEquip | 4 | Display cases | 0% | Tech/Econ | 3.131% | 0 | 0 | 0
Tech | Warehouse | Refrigeration | Vending and ice makers | TRC | Existing | NE4688 | Floating Head Pressure Controls | Floating Head Pressure Controls | NonEquip | 15 |  | 0% | Tech/Econ | 6.05% | 0 | 0 | 0
Tech | Warehouse | Refrigeration | Vending and ice makers | TRC | Existing | NE4662 | Demand Defrost | Demand Defrost | NonEquip | 10 | Walk-in cooler | 0% | Tech/Econ | 30% | 0 | 0 | 0
Tech | Warehouse | Refrigeration | Vending and ice makers | TRC | Existing | NE4636 | Automatic Door Closer for Walk-in Coolers and Freezers | Automatic Door Closer for Walk-in Coolers and Freezers | NonEquip | 8 | Walk-in cooler | 0% | Tech/Econ | 3.131% | 0 | 0 | 0
Tech | Warehouse | Refrigeration | Vending and ice makers | TRC | Existing | NE4610 | Anti-Sweat Controls | Anti-Sweat Controls | NonEquip | 8 | Display cases | 0% | Tech/Econ | 85% | 0 | 0 | 0
Tech | Warehouse | Refrigeration | Vending and ice makers | TRC | Turnover | ET2582 | Energy Star Vending Machine | Energy Star Vending Machine | Equip | 14 | Vending and ice makers | 0% | Tech/Econ | 36% | 0 | 0 | 0
Tech | Warehouse | Refrigeration | Vending and ice makers | TRC | Turnover | ET2504 | Energy Star Ice Maker | Energy Star Ice Maker | Equip | 8 | Vending and ice makers | 0% | Tech/Econ | 11.39% | 0 | 0 | 0
Tech | Warehouse | Refrigeration | Vending and ice makers | TRC | New | EN2608 | Energy Star Vending Machine | Energy Star Vending Machine | Equip | 14 | Vending and ice makers | 0% | Tech/Econ | 36% | 0 | 0 | 0
Tech | Warehouse | Refrigeration | Vending and ice makers | TRC | New | EN2530 | Energy Star Ice Maker | Energy Star Ice Maker | Equip | 8 | Vending and ice makers | 0% | Tech/Econ | 11.39% | 0 | 0 | 0
Tech | Warehouse | Exterior Lighting | Street lighting | TRC | New | NN5299 | Retro-Commissioning | Retro-Commissioning | NonEquip | 5 |  | 0% | Tech/Econ | 16% | 0 | 0 | 0
Tech | Warehouse | Exterior Lighting | Street lighting | TRC | New | NN2985 | Outdoor Lighting Controls | Outdoor Lighting Controls | NonEquip | 8 | Exterior parking/lot lighting | 0% | Tech/Econ | 28% | 0 | 0 | 0
Tech | Warehouse | Exterior Lighting | Street lighting | TRC | New | NN2959 | Bi-Level Lighting Control (Exterior) | Bi-Level Lighting Control (Exterior) | NonEquip | 9 | Exterior parking/lot lighting | 0% | Tech/Econ | 31% | 0 | 0 | 0
Tech | Warehouse | Exterior Lighting | Street lighting | TRC | Existing | NE5286 | Retro-Commissioning | Retro-Commissioning | NonEquip | 5 |  | 21.99% | Tech/Econ | 16% | 6709.936 | 0 | 3.478
Tech | Warehouse | Exterior Lighting | Street lighting | TRC | Existing | NE2972 | Outdoor Lighting Controls | Outdoor Lighting Controls | NonEquip | 8 | Exterior parking/lot lighting | 0% | Tech/Econ | 28% | 0 | 0 | 0
Tech | Warehouse | Exterior Lighting | Street lighting | TRC | Existing | NE2946 | Bi-Level Lighting Control (Exterior) | Bi-Level Lighting Control (Exterior) | NonEquip | 9 | Exterior parking/lot lighting | 0% | Tech/Econ | 31% | 0 | 0 | 0
Tech | Warehouse | Exterior Lighting | Street lighting | TRC | Turnover | ET794 | LED Traffic and Crosswalk Lighting | LED Traffic and Crosswalk Lighting | Equip | 10 | Street lighting | 0% | Tech/Econ | 37.14% | 0 | 0 | 0
Tech | Warehouse | Exterior Lighting | Street lighting | TRC | Turnover | ET755 | LED Street Lights | LED Street Lights | Equip | 18 | Street lighting | 0% | Tech/Econ | 66.53% | 0 | 0 | 0
Tech | Warehouse | Exterior Lighting | Street lighting | TRC | New | EN820 | LED Traffic and Crosswalk Lighting | LED Traffic and Crosswalk Lighting | Equip | 10 | Street lighting | 0% | Tech/Econ | 37.14% | 0 | 0 | 0
Tech | Warehouse | Exterior Lighting | Street lighting | TRC | New | EN781 | LED Street Lights | LED Street Lights | Equip | 18 | Street lighting | 0% | Tech/Econ | 66.53% | 0 | 0 | 0
Tech | Warehouse | Cooking | Steamer | TRC | Turnover | ET209 | Energy Star Steamer | Energy Star Steamer | Equip | 12 | Steamer | 0% | Tech/Econ | 56.63% | 0 | 0 | 0
Tech | Warehouse | Cooking | Steamer | TRC | New | EN235 | Energy Star Steamer | Energy Star Steamer | Equip | 12 | Steamer | 0% | Tech/Econ | 56.63% | 0 | 0 | 0
Tech | Warehouse | Exterior Lighting | Spot lighting/Security/Flood | TRC | New | NN5299 | Retro-Commissioning | Retro-Commissioning | NonEquip | 5 |  | 0% | Tech/Econ | 16% | 0 | 0 | 0
Tech | Warehouse | Exterior Lighting | Spot lighting/Security/Flood | TRC | New | NN2985 | Outdoor Lighting Controls | Outdoor Lighting Controls | NonEquip | 8 | Exterior parking/lot lighting | 0% | Tech/Econ | 28% | 0 | 0 | 0
Tech | Warehouse | Exterior Lighting | Spot lighting/Security/Flood | TRC | New | NN2959 | Bi-Level Lighting Control (Exterior) | Bi-Level Lighting Control (Exterior) | NonEquip | 9 | Exterior parking/lot lighting | 0% | Tech/Econ | 31% | 0 | 0 | 0
Tech | Warehouse | Exterior Lighting | Spot lighting/Security/Flood | TRC | Existing | NE5286 | Retro-Commissioning | Retro-Commissioning | NonEquip | 5 |  | 21.99% | Tech/Econ | 16% | 5774.4135 | 0 | 2.993
Tech | Warehouse | Exterior Lighting | Spot lighting/Security/Flood | TRC | Existing | NE2972 | Outdoor Lighting Controls | Outdoor Lighting Controls | NonEquip | 8 | Exterior parking/lot lighting | 0% | Tech/Econ | 28% | 0 | 0 | 0
Tech | Warehouse | Exterior Lighting | Spot lighting/Security/Flood | TRC | Existing | NE2946 | Bi-Level Lighting Control (Exterior) | Bi-Level Lighting Control (Exterior) | NonEquip | 9 | Exterior parking/lot lighting | 0% | Tech/Econ | 31% | 0 | 0 | 0
Tech | Warehouse | Exterior Lighting | Spot lighting/Security/Flood | TRC | Turnover | ET677 | LED Exterior Lighting | LED Exterior Lighting | Equip | 13 | Spot lighting/Security/Flood | 4.624% | Tech/Econ | 60.51% | 4724.2122 | 0 | 0
Tech | Warehouse | Exterior Lighting | Spot lighting/Security/Flood | TRC | Turnover | ET560 | LED - 9W Flood | LED - 9W Flood | Equip | 15 | Spot lighting/Security/Flood | 13.31% | Tech/Econ | 86.15% | 21866.0854 | 0 | 0
Tech | Warehouse | Exterior Lighting | Spot lighting/Security/Flood | TRC | Turnover | ET482 | CFL - 15W Flood | CFL - 15W Flood | Equip | 7.8 | Spot lighting/Security/Flood | 0% | Tech/Econ | 76.92% | 0 | 0 | 0
Tech | Warehouse | Exterior Lighting | Spot lighting/Security/Flood | TRC | New | EN703 | LED Exterior Lighting | LED Exterior Lighting | Equip | 13 | Spot lighting/Security/Flood | 4.624% | Tech/Econ | 60.51% | 24.5653 | 0 | 0
Tech | Warehouse | Exterior Lighting | Spot lighting/Security/Flood | TRC | New | EN586 | LED - 9W Flood | LED - 9W Flood | Equip | 15 | Spot lighting/Security/Flood | 86.42% | Tech/Econ | 86.15% | 2558.5023 | 0 | 0
Tech | Warehouse | Exterior Lighting | Spot lighting/Security/Flood | TRC | New | EN508 | CFL - 15W Flood | CFL - 15W Flood | Equip | 7.8 | Spot lighting/Security/Flood | 0% | Tech/Econ | 76.92% | 0 | 0 | 0
Tech | Warehouse | Interior Lighting | Spot lighting | TRC | New | NN5273 | Retro-Commissioning | Retro-Commissioning | NonEquip | 5 |  | 0% | Tech/Econ | 16% | 0 | 0 | 0
Tech | Warehouse | Interior Lighting | Spot lighting | TRC | New | NN4441 | Interior Lighting Controls | Interior Lighting Controls | NonEquip | 8 | Overhead (fluorescent/LED/CFL U-shape) | 0% | Tech/Econ | 28% | 0 | 0 | 0
Tech | Warehouse | Interior Lighting | Spot lighting | TRC | New | NN4415 | Bi-Level Lighting Control (Interior) | Bi-Level Lighting Control (Interior) | NonEquip | 8 | Overhead (fluorescent/LED/CFL U-shape) | 0% | Tech/Econ | 31% | 0 | 0 | 0
Tech | Warehouse | Interior Lighting | Spot lighting | TRC | New | NN3713 | Facility Energy Management System | Facility Energy Management System | NonEquip | 15 |  | 4.276% | Tech/Econ | 24% | 11.647 | 0.0024411 | 0.00020992
Tech | Warehouse | Interior Lighting | Spot lighting | TRC | Existing | NE5260 | Retro-Commissioning | Retro-Commissioning | NonEquip | 5 |  | 21.99% | Tech/Econ | 16% | 1160.4422 | 0.194 | 0.60149
Tech | Warehouse | Interior Lighting | Spot lighting | TRC | Existing | NE4428 | Interior Lighting Controls | Interior Lighting Controls | NonEquip | 8 | Overhead (fluorescent/LED/CFL U-shape) | 0% | Tech/Econ | 28% | 0 | 0 | 0
Tech | Warehouse | Interior Lighting | Spot lighting | TRC | Existing | NE4402 | Bi-Level Lighting Control (Interior) | Bi-Level Lighting Control (Interior) | NonEquip | 8 | Overhead (fluorescent/LED/CFL U-shape) | 0% | Tech/Econ | 31% | 0 | 0 | 0
Tech | Warehouse | Interior Lighting | Spot lighting | TRC | Existing | NE3700 | Facility Energy Management System | Facility Energy Management System | NonEquip | 15 |  | 4.3% | Tech/Econ | 24% | 343.946 | 0.072089 | 0.006199
Tech | Warehouse | Interior Lighting | Spot lighting | TRC | Turnover | ET1613 | LED Display Lighting (Interior) | LED Display Lighting (Interior) | Equip | 15 | Spot lighting | 2.129% | Tech/Econ | 87.04% | 1166.9978 | 0.28658 | 0.064738
Tech | Warehouse | Interior Lighting | Spot lighting | TRC | Turnover | ET1574 | LED - 14W | LED - 14W | Equip | 15 | Spot lighting | 86.42% | Tech/Econ | 53.33% | 28491.1848 | 6.8361 | 1.5806
Tech | Warehouse | Interior Lighting | Spot lighting | TRC | Turnover | ET1457 | CFL-23W | CFL-23W | Equip | 7.8 | Spot lighting | 0% | Tech/Econ | 23.33% | 0 | 0 | 0
Tech | Warehouse | Interior Lighting | Spot lighting | TRC | New | EN1639 | LED Display Lighting (Interior) | LED Display Lighting (Interior) | Equip | 15 | Spot lighting | 0% | Tech/Econ | 87.04% | 0 | 0 | 0
Tech | Warehouse | Interior Lighting | Spot lighting | TRC | New | EN1600 | LED - 14W | LED - 14W | Equip | 15 | Spot lighting | 0% | Tech/Econ | 53.33% | 0 | 0 | 0
Tech | Warehouse | Interior Lighting | Spot lighting | TRC | New | EN1483 | CFL-23W | CFL-23W | Equip | 7.8 | Spot lighting | 0% | Tech/Econ | 23.33% | 0 | 0 | 0
Tech | Warehouse | Office Equipment | Servers | TRC | New | NN4597 | Smart Strip Plug Outlet | Smart Strip Plug Outlet | NonEquip | 4 |  | 43.9% | Tech/Econ | 1.187% | 8.3988 | 0.0012489 | 0
Tech | Warehouse | Office Equipment | Servers | TRC | New | NN4571 | Network PC Power Management | Network PC Power Management | NonEquip | 5 | Computers | 0% | Tech/Econ | 56.5% | 0 | 0 | 0
Tech | Warehouse | Office Equipment | Servers | TRC | Existing | NE4584 | Smart Strip Plug Outlet | Smart Strip Plug Outlet | NonEquip | 4 |  | 43.9% | Tech/Econ | 1.187% | 466.112 | 0.069308 | 0
Tech | Warehouse | Office Equipment | Servers | TRC | Existing | NE4558 | Network PC Power Management | Network PC Power Management | NonEquip | 5 | Computers | 0% | Tech/Econ | 56.5% | 0 | 0 | 0
Tech | Warehouse | Office Equipment | Servers | TRC | Turnover | ET2309 | Server Virtualization | Server Virtualization | Equip | 3 | Servers | 0% | Tech/Econ | 85.71% | 0 | 0 | 0
Tech | Warehouse | Office Equipment | Servers | TRC | Turnover | ET2231 | Energy Star Servers | Energy Star Servers | Equip | 4 | Servers | 0% | Tech/Econ | 23.08% | 0 | 0 | 0
Tech | Warehouse | Office Equipment | Servers | TRC | Turnover | ET1145 | High Efficiency Data Center Cooling | High Efficiency Data Center Cooling | Equip | 20 | Servers | 0% | Tech/Econ | 28% | 0 | 0 | 0
Tech | Warehouse | Office Equipment | Servers | TRC | New | EN2335 | Server Virtualization | Server Virtualization | Equip | 3 | Servers | 0% | Tech/Econ | 85.71% | 0 | 0 | 0
Tech | Warehouse | Office Equipment | Servers | TRC | New | EN2257 | Energy Star Servers | Energy Star Servers | Equip | 4 | Servers | 0% | Tech/Econ | 23.08% | 0 | 0 | 0
Tech | Warehouse | Office Equipment | Servers | TRC | New | EN1171 | High Efficiency Data Center Cooling | High Efficiency Data Center Cooling | Equip | 20 | Servers | 0% | Tech/Econ | 28% | 0 | 0 | 0
Tech | Warehouse | Space Cooling | Residential-type central air conditioners | TRC | New | NN5377 | Retro-Commissioning | Retro-Commissioning | NonEquip | 5 |  | 0% | Tech/Econ | 16% | 0 | 0 | 0
Tech | Warehouse | Space Cooling | Residential-type central air conditioners | TRC | New | NN4389 | Window Sun Protection | Window Sun Protection | NonEquip | 10 |  | 15.35% | Tech/Econ | 16% | 0 | 0 | 0
Tech | Warehouse | Space Cooling | Residential-type central air conditioners | TRC | New | NN4363 | Waterside Economizer | Waterside Economizer | NonEquip | 20 |  | 0% | Tech/Econ | 5.556% | 0 | 0 | 0
Tech | Warehouse | Space Cooling | Residential-type central air conditioners | TRC | New | NN4155 | Smart Thermostat | Smart Thermostat | NonEquip | 11 |  | 31.48% | Tech/Econ | 10% | 0 | 0 | 0
Tech | Warehouse | Space Cooling | Residential-type central air conditioners | TRC | New | NN4129 | Roof Insulation | Roof Insulation | NonEquip | 20 |  | 58.5% | Tech/Econ | 8.906% | 0 | 0 | 0
Tech | Warehouse | Space Cooling | Residential-type central air conditioners | TRC | New | NN3999 | Low U-Value Windows | Low U-Value Windows | NonEquip | 20 |  | 12.54% | Tech/Econ | 10% | 0 | 0 | 0
Tech | Warehouse | Space Cooling | Residential-type central air conditioners | TRC | New | NN3921 | HVAC tune-up_RTU | HVAC tune-up_RTU | NonEquip | 5 | Packaged air conditioning units (RTUs) | 0% | Tech/Econ | 5% | 0 | 0 | 0
Tech | Warehouse | Space Cooling | Residential-type central air conditioners | TRC | New | NN3817 | Green Roof | Green Roof | NonEquip | 15 |  | 0.294% | Tech/Econ | 10.32% | 0 | 0 | 0
Tech | Warehouse | Space Cooling | Residential-type central air conditioners | TRC | New | NN3687 | Facility Energy Management System | Facility Energy Management System | NonEquip | 15 |  | 4.276% | Tech/Econ | 20% | 0 | 0 | 0
Tech | Warehouse | Space Cooling | Residential-type central air conditioners | TRC | New | NN3635 | Facility Commissioning | Facility Commissioning | NonEquip | 10 |  | 53.41% | Tech/Econ | 16% | 0 | 0 | 0
Tech | Warehouse | Space Cooling | Residential-type central air conditioners | TRC | New | NN3609 | Energy Recovery Ventilation System (ERV) | Energy Recovery Ventilation System (ERV) | NonEquip | 15 | Packaged air conditioning units (RTUs) | 0% | Tech/Econ | 9.935% | 0 | 0 | 0
Tech | Warehouse | Space Cooling | Residential-type central air conditioners | TRC | New | NN3531 | Duct Sealing Repair | Duct Sealing Repair | NonEquip | 15 |  | 0% | Tech/Econ | 12% | 0 | 0 | 0
Tech | Warehouse | Space Cooling | Residential-type central air conditioners | TRC | New | NN3427 | Dedicated Outdoor Air System on VRF unit | Dedicated Outdoor Air System on VRF unit | NonEquip | 15 | Residential-type central air conditioners | 58.91% | Tech/Econ | 17.5% | 0 | 0 | 0
Tech | Warehouse | Space Cooling | Residential-type central air conditioners | TRC | New | NN3375 | Cool Roof | Cool Roof | NonEquip | 15 |  | 72.51% | Tech/Econ | 14.67% | 0 | 0 | 0
Tech | Warehouse | Space Cooling | Residential-type central air conditioners | TRC | New | NN3323 | Chilled Water System - Variable Speed Drives | Chilled Water System - Variable Speed Drives | NonEquip | 13 | Central chillers inside | 0% | Tech/Econ | 24.74% | 0 | 0 | 0
Tech | Warehouse | Space Cooling | Residential-type central air conditioners | TRC | New | NN3297 | Chilled Water Controls Optimization | Chilled Water Controls Optimization | NonEquip | 10 | Central chillers inside | 0% | Tech/Econ | 12.5% | 0 | 0 | 0
Tech | Warehouse | Space Cooling | Residential-type central air conditioners | TRC | New | NN3219 | Ceiling Insulation(R2 to R38) | Ceiling Insulation(R2 to R38) | NonEquip | 20 |  | 0% | Tech/Econ | 94.74% | 0 | 0 | 0
Tech | Warehouse | Space Cooling | Residential-type central air conditioners | TRC | New | NN3167 | Ceiling Insulation(R19 to R38) | Ceiling Insulation(R19 to R38) | NonEquip | 20 |  | 0% | Tech/Econ | 6.75% | 0 | 0 | 0
Tech | Warehouse | Space Cooling | Residential-type central air conditioners | TRC | New | NN3115 | Ceiling Insulation(R12 to R38) | Ceiling Insulation(R12 to R38) | NonEquip | 20 |  | 0% | Tech/Econ | 14.62% | 0 | 0 | 0
Tech | Warehouse | Space Cooling | Residential-type central air conditioners | TRC | New | NN3063 | Airside Economizer | Airside Economizer | NonEquip | 10 | Packaged air conditioning units (RTUs) | 0% | Tech/Econ | 5.556% | 0 | 0 | 0
Tech | Warehouse | Space Cooling | Residential-type central air conditioners | TRC | Existing | NE5364 | Retro-Commissioning | Retro-Commissioning | NonEquip | 5 |  | 21.99% | Tech/Econ | 16% | 0 | 0 | 0
Tech | Warehouse | Space Cooling | Residential-type central air conditioners | TRC | Existing | NE4376 | Window Sun Protection | Window Sun Protection | NonEquip | 10 |  | 7.316% | Tech/Econ | 16% | 0 | 0 | 0
Tech | Warehouse | Space Cooling | Residential-type central air conditioners | TRC | Existing | NE4350 | Waterside Economizer | Waterside Economizer | NonEquip | 20 |  | 0% | Tech/Econ | 5.556% | 0 | 0 | 0
Tech | Warehouse | Space Cooling | Residential-type central air conditioners | TRC | Existing | NE4298 | Warehouse Loading Dock Seals | Warehouse Loading Dock Seals | NonEquip | 18 |  | 24.61% | Tech/Econ | 4.139% | 0 | 0 | 0
Tech | Warehouse | Space Cooling | Residential-type central air conditioners | TRC | Existing | NE4220 | Wall Insulation | Wall Insulation | NonEquip | 20 |  | 0% | Tech/Econ | 45.6% | 0 | 0 | 0
Tech | Warehouse | Space Cooling | Residential-type central air conditioners | TRC | Existing | NE4142 | Smart Thermostat | Smart Thermostat | NonEquip | 11 |  | 31.48% | Tech/Econ | 10% | 0 | 0 | 0
Tech | Warehouse | Space Cooling | Residential-type central air conditioners | TRC | Existing | NE4116 | Roof Insulation | Roof Insulation | NonEquip | 20 |  | 58.5% | Tech/Econ | 17.81% | 0 | 0 | 0
Tech | Warehouse | Space Cooling | Residential-type central air conditioners | TRC | Existing | NE4038 | Programmable Thermostat | Programmable Thermostat | NonEquip | 11 |  | 0% | Tech/Econ | 3.6% | 0 | 0 | 0
Tech | Warehouse | Space Cooling | Residential-type central air conditioners | TRC | Existing | NE3986 | Low U-Value Windows | Low U-Value Windows | NonEquip | 20 |  | 5.017% | Tech/Econ | 46% | 0 | 0 | 0
Tech | Warehouse | Space Cooling | Residential-type central air conditioners | TRC | Existing | NE3908 | HVAC tune-up_RTU | HVAC tune-up_RTU | NonEquip | 5 | Packaged air conditioning units (RTUs) | 0% | Tech/Econ | 5% | 0 | 0 | 0
Tech | Warehouse | Space Cooling | Residential-type central air conditioners | TRC | Existing | NE3882 | HVAC tune-up | HVAC tune-up | NonEquip | 5 | Residential-type central air conditioners | 0% | Tech/Econ | 5% | 0 | 0 | 0
Tech | Warehouse | Space Cooling | Residential-type central air conditioners | TRC | Existing | NE3804 | Green Roof | Green Roof | NonEquip | 15 |  | 0.0588% | Tech/Econ | 10.32% | 0 | 0 | 0
Tech | Warehouse | Space Cooling | Residential-type central air conditioners | TRC | Existing | NE3752 | Floor Insulation | Floor Insulation | NonEquip | 20 |  | 19.95% | Tech/Econ | 4.673% | 0 | 0 | 0
Tech | Warehouse | Space Cooling | Residential-type central air conditioners | TRC | Existing | NE3674 | Facility Energy Management System | Facility Energy Management System | NonEquip | 15 |  | 4.3% | Tech/Econ | 20% | 0 | 0 | 0
Tech | Warehouse | Space Cooling | Residential-type central air conditioners | TRC | Existing | NE3596 | Energy Recovery Ventilation System (ERV) | Energy Recovery Ventilation System (ERV) | NonEquip | 15 | Packaged air conditioning units (RTUs) | 0% | Tech/Econ | 9.935% | 0 | 0 | 0
Tech | Warehouse | Space Cooling | Residential-type central air conditioners | TRC | Existing | NE3518 | Duct Sealing Repair | Duct Sealing Repair | NonEquip | 15 |  | 0% | Tech/Econ | 12% | 0 | 0 | 0
Tech | Warehouse | Space Cooling | Residential-type central air conditioners | TRC | Existing | NE3414 | Dedicated Outdoor Air System on VRF unit | Dedicated Outdoor Air System on VRF unit | NonEquip | 15 | Residential-type central air conditioners | 58.91% | Tech/Econ | 17.5% | 0 | 0 | 0
Tech | Warehouse | Space Cooling | Residential-type central air conditioners | TRC | Existing | NE3362 | Cool Roof | Cool Roof | NonEquip | 15 |  | 72.75% | Tech/Econ | 14.67% | 0 | 0 | 0
Tech | Warehouse | Space Cooling | Residential-type central air conditioners | TRC | Existing | NE3310 | Chilled Water System - Variable Speed Drives | Chilled Water System - Variable Speed Drives | NonEquip | 13 | Central chillers inside | 0% | Tech/Econ | 24.74% | 0 | 0 | 0
Tech | Warehouse | Space Cooling | Residential-type central air conditioners | TRC | Existing | NE3284 | Chilled Water Controls Optimization | Chilled Water Controls Optimization | NonEquip | 10 | Central chillers inside | 0% | Tech/Econ | 12.5% | 0 | 0 | 0
Tech | Warehouse | Space Cooling | Residential-type central air conditioners | TRC | Existing | NE3206 | Ceiling Insulation(R2 to R38) | Ceiling Insulation(R2 to R38) | NonEquip | 20 |  | 0% | Tech/Econ | 94.74% | 0 | 0 | 0
Tech | Warehouse | Space Cooling | Residential-type central air conditioners | TRC | Existing | NE3154 | Ceiling Insulation(R19 to R38) | Ceiling Insulation(R19 to R38) | NonEquip | 20 |  | 0% | Tech/Econ | 6.75% | 0 | 0 | 0
Tech | Warehouse | Space Cooling | Residential-type central air conditioners | TRC | Existing | NE3102 | Ceiling Insulation(R12 to R38) | Ceiling Insulation(R12 to R38) | NonEquip | 20 |  | 0% | Tech/Econ | 14.62% | 0 | 0 | 0
Tech | Warehouse | Space Cooling | Residential-type central air conditioners | TRC | Existing | NE3050 | Airside Economizer | Airside Economizer | NonEquip | 10 | Packaged air conditioning units (RTUs) | 0% | Tech/Econ | 5.556% | 0 | 0 | 0
Tech | Warehouse | Space Cooling | Residential-type central air conditioners | TRC | Turnover | ET833 | Geothermal Heat Pump | Geothermal Heat Pump | Equip | 15 | Residential-type central air conditioners | 30.5% | Tech/Econ | 21.18% | 0 | 0 | 0
Tech | Warehouse | Space Cooling | Residential-type central air conditioners | TRC | Turnover | ET1379 | Variable Refrigerant Flow (VRF) HVAC Systems | Variable Refrigerant Flow (VRF) HVAC Systems | Equip | 15 | Residential-type central air conditioners | 49.09% | Tech/Econ | 36.88% | 0 | 0 | 0
Tech | Warehouse | Space Cooling | Residential-type central air conditioners | TRC | Turnover | ET1301 | High Efficiency PTHP | High Efficiency PTHP | Equip | 15 | Residential-type central air conditioners | 0% | Tech/Econ | 23.64% | 0 | 0 | 0
Tech | Warehouse | Space Cooling | Residential-type central air conditioners | TRC | Turnover | ET1262 | High Efficiency PTAC | High Efficiency PTAC | Equip | 15 | Residential-type central air conditioners | 0% | Tech/Econ | 23.64% | 0 | 0 | 0
Tech | Warehouse | Space Cooling | Residential-type central air conditioners | TRC | New | EN859 | Geothermal Heat Pump | Geothermal Heat Pump | Equip | 15 | Residential-type central air conditioners | 30.5% | Tech/Econ | 21.18% | 0 | 0 | 0
Tech | Warehouse | Space Cooling | Residential-type central air conditioners | TRC | New | EN1405 | Variable Refrigerant Flow (VRF) HVAC Systems | Variable Refrigerant Flow (VRF) HVAC Systems | Equip | 15 | Residential-type central air conditioners | 49.09% | Tech/Econ | 36.88% | 0 | 0 | 0
Tech | Warehouse | Space Cooling | Residential-type central air conditioners | TRC | New | EN1327 | High Efficiency PTHP | High Efficiency PTHP | Equip | 15 | Residential-type central air conditioners | 0% | Tech/Econ | 23.64% | 0 | 0 | 0
Tech | Warehouse | Space Cooling | Residential-type central air conditioners | TRC | New | EN1288 | High Efficiency PTAC | High Efficiency PTAC | Equip | 15 | Residential-type central air conditioners | 0% | Tech/Econ | 23.64% | 0 | 0 | 0
Tech | Warehouse | Space Heating | Residential/split system heat pump | TRC | New | NN5351 | Retro-Commissioning | Retro-Commissioning | NonEquip | 5 |  | 0% | Tech/Econ | 16% | 0 | 0 | 0
Tech | Warehouse | Space Heating | Residential/split system heat pump | TRC | New | NN4337 | Water Cooled Refrigeration Heat Recovery | Water Cooled Refrigeration Heat Recovery | NonEquip | 20 |  | 0% | Tech/Econ | 10% | 0 | 0 | 0
Tech | Warehouse | Space Heating | Residential/split system heat pump | TRC | New | NN4285 | Warehouse Loading Dock Seals | Warehouse Loading Dock Seals | NonEquip | 18 |  | 16.55% | Tech/Econ | 5.114% | 0 | 0 | 0
Tech | Warehouse | Space Heating | Residential/split system heat pump | TRC | New | NN4181 | Smart Thermostat | Smart Thermostat | NonEquip | 11 |  | 31.48% | Tech/Econ | 10% | 0 | 0 | 0
Tech | Warehouse | Space Heating | Residential/split system heat pump | TRC | New | NN4103 | Roof Insulation | Roof Insulation | NonEquip | 20 |  | 58.5% | Tech/Econ | 11.01% | 233.7666 | 0 | 0.047331
Tech | Warehouse | Space Heating | Residential/split system heat pump | TRC | New | NN4077 | Programmable Thermostat | Programmable Thermostat | NonEquip | 11 |  | 0% | Tech/Econ | 3.6% | 0 | 0 | 0
Tech | Warehouse | Space Heating | Residential/split system heat pump | TRC | New | NN4025 | Low U-Value Windows | Low U-Value Windows | NonEquip | 20 |  | 12.54% | Tech/Econ | 10% | 0 | 0 | 0
Tech | Warehouse | Space Heating | Residential/split system heat pump | TRC | New | NN3947 | Infiltration Reduction - Air Sealing | Infiltration Reduction - Air Sealing | NonEquip | 11 |  | 0% | Tech/Econ | 2.557% | 0 | 0 | 0
Tech | Warehouse | Space Heating | Residential/split system heat pump | TRC | New | NN3791 | Green Roof | Green Roof | NonEquip | 15 |  | 0.294% | Tech/Econ | 17.01% | 5.7416 | 0 | 0
Tech | Warehouse | Space Heating | Residential/split system heat pump | TRC | New | NN3739 | Floor Insulation | Floor Insulation | NonEquip | 20 |  | 49.87% | Tech/Econ | 5.774% | 0 | 0 | 0
Tech | Warehouse | Space Heating | Residential/split system heat pump | TRC | New | NN3661 | Facility Energy Management System | Facility Energy Management System | NonEquip | 15 |  | 4.276% | Tech/Econ | 20% | 99.0493 | 0 | 0.0017852
Tech | Warehouse | Space Heating | Residential/split system heat pump | TRC | New | NN3557 | Duct Sealing Repair | Duct Sealing Repair | NonEquip | 15 |  | 0% | Tech/Econ | 12% | 0 | 0 | 0
Tech | Warehouse | Space Heating | Residential/split system heat pump | TRC | New | NN3505 | Duct Insulation | Duct Insulation | NonEquip | 15 |  | 0% | Tech/Econ | 2.045% | 0 | 0 | 0
Tech | Warehouse | Space Heating | Residential/split system heat pump | TRC | New | NN3453 | Destratification Fans | Destratification Fans | NonEquip | 10 |  | 74.65% | Tech/Econ | 14.62% | 1252.6703 | 0 | 0.25363
Tech | Warehouse | Space Heating | Residential/split system heat pump | TRC | New | NN3401 | Dedicated Outdoor Air System on VRF unit | Dedicated Outdoor Air System on VRF unit | NonEquip | 15 | Residential/split system heat pump | 58.91% | Tech/Econ | 10% | 508.5867 | 0 | 0.15642
Tech | Warehouse | Space Heating | Residential/split system heat pump | TRC | New | NN3349 | Cool Roof | Cool Roof | NonEquip | 15 |  | 72.51% | Tech/Econ | 1.92% | 0 | 0 | 0
Tech | Warehouse | Space Heating | Residential/split system heat pump | TRC | New | NN3245 | Ceiling Insulation(R30 to R38) | Ceiling Insulation(R30 to R38) | NonEquip | 20 |  | 0% | Tech/Econ | 2.224% | 0 | 0 | 0
Tech | Warehouse | Space Heating | Residential/split system heat pump | TRC | New | NN3193 | Ceiling Insulation(R2 to R38) | Ceiling Insulation(R2 to R38) | NonEquip | 20 |  | 0% | Tech/Econ | 94.74% | 0 | 0 | 0
Tech | Warehouse | Space Heating | Residential/split system heat pump | TRC | New | NN3141 | Ceiling Insulation(R19 to R38) | Ceiling Insulation(R19 to R38) | NonEquip | 20 |  | 0% | Tech/Econ | 8.341% | 0 | 0 | 0
Tech | Warehouse | Space Heating | Residential/split system heat pump | TRC | New | NN3089 | Ceiling Insulation(R12 to R38) | Ceiling Insulation(R12 to R38) | NonEquip | 20 |  | 0% | Tech/Econ | 18.07% | 0 | 0 | 0
Tech | Warehouse | Space Heating | Residential/split system heat pump | TRC | New | NN3011 | Air Curtains | Air Curtains | NonEquip | 8 |  | 0% | Tech/Econ | 2.55% | 0 | 0 | 0
Tech | Warehouse | Space Heating | Residential/split system heat pump | TRC | Existing | NE5338 | Retro-Commissioning | Retro-Commissioning | NonEquip | 5 |  | 21.99% | Tech/Econ | 16% | 14719.9462 | 0 | 7.6298
Tech | Warehouse | Space Heating | Residential/split system heat pump | TRC | Existing | NE4324 | Water Cooled Refrigeration Heat Recovery | Water Cooled Refrigeration Heat Recovery | NonEquip | 20 |  | 0% | Tech/Econ | 10% | 0 | 0 | 0
Tech | Warehouse | Space Heating | Residential/split system heat pump | TRC | Existing | NE4272 | Warehouse Loading Dock Seals | Warehouse Loading Dock Seals | NonEquip | 18 |  | 24.61% | Tech/Econ | 5.643% | 5945.5153 | 0 | 1.2038
Tech | Warehouse | Space Heating | Residential/split system heat pump | TRC | Existing | NE4246 | Wall Insulation | Wall Insulation | NonEquip | 20 |  | 0% | Tech/Econ | 9.08% | 0 | 0 | 0
Tech | Warehouse | Space Heating | Residential/split system heat pump | TRC | Existing | NE4168 | Smart Thermostat | Smart Thermostat | NonEquip | 11 |  | 31.48% | Tech/Econ | 10% | 14092.5288 | 0 | -2.3156
Tech | Warehouse | Space Heating | Residential/split system heat pump | TRC | Existing | NE4090 | Roof Insulation | Roof Insulation | NonEquip | 20 |  | 58.5% | Tech/Econ | 24.29% | 89213.4312 | 0 | 18.063
Tech | Warehouse | Space Heating | Residential/split system heat pump | TRC | Existing | NE4064 | Programmable Thermostat | Programmable Thermostat | NonEquip | 11 |  | 0% | Tech/Econ | 3.6% | 0 | 0 | 0
Tech | Warehouse | Space Heating | Residential/split system heat pump | TRC | Existing | NE4012 | Low U-Value Windows | Low U-Value Windows | NonEquip | 20 |  | 5.017% | Tech/Econ | 46% | 17521.731 | 0 | -1.0186
Tech | Warehouse | Space Heating | Residential/split system heat pump | TRC | Existing | NE3934 | Infiltration Reduction - Air Sealing | Infiltration Reduction - Air Sealing | NonEquip | 11 |  | 0% | Tech/Econ | 2.821% | 0 | 0 | 0
Tech | Warehouse | Space Heating | Residential/split system heat pump | TRC | Existing | NE3856 | Hotel Card Energy Control Systems | Hotel Card Energy Control Systems | NonEquip | 15 |  | 0% | Tech/Econ | 0% | 0 | 0 | 0
Tech | Warehouse | Space Heating | Residential/split system heat pump | TRC | Existing | NE3778 | Green Roof | Green Roof | NonEquip | 15 |  | 0.0588% | Tech/Econ | 18.77% | 58.9355 | 0 | 0
Tech | Warehouse | Space Heating | Residential/split system heat pump | TRC | Existing | NE3726 | Floor Insulation | Floor Insulation | NonEquip | 20 |  | 19.95% | Tech/Econ | 6.372% | 5511.5694 | 0 | 1.1159
Tech | Warehouse | Space Heating | Residential/split system heat pump | TRC | Existing | NE3648 | Facility Energy Management System | Facility Energy Management System | NonEquip | 15 |  | 4.3% | Tech/Econ | 20% | 4633.1899 | 0 | 0.083505
Tech | Warehouse | Space Heating | Residential/split system heat pump | TRC | Existing | NE3570 | ECM Motors on Furnaces | ECM Motors on Furnaces | NonEquip | 15 | Forced air furnace | 0% | Tech/Econ | 1.706% | 0 | 0 | 0
Tech | Warehouse | Space Heating | Residential/split system heat pump | TRC | Existing | NE3544 | Duct Sealing Repair | Duct Sealing Repair | NonEquip | 15 |  | 0% | Tech/Econ | 12% | 0 | 0 | 0
Tech | Warehouse | Space Heating | Residential/split system heat pump | TRC | Existing | NE3492 | Duct Insulation | Duct Insulation | NonEquip | 15 |  | 0% | Tech/Econ | 2.045% | 0 | 0 | 0
Tech | Warehouse | Space Heating | Residential/split system heat pump | TRC | Existing | NE3440 | Destratification Fans | Destratification Fans | NonEquip | 10 |  | 74.65% | Tech/Econ | 14.62% | 58286.271 | 0 | 11.8012
Tech | Warehouse | Space Heating | Residential/split system heat pump | TRC | Existing | NE3388 | Dedicated Outdoor Air System on VRF unit | Dedicated Outdoor Air System on VRF unit | NonEquip | 15 | Residential/split system heat pump | 58.91% | Tech/Econ | 10% | 28028.2029 | 0 | 8.6203
Tech | Warehouse | Space Heating | Residential/split system heat pump | TRC | Existing | NE3336 | Cool Roof | Cool Roof | NonEquip | 15 |  | 72.75% | Tech/Econ | 2.119% | 6222.6102 | 0 | 0
Tech | Warehouse | Space Heating | Residential/split system heat pump | TRC | Existing | NE3232 | Ceiling Insulation(R30 to R38) | Ceiling Insulation(R30 to R38) | NonEquip | 20 |  | 0% | Tech/Econ | 2.454% | 0 | 0 | 0
Tech | Warehouse | Space Heating | Residential/split system heat pump | TRC | Existing | NE3180 | Ceiling Insulation(R2 to R38) | Ceiling Insulation(R2 to R38) | NonEquip | 20 |  | 0% | Tech/Econ | 94.74% | 0 | 0 | 0
Tech | Warehouse | Space Heating | Residential/split system heat pump | TRC | Existing | NE3128 | Ceiling Insulation(R19 to R38) | Ceiling Insulation(R19 to R38) | NonEquip | 20 |  | 0% | Tech/Econ | 9.203% | 0 | 0 | 0
Tech | Warehouse | Space Heating | Residential/split system heat pump | TRC | Existing | NE3076 | Ceiling Insulation(R12 to R38) | Ceiling Insulation(R12 to R38) | NonEquip | 20 |  | 0% | Tech/Econ | 19.94% | 0 | 0 | 0
Tech | Warehouse | Space Heating | Residential/split system heat pump | TRC | Existing | NE2998 | Air Curtains | Air Curtains | NonEquip | 8 |  | 0% | Tech/Econ | 2.55% | 0 | 0 | 0
Tech | Warehouse | Space Heating | Residential/split system heat pump | TRC | Turnover | ET872 | Geothermal Heat Pump | Geothermal Heat Pump | Equip | 15 | Residential/split system heat pump | 30.5% | Tech/Econ | 2.941% | 3786.8589 | 0 | 1.2508
Tech | Warehouse | Space Heating | Residential/split system heat pump | TRC | Turnover | ET1418 | Variable Refrigerant Flow (VRF) HVAC Systems | Variable Refrigerant Flow (VRF) HVAC Systems | Equip | 15 | Residential/split system heat pump | 49.09% | Tech/Econ | 31.25% | 113798.8025 | 0 | 34.9999
Tech | Warehouse | Space Heating | Residential/split system heat pump | TRC | Turnover | ET1340 | High Efficiency PTHP | High Efficiency PTHP | Equip | 15 | Residential/split system heat pump | 0% | Tech/Econ | 9.375% | 0 | 0 | 0
Tech | Warehouse | Space Heating | Residential/split system heat pump | TRC | New | EN898 | Geothermal Heat Pump | Geothermal Heat Pump | Equip | 15 | Residential/split system heat pump | 30.5% | Tech/Econ | 2.941% | 0 | 0 | 0
Tech | Warehouse | Space Heating | Residential/split system heat pump | TRC | New | EN1444 | Variable Refrigerant Flow (VRF) HVAC Systems | Variable Refrigerant Flow (VRF) HVAC Systems | Equip | 15 | Residential/split system heat pump | 49.09% | Tech/Econ | 31.25% | 2098.9719 | 0 | 0.64556
Tech | Warehouse | Space Heating | Residential/split system heat pump | TRC | New | EN1366 | High Efficiency PTHP | High Efficiency PTHP | Equip | 15 | Residential/split system heat pump | 0% | Tech/Econ | 9.375% | 0 | 0 | 0
Tech | Warehouse | Refrigeration | Residential style | TRC | New | NN5325 | Retro-Commissioning | Retro-Commissioning | NonEquip | 5 |  | 0% | Tech/Econ | 16% | 0 | 0 | 0
Tech | Warehouse | Refrigeration | Residential style | TRC | New | NN4909 | Strip Curtains for Walk-ins | Strip Curtains for Walk-ins | NonEquip | 4 | Walk-in cooler | 0% | Tech/Econ | 2.115% | 0 | 0 | 0
Tech | Warehouse | Refrigeration | Residential style | TRC | New | NN4883 | Refrigerated Display Case Lighting Controls | Refrigerated Display Case Lighting Controls | NonEquip | 8 | Display cases | 0% | Tech/Econ | 0.9365% | 0 | 0 | 0
Tech | Warehouse | Refrigeration | Residential style | TRC | New | NN4857 | PSC to ECM Evaporator Fan Motor (Walk-In, Refrigerator) | PSC to ECM Evaporator Fan Motor (Walk-In, Refrigerator) | NonEquip | 15 | Walk-in cooler | 0% | Tech/Econ | 37.5% | 0 | 0 | 0
Tech | Warehouse | Refrigeration | Residential style | TRC | New | NN4831 | PSC to ECM Evaporator Fan Motor (Reach-In) | PSC to ECM Evaporator Fan Motor (Reach-In) | NonEquip | 15 | Display cases | 0% | Tech/Econ | 37.5% | 0 | 0 | 0
Tech | Warehouse | Refrigeration | Residential style | TRC | New | NN4805 | Night Covers for Display Cases | Night Covers for Display Cases | NonEquip | 5 | Display cases | 0% | Tech/Econ | 1.877% | 0 | 0 | 0
Tech | Warehouse | Refrigeration | Residential style | TRC | New | NN4779 | High R-Value Glass Doors | High R-Value Glass Doors | NonEquip | 12 | Display cases | 0% | Tech/Econ | 0% | 0 | 0 | 0
Tech | Warehouse | Refrigeration | Residential style | TRC | New | NN4753 | High Efficiency Refrigeration Compressor | High Efficiency Refrigeration Compressor | NonEquip | 13 | Display cases | 0% | Tech/Econ | 6.922% | 0 | 0 | 0
Tech | Warehouse | Refrigeration | Residential style | TRC | New | NN4727 | Freezer-Cooler Replacement Gaskets | Freezer-Cooler Replacement Gaskets | NonEquip | 4 | Display cases | 0% | Tech/Econ | 0% | 0 | 0 | 0
Tech | Warehouse | Refrigeration | Residential style | TRC | New | NN4701 | Floating Head Pressure Controls | Floating Head Pressure Controls | NonEquip | 15 |  | 0% | Tech/Econ | 6.05% | 0 | 0 | 0
Tech | Warehouse | Refrigeration | Residential style | TRC | New | NN4675 | Demand Defrost | Demand Defrost | NonEquip | 10 | Walk-in cooler | 0% | Tech/Econ | 30% | 0 | 0 | 0
Tech | Warehouse | Refrigeration | Residential style | TRC | New | NN4649 | Automatic Door Closer for Walk-in Coolers and Freezers | Automatic Door Closer for Walk-in Coolers and Freezers | NonEquip | 8 | Walk-in cooler | 0% | Tech/Econ | 3.131% | 0 | 0 | 0
Tech | Warehouse | Refrigeration | Residential style | TRC | New | NN4623 | Anti-Sweat Controls | Anti-Sweat Controls | NonEquip | 8 | Display cases | 0% | Tech/Econ | 85% | 0 | 0 | 0
Tech | Warehouse | Refrigeration | Residential style | TRC | Existing | NE5312 | Retro-Commissioning | Retro-Commissioning | NonEquip | 5 |  | 21.99% | Tech/Econ | 16% | 489817.2813 | 81.8885 | 253.8867
Tech | Warehouse | Refrigeration | Residential style | TRC | Existing | NE4896 | Strip Curtains for Walk-ins | Strip Curtains for Walk-ins | NonEquip | 4 | Walk-in cooler | 0% | Tech/Econ | 2.115% | 0 | 0 | 0
Tech | Warehouse | Refrigeration | Residential style | TRC | Existing | NE4870 | Refrigerated Display Case Lighting Controls | Refrigerated Display Case Lighting Controls | NonEquip | 8 | Display cases | 0% | Tech/Econ | 2.524% | 0 | 0 | 0
Tech | Warehouse | Refrigeration | Residential style | TRC | Existing | NE4844 | PSC to ECM Evaporator Fan Motor (Walk-In, Refrigerator) | PSC to ECM Evaporator Fan Motor (Walk-In, Refrigerator) | NonEquip | 15 | Walk-in cooler | 0% | Tech/Econ | 37.5% | 0 | 0 | 0
Tech | Warehouse | Refrigeration | Residential style | TRC | Existing | NE4818 | PSC to ECM Evaporator Fan Motor (Reach-In) | PSC to ECM Evaporator Fan Motor (Reach-In) | NonEquip | 15 | Display cases | 0% | Tech/Econ | 37.5% | 0 | 0 | 0
Tech | Warehouse | Refrigeration | Residential style | TRC | Existing | NE4792 | Night Covers for Display Cases | Night Covers for Display Cases | NonEquip | 5 | Display cases | 0% | Tech/Econ | 1.877% | 0 | 0 | 0
Tech | Warehouse | Refrigeration | Residential style | TRC | Existing | NE4766 | High R-Value Glass Doors | High R-Value Glass Doors | NonEquip | 12 | Display cases | 0% | Tech/Econ | 23.81% | 0 | 0 | 0
Tech | Warehouse | Refrigeration | Residential style | TRC | Existing | NE4740 | High Efficiency Refrigeration Compressor | High Efficiency Refrigeration Compressor | NonEquip | 13 | Display cases | 0% | Tech/Econ | 6.922% | 0 | 0 | 0
Tech | Warehouse | Refrigeration | Residential style | TRC | Existing | NE4714 | Freezer-Cooler Replacement Gaskets | Freezer-Cooler Replacement Gaskets | NonEquip | 4 | Display cases | 0% | Tech/Econ | 3.131% | 0 | 0 | 0
Tech | Warehouse | Refrigeration | Residential style | TRC | Existing | NE4688 | Floating Head Pressure Controls | Floating Head Pressure Controls | NonEquip | 15 |  | 0% | Tech/Econ | 6.05% | 0 | 0 | 0
Tech | Warehouse | Refrigeration | Residential style | TRC | Existing | NE4662 | Demand Defrost | Demand Defrost | NonEquip | 10 | Walk-in cooler | 0% | Tech/Econ | 30% | 0 | 0 | 0
Tech | Warehouse | Refrigeration | Residential style | TRC | Existing | NE4636 | Automatic Door Closer for Walk-in Coolers and Freezers | Automatic Door Closer for Walk-in Coolers and Freezers | NonEquip | 8 | Walk-in cooler | 0% | Tech/Econ | 3.131% | 0 | 0 | 0
Tech | Warehouse | Refrigeration | Residential style | TRC | Existing | NE4610 | Anti-Sweat Controls | Anti-Sweat Controls | NonEquip | 8 | Display cases | 0% | Tech/Econ | 85% | 0 | 0 | 0
Tech | Warehouse | Refrigeration | Residential style | TRC | Turnover | ET2543 | Energy Star Refrigerator | Energy Star Refrigerator | Equip | 12 | Residential style | 45.6% | Tech/Econ | 21.99% | 1551509.906 | 204.2717 | 160.7331
Tech | Warehouse | Refrigeration | Residential style | TRC | New | EN2569 | Energy Star Refrigerator | Energy Star Refrigerator | Equip | 12 | Residential style | 53.2% | Tech/Econ | 21.99% | 32615.9824 | 4.2942 | 3.3789
Tech | Warehouse | Miscellaneous | Pool pump | TRC | New | NN5455 | Retro-Commissioning | Retro-Commissioning | NonEquip | 5 |  | 0% | Tech/Econ | 16% | 0 | 0 | 0
Tech | Warehouse | Miscellaneous | Pool pump | TRC | New | NN4545 | VSD Controlled Compressor | VSD Controlled Compressor | NonEquip | 15 | Others | 0% | Tech/Econ | 20.79% | 0 | 0 | 0
Tech | Warehouse | Miscellaneous | Pool pump | TRC | New | NN4519 | Regenerative Drive Elevator Motor | Regenerative Drive Elevator Motor | NonEquip | 13 | Elevators/Escalators | 0% | Tech/Econ | 6.211% | 0 | 0 | 0
Tech | Warehouse | Miscellaneous | Pool pump | TRC | New | NN4493 | Engine Block Timer | Engine Block Timer | NonEquip | 5 | Others | 0% | Tech/Econ | 36% | 0 | 0 | 0
Tech | Warehouse | Miscellaneous | Pool pump | TRC | New | NN4467 | Efficient Motor Belts | Efficient Motor Belts | NonEquip | 10 | Others | 0% | Tech/Econ | 1.105% | 0 | 0 | 0
Tech | Warehouse | Miscellaneous | Pool pump | TRC | Existing | NE5442 | Retro-Commissioning | Retro-Commissioning | NonEquip | 5 |  | 21.99% | Tech/Econ | 16% | 0 | 0 | 0
Tech | Warehouse | Miscellaneous | Pool pump | TRC | Existing | NE4532 | VSD Controlled Compressor | VSD Controlled Compressor | NonEquip | 15 | Others | 0% | Tech/Econ | 20.79% | 0 | 0 | 0
Tech | Warehouse | Miscellaneous | Pool pump | TRC | Existing | NE4506 | Regenerative Drive Elevator Motor | Regenerative Drive Elevator Motor | NonEquip | 13 | Elevators/Escalators | 0% | Tech/Econ | 6.211% | 0 | 0 | 0
Tech | Warehouse | Miscellaneous | Pool pump | TRC | Existing | NE4480 | Engine Block Timer | Engine Block Timer | NonEquip | 5 | Others | 0% | Tech/Econ | 36% | 0 | 0 | 0
Tech | Warehouse | Miscellaneous | Pool pump | TRC | Existing | NE4454 | Efficient Motor Belts | Efficient Motor Belts | NonEquip | 10 | Others | 0% | Tech/Econ | 1.105% | 0 | 0 | 0
Tech | Warehouse | Miscellaneous | Pool pump | TRC | Turnover | ET2078 | Two Speed Pool Pump | Two Speed Pool Pump | Equip | 10 | Pool pump | 0% | Tech/Econ | 61.79% | 0 | 0 | 0
Tech | Warehouse | Miscellaneous | Pool pump | TRC | Turnover | ET2003 | Solar Pool Heater | Solar Pool Heater | Equip | 15 | Pool pump | 0% | Tech/Econ | 86.11% | 0 | 0 | 0
Tech | Warehouse | Miscellaneous | Pool pump | TRC | Turnover | ET1964 | Heat Pump Pool Heater | Heat Pump Pool Heater | Equip | 15 | Pool pump | 0% | Tech/Econ | 80% | 0 | 0 | 0
Tech | Warehouse | Miscellaneous | Pool pump | TRC | New | EN2104 | Two Speed Pool Pump | Two Speed Pool Pump | Equip | 10 | Pool pump | 0% | Tech/Econ | 61.79% | 0 | 0 | 0
Tech | Warehouse | Miscellaneous | Pool pump | TRC | New | EN2029 | Solar Pool Heater | Solar Pool Heater | Equip | 15 | Pool pump | 0% | Tech/Econ | 86.11% | 0 | 0 | 0
Tech | Warehouse | Miscellaneous | Pool pump | TRC | New | EN1990 | Heat Pump Pool Heater | Heat Pump Pool Heater | Equip | 15 | Pool pump | 0% | Tech/Econ | 80% | 0 | 0 | 0
Tech | Warehouse | Space Heating | Packaged central unit | TRC | New | NN5351 | Retro-Commissioning | Retro-Commissioning | NonEquip | 5 |  | 0% | Tech/Econ | 16% | 0 | 0 | 0
Tech | Warehouse | Space Heating | Packaged central unit | TRC | New | NN4337 | Water Cooled Refrigeration Heat Recovery | Water Cooled Refrigeration Heat Recovery | NonEquip | 20 |  | 0% | Tech/Econ | 10% | 0 | 0 | 0
Tech | Warehouse | Space Heating | Packaged central unit | TRC | New | NN4285 | Warehouse Loading Dock Seals | Warehouse Loading Dock Seals | NonEquip | 18 |  | 16.55% | Tech/Econ | 5.114% | 0 | 0 | 0
Tech | Warehouse | Space Heating | Packaged central unit | TRC | New | NN4259 | Wall Insulation | Wall Insulation | NonEquip | 20 |  | 0% | Tech/Econ | 0% | 0 | 0 | 0
Tech | Warehouse | Space Heating | Packaged central unit | TRC | New | NN4181 | Smart Thermostat | Smart Thermostat | NonEquip | 11 |  | 31.48% | Tech/Econ | 10% | 0 | 0 | 0
Tech | Warehouse | Space Heating | Packaged central unit | TRC | New | NN4103 | Roof Insulation | Roof Insulation | NonEquip | 20 |  | 58.5% | Tech/Econ | 11.01% | 401.9383 | 0 | 0.08138
Tech | Warehouse | Space Heating | Packaged central unit | TRC | New | NN4077 | Programmable Thermostat | Programmable Thermostat | NonEquip | 11 |  | 0% | Tech/Econ | 3.6% | 0 | 0 | 0
Tech | Warehouse | Space Heating | Packaged central unit | TRC | New | NN4025 | Low U-Value Windows | Low U-Value Windows | NonEquip | 20 |  | 12.54% | Tech/Econ | 10% | 0 | 0 | 0
Tech | Warehouse | Space Heating | Packaged central unit | TRC | New | NN3947 | Infiltration Reduction - Air Sealing | Infiltration Reduction - Air Sealing | NonEquip | 11 |  | 0% | Tech/Econ | 2.557% | 0 | 0 | 0
Tech | Warehouse | Space Heating | Packaged central unit | TRC | New | NN3791 | Green Roof | Green Roof | NonEquip | 15 |  | 0.294% | Tech/Econ | 17.01% | 9.8721 | 0 | 0
Tech | Warehouse | Space Heating | Packaged central unit | TRC | New | NN3739 | Floor Insulation | Floor Insulation | NonEquip | 20 |  | 49.87% | Tech/Econ | 5.774% | 0 | 0 | 0
Tech | Warehouse | Space Heating | Packaged central unit | TRC | New | NN3661 | Facility Energy Management System | Facility Energy Management System | NonEquip | 15 |  | 4.276% | Tech/Econ | 20% | 170.3053 | 0 | 0.0030695
Tech | Warehouse | Space Heating | Packaged central unit | TRC | New | NN3583 | ECM Motors on Furnaces | ECM Motors on Furnaces | NonEquip | 15 | Forced air furnace | 0% | Tech/Econ | 1.706% | 0 | 0 | 0
Tech | Warehouse | Space Heating | Packaged central unit | TRC | New | NN3557 | Duct Sealing Repair | Duct Sealing Repair | NonEquip | 15 |  | 0% | Tech/Econ | 12% | 0 | 0 | 0
Tech | Warehouse | Space Heating | Packaged central unit | TRC | New | NN3505 | Duct Insulation | Duct Insulation | NonEquip | 15 |  | 0% | Tech/Econ | 2.045% | 0 | 0 | 0
Tech | Warehouse | Space Heating | Packaged central unit | TRC | New | NN3453 | Destratification Fans | Destratification Fans | NonEquip | 10 |  | 74.65% | Tech/Econ | 14.62% | 2153.8414 | 0 | 0.43609
Tech | Warehouse | Space Heating | Packaged central unit | TRC | New | NN3401 | Dedicated Outdoor Air System on VRF unit | Dedicated Outdoor Air System on VRF unit | NonEquip | 15 | Residential/split system heat pump | 0% | Tech/Econ | 10% | 0 | 0 | 0
Tech | Warehouse | Space Heating | Packaged central unit | TRC | New | NN3349 | Cool Roof | Cool Roof | NonEquip | 15 |  | 72.51% | Tech/Econ | 1.92% | 0 | 0 | 0
Tech | Warehouse | Space Heating | Packaged central unit | TRC | New | NN3245 | Ceiling Insulation(R30 to R38) | Ceiling Insulation(R30 to R38) | NonEquip | 20 |  | 0% | Tech/Econ | 2.224% | 0 | 0 | 0
Tech | Warehouse | Space Heating | Packaged central unit | TRC | New | NN3193 | Ceiling Insulation(R2 to R38) | Ceiling Insulation(R2 to R38) | NonEquip | 20 |  | 0% | Tech/Econ | 94.74% | 0 | 0 | 0
Tech | Warehouse | Space Heating | Packaged central unit | TRC | New | NN3141 | Ceiling Insulation(R19 to R38) | Ceiling Insulation(R19 to R38) | NonEquip | 20 |  | 0% | Tech/Econ | 8.341% | 0 | 0 | 0
Tech | Warehouse | Space Heating | Packaged central unit | TRC | New | NN3089 | Ceiling Insulation(R12 to R38) | Ceiling Insulation(R12 to R38) | NonEquip | 20 |  | 0% | Tech/Econ | 18.07% | 0 | 0 | 0
Tech | Warehouse | Space Heating | Packaged central unit | TRC | New | NN3011 | Air Curtains | Air Curtains | NonEquip | 8 |  | 0% | Tech/Econ | 2.55% | 0 | 0 | 0
Tech | Warehouse | Space Heating | Packaged central unit | TRC | Existing | NE5338 | Retro-Commissioning | Retro-Commissioning | NonEquip | 5 |  | 21.99% | Tech/Econ | 16% | 26359.6888 | 0 | 13.663
Tech | Warehouse | Space Heating | Packaged central unit | TRC | Existing | NE4324 | Water Cooled Refrigeration Heat Recovery | Water Cooled Refrigeration Heat Recovery | NonEquip | 20 |  | 0% | Tech/Econ | 10% | 0 | 0 | 0
Tech | Warehouse | Space Heating | Packaged central unit | TRC | Existing | NE4272 | Warehouse Loading Dock Seals | Warehouse Loading Dock Seals | NonEquip | 18 |  | 24.61% | Tech/Econ | 5.643% | 10862.682 | 0 | 2.1994
Tech | Warehouse | Space Heating | Packaged central unit | TRC | Existing | NE4246 | Wall Insulation | Wall Insulation | NonEquip | 20 |  | 0% | Tech/Econ | 9.08% | 0 | 0 | 0
Tech | Warehouse | Space Heating | Packaged central unit | TRC | Existing | NE4168 | Smart Thermostat | Smart Thermostat | NonEquip | 11 |  | 31.48% | Tech/Econ | 10% | 25747.5845 | 0 | -4.2307
Tech | Warehouse | Space Heating | Packaged central unit | TRC | Existing | NE4090 | Roof Insulation | Roof Insulation | NonEquip | 20 |  | 58.5% | Tech/Econ | 24.29% | 153393.5779 | 0 | 31.0575
Tech | Warehouse | Space Heating | Packaged central unit | TRC | Existing | NE4064 | Programmable Thermostat | Programmable Thermostat | NonEquip | 11 |  | 0% | Tech/Econ | 3.6% | 0 | 0 | 0
Tech | Warehouse | Space Heating | Packaged central unit | TRC | Existing | NE4012 | Low U-Value Windows | Low U-Value Windows | NonEquip | 20 |  | 5.017% | Tech/Econ | 46% | 25504.7552 | 0 | -1.4827
Tech | Warehouse | Space Heating | Packaged central unit | TRC | Existing | NE3934 | Infiltration Reduction - Air Sealing | Infiltration Reduction - Air Sealing | NonEquip | 11 |  | 0% | Tech/Econ | 2.821% | 0 | 0 | 0
Tech | Warehouse | Space Heating | Packaged central unit | TRC | Existing | NE3856 | Hotel Card Energy Control Systems | Hotel Card Energy Control Systems | NonEquip | 15 |  | 0% | Tech/Econ | 0% | 0 | 0 | 0
Tech | Warehouse | Space Heating | Packaged central unit | TRC | Existing | NE3778 | Green Roof | Green Roof | NonEquip | 15 |  | 0.0588% | Tech/Econ | 18.77% | 101.3337 | 0 | 0
Tech | Warehouse | Space Heating | Packaged central unit | TRC | Existing | NE3726 | Floor Insulation | Floor Insulation | NonEquip | 20 |  | 19.95% | Tech/Econ | 6.372% | 10069.8463 | 0 | 2.0388
Tech | Warehouse | Space Heating | Packaged central unit | TRC | Existing | NE3648 | Facility Energy Management System | Facility Energy Management System | NonEquip | 15 |  | 4.3% | Tech/Econ | 20% | 7966.3069 | 0 | 0.14358
Tech | Warehouse | Space Heating | Packaged central unit | TRC | Existing | NE3570 | ECM Motors on Furnaces | ECM Motors on Furnaces | NonEquip | 15 | Forced air furnace | 0% | Tech/Econ | 1.706% | 0 | 0 | 0
Tech | Warehouse | Space Heating | Packaged central unit | TRC | Existing | NE3544 | Duct Sealing Repair | Duct Sealing Repair | NonEquip | 15 |  | 0% | Tech/Econ | 12% | 0 | 0 | 0
Tech | Warehouse | Space Heating | Packaged central unit | TRC | Existing | NE3492 | Duct Insulation | Duct Insulation | NonEquip | 15 |  | 0% | Tech/Econ | 2.045% | 0 | 0 | 0
Tech | Warehouse | Space Heating | Packaged central unit | TRC | Existing | NE3440 | Destratification Fans | Destratification Fans | NonEquip | 10 |  | 74.65% | Tech/Econ | 14.62% | 100217.4172 | 0 | 20.291
Tech | Warehouse | Space Heating | Packaged central unit | TRC | Existing | NE3388 | Dedicated Outdoor Air System on VRF unit | Dedicated Outdoor Air System on VRF unit | NonEquip | 15 | Residential/split system heat pump | 0% | Tech/Econ | 10% | 0 | 0 | 0
Tech | Warehouse | Space Heating | Packaged central unit | TRC | Existing | NE3336 | Cool Roof | Cool Roof | NonEquip | 15 |  | 72.75% | Tech/Econ | 2.119% | 11143.1161 | 0 | 0
Tech | Warehouse | Space Heating | Packaged central unit | TRC | Existing | NE3232 | Ceiling Insulation(R30 to R38) | Ceiling Insulation(R30 to R38) | NonEquip | 20 |  | 0% | Tech/Econ | 2.454% | 0 | 0 | 0
Tech | Warehouse | Space Heating | Packaged central unit | TRC | Existing | NE3180 | Ceiling Insulation(R2 to R38) | Ceiling Insulation(R2 to R38) | NonEquip | 20 |  | 0% | Tech/Econ | 94.74% | 0 | 0 | 0
Tech | Warehouse | Space Heating | Packaged central unit | TRC | Existing | NE3128 | Ceiling Insulation(R19 to R38) | Ceiling Insulation(R19 to R38) | NonEquip | 20 |  | 0% | Tech/Econ | 9.203% | 0 | 0 | 0
Tech | Warehouse | Space Heating | Packaged central unit | TRC | Existing | NE3076 | Ceiling Insulation(R12 to R38) | Ceiling Insulation(R12 to R38) | NonEquip | 20 |  | 0% | Tech/Econ | 19.94% | 0 | 0 | 0
Tech | Warehouse | Space Heating | Packaged central unit | TRC | Existing | NE2998 | Air Curtains | Air Curtains | NonEquip | 8 |  | 0% | Tech/Econ | 2.55% | 0 | 0 | 0
Tech | Warehouse | Space Heating | Packaged central unit | TRC | Turnover | ET1223 | High Efficiency DX 135k- less than 240k BTU | High Efficiency DX 135k- less than 240k BTU | Equip | 15 | Packaged central unit | 94.56% | Tech/Econ | 3.03% | 22102.5849 | 0 | 0
Tech | Warehouse | Space Heating | Packaged central unit | TRC | New | EN1249 | High Efficiency DX 135k- less than 240k BTU | High Efficiency DX 135k- less than 240k BTU | Equip | 15 | Packaged central unit | 94.56% | Tech/Econ | 3.03% | 492.2522 | 0 | 0
Tech | Warehouse | Space Cooling | Packaged air conditioning units (RTUs) | TRC | New | NN5377 | Retro-Commissioning | Retro-Commissioning | NonEquip | 5 |  | 0% | Tech/Econ | 16% | 0 | 0 | 0
Tech | Warehouse | Space Cooling | Packaged air conditioning units (RTUs) | TRC | New | NN4389 | Window Sun Protection | Window Sun Protection | NonEquip | 10 |  | 15.35% | Tech/Econ | 16% | 14480.6624 | 7.2823 | -0.23946
Tech | Warehouse | Space Cooling | Packaged air conditioning units (RTUs) | TRC | New | NN4363 | Waterside Economizer | Waterside Economizer | NonEquip | 20 |  | 0% | Tech/Econ | 5.556% | 0 | 0 | 0
Tech | Warehouse | Space Cooling | Packaged air conditioning units (RTUs) | TRC | New | NN4311 | Warehouse Loading Dock Seals | Warehouse Loading Dock Seals | NonEquip | 18 |  | 16.55% | Tech/Econ | 4.139% | 0 | 0 | 0
Tech | Warehouse | Space Cooling | Packaged air conditioning units (RTUs) | TRC | New | NN4155 | Smart Thermostat | Smart Thermostat | NonEquip | 11 |  | 31.48% | Tech/Econ | 10% | 0 | 0 | 0
Tech | Warehouse | Space Cooling | Packaged air conditioning units (RTUs) | TRC | New | NN4129 | Roof Insulation | Roof Insulation | NonEquip | 20 |  | 58.5% | Tech/Econ | 8.906% | 0 | 0 | 0
Tech | Warehouse | Space Cooling | Packaged air conditioning units (RTUs) | TRC | New | NN3999 | Low U-Value Windows | Low U-Value Windows | NonEquip | 20 |  | 12.54% | Tech/Econ | 10% | 0 | 0 | 0
Tech | Warehouse | Space Cooling | Packaged air conditioning units (RTUs) | TRC | New | NN3921 | HVAC tune-up_RTU | HVAC tune-up_RTU | NonEquip | 5 | Packaged air conditioning units (RTUs) | 0% | Tech/Econ | 5% | 0 | 0 | 0
Tech | Warehouse | Space Cooling | Packaged air conditioning units (RTUs) | TRC | New | NN3895 | HVAC tune-up | HVAC tune-up | NonEquip | 5 | Residential-type central air conditioners | 0% | Tech/Econ | 5% | 0 | 0 | 0
Tech | Warehouse | Space Cooling | Packaged air conditioning units (RTUs) | TRC | New | NN3817 | Green Roof | Green Roof | NonEquip | 15 |  | 0.294% | Tech/Econ | 10.32% | 0 | 0 | 0
Tech | Warehouse | Space Cooling | Packaged air conditioning units (RTUs) | TRC | New | NN3765 | Floor Insulation | Floor Insulation | NonEquip | 20 |  | 49.87% | Tech/Econ | 4.673% | 0 | 0 | 0
Tech | Warehouse | Space Cooling | Packaged air conditioning units (RTUs) | TRC | New | NN3687 | Facility Energy Management System | Facility Energy Management System | NonEquip | 15 |  | 4.276% | Tech/Econ | 20% | 5561.8499 | 1.1657 | 0
Tech | Warehouse | Space Cooling | Packaged air conditioning units (RTUs) | TRC | New | NN3635 | Facility Commissioning | Facility Commissioning | NonEquip | 10 |  | 53.41% | Tech/Econ | 16% | 55098.3462 | 11.3313 | 0.051005
Tech | Warehouse | Space Cooling | Packaged air conditioning units (RTUs) | TRC | New | NN3609 | Energy Recovery Ventilation System (ERV) | Energy Recovery Ventilation System (ERV) | NonEquip | 15 | Packaged air conditioning units (RTUs) | 48.99% | Tech/Econ | 9.935% | 26890.0134 | 46.3129 | 1.7708
Tech | Warehouse | Space Cooling | Packaged air conditioning units (RTUs) | TRC | New | NN3531 | Duct Sealing Repair | Duct Sealing Repair | NonEquip | 15 |  | 0% | Tech/Econ | 12% | 0 | 0 | 0
Tech | Warehouse | Space Cooling | Packaged air conditioning units (RTUs) | TRC | New | NN3427 | Dedicated Outdoor Air System on VRF unit | Dedicated Outdoor Air System on VRF unit | NonEquip | 15 | Residential-type central air conditioners | 0% | Tech/Econ | 17.5% | 0 | 0 | 0
Tech | Warehouse | Space Cooling | Packaged air conditioning units (RTUs) | TRC | New | NN3375 | Cool Roof | Cool Roof | NonEquip | 15 |  | 72.51% | Tech/Econ | 14.67% | 22754.3842 | 2.936 | 0
Tech | Warehouse | Space Cooling | Packaged air conditioning units (RTUs) | TRC | New | NN3323 | Chilled Water System - Variable Speed Drives | Chilled Water System - Variable Speed Drives | NonEquip | 13 | Central chillers inside | 0% | Tech/Econ | 24.74% | 0 | 0 | 0
Tech | Warehouse | Space Cooling | Packaged air conditioning units (RTUs) | TRC | New | NN3297 | Chilled Water Controls Optimization | Chilled Water Controls Optimization | NonEquip | 10 | Central chillers inside | 0% | Tech/Econ | 12.5% | 0 | 0 | 0
Tech | Warehouse | Space Cooling | Packaged air conditioning units (RTUs) | TRC | New | NN3219 | Ceiling Insulation(R2 to R38) | Ceiling Insulation(R2 to R38) | NonEquip | 20 |  | 0% | Tech/Econ | 94.74% | 0 | 0 | 0
Tech | Warehouse | Space Cooling | Packaged air conditioning units (RTUs) | TRC | New | NN3167 | Ceiling Insulation(R19 to R38) | Ceiling Insulation(R19 to R38) | NonEquip | 20 |  | 0% | Tech/Econ | 6.75% | 0 | 0 | 0
Tech | Warehouse | Space Cooling | Packaged air conditioning units (RTUs) | TRC | New | NN3115 | Ceiling Insulation(R12 to R38) | Ceiling Insulation(R12 to R38) | NonEquip | 20 |  | 0% | Tech/Econ | 14.62% | 0 | 0 | 0
Tech | Warehouse | Space Cooling | Packaged air conditioning units (RTUs) | TRC | New | NN3063 | Airside Economizer | Airside Economizer | NonEquip | 10 | Packaged air conditioning units (RTUs) | 4.552% | Tech/Econ | 5.556% | 1329.2713 | -0.26156 | 5.1751e-07
Tech | Warehouse | Space Cooling | Packaged air conditioning units (RTUs) | TRC | Existing | NE5364 | Retro-Commissioning | Retro-Commissioning | NonEquip | 5 |  | 21.99% | Tech/Econ | 16% | 849137.5431 | 141.9603 | 0
Tech | Warehouse | Space Cooling | Packaged air conditioning units (RTUs) | TRC | Existing | NE4376 | Window Sun Protection | Window Sun Protection | NonEquip | 10 |  | 7.316% | Tech/Econ | 16% | 366567.6268 | 184.3471 | -6.0618
Tech | Warehouse | Space Cooling | Packaged air conditioning units (RTUs) | TRC | Existing | NE4350 | Waterside Economizer | Waterside Economizer | NonEquip | 20 |  | 0% | Tech/Econ | 5.556% | 0 | 0 | 0
Tech | Warehouse | Space Cooling | Packaged air conditioning units (RTUs) | TRC | Existing | NE4298 | Warehouse Loading Dock Seals | Warehouse Loading Dock Seals | NonEquip | 18 |  | 24.61% | Tech/Econ | 4.139% | 237175.3371 | 26.914 | 0
Tech | Warehouse | Space Cooling | Packaged air conditioning units (RTUs) | TRC | Existing | NE4220 | Wall Insulation | Wall Insulation | NonEquip | 20 |  | 0% | Tech/Econ | 45.6% | 0 | 0 | 0
Tech | Warehouse | Space Cooling | Packaged air conditioning units (RTUs) | TRC | Existing | NE4142 | Smart Thermostat | Smart Thermostat | NonEquip | 11 |  | 31.48% | Tech/Econ | 10% | 870139.3563 | 10.3319 | 0
Tech | Warehouse | Space Cooling | Packaged air conditioning units (RTUs) | TRC | Existing | NE4116 | Roof Insulation | Roof Insulation | NonEquip | 20 |  | 58.5% | Tech/Econ | 17.81% | 3642327.097 | 413.3215 | 0
Tech | Warehouse | Space Cooling | Packaged air conditioning units (RTUs) | TRC | Existing | NE4038 | Programmable Thermostat | Programmable Thermostat | NonEquip | 11 |  | 0% | Tech/Econ | 3.6% | 0 | 0 | 0
Tech | Warehouse | Space Cooling | Packaged air conditioning units (RTUs) | TRC | Existing | NE3986 | Low U-Value Windows | Low U-Value Windows | NonEquip | 20 |  | 5.017% | Tech/Econ | 46% | 832937.2624 | 286.7501 | 0
Tech | Warehouse | Space Cooling | Packaged air conditioning units (RTUs) | TRC | Existing | NE3908 | HVAC tune-up_RTU | HVAC tune-up_RTU | NonEquip | 5 | Packaged air conditioning units (RTUs) | 0% | Tech/Econ | 5% | 0 | 0 | 0
Tech | Warehouse | Space Cooling | Packaged air conditioning units (RTUs) | TRC | Existing | NE3882 | HVAC tune-up | HVAC tune-up | NonEquip | 5 | Residential-type central air conditioners | 0% | Tech/Econ | 5% | 0 | 0 | 0
Tech | Warehouse | Space Cooling | Packaged air conditioning units (RTUs) | TRC | Existing | NE3804 | Green Roof | Green Roof | NonEquip | 15 |  | 0.0588% | Tech/Econ | 10.32% | 1678.0453 | 0.21652 | 0
Tech | Warehouse | Space Cooling | Packaged air conditioning units (RTUs) | TRC | Existing | NE3752 | Floor Insulation | Floor Insulation | NonEquip | 20 |  | 19.95% | Tech/Econ | 4.673% | 236830.2743 | 26.8749 | 0
Tech | Warehouse | Space Cooling | Packaged air conditioning units (RTUs) | TRC | Existing | NE3674 | Facility Energy Management System | Facility Energy Management System | NonEquip | 15 |  | 4.3% | Tech/Econ | 20% | 303247.9316 | 63.5589 | 0
Tech | Warehouse | Space Cooling | Packaged air conditioning units (RTUs) | TRC | Existing | NE3596 | Energy Recovery Ventilation System (ERV) | Energy Recovery Ventilation System (ERV) | NonEquip | 15 | Packaged air conditioning units (RTUs) | 48.99% | Tech/Econ | 9.935% | 1303171.669 | 2244.4647 | 85.8183
Tech | Warehouse | Space Cooling | Packaged air conditioning units (RTUs) | TRC | Existing | NE3518 | Duct Sealing Repair | Duct Sealing Repair | NonEquip | 15 |  | 0% | Tech/Econ | 12% | 0 | 0 | 0
Tech | Warehouse | Space Cooling | Packaged air conditioning units (RTUs) | TRC | Existing | NE3414 | Dedicated Outdoor Air System on VRF unit | Dedicated Outdoor Air System on VRF unit | NonEquip | 15 | Residential-type central air conditioners | 0% | Tech/Econ | 17.5% | 0 | 0 | 0
Tech | Warehouse | Space Cooling | Packaged air conditioning units (RTUs) | TRC | Existing | NE3362 | Cool Roof | Cool Roof | NonEquip | 15 |  | 72.75% | Tech/Econ | 14.67% | 3302145.296 | 426.07 | 0
Tech | Warehouse | Space Cooling | Packaged air conditioning units (RTUs) | TRC | Existing | NE3310 | Chilled Water System - Variable Speed Drives | Chilled Water System - Variable Speed Drives | NonEquip | 13 | Central chillers inside | 0% | Tech/Econ | 24.74% | 0 | 0 | 0
Tech | Warehouse | Space Cooling | Packaged air conditioning units (RTUs) | TRC | Existing | NE3284 | Chilled Water Controls Optimization | Chilled Water Controls Optimization | NonEquip | 10 | Central chillers inside | 0% | Tech/Econ | 12.5% | 0 | 0 | 0
Tech | Warehouse | Space Cooling | Packaged air conditioning units (RTUs) | TRC | Existing | NE3206 | Ceiling Insulation(R2 to R38) | Ceiling Insulation(R2 to R38) | NonEquip | 20 |  | 0% | Tech/Econ | 94.74% | 0 | 0 | 0
Tech | Warehouse | Space Cooling | Packaged air conditioning units (RTUs) | TRC | Existing | NE3154 | Ceiling Insulation(R19 to R38) | Ceiling Insulation(R19 to R38) | NonEquip | 20 |  | 0% | Tech/Econ | 6.75% | 0 | 0 | 0
Tech | Warehouse | Space Cooling | Packaged air conditioning units (RTUs) | TRC | Existing | NE3102 | Ceiling Insulation(R12 to R38) | Ceiling Insulation(R12 to R38) | NonEquip | 20 |  | 0% | Tech/Econ | 14.62% | 0 | 0 | 0
Tech | Warehouse | Space Cooling | Packaged air conditioning units (RTUs) | TRC | Existing | NE3050 | Airside Economizer | Airside Economizer | NonEquip | 10 | Packaged air conditioning units (RTUs) | 4.552% | Tech/Econ | 5.556% | 64420.5239 | -12.6758 | 2.508e-05
Tech | Warehouse | Space Cooling | Packaged air conditioning units (RTUs) | TRC | Turnover | ET1184 | High Efficiency DX 135k- less than 240k BTU | High Efficiency DX 135k- less than 240k BTU | Equip | 15 | Packaged air conditioning units (RTUs) | 94.56% | Tech/Econ | 4.348% | 1034840.511 | 427.921 | 0
Tech | Warehouse | Space Cooling | Packaged air conditioning units (RTUs) | TRC | New | EN1210 | High Efficiency DX 135k- less than 240k BTU | High Efficiency DX 135k- less than 240k BTU | Equip | 15 | Packaged air conditioning units (RTUs) | 94.56% | Tech/Econ | 4.348% | 10589.0106 | 4.3787 | 0
Tech | Warehouse | Interior Lighting | Overhead (fluorescent/LED/CFL U-shape) | TRC | New | NN5273 | Retro-Commissioning | Retro-Commissioning | NonEquip | 5 |  | 0% | Tech/Econ | 16% | 0 | 0 | 0
Tech | Warehouse | Interior Lighting | Overhead (fluorescent/LED/CFL U-shape) | TRC | New | NN4441 | Interior Lighting Controls | Interior Lighting Controls | NonEquip | 8 | Overhead (fluorescent/LED/CFL U-shape) | 37.72% | Tech/Econ | 28% | 72833.6448 | 0 | 0
Tech | Warehouse | Interior Lighting | Overhead (fluorescent/LED/CFL U-shape) | TRC | New | NN4415 | Bi-Level Lighting Control (Interior) | Bi-Level Lighting Control (Interior) | NonEquip | 8 | Overhead (fluorescent/LED/CFL U-shape) | 36% | Tech/Econ | 31% | 86633.545 | 0.23819 | 0
Tech | Warehouse | Interior Lighting | Overhead (fluorescent/LED/CFL U-shape) | TRC | New | NN3713 | Facility Energy Management System | Facility Energy Management System | NonEquip | 15 |  | 4.276% | Tech/Econ | 24% | 6330.0327 | 1.3267 | 0.11409
Tech | Warehouse | Interior Lighting | Overhead (fluorescent/LED/CFL U-shape) | TRC | Existing | NE5260 | Retro-Commissioning | Retro-Commissioning | NonEquip | 5 |  | 21.99% | Tech/Econ | 16% | 983309.0926 | 164.3914 | 509.6781
Tech | Warehouse | Interior Lighting | Overhead (fluorescent/LED/CFL U-shape) | TRC | Existing | NE4428 | Interior Lighting Controls | Interior Lighting Controls | NonEquip | 8 | Overhead (fluorescent/LED/CFL U-shape) | 37.72% | Tech/Econ | 28% | 3552211.069 | 0 | 0
Tech | Warehouse | Interior Lighting | Overhead (fluorescent/LED/CFL U-shape) | TRC | Existing | NE4402 | Bi-Level Lighting Control (Interior) | Bi-Level Lighting Control (Interior) | NonEquip | 8 | Overhead (fluorescent/LED/CFL U-shape) | 36% | Tech/Econ | 31% | 4225253.843 | 11.6169 | 0
Tech | Warehouse | Interior Lighting | Overhead (fluorescent/LED/CFL U-shape) | TRC | Existing | NE3700 | Facility Energy Management System | Facility Energy Management System | NonEquip | 15 |  | 4.3% | Tech/Econ | 24% | 291445.1351 | 61.0851 | 5.2528
Tech | Warehouse | Interior Lighting | Overhead (fluorescent/LED/CFL U-shape) | TRC | Turnover | ET1808 | Premium T8 - Lamp Replacement | Premium T8 - Lamp Replacement | Equip | 8 | Overhead (fluorescent/LED/CFL U-shape) | 0% | Tech/Econ | 12.5% | 0 | 0 | 0
Tech | Warehouse | Interior Lighting | Overhead (fluorescent/LED/CFL U-shape) | TRC | Turnover | ET1769 | Premium T8 - Fixture Replacement | Premium T8 - Fixture Replacement | Equip | 8 | Overhead (fluorescent/LED/CFL U-shape) | 0% | Tech/Econ | 12.5% | 0 | 0 | 0
Tech | Warehouse | Interior Lighting | Overhead (fluorescent/LED/CFL U-shape) | TRC | Turnover | ET1730 | LED Linear - Lamp Replacement | LED Linear - Lamp Replacement | Equip | 15 | Overhead (fluorescent/LED/CFL U-shape) | 24.1% | Tech/Econ | 25.43% | 1843478.744 | 445.3063 | 102.2419
Tech | Warehouse | Interior Lighting | Overhead (fluorescent/LED/CFL U-shape) | TRC | Turnover | ET1691 | LED Linear - Fixture Replacement | LED Linear - Fixture Replacement | Equip | 15 | Overhead (fluorescent/LED/CFL U-shape) | 24.1% | Tech/Econ | 50.28% | 5221027.324 | 1265.5978 | 289.5214
Tech | Warehouse | Interior Lighting | Overhead (fluorescent/LED/CFL U-shape) | TRC | New | EN1834 | Premium T8 - Lamp Replacement | Premium T8 - Lamp Replacement | Equip | 8 | Overhead (fluorescent/LED/CFL U-shape) | 0% | Tech/Econ | 12.5% | 0 | 0 | 0
Tech | Warehouse | Interior Lighting | Overhead (fluorescent/LED/CFL U-shape) | TRC | New | EN1795 | Premium T8 - Fixture Replacement | Premium T8 - Fixture Replacement | Equip | 8 | Overhead (fluorescent/LED/CFL U-shape) | 0% | Tech/Econ | 12.5% | 0 | 0 | 0
Tech | Warehouse | Interior Lighting | Overhead (fluorescent/LED/CFL U-shape) | TRC | New | EN1756 | LED Linear - Lamp Replacement | LED Linear - Lamp Replacement | Equip | 15 | Overhead (fluorescent/LED/CFL U-shape) | 0% | Tech/Econ | 25.43% | 0 | 0 | 0
Tech | Warehouse | Interior Lighting | Overhead (fluorescent/LED/CFL U-shape) | TRC | New | EN1717 | LED Linear - Fixture Replacement | LED Linear - Fixture Replacement | Equip | 15 | Overhead (fluorescent/LED/CFL U-shape) | 0% | Tech/Econ | 50.28% | 0 | 0 | 0
Tech | Warehouse | Cooking | Oven | TRC | Turnover | ET53 | Energy Star Commercial Oven | Energy Star Commercial Oven | Equip | 12 | Oven | 0% | Tech/Econ | 34.83% | 0 | 0 | 0
Tech | Warehouse | Cooking | Oven | TRC | New | EN79 | Energy Star Commercial Oven | Energy Star Commercial Oven | Equip | 12 | Oven | 0% | Tech/Econ | 34.83% | 0 | 0 | 0
Tech | Warehouse | Miscellaneous | Others | TRC | New | NN5455 | Retro-Commissioning | Retro-Commissioning | NonEquip | 5 |  | 0% | Tech/Econ | 16% | 0 | 0 | 0
Tech | Warehouse | Miscellaneous | Others | TRC | New | NN4545 | VSD Controlled Compressor | VSD Controlled Compressor | NonEquip | 15 | Others | 36.99% | Tech/Econ | 20.79% | 106028.8802 | 15.9875 | 7.4828
Tech | Warehouse | Miscellaneous | Others | TRC | New | NN4519 | Regenerative Drive Elevator Motor | Regenerative Drive Elevator Motor | NonEquip | 13 | Elevators/Escalators | 0% | Tech/Econ | 6.211% | 0 | 0 | 0
Tech | Warehouse | Miscellaneous | Others | TRC | New | NN4493 | Engine Block Timer | Engine Block Timer | NonEquip | 5 | Others | 0% | Tech/Econ | 36% | 0 | 0 | 0
Tech | Warehouse | Miscellaneous | Others | TRC | New | NN4467 | Efficient Motor Belts | Efficient Motor Belts | NonEquip | 10 | Others | 4.793% | Tech/Econ | 1.105% | 657.5182 | 0.090136 | 0.022257
Tech | Warehouse | Miscellaneous | Others | TRC | Existing | NE5442 | Retro-Commissioning | Retro-Commissioning | NonEquip | 5 |  | 21.99% | Tech/Econ | 16% | 2585834.206 | 432.3044 | 1340.3142
Tech | Warehouse | Miscellaneous | Others | TRC | Existing | NE4532 | VSD Controlled Compressor | VSD Controlled Compressor | NonEquip | 15 | Others | 7.399% | Tech/Econ | 20.79% | 1176860.669 | 177.4518 | 83.0548
Tech | Warehouse | Miscellaneous | Others | TRC | Existing | NE4506 | Regenerative Drive Elevator Motor | Regenerative Drive Elevator Motor | NonEquip | 13 | Elevators/Escalators | 0% | Tech/Econ | 6.211% | 0 | 0 | 0
Tech | Warehouse | Miscellaneous | Others | TRC | Existing | NE4480 | Engine Block Timer | Engine Block Timer | NonEquip | 5 | Others | 0% | Tech/Econ | 36% | 0 | 0 | 0
Tech | Warehouse | Miscellaneous | Others | TRC | Existing | NE4454 | Efficient Motor Belts | Efficient Motor Belts | NonEquip | 10 | Others | 4.793% | Tech/Econ | 1.105% | 37552.8703 | 5.148 | 1.2712
Tech | Warehouse | Miscellaneous | Others | TRC | Turnover | ET1925 | ENERGY STAR Water Cooler | ENERGY STAR Water Cooler | Equip | 10 | Others | 0% | Tech/Econ | 68.49% | 0 | 0 | 0
Tech | Warehouse | Miscellaneous | Others | TRC | Turnover | ET1886 | ENERGY STAR Commercial Clothes Washer | ENERGY STAR Commercial Clothes Washer | Equip | 7 | Others | 0% | Tech/Econ | 27.27% | 0 | 0 | 0
Tech | Warehouse | Miscellaneous | Others | TRC | Turnover | ET1847 | Efficient Battery Charger | Efficient Battery Charger | Equip | 7 | Others | 17.92% | Tech/Econ | 13.68% | 1846251.707 | 1011.6448 | 0
Tech | Warehouse | Miscellaneous | Others | TRC | New | EN1951 | ENERGY STAR Water Cooler | ENERGY STAR Water Cooler | Equip | 10 | Others | 0% | Tech/Econ | 68.49% | 0 | 0 | 0
Tech | Warehouse | Miscellaneous | Others | TRC | New | EN1912 | ENERGY STAR Commercial Clothes Washer | ENERGY STAR Commercial Clothes Washer | Equip | 7 | Others | 0% | Tech/Econ | 27.27% | 0 | 0 | 0
Tech | Warehouse | Miscellaneous | Others | TRC | New | EN1873 | Efficient Battery Charger | Efficient Battery Charger | Equip | 7 | Others | 17.92% | Tech/Econ | 13.68% | 31188.9387 | 17.0898 | 0
Tech | Warehouse | Office Equipment | Other office | TRC | New | NN4597 | Smart Strip Plug Outlet | Smart Strip Plug Outlet | NonEquip | 4 |  | 43.9% | Tech/Econ | 1.187% | 323.2326 | 0.048063 | 0
Tech | Warehouse | Office Equipment | Other office | TRC | New | NN4571 | Network PC Power Management | Network PC Power Management | NonEquip | 5 | Computers | 0% | Tech/Econ | 56.5% | 0 | 0 | 0
Tech | Warehouse | Office Equipment | Other office | TRC | Existing | NE4584 | Smart Strip Plug Outlet | Smart Strip Plug Outlet | NonEquip | 4 |  | 43.9% | Tech/Econ | 1.187% | 17938.4951 | 2.6673 | 0
Tech | Warehouse | Office Equipment | Other office | TRC | Existing | NE4558 | Network PC Power Management | Network PC Power Management | NonEquip | 5 | Computers | 0% | Tech/Econ | 56.5% | 0 | 0 | 0
Tech | Warehouse | Office Equipment | Other office | TRC | Turnover | ET2270 | Energy Star Uninterruptable Power Supply | Energy Star Uninterruptable Power Supply | Equip | 10 | Other office | 0% | Tech/Econ | 1.878% | 0 | 0 | 0
Tech | Warehouse | Office Equipment | Other office | TRC | New | EN2296 | Energy Star Uninterruptable Power Supply | Energy Star Uninterruptable Power Supply | Equip | 10 | Other office | 0% | Tech/Econ | 1.878% | 0 | 0 | 0
Tech | Warehouse | Ventilation and Circulation | Motor/Fan | TRC | New | NN5403 | Retro-Commissioning | Retro-Commissioning | NonEquip | 5 |  | 0% | Tech/Econ | 16% | 0 | 0 | 0
Tech | Warehouse | Ventilation and Circulation | Motor/Fan | TRC | New | NN4987 | VAV System | VAV System | NonEquip | 10 |  | 0% | Tech/Econ | 30% | 0 | 0 | 0
Tech | Warehouse | Ventilation and Circulation | Motor/Fan | TRC | New | NN4961 | Demand Controlled Ventilation | Demand Controlled Ventilation | NonEquip | 10 |  | 23.39% | Tech/Econ | 50% | 2.1943 | 0.00022846 | 0.0012862
Tech | Warehouse | Ventilation and Circulation | Motor/Fan | TRC | New | NN4935 | CO Sensors for Parking Garage Exhaust | CO Sensors for Parking Garage Exhaust | NonEquip | 15 | Motor/Fan | 0% | Tech/Econ | 33% | 0 | 0 | 0
Tech | Warehouse | Ventilation and Circulation | Motor/Fan | TRC | Existing | NE5390 | Retro-Commissioning | Retro-Commissioning | NonEquip | 5 |  | 21.99% | Tech/Econ | 16% | 31.8499 | 0.0053247 | 0.016509
Tech | Warehouse | Ventilation and Circulation | Motor/Fan | TRC | Existing | NE4974 | VAV System | VAV System | NonEquip | 10 |  | 0% | Tech/Econ | 30% | 0 | 0 | 0
Tech | Warehouse | Ventilation and Circulation | Motor/Fan | TRC | Existing | NE4948 | Demand Controlled Ventilation | Demand Controlled Ventilation | NonEquip | 10 |  | 23.39% | Tech/Econ | 50% | 121.7798 | 0.012679 | 0.071383
Tech | Warehouse | Ventilation and Circulation | Motor/Fan | TRC | Existing | NE4922 | CO Sensors for Parking Garage Exhaust | CO Sensors for Parking Garage Exhaust | NonEquip | 15 | Motor/Fan | 0% | Tech/Econ | 33% | 0 | 0 | 0
Tech | Warehouse | Ventilation and Circulation | Motor/Fan | TRC | Turnover | ET2699 | High Speed Fans | High Speed Fans | Equip | 7 | Motor/Fan | 14.03% | Tech/Econ | 10.99% | 14.1667 | 0.0019718 | 0.00018063
Tech | Warehouse | Ventilation and Circulation | Motor/Fan | TRC | Turnover | ET2660 | 10HP Open Drip-Proof(ODP) Motor | 10HP Open Drip-Proof(ODP) Motor | Equip | 15 | Motor/Fan | 0% | Tech/Econ | 1.079% | 0 | 0 | 0
Tech | Warehouse | Ventilation and Circulation | Motor/Fan | TRC | New | EN2725 | High Speed Fans | High Speed Fans | Equip | 7 | Motor/Fan | 14.03% | Tech/Econ | 10.99% | 0.25527 | 3.5529e-05 | 3.2547e-06
Tech | Warehouse | Ventilation and Circulation | Motor/Fan | TRC | New | EN2686 | 10HP Open Drip-Proof(ODP) Motor | 10HP Open Drip-Proof(ODP) Motor | Equip | 15 | Motor/Fan | 0% | Tech/Econ | 1.079% | 0 | 0 | 0
Tech | Warehouse | Miscellaneous | Medical equipment | TRC | New | NN5455 | Retro-Commissioning | Retro-Commissioning | NonEquip | 5 |  | 0% | Tech/Econ | 16% | 0 | 0 | 0
Tech | Warehouse | Miscellaneous | Medical equipment | TRC | New | NN4545 | VSD Controlled Compressor | VSD Controlled Compressor | NonEquip | 15 | Others | 0% | Tech/Econ | 20.79% | 0 | 0 | 0
Tech | Warehouse | Miscellaneous | Medical equipment | TRC | New | NN4519 | Regenerative Drive Elevator Motor | Regenerative Drive Elevator Motor | NonEquip | 13 | Elevators/Escalators | 0% | Tech/Econ | 6.211% | 0 | 0 | 0
Tech | Warehouse | Miscellaneous | Medical equipment | TRC | New | NN4493 | Engine Block Timer | Engine Block Timer | NonEquip | 5 | Others | 0% | Tech/Econ | 36% | 0 | 0 | 0
Tech | Warehouse | Miscellaneous | Medical equipment | TRC | New | NN4467 | Efficient Motor Belts | Efficient Motor Belts | NonEquip | 10 | Others | 0% | Tech/Econ | 1.105% | 0 | 0 | 0
Tech | Warehouse | Miscellaneous | Medical equipment | TRC | Existing | NE5442 | Retro-Commissioning | Retro-Commissioning | NonEquip | 5 |  | 21.99% | Tech/Econ | 16% | 0 | 0 | 0
Tech | Warehouse | Miscellaneous | Medical equipment | TRC | Existing | NE4532 | VSD Controlled Compressor | VSD Controlled Compressor | NonEquip | 15 | Others | 0% | Tech/Econ | 20.79% | 0 | 0 | 0
Tech | Warehouse | Miscellaneous | Medical equipment | TRC | Existing | NE4506 | Regenerative Drive Elevator Motor | Regenerative Drive Elevator Motor | NonEquip | 13 | Elevators/Escalators | 0% | Tech/Econ | 6.211% | 0 | 0 | 0
Tech | Warehouse | Miscellaneous | Medical equipment | TRC | Existing | NE4480 | Engine Block Timer | Engine Block Timer | NonEquip | 5 | Others | 0% | Tech/Econ | 36% | 0 | 0 | 0
Tech | Warehouse | Miscellaneous | Medical equipment | TRC | Existing | NE4454 | Efficient Motor Belts | Efficient Motor Belts | NonEquip | 10 | Others | 0% | Tech/Econ | 1.105% | 0 | 0 | 0
Tech | Warehouse | Refrigeration | Large cold storage | TRC | New | NN5325 | Retro-Commissioning | Retro-Commissioning | NonEquip | 5 |  | 0% | Tech/Econ | 16% | 0 | 0 | 0
Tech | Warehouse | Refrigeration | Large cold storage | TRC | New | NN4909 | Strip Curtains for Walk-ins | Strip Curtains for Walk-ins | NonEquip | 4 | Walk-in cooler | 0% | Tech/Econ | 2.115% | 0 | 0 | 0
Tech | Warehouse | Refrigeration | Large cold storage | TRC | New | NN4883 | Refrigerated Display Case Lighting Controls | Refrigerated Display Case Lighting Controls | NonEquip | 8 | Display cases | 0% | Tech/Econ | 0.9365% | 0 | 0 | 0
Tech | Warehouse | Refrigeration | Large cold storage | TRC | New | NN4857 | PSC to ECM Evaporator Fan Motor (Walk-In, Refrigerator) | PSC to ECM Evaporator Fan Motor (Walk-In, Refrigerator) | NonEquip | 15 | Walk-in cooler | 0% | Tech/Econ | 37.5% | 0 | 0 | 0
Tech | Warehouse | Refrigeration | Large cold storage | TRC | New | NN4831 | PSC to ECM Evaporator Fan Motor (Reach-In) | PSC to ECM Evaporator Fan Motor (Reach-In) | NonEquip | 15 | Display cases | 0% | Tech/Econ | 37.5% | 0 | 0 | 0
Tech | Warehouse | Refrigeration | Large cold storage | TRC | New | NN4805 | Night Covers for Display Cases | Night Covers for Display Cases | NonEquip | 5 | Display cases | 0% | Tech/Econ | 1.877% | 0 | 0 | 0
Tech | Warehouse | Refrigeration | Large cold storage | TRC | New | NN4779 | High R-Value Glass Doors | High R-Value Glass Doors | NonEquip | 12 | Display cases | 0% | Tech/Econ | 0% | 0 | 0 | 0
Tech | Warehouse | Refrigeration | Large cold storage | TRC | New | NN4753 | High Efficiency Refrigeration Compressor | High Efficiency Refrigeration Compressor | NonEquip | 13 | Display cases | 0% | Tech/Econ | 6.922% | 0 | 0 | 0
Tech | Warehouse | Refrigeration | Large cold storage | TRC | New | NN4727 | Freezer-Cooler Replacement Gaskets | Freezer-Cooler Replacement Gaskets | NonEquip | 4 | Display cases | 0% | Tech/Econ | 0% | 0 | 0 | 0
Tech | Warehouse | Refrigeration | Large cold storage | TRC | New | NN4701 | Floating Head Pressure Controls | Floating Head Pressure Controls | NonEquip | 15 |  | 0% | Tech/Econ | 6.05% | 0 | 0 | 0
Tech | Warehouse | Refrigeration | Large cold storage | TRC | New | NN4675 | Demand Defrost | Demand Defrost | NonEquip | 10 | Walk-in cooler | 0% | Tech/Econ | 30% | 0 | 0 | 0
Tech | Warehouse | Refrigeration | Large cold storage | TRC | New | NN4649 | Automatic Door Closer for Walk-in Coolers and Freezers | Automatic Door Closer for Walk-in Coolers and Freezers | NonEquip | 8 | Walk-in cooler | 0% | Tech/Econ | 3.131% | 0 | 0 | 0
Tech | Warehouse | Refrigeration | Large cold storage | TRC | New | NN4623 | Anti-Sweat Controls | Anti-Sweat Controls | NonEquip | 8 | Display cases | 0% | Tech/Econ | 85% | 0 | 0 | 0
Tech | Warehouse | Refrigeration | Large cold storage | TRC | Existing | NE5312 | Retro-Commissioning | Retro-Commissioning | NonEquip | 5 |  | 21.99% | Tech/Econ | 16% | 6492.2524 | 1.0854 | 3.3651
Tech | Warehouse | Refrigeration | Large cold storage | TRC | Existing | NE4896 | Strip Curtains for Walk-ins | Strip Curtains for Walk-ins | NonEquip | 4 | Walk-in cooler | 0% | Tech/Econ | 2.115% | 0 | 0 | 0
Tech | Warehouse | Refrigeration | Large cold storage | TRC | Existing | NE4870 | Refrigerated Display Case Lighting Controls | Refrigerated Display Case Lighting Controls | NonEquip | 8 | Display cases | 0% | Tech/Econ | 2.524% | 0 | 0 | 0
Tech | Warehouse | Refrigeration | Large cold storage | TRC | Existing | NE4844 | PSC to ECM Evaporator Fan Motor (Walk-In, Refrigerator) | PSC to ECM Evaporator Fan Motor (Walk-In, Refrigerator) | NonEquip | 15 | Walk-in cooler | 0% | Tech/Econ | 37.5% | 0 | 0 | 0
Tech | Warehouse | Refrigeration | Large cold storage | TRC | Existing | NE4818 | PSC to ECM Evaporator Fan Motor (Reach-In) | PSC to ECM Evaporator Fan Motor (Reach-In) | NonEquip | 15 | Display cases | 0% | Tech/Econ | 37.5% | 0 | 0 | 0
Tech | Warehouse | Refrigeration | Large cold storage | TRC | Existing | NE4792 | Night Covers for Display Cases | Night Covers for Display Cases | NonEquip | 5 | Display cases | 0% | Tech/Econ | 1.877% | 0 | 0 | 0
Tech | Warehouse | Refrigeration | Large cold storage | TRC | Existing | NE4766 | High R-Value Glass Doors | High R-Value Glass Doors | NonEquip | 12 | Display cases | 0% | Tech/Econ | 23.81% | 0 | 0 | 0
Tech | Warehouse | Refrigeration | Large cold storage | TRC | Existing | NE4740 | High Efficiency Refrigeration Compressor | High Efficiency Refrigeration Compressor | NonEquip | 13 | Display cases | 0% | Tech/Econ | 6.922% | 0 | 0 | 0
Tech | Warehouse | Refrigeration | Large cold storage | TRC | Existing | NE4714 | Freezer-Cooler Replacement Gaskets | Freezer-Cooler Replacement Gaskets | NonEquip | 4 | Display cases | 0% | Tech/Econ | 3.131% | 0 | 0 | 0
Tech | Warehouse | Refrigeration | Large cold storage | TRC | Existing | NE4688 | Floating Head Pressure Controls | Floating Head Pressure Controls | NonEquip | 15 |  | 0% | Tech/Econ | 6.05% | 0 | 0 | 0
Tech | Warehouse | Refrigeration | Large cold storage | TRC | Existing | NE4662 | Demand Defrost | Demand Defrost | NonEquip | 10 | Walk-in cooler | 0% | Tech/Econ | 30% | 0 | 0 | 0
Tech | Warehouse | Refrigeration | Large cold storage | TRC | Existing | NE4636 | Automatic Door Closer for Walk-in Coolers and Freezers | Automatic Door Closer for Walk-in Coolers and Freezers | NonEquip | 8 | Walk-in cooler | 0% | Tech/Econ | 3.131% | 0 | 0 | 0
Tech | Warehouse | Refrigeration | Large cold storage | TRC | Existing | NE4610 | Anti-Sweat Controls | Anti-Sweat Controls | NonEquip | 8 | Display cases | 0% | Tech/Econ | 85% | 0 | 0 | 0
Tech | Warehouse | Miscellaneous | Laboratory equipment | TRC | New | NN5455 | Retro-Commissioning | Retro-Commissioning | NonEquip | 5 |  | 0% | Tech/Econ | 16% | 0 | 0 | 0
Tech | Warehouse | Miscellaneous | Laboratory equipment | TRC | New | NN4545 | VSD Controlled Compressor | VSD Controlled Compressor | NonEquip | 15 | Others | 0% | Tech/Econ | 20.79% | 0 | 0 | 0
Tech | Warehouse | Miscellaneous | Laboratory equipment | TRC | New | NN4519 | Regenerative Drive Elevator Motor | Regenerative Drive Elevator Motor | NonEquip | 13 | Elevators/Escalators | 0% | Tech/Econ | 6.211% | 0 | 0 | 0
Tech | Warehouse | Miscellaneous | Laboratory equipment | TRC | New | NN4493 | Engine Block Timer | Engine Block Timer | NonEquip | 5 | Others | 0% | Tech/Econ | 36% | 0 | 0 | 0
Tech | Warehouse | Miscellaneous | Laboratory equipment | TRC | New | NN4467 | Efficient Motor Belts | Efficient Motor Belts | NonEquip | 10 | Others | 0% | Tech/Econ | 1.105% | 0 | 0 | 0
Tech | Warehouse | Miscellaneous | Laboratory equipment | TRC | Existing | NE5442 | Retro-Commissioning | Retro-Commissioning | NonEquip | 5 |  | 21.99% | Tech/Econ | 16% | 0 | 0 | 0
Tech | Warehouse | Miscellaneous | Laboratory equipment | TRC | Existing | NE4532 | VSD Controlled Compressor | VSD Controlled Compressor | NonEquip | 15 | Others | 0% | Tech/Econ | 20.79% | 0 | 0 | 0
Tech | Warehouse | Miscellaneous | Laboratory equipment | TRC | Existing | NE4506 | Regenerative Drive Elevator Motor | Regenerative Drive Elevator Motor | NonEquip | 13 | Elevators/Escalators | 0% | Tech/Econ | 6.211% | 0 | 0 | 0
Tech | Warehouse | Miscellaneous | Laboratory equipment | TRC | Existing | NE4480 | Engine Block Timer | Engine Block Timer | NonEquip | 5 | Others | 0% | Tech/Econ | 36% | 0 | 0 | 0
Tech | Warehouse | Miscellaneous | Laboratory equipment | TRC | Existing | NE4454 | Efficient Motor Belts | Efficient Motor Belts | NonEquip | 10 | Others | 0% | Tech/Econ | 1.105% | 0 | 0 | 0
Tech | Warehouse | Ventilation and Circulation | Individual room ventilation | TRC | New | NN5403 | Retro-Commissioning | Retro-Commissioning | NonEquip | 5 |  | 0% | Tech/Econ | 16% | 0 | 0 | 0
Tech | Warehouse | Ventilation and Circulation | Individual room ventilation | TRC | New | NN4987 | VAV System | VAV System | NonEquip | 10 |  | 0% | Tech/Econ | 30% | 0 | 0 | 0
Tech | Warehouse | Ventilation and Circulation | Individual room ventilation | TRC | New | NN4961 | Demand Controlled Ventilation | Demand Controlled Ventilation | NonEquip | 10 |  | 23.39% | Tech/Econ | 50% | 116.6136 | 0.012141 | 0.068355
Tech | Warehouse | Ventilation and Circulation | Individual room ventilation | TRC | New | NN4935 | CO Sensors for Parking Garage Exhaust | CO Sensors for Parking Garage Exhaust | NonEquip | 15 | Motor/Fan | 0% | Tech/Econ | 33% | 0 | 0 | 0
Tech | Warehouse | Ventilation and Circulation | Individual room ventilation | TRC | Existing | NE5390 | Retro-Commissioning | Retro-Commissioning | NonEquip | 5 |  | 21.99% | Tech/Econ | 16% | 1719.0811 | 0.2874 | 0.89105
Tech | Warehouse | Ventilation and Circulation | Individual room ventilation | TRC | Existing | NE4974 | VAV System | VAV System | NonEquip | 10 |  | 0% | Tech/Econ | 30% | 0 | 0 | 0
Tech | Warehouse | Ventilation and Circulation | Individual room ventilation | TRC | Existing | NE4948 | Demand Controlled Ventilation | Demand Controlled Ventilation | NonEquip | 10 |  | 23.39% | Tech/Econ | 50% | 6471.7243 | 0.6738 | 3.7935
Tech | Warehouse | Ventilation and Circulation | Individual room ventilation | TRC | Existing | NE4922 | CO Sensors for Parking Garage Exhaust | CO Sensors for Parking Garage Exhaust | NonEquip | 15 | Motor/Fan | 0% | Tech/Econ | 33% | 0 | 0 | 0
Tech | Warehouse | Space Heating | Individual room heating | TRC | New | NN5351 | Retro-Commissioning | Retro-Commissioning | NonEquip | 5 |  | 0% | Tech/Econ | 16% | 0 | 0 | 0
Tech | Warehouse | Space Heating | Individual room heating | TRC | New | NN4337 | Water Cooled Refrigeration Heat Recovery | Water Cooled Refrigeration Heat Recovery | NonEquip | 20 |  | 0% | Tech/Econ | 10% | 0 | 0 | 0
Tech | Warehouse | Space Heating | Individual room heating | TRC | New | NN4285 | Warehouse Loading Dock Seals | Warehouse Loading Dock Seals | NonEquip | 18 |  | 16.55% | Tech/Econ | 5.114% | 0 | 0 | 0
Tech | Warehouse | Space Heating | Individual room heating | TRC | New | NN4259 | Wall Insulation | Wall Insulation | NonEquip | 20 |  | 0% | Tech/Econ | 0% | 0 | 0 | 0
Tech | Warehouse | Space Heating | Individual room heating | TRC | New | NN4181 | Smart Thermostat | Smart Thermostat | NonEquip | 11 |  | 31.48% | Tech/Econ | 10% | 0 | 0 | 0
Tech | Warehouse | Space Heating | Individual room heating | TRC | New | NN4103 | Roof Insulation | Roof Insulation | NonEquip | 20 |  | 58.5% | Tech/Econ | 11.01% | 0 | 0 | 0
Tech | Warehouse | Space Heating | Individual room heating | TRC | New | NN4077 | Programmable Thermostat | Programmable Thermostat | NonEquip | 11 |  | 0% | Tech/Econ | 3.6% | 0 | 0 | 0
Tech | Warehouse | Space Heating | Individual room heating | TRC | New | NN4025 | Low U-Value Windows | Low U-Value Windows | NonEquip | 20 |  | 12.54% | Tech/Econ | 10% | 0 | 0 | 0
Tech | Warehouse | Space Heating | Individual room heating | TRC | New | NN3947 | Infiltration Reduction - Air Sealing | Infiltration Reduction - Air Sealing | NonEquip | 11 |  | 0% | Tech/Econ | 2.557% | 0 | 0 | 0
Tech | Warehouse | Space Heating | Individual room heating | TRC | New | NN3869 | Hotel Card Energy Control Systems | Hotel Card Energy Control Systems | NonEquip | 15 |  | 0% | Tech/Econ | 0% | 0 | 0 | 0
Tech | Warehouse | Space Heating | Individual room heating | TRC | New | NN3791 | Green Roof | Green Roof | NonEquip | 15 |  | 0.294% | Tech/Econ | 17.01% | 0 | 0 | 0
Tech | Warehouse | Space Heating | Individual room heating | TRC | New | NN3739 | Floor Insulation | Floor Insulation | NonEquip | 20 |  | 49.87% | Tech/Econ | 5.774% | 0 | 0 | 0
Tech | Warehouse | Space Heating | Individual room heating | TRC | New | NN3661 | Facility Energy Management System | Facility Energy Management System | NonEquip | 15 |  | 4.276% | Tech/Econ | 20% | 0 | 0 | 0
Tech | Warehouse | Space Heating | Individual room heating | TRC | New | NN3583 | ECM Motors on Furnaces | ECM Motors on Furnaces | NonEquip | 15 | Forced air furnace | 0% | Tech/Econ | 1.706% | 0 | 0 | 0
Tech | Warehouse | Space Heating | Individual room heating | TRC | New | NN3557 | Duct Sealing Repair | Duct Sealing Repair | NonEquip | 15 |  | 0% | Tech/Econ | 12% | 0 | 0 | 0
Tech | Warehouse | Space Heating | Individual room heating | TRC | New | NN3505 | Duct Insulation | Duct Insulation | NonEquip | 15 |  | 0% | Tech/Econ | 2.045% | 0 | 0 | 0
Tech | Warehouse | Space Heating | Individual room heating | TRC | New | NN3453 | Destratification Fans | Destratification Fans | NonEquip | 10 |  | 74.65% | Tech/Econ | 14.62% | 0 | 0 | 0
Tech | Warehouse | Space Heating | Individual room heating | TRC | New | NN3401 | Dedicated Outdoor Air System on VRF unit | Dedicated Outdoor Air System on VRF unit | NonEquip | 15 | Residential/split system heat pump | 0% | Tech/Econ | 10% | 0 | 0 | 0
Tech | Warehouse | Space Heating | Individual room heating | TRC | New | NN3349 | Cool Roof | Cool Roof | NonEquip | 15 |  | 72.51% | Tech/Econ | 1.92% | 0 | 0 | 0
Tech | Warehouse | Space Heating | Individual room heating | TRC | New | NN3245 | Ceiling Insulation(R30 to R38) | Ceiling Insulation(R30 to R38) | NonEquip | 20 |  | 0% | Tech/Econ | 2.224% | 0 | 0 | 0
Tech | Warehouse | Space Heating | Individual room heating | TRC | New | NN3193 | Ceiling Insulation(R2 to R38) | Ceiling Insulation(R2 to R38) | NonEquip | 20 |  | 0% | Tech/Econ | 94.74% | 0 | 0 | 0
Tech | Warehouse | Space Heating | Individual room heating | TRC | New | NN3141 | Ceiling Insulation(R19 to R38) | Ceiling Insulation(R19 to R38) | NonEquip | 20 |  | 0% | Tech/Econ | 8.341% | 0 | 0 | 0
Tech | Warehouse | Space Heating | Individual room heating | TRC | New | NN3089 | Ceiling Insulation(R12 to R38) | Ceiling Insulation(R12 to R38) | NonEquip | 20 |  | 0% | Tech/Econ | 18.07% | 0 | 0 | 0
Tech | Warehouse | Space Heating | Individual room heating | TRC | New | NN3011 | Air Curtains | Air Curtains | NonEquip | 8 |  | 0% | Tech/Econ | 2.55% | 0 | 0 | 0
Tech | Warehouse | Space Heating | Individual room heating | TRC | Existing | NE5338 | Retro-Commissioning | Retro-Commissioning | NonEquip | 5 |  | 21.99% | Tech/Econ | 16% | 0 | 0 | 0
Tech | Warehouse | Space Heating | Individual room heating | TRC | Existing | NE4324 | Water Cooled Refrigeration Heat Recovery | Water Cooled Refrigeration Heat Recovery | NonEquip | 20 |  | 0% | Tech/Econ | 10% | 0 | 0 | 0
Tech | Warehouse | Space Heating | Individual room heating | TRC | Existing | NE4272 | Warehouse Loading Dock Seals | Warehouse Loading Dock Seals | NonEquip | 18 |  | 24.61% | Tech/Econ | 5.643% | 0 | 0 | 0
Tech | Warehouse | Space Heating | Individual room heating | TRC | Existing | NE4246 | Wall Insulation | Wall Insulation | NonEquip | 20 |  | 0% | Tech/Econ | 9.08% | 0 | 0 | 0
Tech | Warehouse | Space Heating | Individual room heating | TRC | Existing | NE4168 | Smart Thermostat | Smart Thermostat | NonEquip | 11 |  | 31.48% | Tech/Econ | 10% | 0 | 0 | 0
Tech | Warehouse | Space Heating | Individual room heating | TRC | Existing | NE4090 | Roof Insulation | Roof Insulation | NonEquip | 20 |  | 58.5% | Tech/Econ | 24.29% | 0 | 0 | 0
Tech | Warehouse | Space Heating | Individual room heating | TRC | Existing | NE4064 | Programmable Thermostat | Programmable Thermostat | NonEquip | 11 |  | 0% | Tech/Econ | 3.6% | 0 | 0 | 0
Tech | Warehouse | Space Heating | Individual room heating | TRC | Existing | NE4012 | Low U-Value Windows | Low U-Value Windows | NonEquip | 20 |  | 5.017% | Tech/Econ | 46% | 0 | 0 | 0
Tech | Warehouse | Space Heating | Individual room heating | TRC | Existing | NE3934 | Infiltration Reduction - Air Sealing | Infiltration Reduction - Air Sealing | NonEquip | 11 |  | 0% | Tech/Econ | 2.821% | 0 | 0 | 0
Tech | Warehouse | Space Heating | Individual room heating | TRC | Existing | NE3856 | Hotel Card Energy Control Systems | Hotel Card Energy Control Systems | NonEquip | 15 |  | 0% | Tech/Econ | 0% | 0 | 0 | 0
Tech | Warehouse | Space Heating | Individual room heating | TRC | Existing | NE3778 | Green Roof | Green Roof | NonEquip | 15 |  | 0.0588% | Tech/Econ | 18.77% | 0 | 0 | 0
Tech | Warehouse | Space Heating | Individual room heating | TRC | Existing | NE3726 | Floor Insulation | Floor Insulation | NonEquip | 20 |  | 19.95% | Tech/Econ | 6.372% | 0 | 0 | 0
Tech | Warehouse | Space Heating | Individual room heating | TRC | Existing | NE3648 | Facility Energy Management System | Facility Energy Management System | NonEquip | 15 |  | 4.3% | Tech/Econ | 20% | 0 | 0 | 0
Tech | Warehouse | Space Heating | Individual room heating | TRC | Existing | NE3570 | ECM Motors on Furnaces | ECM Motors on Furnaces | NonEquip | 15 | Forced air furnace | 0% | Tech/Econ | 1.706% | 0 | 0 | 0
Tech | Warehouse | Space Heating | Individual room heating | TRC | Existing | NE3544 | Duct Sealing Repair | Duct Sealing Repair | NonEquip | 15 |  | 0% | Tech/Econ | 12% | 0 | 0 | 0
Tech | Warehouse | Space Heating | Individual room heating | TRC | Existing | NE3492 | Duct Insulation | Duct Insulation | NonEquip | 15 |  | 0% | Tech/Econ | 2.045% | 0 | 0 | 0
Tech | Warehouse | Space Heating | Individual room heating | TRC | Existing | NE3440 | Destratification Fans | Destratification Fans | NonEquip | 10 |  | 74.65% | Tech/Econ | 14.62% | 0 | 0 | 0
Tech | Warehouse | Space Heating | Individual room heating | TRC | Existing | NE3388 | Dedicated Outdoor Air System on VRF unit | Dedicated Outdoor Air System on VRF unit | NonEquip | 15 | Residential/split system heat pump | 0% | Tech/Econ | 10% | 0 | 0 | 0
Tech | Warehouse | Space Heating | Individual room heating | TRC | Existing | NE3336 | Cool Roof | Cool Roof | NonEquip | 15 |  | 72.75% | Tech/Econ | 2.119% | 0 | 0 | 0
Tech | Warehouse | Space Heating | Individual room heating | TRC | Existing | NE3232 | Ceiling Insulation(R30 to R38) | Ceiling Insulation(R30 to R38) | NonEquip | 20 |  | 0% | Tech/Econ | 2.454% | 0 | 0 | 0
Tech | Warehouse | Space Heating | Individual room heating | TRC | Existing | NE3180 | Ceiling Insulation(R2 to R38) | Ceiling Insulation(R2 to R38) | NonEquip | 20 |  | 0% | Tech/Econ | 94.74% | 0 | 0 | 0
Tech | Warehouse | Space Heating | Individual room heating | TRC | Existing | NE3128 | Ceiling Insulation(R19 to R38) | Ceiling Insulation(R19 to R38) | NonEquip | 20 |  | 0% | Tech/Econ | 9.203% | 0 | 0 | 0
Tech | Warehouse | Space Heating | Individual room heating | TRC | Existing | NE3076 | Ceiling Insulation(R12 to R38) | Ceiling Insulation(R12 to R38) | NonEquip | 20 |  | 0% | Tech/Econ | 19.94% | 0 | 0 | 0
Tech | Warehouse | Space Heating | Individual room heating | TRC | Existing | NE2998 | Air Curtains | Air Curtains | NonEquip | 8 |  | 0% | Tech/Econ | 2.55% | 0 | 0 | 0
Tech | Warehouse | Space Cooling | Individual room air conditioners | TRC | New | NN5377 | Retro-Commissioning | Retro-Commissioning | NonEquip | 5 |  | 0% | Tech/Econ | 16% | 0 | 0 | 0
Tech | Warehouse | Space Cooling | Individual room air conditioners | TRC | New | NN4389 | Window Sun Protection | Window Sun Protection | NonEquip | 10 |  | 15.35% | Tech/Econ | 16% | 9744.6111 | 4.9006 | -0.16114
Tech | Warehouse | Space Cooling | Individual room air conditioners | TRC | New | NN4363 | Waterside Economizer | Waterside Economizer | NonEquip | 20 |  | 0% | Tech/Econ | 5.556% | 0 | 0 | 0
Tech | Warehouse | Space Cooling | Individual room air conditioners | TRC | New | NN4311 | Warehouse Loading Dock Seals | Warehouse Loading Dock Seals | NonEquip | 18 |  | 16.55% | Tech/Econ | 4.139% | 0 | 0 | 0
Tech | Warehouse | Space Cooling | Individual room air conditioners | TRC | New | NN4155 | Smart Thermostat | Smart Thermostat | NonEquip | 11 |  | 31.48% | Tech/Econ | 10% | 0 | 0 | 0
Tech | Warehouse | Space Cooling | Individual room air conditioners | TRC | New | NN4129 | Roof Insulation | Roof Insulation | NonEquip | 20 |  | 58.5% | Tech/Econ | 8.906% | 0 | 0 | 0
Tech | Warehouse | Space Cooling | Individual room air conditioners | TRC | New | NN4051 | Programmable Thermostat | Programmable Thermostat | NonEquip | 11 |  | 0% | Tech/Econ | 3.6% | 0 | 0 | 0
Tech | Warehouse | Space Cooling | Individual room air conditioners | TRC | New | NN3999 | Low U-Value Windows | Low U-Value Windows | NonEquip | 20 |  | 12.54% | Tech/Econ | 10% | 0 | 0 | 0
Tech | Warehouse | Space Cooling | Individual room air conditioners | TRC | New | NN3921 | HVAC tune-up_RTU | HVAC tune-up_RTU | NonEquip | 5 | Packaged air conditioning units (RTUs) | 0% | Tech/Econ | 5% | 0 | 0 | 0
Tech | Warehouse | Space Cooling | Individual room air conditioners | TRC | New | NN3895 | HVAC tune-up | HVAC tune-up | NonEquip | 5 | Residential-type central air conditioners | 0% | Tech/Econ | 5% | 0 | 0 | 0
Tech | Warehouse | Space Cooling | Individual room air conditioners | TRC | New | NN3817 | Green Roof | Green Roof | NonEquip | 15 |  | 0.294% | Tech/Econ | 10.32% | 0 | 0 | 0
Tech | Warehouse | Space Cooling | Individual room air conditioners | TRC | New | NN3765 | Floor Insulation | Floor Insulation | NonEquip | 20 |  | 49.87% | Tech/Econ | 4.673% | 0 | 0 | 0
Tech | Warehouse | Space Cooling | Individual room air conditioners | TRC | New | NN3687 | Facility Energy Management System | Facility Energy Management System | NonEquip | 15 |  | 4.276% | Tech/Econ | 20% | 3742.789 | 0.78446 | 0
Tech | Warehouse | Space Cooling | Individual room air conditioners | TRC | New | NN3635 | Facility Commissioning | Facility Commissioning | NonEquip | 10 |  | 53.41% | Tech/Econ | 16% | 37077.8589 | 7.6252 | 0.034323
Tech | Warehouse | Space Cooling | Individual room air conditioners | TRC | New | NN3609 | Energy Recovery Ventilation System (ERV) | Energy Recovery Ventilation System (ERV) | NonEquip | 15 | Packaged air conditioning units (RTUs) | 0% | Tech/Econ | 9.935% | 0 | 0 | 0
Tech | Warehouse | Space Cooling | Individual room air conditioners | TRC | New | NN3531 | Duct Sealing Repair | Duct Sealing Repair | NonEquip | 15 |  | 0% | Tech/Econ | 12% | 0 | 0 | 0
Tech | Warehouse | Space Cooling | Individual room air conditioners | TRC | New | NN3427 | Dedicated Outdoor Air System on VRF unit | Dedicated Outdoor Air System on VRF unit | NonEquip | 15 | Residential-type central air conditioners | 0% | Tech/Econ | 17.5% | 0 | 0 | 0
Tech | Warehouse | Space Cooling | Individual room air conditioners | TRC | New | NN3375 | Cool Roof | Cool Roof | NonEquip | 15 |  | 72.51% | Tech/Econ | 14.67% | 15312.3262 | 1.9757 | 0
Tech | Warehouse | Space Cooling | Individual room air conditioners | TRC | New | NN3323 | Chilled Water System - Variable Speed Drives | Chilled Water System - Variable Speed Drives | NonEquip | 13 | Central chillers inside | 0% | Tech/Econ | 24.74% | 0 | 0 | 0
Tech | Warehouse | Space Cooling | Individual room air conditioners | TRC | New | NN3297 | Chilled Water Controls Optimization | Chilled Water Controls Optimization | NonEquip | 10 | Central chillers inside | 0% | Tech/Econ | 12.5% | 0 | 0 | 0
Tech | Warehouse | Space Cooling | Individual room air conditioners | TRC | New | NN3219 | Ceiling Insulation(R2 to R38) | Ceiling Insulation(R2 to R38) | NonEquip | 20 |  | 0% | Tech/Econ | 94.74% | 0 | 0 | 0
Tech | Warehouse | Space Cooling | Individual room air conditioners | TRC | New | NN3167 | Ceiling Insulation(R19 to R38) | Ceiling Insulation(R19 to R38) | NonEquip | 20 |  | 0% | Tech/Econ | 6.75% | 0 | 0 | 0
Tech | Warehouse | Space Cooling | Individual room air conditioners | TRC | New | NN3115 | Ceiling Insulation(R12 to R38) | Ceiling Insulation(R12 to R38) | NonEquip | 20 |  | 0% | Tech/Econ | 14.62% | 0 | 0 | 0
Tech | Warehouse | Space Cooling | Individual room air conditioners | TRC | New | NN3063 | Airside Economizer | Airside Economizer | NonEquip | 10 | Packaged air conditioning units (RTUs) | 0% | Tech/Econ | 5.556% | 0 | 0 | 0
Tech | Warehouse | Space Cooling | Individual room air conditioners | TRC | Existing | NE5364 | Retro-Commissioning | Retro-Commissioning | NonEquip | 5 |  | 21.99% | Tech/Econ | 16% | 732727.7546 | 122.4987 | 0
Tech | Warehouse | Space Cooling | Individual room air conditioners | TRC | Existing | NE4376 | Window Sun Protection | Window Sun Protection | NonEquip | 10 |  | 7.316% | Tech/Econ | 16% | 246677.8712 | 124.0544 | -4.0793
Tech | Warehouse | Space Cooling | Individual room air conditioners | TRC | Existing | NE4350 | Waterside Economizer | Waterside Economizer | NonEquip | 20 |  | 0% | Tech/Econ | 5.556% | 0 | 0 | 0
Tech | Warehouse | Space Cooling | Individual room air conditioners | TRC | Existing | NE4298 | Warehouse Loading Dock Seals | Warehouse Loading Dock Seals | NonEquip | 18 |  | 24.61% | Tech/Econ | 4.139% | 175407.6626 | 19.9048 | 0
Tech | Warehouse | Space Cooling | Individual room air conditioners | TRC | Existing | NE4220 | Wall Insulation | Wall Insulation | NonEquip | 20 |  | 0% | Tech/Econ | 45.6% | 0 | 0 | 0
Tech | Warehouse | Space Cooling | Individual room air conditioners | TRC | Existing | NE4142 | Smart Thermostat | Smart Thermostat | NonEquip | 11 |  | 31.48% | Tech/Econ | 10% | 564949.8665 | 6.7081 | 0
Tech | Warehouse | Space Cooling | Individual room air conditioners | TRC | Existing | NE4116 | Roof Insulation | Roof Insulation | NonEquip | 20 |  | 58.5% | Tech/Econ | 17.81% | 2451066.13 | 278.1404 | 0
Tech | Warehouse | Space Cooling | Individual room air conditioners | TRC | Existing | NE4038 | Programmable Thermostat | Programmable Thermostat | NonEquip | 11 |  | 0% | Tech/Econ | 3.6% | 0 | 0 | 0
Tech | Warehouse | Space Cooling | Individual room air conditioners | TRC | Existing | NE3986 | Low U-Value Windows | Low U-Value Windows | NonEquip | 20 |  | 5.017% | Tech/Econ | 46% | 560516.466 | 192.9655 | 0
Tech | Warehouse | Space Cooling | Individual room air conditioners | TRC | Existing | NE3908 | HVAC tune-up_RTU | HVAC tune-up_RTU | NonEquip | 5 | Packaged air conditioning units (RTUs) | 0% | Tech/Econ | 5% | 0 | 0 | 0
Tech | Warehouse | Space Cooling | Individual room air conditioners | TRC | Existing | NE3882 | HVAC tune-up | HVAC tune-up | NonEquip | 5 | Residential-type central air conditioners | 0% | Tech/Econ | 5% | 0 | 0 | 0
Tech | Warehouse | Space Cooling | Individual room air conditioners | TRC | Existing | NE3804 | Green Roof | Green Roof | NonEquip | 15 |  | 0.0588% | Tech/Econ | 10.32% | 1089.4938 | 0.14058 | 0
Tech | Warehouse | Space Cooling | Individual room air conditioners | TRC | Existing | NE3752 | Floor Insulation | Floor Insulation | NonEquip | 20 |  | 19.95% | Tech/Econ | 4.673% | 162042.1865 | 18.3881 | 0
Tech | Warehouse | Space Cooling | Individual room air conditioners | TRC | Existing | NE3674 | Facility Energy Management System | Facility Energy Management System | NonEquip | 15 |  | 4.3% | Tech/Econ | 20% | 204067.541 | 42.7713 | 0
Tech | Warehouse | Space Cooling | Individual room air conditioners | TRC | Existing | NE3596 | Energy Recovery Ventilation System (ERV) | Energy Recovery Ventilation System (ERV) | NonEquip | 15 | Packaged air conditioning units (RTUs) | 0% | Tech/Econ | 9.935% | 0 | 0 | 0
Tech | Warehouse | Space Cooling | Individual room air conditioners | TRC | Existing | NE3518 | Duct Sealing Repair | Duct Sealing Repair | NonEquip | 15 |  | 0% | Tech/Econ | 12% | 0 | 0 | 0
Tech | Warehouse | Space Cooling | Individual room air conditioners | TRC | Existing | NE3414 | Dedicated Outdoor Air System on VRF unit | Dedicated Outdoor Air System on VRF unit | NonEquip | 15 | Residential-type central air conditioners | 0% | Tech/Econ | 17.5% | 0 | 0 | 0
Tech | Warehouse | Space Cooling | Individual room air conditioners | TRC | Existing | NE3362 | Cool Roof | Cool Roof | NonEquip | 15 |  | 72.75% | Tech/Econ | 14.67% | 2143962.953 | 276.6318 | 0
Tech | Warehouse | Space Cooling | Individual room air conditioners | TRC | Existing | NE3310 | Chilled Water System - Variable Speed Drives | Chilled Water System - Variable Speed Drives | NonEquip | 13 | Central chillers inside | 0% | Tech/Econ | 24.74% | 0 | 0 | 0
Tech | Warehouse | Space Cooling | Individual room air conditioners | TRC | Existing | NE3284 | Chilled Water Controls Optimization | Chilled Water Controls Optimization | NonEquip | 10 | Central chillers inside | 0% | Tech/Econ | 12.5% | 0 | 0 | 0
Tech | Warehouse | Space Cooling | Individual room air conditioners | TRC | Existing | NE3206 | Ceiling Insulation(R2 to R38) | Ceiling Insulation(R2 to R38) | NonEquip | 20 |  | 0% | Tech/Econ | 94.74% | 0 | 0 | 0
Tech | Warehouse | Space Cooling | Individual room air conditioners | TRC | Existing | NE3154 | Ceiling Insulation(R19 to R38) | Ceiling Insulation(R19 to R38) | NonEquip | 20 |  | 0% | Tech/Econ | 6.75% | 0 | 0 | 0
Tech | Warehouse | Space Cooling | Individual room air conditioners | TRC | Existing | NE3102 | Ceiling Insulation(R12 to R38) | Ceiling Insulation(R12 to R38) | NonEquip | 20 |  | 0% | Tech/Econ | 14.62% | 0 | 0 | 0
Tech | Warehouse | Space Cooling | Individual room air conditioners | TRC | Existing | NE3050 | Airside Economizer | Airside Economizer | NonEquip | 10 | Packaged air conditioning units (RTUs) | 0% | Tech/Econ | 5.556% | 0 | 0 | 0
Tech | Warehouse | Interior Lighting | High bay | TRC | New | NN5273 | Retro-Commissioning | Retro-Commissioning | NonEquip | 5 |  | 0% | Tech/Econ | 16% | 0 | 0 | 0
Tech | Warehouse | Interior Lighting | High bay | TRC | New | NN4441 | Interior Lighting Controls | Interior Lighting Controls | NonEquip | 8 | Overhead (fluorescent/LED/CFL U-shape) | 0% | Tech/Econ | 28% | 0 | 0 | 0
Tech | Warehouse | Interior Lighting | High bay | TRC | New | NN4415 | Bi-Level Lighting Control (Interior) | Bi-Level Lighting Control (Interior) | NonEquip | 8 | Overhead (fluorescent/LED/CFL U-shape) | 0% | Tech/Econ | 31% | 0 | 0 | 0
Tech | Warehouse | Interior Lighting | High bay | TRC | New | NN3713 | Facility Energy Management System | Facility Energy Management System | NonEquip | 15 |  | 4.276% | Tech/Econ | 24% | 24652.7723 | 5.1671 | 0.44432
Tech | Warehouse | Interior Lighting | High bay | TRC | Existing | NE5260 | Retro-Commissioning | Retro-Commissioning | NonEquip | 5 |  | 21.99% | Tech/Econ | 16% | 2337818.158 | 390.8406 | 1211.7601
Tech | Warehouse | Interior Lighting | High bay | TRC | Existing | NE4428 | Interior Lighting Controls | Interior Lighting Controls | NonEquip | 8 | Overhead (fluorescent/LED/CFL U-shape) | 0% | Tech/Econ | 28% | 0 | 0 | 0
Tech | Warehouse | Interior Lighting | High bay | TRC | Existing | NE4402 | Bi-Level Lighting Control (Interior) | Bi-Level Lighting Control (Interior) | NonEquip | 8 | Overhead (fluorescent/LED/CFL U-shape) | 0% | Tech/Econ | 31% | 0 | 0 | 0
Tech | Warehouse | Interior Lighting | High bay | TRC | Existing | NE3700 | Facility Energy Management System | Facility Energy Management System | NonEquip | 15 |  | 4.3% | Tech/Econ | 24% | 692911.0429 | 145.2298 | 12.4885
Tech | Warehouse | Interior Lighting | High bay | TRC | Turnover | ET1652 | LED Linear - Fixture Replacement | LED Linear - Fixture Replacement | Equip | 15 | High bay | 24.1% | Tech/Econ | 50.28% | 9258695.744 | 2244.3447 | 513.422
Tech | Warehouse | Interior Lighting | High bay | TRC | Turnover | ET1535 | High Bay LED | High Bay LED | Equip | 15 | High bay | 65.91% | Tech/Econ | 64.78% | 56919631.06 | 10526.1467 | 10327.3572
Tech | Warehouse | Interior Lighting | High bay | TRC | Turnover | ET1496 | High Bay Fluorescent (T5) | High Bay Fluorescent (T5) | Equip | 15 | High bay | 0% | Tech/Econ | 64.14% | 0 | 0 | 0
Tech | Warehouse | Interior Lighting | High bay | TRC | New | EN1678 | LED Linear - Fixture Replacement | LED Linear - Fixture Replacement | Equip | 15 | High bay | 0% | Tech/Econ | 50.28% | 0 | 0 | 0
Tech | Warehouse | Interior Lighting | High bay | TRC | New | EN1561 | High Bay LED | High Bay LED | Equip | 15 | High bay | 0% | Tech/Econ | 64.78% | 0 | 0 | 0
Tech | Warehouse | Interior Lighting | High bay | TRC | New | EN1522 | High Bay Fluorescent (T5) | High Bay Fluorescent (T5) | Equip | 15 | High bay | 0% | Tech/Econ | 64.14% | 0 | 0 | 0
Tech | Warehouse | Cooking | Fryer | TRC | Turnover | ET92 | Energy Star Fryer | Energy Star Fryer | Equip | 12 | Fryer | 0% | Tech/Econ | 17.46% | 0 | 0 | 0
Tech | Warehouse | Cooking | Fryer | TRC | New | EN118 | Energy Star Fryer | Energy Star Fryer | Equip | 12 | Fryer | 0% | Tech/Econ | 17.46% | 0 | 0 | 0
Tech | Warehouse | Space Heating | Forced air furnace | TRC | New | NN5351 | Retro-Commissioning | Retro-Commissioning | NonEquip | 5 |  | 0% | Tech/Econ | 16% | 0 | 0 | 0
Tech | Warehouse | Space Heating | Forced air furnace | TRC | New | NN4337 | Water Cooled Refrigeration Heat Recovery | Water Cooled Refrigeration Heat Recovery | NonEquip | 20 |  | 0% | Tech/Econ | 10% | 0 | 0 | 0
Tech | Warehouse | Space Heating | Forced air furnace | TRC | New | NN4285 | Warehouse Loading Dock Seals | Warehouse Loading Dock Seals | NonEquip | 18 |  | 16.55% | Tech/Econ | 5.114% | 0 | 0 | 0
Tech | Warehouse | Space Heating | Forced air furnace | TRC | New | NN4259 | Wall Insulation | Wall Insulation | NonEquip | 20 |  | 0% | Tech/Econ | 0% | 0 | 0 | 0
Tech | Warehouse | Space Heating | Forced air furnace | TRC | New | NN4181 | Smart Thermostat | Smart Thermostat | NonEquip | 11 |  | 31.48% | Tech/Econ | 10% | 0 | 0 | 0
Tech | Warehouse | Space Heating | Forced air furnace | TRC | New | NN4103 | Roof Insulation | Roof Insulation | NonEquip | 20 |  | 58.5% | Tech/Econ | 11.01% | 37.2014 | 0 | 0.0075322
Tech | Warehouse | Space Heating | Forced air furnace | TRC | New | NN4077 | Programmable Thermostat | Programmable Thermostat | NonEquip | 11 |  | 0% | Tech/Econ | 3.6% | 0 | 0 | 0
Tech | Warehouse | Space Heating | Forced air furnace | TRC | New | NN4025 | Low U-Value Windows | Low U-Value Windows | NonEquip | 20 |  | 12.54% | Tech/Econ | 10% | 0 | 0 | 0
Tech | Warehouse | Space Heating | Forced air furnace | TRC | New | NN3947 | Infiltration Reduction - Air Sealing | Infiltration Reduction - Air Sealing | NonEquip | 11 |  | 0% | Tech/Econ | 2.557% | 0 | 0 | 0
Tech | Warehouse | Space Heating | Forced air furnace | TRC | New | NN3869 | Hotel Card Energy Control Systems | Hotel Card Energy Control Systems | NonEquip | 15 |  | 0% | Tech/Econ | 0% | 0 | 0 | 0
Tech | Warehouse | Space Heating | Forced air furnace | TRC | New | NN3791 | Green Roof | Green Roof | NonEquip | 15 |  | 0.294% | Tech/Econ | 17.01% | 0.91372 | 0 | 0
Tech | Warehouse | Space Heating | Forced air furnace | TRC | New | NN3739 | Floor Insulation | Floor Insulation | NonEquip | 20 |  | 49.87% | Tech/Econ | 5.774% | 0 | 0 | 0
Tech | Warehouse | Space Heating | Forced air furnace | TRC | New | NN3661 | Facility Energy Management System | Facility Energy Management System | NonEquip | 15 |  | 4.276% | Tech/Econ | 20% | 15.7626 | 0 | 0.00028409
Tech | Warehouse | Space Heating | Forced air furnace | TRC | New | NN3583 | ECM Motors on Furnaces | ECM Motors on Furnaces | NonEquip | 15 | Forced air furnace | 47.78% | Tech/Econ | 1.706% | 12.9627 | 0 | 0
Tech | Warehouse | Space Heating | Forced air furnace | TRC | New | NN3557 | Duct Sealing Repair | Duct Sealing Repair | NonEquip | 15 |  | 0% | Tech/Econ | 12% | 0 | 0 | 0
Tech | Warehouse | Space Heating | Forced air furnace | TRC | New | NN3505 | Duct Insulation | Duct Insulation | NonEquip | 15 |  | 0% | Tech/Econ | 2.045% | 0 | 0 | 0
Tech | Warehouse | Space Heating | Forced air furnace | TRC | New | NN3453 | Destratification Fans | Destratification Fans | NonEquip | 10 |  | 74.65% | Tech/Econ | 14.62% | 199.3488 | 0 | 0.040362
Tech | Warehouse | Space Heating | Forced air furnace | TRC | New | NN3401 | Dedicated Outdoor Air System on VRF unit | Dedicated Outdoor Air System on VRF unit | NonEquip | 15 | Residential/split system heat pump | 0% | Tech/Econ | 10% | 0 | 0 | 0
Tech | Warehouse | Space Heating | Forced air furnace | TRC | New | NN3349 | Cool Roof | Cool Roof | NonEquip | 15 |  | 72.51% | Tech/Econ | 1.92% | 0 | 0 | 0
Tech | Warehouse | Space Heating | Forced air furnace | TRC | New | NN3245 | Ceiling Insulation(R30 to R38) | Ceiling Insulation(R30 to R38) | NonEquip | 20 |  | 0% | Tech/Econ | 2.224% | 0 | 0 | 0
Tech | Warehouse | Space Heating | Forced air furnace | TRC | New | NN3193 | Ceiling Insulation(R2 to R38) | Ceiling Insulation(R2 to R38) | NonEquip | 20 |  | 0% | Tech/Econ | 94.74% | 0 | 0 | 0
Tech | Warehouse | Space Heating | Forced air furnace | TRC | New | NN3141 | Ceiling Insulation(R19 to R38) | Ceiling Insulation(R19 to R38) | NonEquip | 20 |  | 0% | Tech/Econ | 8.341% | 0 | 0 | 0
Tech | Warehouse | Space Heating | Forced air furnace | TRC | New | NN3089 | Ceiling Insulation(R12 to R38) | Ceiling Insulation(R12 to R38) | NonEquip | 20 |  | 0% | Tech/Econ | 18.07% | 0 | 0 | 0
Tech | Warehouse | Space Heating | Forced air furnace | TRC | New | NN3011 | Air Curtains | Air Curtains | NonEquip | 8 |  | 0% | Tech/Econ | 2.55% | 0 | 0 | 0
Tech | Warehouse | Space Heating | Forced air furnace | TRC | Existing | NE5338 | Retro-Commissioning | Retro-Commissioning | NonEquip | 5 |  | 21.99% | Tech/Econ | 16% | 2990.0449 | 0 | 1.5498
Tech | Warehouse | Space Heating | Forced air furnace | TRC | Existing | NE4324 | Water Cooled Refrigeration Heat Recovery | Water Cooled Refrigeration Heat Recovery | NonEquip | 20 |  | 0% | Tech/Econ | 10% | 0 | 0 | 0
Tech | Warehouse | Space Heating | Forced air furnace | TRC | Existing | NE4272 | Warehouse Loading Dock Seals | Warehouse Loading Dock Seals | NonEquip | 18 |  | 24.61% | Tech/Econ | 5.643% | 970.023 | 0 | 0.1964
Tech | Warehouse | Space Heating | Forced air furnace | TRC | Existing | NE4246 | Wall Insulation | Wall Insulation | NonEquip | 20 |  | 0% | Tech/Econ | 9.08% | 0 | 0 | 0
Tech | Warehouse | Space Heating | Forced air furnace | TRC | Existing | NE4168 | Smart Thermostat | Smart Thermostat | NonEquip | 11 |  | 31.48% | Tech/Econ | 10% | 2299.225 | 0 | -0.37779
Tech | Warehouse | Space Heating | Forced air furnace | TRC | Existing | NE4090 | Roof Insulation | Roof Insulation | NonEquip | 20 |  | 58.5% | Tech/Econ | 24.29% | 14197.3454 | 0 | 2.8745
Tech | Warehouse | Space Heating | Forced air furnace | TRC | Existing | NE4064 | Programmable Thermostat | Programmable Thermostat | NonEquip | 11 |  | 0% | Tech/Econ | 3.6% | 0 | 0 | 0
Tech | Warehouse | Space Heating | Forced air furnace | TRC | Existing | NE4012 | Low U-Value Windows | Low U-Value Windows | NonEquip | 20 |  | 5.017% | Tech/Econ | 46% | 2360.5931 | 0 | -0.13723
Tech | Warehouse | Space Heating | Forced air furnace | TRC | Existing | NE3934 | Infiltration Reduction - Air Sealing | Infiltration Reduction - Air Sealing | NonEquip | 11 |  | 0% | Tech/Econ | 2.821% | 0 | 0 | 0
Tech | Warehouse | Space Heating | Forced air furnace | TRC | Existing | NE3856 | Hotel Card Energy Control Systems | Hotel Card Energy Control Systems | NonEquip | 15 |  | 0% | Tech/Econ | 0% | 0 | 0 | 0
Tech | Warehouse | Space Heating | Forced air furnace | TRC | Existing | NE3778 | Green Roof | Green Roof | NonEquip | 15 |  | 0.0588% | Tech/Econ | 18.77% | 9.3789 | 0 | 0
Tech | Warehouse | Space Heating | Forced air furnace | TRC | Existing | NE3726 | Floor Insulation | Floor Insulation | NonEquip | 20 |  | 19.95% | Tech/Econ | 6.372% | 899.2239 | 0 | 0.18207
Tech | Warehouse | Space Heating | Forced air furnace | TRC | Existing | NE3648 | Facility Energy Management System | Facility Energy Management System | NonEquip | 15 |  | 4.3% | Tech/Econ | 20% | 737.3217 | 0 | 0.013289
Tech | Warehouse | Space Heating | Forced air furnace | TRC | Existing | NE3570 | ECM Motors on Furnaces | ECM Motors on Furnaces | NonEquip | 15 | Forced air furnace | 47.78% | Tech/Econ | 1.706% | 552.9042 | 0 | 0
Tech | Warehouse | Space Heating | Forced air furnace | TRC | Existing | NE3544 | Duct Sealing Repair | Duct Sealing Repair | NonEquip | 15 |  | 0% | Tech/Econ | 12% | 0 | 0 | 0
Tech | Warehouse | Space Heating | Forced air furnace | TRC | Existing | NE3492 | Duct Insulation | Duct Insulation | NonEquip | 15 |  | 0% | Tech/Econ | 2.045% | 0 | 0 | 0
Tech | Warehouse | Space Heating | Forced air furnace | TRC | Existing | NE3440 | Destratification Fans | Destratification Fans | NonEquip | 10 |  | 74.65% | Tech/Econ | 14.62% | 8949.2819 | 0 | 1.812
Tech | Warehouse | Space Heating | Forced air furnace | TRC | Existing | NE3388 | Dedicated Outdoor Air System on VRF unit | Dedicated Outdoor Air System on VRF unit | NonEquip | 15 | Residential/split system heat pump | 0% | Tech/Econ | 10% | 0 | 0 | 0
Tech | Warehouse | Space Heating | Forced air furnace | TRC | Existing | NE3336 | Cool Roof | Cool Roof | NonEquip | 15 |  | 72.75% | Tech/Econ | 2.119% | 1061.777 | 0 | 0
Tech | Warehouse | Space Heating | Forced air furnace | TRC | Existing | NE3232 | Ceiling Insulation(R30 to R38) | Ceiling Insulation(R30 to R38) | NonEquip | 20 |  | 0% | Tech/Econ | 2.454% | 0 | 0 | 0
Tech | Warehouse | Space Heating | Forced air furnace | TRC | Existing | NE3180 | Ceiling Insulation(R2 to R38) | Ceiling Insulation(R2 to R38) | NonEquip | 20 |  | 0% | Tech/Econ | 94.74% | 0 | 0 | 0
Tech | Warehouse | Space Heating | Forced air furnace | TRC | Existing | NE3128 | Ceiling Insulation(R19 to R38) | Ceiling Insulation(R19 to R38) | NonEquip | 20 |  | 0% | Tech/Econ | 9.203% | 0 | 0 | 0
Tech | Warehouse | Space Heating | Forced air furnace | TRC | Existing | NE3076 | Ceiling Insulation(R12 to R38) | Ceiling Insulation(R12 to R38) | NonEquip | 20 |  | 0% | Tech/Econ | 19.94% | 0 | 0 | 0
Tech | Warehouse | Space Heating | Forced air furnace | TRC | Existing | NE2998 | Air Curtains | Air Curtains | NonEquip | 8 |  | 0% | Tech/Econ | 2.55% | 0 | 0 | 0
Tech | Warehouse | Exterior Lighting | Exterior parking/lot lighting | TRC | New | NN5299 | Retro-Commissioning | Retro-Commissioning | NonEquip | 5 |  | 0% | Tech/Econ | 16% | 0 | 0 | 0
Tech | Warehouse | Exterior Lighting | Exterior parking/lot lighting | TRC | New | NN2985 | Outdoor Lighting Controls | Outdoor Lighting Controls | NonEquip | 8 | Exterior parking/lot lighting | 30.95% | Tech/Econ | 28% | 46544.5691 | 0 | 0
Tech | Warehouse | Exterior Lighting | Exterior parking/lot lighting | TRC | New | NN2959 | Bi-Level Lighting Control (Exterior) | Bi-Level Lighting Control (Exterior) | NonEquip | 9 | Exterior parking/lot lighting | 13.75% | Tech/Econ | 31% | 23922.8772 | 0 | 0
Tech | Warehouse | Exterior Lighting | Exterior parking/lot lighting | TRC | Existing | NE5286 | Retro-Commissioning | Retro-Commissioning | NonEquip | 5 |  | 21.99% | Tech/Econ | 16% | 957956.0916 | 0 | 496.5369
Tech | Warehouse | Exterior Lighting | Exterior parking/lot lighting | TRC | Existing | NE2972 | Outdoor Lighting Controls | Outdoor Lighting Controls | NonEquip | 8 | Exterior parking/lot lighting | 30.95% | Tech/Econ | 28% | 2583092.106 | 0 | 0
Tech | Warehouse | Exterior Lighting | Exterior parking/lot lighting | TRC | Existing | NE2946 | Bi-Level Lighting Control (Exterior) | Bi-Level Lighting Control (Exterior) | NonEquip | 9 | Exterior parking/lot lighting | 13.75% | Tech/Econ | 31% | 1327652.11 | 0 | 0
Tech | Warehouse | Exterior Lighting | Exterior parking/lot lighting | TRC | Turnover | ET716 | LED Parking Lighting | LED Parking Lighting | Equip | 18 | Exterior parking/lot lighting | 7.978% | Tech/Econ | 84% | 2236645.859 | 0 | 0
Tech | Warehouse | Exterior Lighting | Exterior parking/lot lighting | TRC | Turnover | ET521 | High Efficiency HID Lighting | High Efficiency HID Lighting | Equip | 13 | Exterior parking/lot lighting | 0% | Tech/Econ | 34.18% | 0 | 0 | 0
Tech | Warehouse | Exterior Lighting | Exterior parking/lot lighting | TRC | New | EN742 | LED Parking Lighting | LED Parking Lighting | Equip | 18 | Exterior parking/lot lighting | 7.978% | Tech/Econ | 84% | 40301.9767 | 0 | 0
Tech | Warehouse | Exterior Lighting | Exterior parking/lot lighting | TRC | New | EN547 | High Efficiency HID Lighting | High Efficiency HID Lighting | Equip | 13 | Exterior parking/lot lighting | 0% | Tech/Econ | 34.18% | 0 | 0 | 0
Tech | Warehouse | Exterior Lighting | Exterior marquis | TRC | New | NN5299 | Retro-Commissioning | Retro-Commissioning | NonEquip | 5 |  | 0% | Tech/Econ | 16% | 0 | 0 | 0
Tech | Warehouse | Exterior Lighting | Exterior marquis | TRC | New | NN2985 | Outdoor Lighting Controls | Outdoor Lighting Controls | NonEquip | 8 | Exterior parking/lot lighting | 0% | Tech/Econ | 28% | 0 | 0 | 0
Tech | Warehouse | Exterior Lighting | Exterior marquis | TRC | New | NN2959 | Bi-Level Lighting Control (Exterior) | Bi-Level Lighting Control (Exterior) | NonEquip | 9 | Exterior parking/lot lighting | 0% | Tech/Econ | 31% | 0 | 0 | 0
Tech | Warehouse | Exterior Lighting | Exterior marquis | TRC | Existing | NE5286 | Retro-Commissioning | Retro-Commissioning | NonEquip | 5 |  | 21.99% | Tech/Econ | 16% | 6259.7165 | 0 | 3.2446
Tech | Warehouse | Exterior Lighting | Exterior marquis | TRC | Existing | NE2972 | Outdoor Lighting Controls | Outdoor Lighting Controls | NonEquip | 8 | Exterior parking/lot lighting | 0% | Tech/Econ | 28% | 0 | 0 | 0
Tech | Warehouse | Exterior Lighting | Exterior marquis | TRC | Existing | NE2946 | Bi-Level Lighting Control (Exterior) | Bi-Level Lighting Control (Exterior) | NonEquip | 9 | Exterior parking/lot lighting | 0% | Tech/Econ | 31% | 0 | 0 | 0
Tech | Warehouse | Exterior Lighting | Exterior marquis | TRC | Turnover | ET638 | LED Exterior Lighting | LED Exterior Lighting | Equip | 13 | Exterior marquis | 4.624% | Tech/Econ | 60.51% | 5121.2524 | 0 | 0
Tech | Warehouse | Exterior Lighting | Exterior marquis | TRC | Turnover | ET599 | LED Display Lighting (Exterior) | LED Display Lighting (Exterior) | Equip | 15 | Exterior marquis | 4.624% | Tech/Econ | 87.04% | 7675.3077 | 0 | 0
Tech | Warehouse | Exterior Lighting | Exterior marquis | TRC | New | EN664 | LED Exterior Lighting | LED Exterior Lighting | Equip | 13 | Exterior marquis | 4.624% | Tech/Econ | 60.51% | 92.2795 | 0 | 0
Tech | Warehouse | Exterior Lighting | Exterior marquis | TRC | New | EN625 | LED Display Lighting (Exterior) | LED Display Lighting (Exterior) | Equip | 15 | Exterior marquis | 4.624% | Tech/Econ | 87.04% | 138.3009 | 0 | 0
Tech | Warehouse | Miscellaneous | Elevators/Escalators | TRC | New | NN5455 | Retro-Commissioning | Retro-Commissioning | NonEquip | 5 |  | 0% | Tech/Econ | 16% | 0 | 0 | 0
Tech | Warehouse | Miscellaneous | Elevators/Escalators | TRC | New | NN4545 | VSD Controlled Compressor | VSD Controlled Compressor | NonEquip | 15 | Others | 0% | Tech/Econ | 20.79% | 0 | 0 | 0
Tech | Warehouse | Miscellaneous | Elevators/Escalators | TRC | New | NN4519 | Regenerative Drive Elevator Motor | Regenerative Drive Elevator Motor | NonEquip | 13 | Elevators/Escalators | 11.17% | Tech/Econ | 6.211% | 12.8914 | 0.0017943 | 0.00016437
Tech | Warehouse | Miscellaneous | Elevators/Escalators | TRC | New | NN4493 | Engine Block Timer | Engine Block Timer | NonEquip | 5 | Others | 0% | Tech/Econ | 36% | 0 | 0 | 0
Tech | Warehouse | Miscellaneous | Elevators/Escalators | TRC | New | NN4467 | Efficient Motor Belts | Efficient Motor Belts | NonEquip | 10 | Others | 0% | Tech/Econ | 1.105% | 0 | 0 | 0
Tech | Warehouse | Miscellaneous | Elevators/Escalators | TRC | Existing | NE5442 | Retro-Commissioning | Retro-Commissioning | NonEquip | 5 |  | 21.99% | Tech/Econ | 16% | 3630.0405 | 0.60688 | 1.8816
Tech | Warehouse | Miscellaneous | Elevators/Escalators | TRC | Existing | NE4532 | VSD Controlled Compressor | VSD Controlled Compressor | NonEquip | 15 | Others | 0% | Tech/Econ | 20.79% | 0 | 0 | 0
Tech | Warehouse | Miscellaneous | Elevators/Escalators | TRC | Existing | NE4506 | Regenerative Drive Elevator Motor | Regenerative Drive Elevator Motor | NonEquip | 13 | Elevators/Escalators | 2.24% | Tech/Econ | 6.211% | 138.463 | 0.019272 | 0.0017654
Tech | Warehouse | Miscellaneous | Elevators/Escalators | TRC | Existing | NE4480 | Engine Block Timer | Engine Block Timer | NonEquip | 5 | Others | 0% | Tech/Econ | 36% | 0 | 0 | 0
Tech | Warehouse | Miscellaneous | Elevators/Escalators | TRC | Existing | NE4454 | Efficient Motor Belts | Efficient Motor Belts | NonEquip | 10 | Others | 0% | Tech/Econ | 1.105% | 0 | 0 | 0
Tech | Warehouse | Office Equipment | Document production | TRC | New | NN4597 | Smart Strip Plug Outlet | Smart Strip Plug Outlet | NonEquip | 4 |  | 43.9% | Tech/Econ | 1.187% | 342.0015 | 0.050854 | 0
Tech | Warehouse | Office Equipment | Document production | TRC | New | NN4571 | Network PC Power Management | Network PC Power Management | NonEquip | 5 | Computers | 0% | Tech/Econ | 56.5% | 0 | 0 | 0
Tech | Warehouse | Office Equipment | Document production | TRC | Existing | NE4584 | Smart Strip Plug Outlet | Smart Strip Plug Outlet | NonEquip | 4 |  | 43.9% | Tech/Econ | 1.187% | 18980.1186 | 2.8222 | 0
Tech | Warehouse | Office Equipment | Document production | TRC | Existing | NE4558 | Network PC Power Management | Network PC Power Management | NonEquip | 5 | Computers | 0% | Tech/Econ | 56.5% | 0 | 0 | 0
Tech | Warehouse | Office Equipment | Document production | TRC | Turnover | ET2153 | ENERGY STAR Imaging Equipment | ENERGY STAR Imaging Equipment | Equip | 6 | Document production | 0% | Tech/Econ | 44.44% | 0 | 0 | 0
Tech | Warehouse | Office Equipment | Document production | TRC | New | EN2179 | ENERGY STAR Imaging Equipment | ENERGY STAR Imaging Equipment | Equip | 6 | Document production | 0% | Tech/Econ | 44.44% | 0 | 0 | 0
Tech | Warehouse | Space Cooling | District chilled water piped | TRC | New | NN5377 | Retro-Commissioning | Retro-Commissioning | NonEquip | 5 |  | 0% | Tech/Econ | 16% | 0 | 0 | 0
Tech | Warehouse | Space Cooling | District chilled water piped | TRC | New | NN4389 | Window Sun Protection | Window Sun Protection | NonEquip | 10 |  | 15.35% | Tech/Econ | 16% | 0 | 0 | 0
Tech | Warehouse | Space Cooling | District chilled water piped | TRC | New | NN4363 | Waterside Economizer | Waterside Economizer | NonEquip | 20 |  | 0% | Tech/Econ | 5.556% | 0 | 0 | 0
Tech | Warehouse | Space Cooling | District chilled water piped | TRC | New | NN4155 | Smart Thermostat | Smart Thermostat | NonEquip | 11 |  | 31.48% | Tech/Econ | 10% | 0 | 0 | 0
Tech | Warehouse | Space Cooling | District chilled water piped | TRC | New | NN4129 | Roof Insulation | Roof Insulation | NonEquip | 20 |  | 58.5% | Tech/Econ | 8.906% | 0 | 0 | 0
Tech | Warehouse | Space Cooling | District chilled water piped | TRC | New | NN3999 | Low U-Value Windows | Low U-Value Windows | NonEquip | 20 |  | 12.54% | Tech/Econ | 10% | 0 | 0 | 0
Tech | Warehouse | Space Cooling | District chilled water piped | TRC | New | NN3921 | HVAC tune-up_RTU | HVAC tune-up_RTU | NonEquip | 5 | Packaged air conditioning units (RTUs) | 0% | Tech/Econ | 5% | 0 | 0 | 0
Tech | Warehouse | Space Cooling | District chilled water piped | TRC | New | NN3895 | HVAC tune-up | HVAC tune-up | NonEquip | 5 | Residential-type central air conditioners | 0% | Tech/Econ | 5% | 0 | 0 | 0
Tech | Warehouse | Space Cooling | District chilled water piped | TRC | New | NN3817 | Green Roof | Green Roof | NonEquip | 15 |  | 0.294% | Tech/Econ | 10.32% | 0 | 0 | 0
Tech | Warehouse | Space Cooling | District chilled water piped | TRC | New | NN3765 | Floor Insulation | Floor Insulation | NonEquip | 20 |  | 49.87% | Tech/Econ | 4.673% | 0 | 0 | 0
Tech | Warehouse | Space Cooling | District chilled water piped | TRC | New | NN3687 | Facility Energy Management System | Facility Energy Management System | NonEquip | 15 |  | 4.276% | Tech/Econ | 20% | 0 | 0 | 0
Tech | Warehouse | Space Cooling | District chilled water piped | TRC | New | NN3635 | Facility Commissioning | Facility Commissioning | NonEquip | 10 |  | 53.41% | Tech/Econ | 16% | 0 | 0 | 0
Tech | Warehouse | Space Cooling | District chilled water piped | TRC | New | NN3609 | Energy Recovery Ventilation System (ERV) | Energy Recovery Ventilation System (ERV) | NonEquip | 15 | Packaged air conditioning units (RTUs) | 0% | Tech/Econ | 9.935% | 0 | 0 | 0
Tech | Warehouse | Space Cooling | District chilled water piped | TRC | New | NN3531 | Duct Sealing Repair | Duct Sealing Repair | NonEquip | 15 |  | 0% | Tech/Econ | 12% | 0 | 0 | 0
Tech | Warehouse | Space Cooling | District chilled water piped | TRC | New | NN3427 | Dedicated Outdoor Air System on VRF unit | Dedicated Outdoor Air System on VRF unit | NonEquip | 15 | Residential-type central air conditioners | 0% | Tech/Econ | 17.5% | 0 | 0 | 0
Tech | Warehouse | Space Cooling | District chilled water piped | TRC | New | NN3375 | Cool Roof | Cool Roof | NonEquip | 15 |  | 72.51% | Tech/Econ | 14.67% | 0 | 0 | 0
Tech | Warehouse | Space Cooling | District chilled water piped | TRC | New | NN3323 | Chilled Water System - Variable Speed Drives | Chilled Water System - Variable Speed Drives | NonEquip | 13 | Central chillers inside | 0% | Tech/Econ | 24.74% | 0 | 0 | 0
Tech | Warehouse | Space Cooling | District chilled water piped | TRC | New | NN3297 | Chilled Water Controls Optimization | Chilled Water Controls Optimization | NonEquip | 10 | Central chillers inside | 0% | Tech/Econ | 12.5% | 0 | 0 | 0
Tech | Warehouse | Space Cooling | District chilled water piped | TRC | New | NN3219 | Ceiling Insulation(R2 to R38) | Ceiling Insulation(R2 to R38) | NonEquip | 20 |  | 0% | Tech/Econ | 94.74% | 0 | 0 | 0
Tech | Warehouse | Space Cooling | District chilled water piped | TRC | New | NN3167 | Ceiling Insulation(R19 to R38) | Ceiling Insulation(R19 to R38) | NonEquip | 20 |  | 0% | Tech/Econ | 6.75% | 0 | 0 | 0
Tech | Warehouse | Space Cooling | District chilled water piped | TRC | New | NN3115 | Ceiling Insulation(R12 to R38) | Ceiling Insulation(R12 to R38) | NonEquip | 20 |  | 0% | Tech/Econ | 14.62% | 0 | 0 | 0
Tech | Warehouse | Space Cooling | District chilled water piped | TRC | New | NN3063 | Airside Economizer | Airside Economizer | NonEquip | 10 | Packaged air conditioning units (RTUs) | 0% | Tech/Econ | 5.556% | 0 | 0 | 0
Tech | Warehouse | Space Cooling | District chilled water piped | TRC | Existing | NE5364 | Retro-Commissioning | Retro-Commissioning | NonEquip | 5 |  | 21.99% | Tech/Econ | 16% | 0 | 0 | 0
Tech | Warehouse | Space Cooling | District chilled water piped | TRC | Existing | NE4376 | Window Sun Protection | Window Sun Protection | NonEquip | 10 |  | 7.316% | Tech/Econ | 16% | 0 | 0 | 0
Tech | Warehouse | Space Cooling | District chilled water piped | TRC | Existing | NE4350 | Waterside Economizer | Waterside Economizer | NonEquip | 20 |  | 0% | Tech/Econ | 5.556% | 0 | 0 | 0
Tech | Warehouse | Space Cooling | District chilled water piped | TRC | Existing | NE4298 | Warehouse Loading Dock Seals | Warehouse Loading Dock Seals | NonEquip | 18 |  | 24.61% | Tech/Econ | 4.139% | 0 | 0 | 0
Tech | Warehouse | Space Cooling | District chilled water piped | TRC | Existing | NE4220 | Wall Insulation | Wall Insulation | NonEquip | 20 |  | 0% | Tech/Econ | 45.6% | 0 | 0 | 0
Tech | Warehouse | Space Cooling | District chilled water piped | TRC | Existing | NE4142 | Smart Thermostat | Smart Thermostat | NonEquip | 11 |  | 31.48% | Tech/Econ | 10% | 0 | 0 | 0
Tech | Warehouse | Space Cooling | District chilled water piped | TRC | Existing | NE4116 | Roof Insulation | Roof Insulation | NonEquip | 20 |  | 58.5% | Tech/Econ | 17.81% | 0 | 0 | 0
Tech | Warehouse | Space Cooling | District chilled water piped | TRC | Existing | NE4038 | Programmable Thermostat | Programmable Thermostat | NonEquip | 11 |  | 0% | Tech/Econ | 3.6% | 0 | 0 | 0
Tech | Warehouse | Space Cooling | District chilled water piped | TRC | Existing | NE3986 | Low U-Value Windows | Low U-Value Windows | NonEquip | 20 |  | 5.017% | Tech/Econ | 46% | 0 | 0 | 0
Tech | Warehouse | Space Cooling | District chilled water piped | TRC | Existing | NE3908 | HVAC tune-up_RTU | HVAC tune-up_RTU | NonEquip | 5 | Packaged air conditioning units (RTUs) | 0% | Tech/Econ | 5% | 0 | 0 | 0
Tech | Warehouse | Space Cooling | District chilled water piped | TRC | Existing | NE3882 | HVAC tune-up | HVAC tune-up | NonEquip | 5 | Residential-type central air conditioners | 0% | Tech/Econ | 5% | 0 | 0 | 0
Tech | Warehouse | Space Cooling | District chilled water piped | TRC | Existing | NE3804 | Green Roof | Green Roof | NonEquip | 15 |  | 0.0588% | Tech/Econ | 10.32% | 0 | 0 | 0
Tech | Warehouse | Space Cooling | District chilled water piped | TRC | Existing | NE3752 | Floor Insulation | Floor Insulation | NonEquip | 20 |  | 19.95% | Tech/Econ | 4.673% | 0 | 0 | 0
Tech | Warehouse | Space Cooling | District chilled water piped | TRC | Existing | NE3674 | Facility Energy Management System | Facility Energy Management System | NonEquip | 15 |  | 4.3% | Tech/Econ | 20% | 0 | 0 | 0
Tech | Warehouse | Space Cooling | District chilled water piped | TRC | Existing | NE3596 | Energy Recovery Ventilation System (ERV) | Energy Recovery Ventilation System (ERV) | NonEquip | 15 | Packaged air conditioning units (RTUs) | 0% | Tech/Econ | 9.935% | 0 | 0 | 0
Tech | Warehouse | Space Cooling | District chilled water piped | TRC | Existing | NE3518 | Duct Sealing Repair | Duct Sealing Repair | NonEquip | 15 |  | 0% | Tech/Econ | 12% | 0 | 0 | 0
Tech | Warehouse | Space Cooling | District chilled water piped | TRC | Existing | NE3414 | Dedicated Outdoor Air System on VRF unit | Dedicated Outdoor Air System on VRF unit | NonEquip | 15 | Residential-type central air conditioners | 0% | Tech/Econ | 17.5% | 0 | 0 | 0
Tech | Warehouse | Space Cooling | District chilled water piped | TRC | Existing | NE3362 | Cool Roof | Cool Roof | NonEquip | 15 |  | 72.75% | Tech/Econ | 14.67% | 0 | 0 | 0
Tech | Warehouse | Space Cooling | District chilled water piped | TRC | Existing | NE3310 | Chilled Water System - Variable Speed Drives | Chilled Water System - Variable Speed Drives | NonEquip | 13 | Central chillers inside | 0% | Tech/Econ | 24.74% | 0 | 0 | 0
Tech | Warehouse | Space Cooling | District chilled water piped | TRC | Existing | NE3284 | Chilled Water Controls Optimization | Chilled Water Controls Optimization | NonEquip | 10 | Central chillers inside | 0% | Tech/Econ | 12.5% | 0 | 0 | 0
Tech | Warehouse | Space Cooling | District chilled water piped | TRC | Existing | NE3206 | Ceiling Insulation(R2 to R38) | Ceiling Insulation(R2 to R38) | NonEquip | 20 |  | 0% | Tech/Econ | 94.74% | 0 | 0 | 0
Tech | Warehouse | Space Cooling | District chilled water piped | TRC | Existing | NE3154 | Ceiling Insulation(R19 to R38) | Ceiling Insulation(R19 to R38) | NonEquip | 20 |  | 0% | Tech/Econ | 6.75% | 0 | 0 | 0
Tech | Warehouse | Space Cooling | District chilled water piped | TRC | Existing | NE3102 | Ceiling Insulation(R12 to R38) | Ceiling Insulation(R12 to R38) | NonEquip | 20 |  | 0% | Tech/Econ | 14.62% | 0 | 0 | 0
Tech | Warehouse | Space Cooling | District chilled water piped | TRC | Existing | NE3050 | Airside Economizer | Airside Economizer | NonEquip | 10 | Packaged air conditioning units (RTUs) | 0% | Tech/Econ | 5.556% | 0 | 0 | 0
Tech | Warehouse | Space Cooling | District chilled water piped | TRC | Turnover | ET950 | High Efficiency Chiller (Air Cooled, 50 tons) | High Efficiency Chiller (Air Cooled, 50 tons) | Equip | 20 | District chilled water piped | 28.37% | Tech/Econ | 8.759% | 0 | 0 | 0
Tech | Warehouse | Space Cooling | District chilled water piped | TRC | Turnover | ET1106 | High Efficiency Chiller (Water cooled-positive displacement, 100 tons) | High Efficiency Chiller (Water cooled-positive displacement, 100 tons) | Equip | 20 | District chilled water piped | 28.37% | Tech/Econ | 2.683% | 0 | 0 | 0
Tech | Warehouse | Space Cooling | District chilled water piped | TRC | Turnover | ET1028 | High Efficiency Chiller (Water cooled-centrifugal, 200 tons) | High Efficiency Chiller (Water cooled-centrifugal, 200 tons) | Equip | 20 | District chilled water piped | 28.37% | Tech/Econ | 4.362% | 0 | 0 | 0
Tech | Warehouse | Space Cooling | District chilled water piped | TRC | New | EN976 | High Efficiency Chiller (Air Cooled, 50 tons) | High Efficiency Chiller (Air Cooled, 50 tons) | Equip | 20 | District chilled water piped | 28.37% | Tech/Econ | 8.759% | 0 | 0 | 0
Tech | Warehouse | Space Cooling | District chilled water piped | TRC | New | EN1054 | High Efficiency Chiller (Water cooled-centrifugal, 200 tons) | High Efficiency Chiller (Water cooled-centrifugal, 200 tons) | Equip | 20 | District chilled water piped | 28.37% | Tech/Econ | 4.362% | 0 | 0 | 0
Tech | Warehouse | Refrigeration | Display cases | TRC | New | NN5325 | Retro-Commissioning | Retro-Commissioning | NonEquip | 5 |  | 0% | Tech/Econ | 16% | 0 | 0 | 0
Tech | Warehouse | Refrigeration | Display cases | TRC | New | NN4909 | Strip Curtains for Walk-ins | Strip Curtains for Walk-ins | NonEquip | 4 | Walk-in cooler | 0% | Tech/Econ | 2.115% | 0 | 0 | 0
Tech | Warehouse | Refrigeration | Display cases | TRC | New | NN4883 | Refrigerated Display Case Lighting Controls | Refrigerated Display Case Lighting Controls | NonEquip | 8 | Display cases | 0% | Tech/Econ | 0.9365% | 0 | 0 | 0
Tech | Warehouse | Refrigeration | Display cases | TRC | New | NN4857 | PSC to ECM Evaporator Fan Motor (Walk-In, Refrigerator) | PSC to ECM Evaporator Fan Motor (Walk-In, Refrigerator) | NonEquip | 15 | Walk-in cooler | 0% | Tech/Econ | 37.5% | 0 | 0 | 0
Tech | Warehouse | Refrigeration | Display cases | TRC | New | NN4831 | PSC to ECM Evaporator Fan Motor (Reach-In) | PSC to ECM Evaporator Fan Motor (Reach-In) | NonEquip | 15 | Display cases | 0% | Tech/Econ | 37.5% | 0 | 0 | 0
Tech | Warehouse | Refrigeration | Display cases | TRC | New | NN4805 | Night Covers for Display Cases | Night Covers for Display Cases | NonEquip | 5 | Display cases | 0% | Tech/Econ | 1.877% | 0 | 0 | 0
Tech | Warehouse | Refrigeration | Display cases | TRC | New | NN4779 | High R-Value Glass Doors | High R-Value Glass Doors | NonEquip | 12 | Display cases | 0% | Tech/Econ | 0% | 0 | 0 | 0
Tech | Warehouse | Refrigeration | Display cases | TRC | New | NN4753 | High Efficiency Refrigeration Compressor | High Efficiency Refrigeration Compressor | NonEquip | 13 | Display cases | 0% | Tech/Econ | 6.922% | 0 | 0 | 0
Tech | Warehouse | Refrigeration | Display cases | TRC | New | NN4727 | Freezer-Cooler Replacement Gaskets | Freezer-Cooler Replacement Gaskets | NonEquip | 4 | Display cases | 0% | Tech/Econ | 0% | 0 | 0 | 0
Tech | Warehouse | Refrigeration | Display cases | TRC | New | NN4701 | Floating Head Pressure Controls | Floating Head Pressure Controls | NonEquip | 15 |  | 0% | Tech/Econ | 6.05% | 0 | 0 | 0
Tech | Warehouse | Refrigeration | Display cases | TRC | New | NN4675 | Demand Defrost | Demand Defrost | NonEquip | 10 | Walk-in cooler | 0% | Tech/Econ | 30% | 0 | 0 | 0
Tech | Warehouse | Refrigeration | Display cases | TRC | New | NN4649 | Automatic Door Closer for Walk-in Coolers and Freezers | Automatic Door Closer for Walk-in Coolers and Freezers | NonEquip | 8 | Walk-in cooler | 0% | Tech/Econ | 3.131% | 0 | 0 | 0
Tech | Warehouse | Refrigeration | Display cases | TRC | New | NN4623 | Anti-Sweat Controls | Anti-Sweat Controls | NonEquip | 8 | Display cases | 0% | Tech/Econ | 85% | 0 | 0 | 0
Tech | Warehouse | Refrigeration | Display cases | TRC | Existing | NE5312 | Retro-Commissioning | Retro-Commissioning | NonEquip | 5 |  | 21.99% | Tech/Econ | 16% | 1076.989 | 0.18005 | 0.55824
Tech | Warehouse | Refrigeration | Display cases | TRC | Existing | NE4896 | Strip Curtains for Walk-ins | Strip Curtains for Walk-ins | NonEquip | 4 | Walk-in cooler | 0% | Tech/Econ | 2.115% | 0 | 0 | 0
Tech | Warehouse | Refrigeration | Display cases | TRC | Existing | NE4870 | Refrigerated Display Case Lighting Controls | Refrigerated Display Case Lighting Controls | NonEquip | 8 | Display cases | 0% | Tech/Econ | 2.524% | 0 | 0 | 0
Tech | Warehouse | Refrigeration | Display cases | TRC | Existing | NE4844 | PSC to ECM Evaporator Fan Motor (Walk-In, Refrigerator) | PSC to ECM Evaporator Fan Motor (Walk-In, Refrigerator) | NonEquip | 15 | Walk-in cooler | 0% | Tech/Econ | 37.5% | 0 | 0 | 0
Tech | Warehouse | Refrigeration | Display cases | TRC | Existing | NE4818 | PSC to ECM Evaporator Fan Motor (Reach-In) | PSC to ECM Evaporator Fan Motor (Reach-In) | NonEquip | 15 | Display cases | 0% | Tech/Econ | 37.5% | 0 | 0 | 0
Tech | Warehouse | Refrigeration | Display cases | TRC | Existing | NE4792 | Night Covers for Display Cases | Night Covers for Display Cases | NonEquip | 5 | Display cases | 0% | Tech/Econ | 1.877% | 0 | 0 | 0
Tech | Warehouse | Refrigeration | Display cases | TRC | Existing | NE4766 | High R-Value Glass Doors | High R-Value Glass Doors | NonEquip | 12 | Display cases | 0% | Tech/Econ | 23.81% | 0 | 0 | 0
Tech | Warehouse | Refrigeration | Display cases | TRC | Existing | NE4740 | High Efficiency Refrigeration Compressor | High Efficiency Refrigeration Compressor | NonEquip | 13 | Display cases | 0% | Tech/Econ | 6.922% | 0 | 0 | 0
Tech | Warehouse | Refrigeration | Display cases | TRC | Existing | NE4714 | Freezer-Cooler Replacement Gaskets | Freezer-Cooler Replacement Gaskets | NonEquip | 4 | Display cases | 0% | Tech/Econ | 3.131% | 0 | 0 | 0
Tech | Warehouse | Refrigeration | Display cases | TRC | Existing | NE4688 | Floating Head Pressure Controls | Floating Head Pressure Controls | NonEquip | 15 |  | 0% | Tech/Econ | 6.05% | 0 | 0 | 0
Tech | Warehouse | Refrigeration | Display cases | TRC | Existing | NE4662 | Demand Defrost | Demand Defrost | NonEquip | 10 | Walk-in cooler | 0% | Tech/Econ | 30% | 0 | 0 | 0
Tech | Warehouse | Refrigeration | Display cases | TRC | Existing | NE4636 | Automatic Door Closer for Walk-in Coolers and Freezers | Automatic Door Closer for Walk-in Coolers and Freezers | NonEquip | 8 | Walk-in cooler | 0% | Tech/Econ | 3.131% | 0 | 0 | 0
Tech | Warehouse | Refrigeration | Display cases | TRC | Existing | NE4610 | Anti-Sweat Controls | Anti-Sweat Controls | NonEquip | 8 | Display cases | 0% | Tech/Econ | 85% | 0 | 0 | 0
Tech | Warehouse | Refrigeration | Display cases | TRC | Turnover | ET2621 | Refrigerated Display Case LED Lighting | Refrigerated Display Case LED Lighting | Equip | 8 | Display cases | 0% | Tech/Econ | 6.613% | 0 | 0 | 0
Tech | Warehouse | Refrigeration | Display cases | TRC | Turnover | ET2465 | Energy Star Commercial Solid Door Refrigerator | Energy Star Commercial Solid Door Refrigerator | Equip | 12 | Display cases | 0% | Tech/Econ | 50.28% | 0 | 0 | 0
Tech | Warehouse | Refrigeration | Display cases | TRC | Turnover | ET2426 | Energy Star Commercial Solid Door Freezer | Energy Star Commercial Solid Door Freezer | Equip | 12 | Display cases | 0% | Tech/Econ | 42.11% | 0 | 0 | 0
Tech | Warehouse | Refrigeration | Display cases | TRC | Turnover | ET2387 | Energy Star Commercial Glass Door Refrigerator | Energy Star Commercial Glass Door Refrigerator | Equip | 12 | Display cases | 0% | Tech/Econ | 37.88% | 0 | 0 | 0
Tech | Warehouse | Refrigeration | Display cases | TRC | Turnover | ET2348 | Energy Star Commercial Glass Door Freezer | Energy Star Commercial Glass Door Freezer | Equip | 12 | Display cases | 0% | Tech/Econ | 40.57% | 0 | 0 | 0
Tech | Warehouse | Refrigeration | Display cases | TRC | New | EN2647 | Refrigerated Display Case LED Lighting | Refrigerated Display Case LED Lighting | Equip | 8 | Display cases | 0% | Tech/Econ | 0% | 0 | 0 | 0
Tech | Warehouse | Refrigeration | Display cases | TRC | New | EN2491 | Energy Star Commercial Solid Door Refrigerator | Energy Star Commercial Solid Door Refrigerator | Equip | 12 | Display cases | 0% | Tech/Econ | 50.28% | 0 | 0 | 0
Tech | Warehouse | Refrigeration | Display cases | TRC | New | EN2452 | Energy Star Commercial Solid Door Freezer | Energy Star Commercial Solid Door Freezer | Equip | 12 | Display cases | 0% | Tech/Econ | 42.11% | 0 | 0 | 0
Tech | Warehouse | Refrigeration | Display cases | TRC | New | EN2413 | Energy Star Commercial Glass Door Refrigerator | Energy Star Commercial Glass Door Refrigerator | Equip | 12 | Display cases | 0% | Tech/Econ | 37.88% | 0 | 0 | 0
Tech | Warehouse | Refrigeration | Display cases | TRC | New | EN2374 | Energy Star Commercial Glass Door Freezer | Energy Star Commercial Glass Door Freezer | Equip | 12 | Display cases | 0% | Tech/Econ | 40.57% | 0 | 0 | 0
Tech | Warehouse | Cooking | Cooking Other | TRC | Turnover | ET248 | Induction Cooktops | Induction Cooktops | Equip | 10 | Cooking Other | 0% | Tech/Econ | 18.82% | 0 | 0 | 0
Tech | Warehouse | Cooking | Cooking Other | TRC | Turnover | ET170 | Energy Star Hot Food Holding Cabinet | Energy Star Hot Food Holding Cabinet | Equip | 12 | Cooking Other | 0% | Tech/Econ | 52.67% | 0 | 0 | 0
Tech | Warehouse | Cooking | Cooking Other | TRC | Turnover | ET14 | Efficient Exhaust Hood | Efficient Exhaust Hood | Equip | 15 | Cooking Other | 0% | Tech/Econ | 42.5% | 0 | 0 | 0
Tech | Warehouse | Cooking | Cooking Other | TRC | Turnover | ET131 | Energy Star Griddle | Energy Star Griddle | Equip | 12 | Cooking Other | 0% | Tech/Econ | 12.08% | 0 | 0 | 0
Tech | Warehouse | Cooking | Cooking Other | TRC | New | EN40 | Efficient Exhaust Hood | Efficient Exhaust Hood | Equip | 15 | Cooking Other | 0% | Tech/Econ | 42.5% | 0 | 0 | 0
Tech | Warehouse | Cooking | Cooking Other | TRC | New | EN274 | Induction Cooktops | Induction Cooktops | Equip | 10 | Cooking Other | 0% | Tech/Econ | 18.82% | 0 | 0 | 0
Tech | Warehouse | Cooking | Cooking Other | TRC | New | EN196 | Energy Star Hot Food Holding Cabinet | Energy Star Hot Food Holding Cabinet | Equip | 12 | Cooking Other | 0% | Tech/Econ | 52.67% | 0 | 0 | 0
Tech | Warehouse | Cooking | Cooking Other | TRC | New | EN157 | Energy Star Griddle | Energy Star Griddle | Equip | 12 | Cooking Other | 0% | Tech/Econ | 12.08% | 0 | 0 | 0
Tech | Warehouse | Office Equipment | Computers | TRC | New | NN4597 | Smart Strip Plug Outlet | Smart Strip Plug Outlet | NonEquip | 4 |  | 43.9% | Tech/Econ | 1.187% | 65.2573 | 0.0097034 | 0
Tech | Warehouse | Office Equipment | Computers | TRC | New | NN4571 | Network PC Power Management | Network PC Power Management | NonEquip | 5 | Computers | 0% | Tech/Econ | 56.5% | 0 | 0 | 0
Tech | Warehouse | Office Equipment | Computers | TRC | Existing | NE4584 | Smart Strip Plug Outlet | Smart Strip Plug Outlet | NonEquip | 4 |  | 43.9% | Tech/Econ | 1.187% | 3621.5949 | 0.53851 | 0
Tech | Warehouse | Office Equipment | Computers | TRC | Existing | NE4558 | Network PC Power Management | Network PC Power Management | NonEquip | 5 | Computers | 0% | Tech/Econ | 56.5% | 0 | 0 | 0
Tech | Warehouse | Office Equipment | Computers | TRC | Turnover | ET2192 | Energy Star PCs | Energy Star PCs | Equip | 4 | Computers | 35% | Tech/Econ | 43.34% | 124291.7402 | 17.7014 | 0
Tech | Warehouse | Office Equipment | Computers | TRC | New | EN2218 | Energy Star PCs | Energy Star PCs | Equip | 4 | Computers | 35% | Tech/Econ | 43.34% | 2239.6048 | 0.31896 | 0
Tech | Warehouse | Domestic Hot Water | Centralized water heaters | TRC | New | NN5429 | Retro-Commissioning | Retro-Commissioning | NonEquip | 5 |  | 0% | Tech/Econ | 16% | 0 | 0 | 0
Tech | Warehouse | Domestic Hot Water | Centralized water heaters | TRC | New | NN2933 | Thermostatic Shower Restriction Valve | Thermostatic Shower Restriction Valve | NonEquip | 10 | Centralized water heaters | 0% | Tech/Econ | 5.962% | 0 | 0 | 0
Tech | Warehouse | Domestic Hot Water | Centralized water heaters | TRC | New | NN2907 | Tank Wrap on Water Heater | Tank Wrap on Water Heater | NonEquip | 7 | Centralized water heaters | 55.99% | Tech/Econ | 1.755% | 39.846 | 0.0039913 | 0.0040723
Tech | Warehouse | Domestic Hot Water | Centralized water heaters | TRC | New | NN2881 | Low-Flow Pre-Rinse Sprayers | Low-Flow Pre-Rinse Sprayers | NonEquip | 5 | Centralized water heaters | 0% | Tech/Econ | 15.77% | 0 | 0 | 0
Tech | Warehouse | Domestic Hot Water | Centralized water heaters | TRC | New | NN2855 | Low Flow Shower Head | Low Flow Shower Head | NonEquip | 10 | Centralized water heaters | 0% | Tech/Econ | 1.208% | 0 | 0 | 0
Tech | Warehouse | Domestic Hot Water | Centralized water heaters | TRC | New | NN2829 | Hot Water Pipe Insulation | Hot Water Pipe Insulation | NonEquip | 13 | Centralized water heaters | 22.45% | Tech/Econ | 9.424% | 604.9809 | 0.067586 | 0.075957
Tech | Warehouse | Domestic Hot Water | Centralized water heaters | TRC | New | NN2803 | Hot Water Circulation Pump Control | Hot Water Circulation Pump Control | NonEquip | 15 | Centralized water heaters | 0% | Tech/Econ | 4.526% | 0 | 0 | 0
Tech | Warehouse | Domestic Hot Water | Centralized water heaters | TRC | New | NN2777 | Faucet Aerator | Faucet Aerator | NonEquip | 10 | Centralized water heaters | 23.64% | Tech/Econ | 0.569% | 0 | 0 | 0
Tech | Warehouse | Domestic Hot Water | Centralized water heaters | TRC | New | NN2751 | Drain Water Heat Recovery | Drain Water Heat Recovery | NonEquip | 15 | Centralized water heaters | 22.45% | Tech/Econ | 12.27% | 810.2126 | 0.19612 | 0.093259
Tech | Warehouse | Domestic Hot Water | Centralized water heaters | TRC | Existing | NE5416 | Retro-Commissioning | Retro-Commissioning | NonEquip | 5 |  | 21.99% | Tech/Econ | 16% | 57406.6304 | 9.5973 | 29.7556
Tech | Warehouse | Domestic Hot Water | Centralized water heaters | TRC | Existing | NE2920 | Thermostatic Shower Restriction Valve | Thermostatic Shower Restriction Valve | NonEquip | 10 | Centralized water heaters | 0% | Tech/Econ | 5.703% | 0 | 0 | 0
Tech | Warehouse | Domestic Hot Water | Centralized water heaters | TRC | Existing | NE2894 | Tank Wrap on Water Heater | Tank Wrap on Water Heater | NonEquip | 7 | Centralized water heaters | 55.99% | Tech/Econ | 1.755% | 14894.5698 | 1.492 | 1.5222
Tech | Warehouse | Domestic Hot Water | Centralized water heaters | TRC | Existing | NE2868 | Low-Flow Pre-Rinse Sprayers | Low-Flow Pre-Rinse Sprayers | NonEquip | 5 | Centralized water heaters | 0% | Tech/Econ | 15.04% | 0 | 0 | 0
Tech | Warehouse | Domestic Hot Water | Centralized water heaters | TRC | Existing | NE2842 | Low Flow Shower Head | Low Flow Shower Head | NonEquip | 10 | Centralized water heaters | 0% | Tech/Econ | 1.156% | 0 | 0 | 0
Tech | Warehouse | Domestic Hot Water | Centralized water heaters | TRC | Existing | NE2816 | Hot Water Pipe Insulation | Hot Water Pipe Insulation | NonEquip | 13 | Centralized water heaters | 4.299% | Tech/Econ | 9.015% | 6080.8866 | 0.67933 | 0.76347
Tech | Warehouse | Domestic Hot Water | Centralized water heaters | TRC | Existing | NE2790 | Hot Water Circulation Pump Control | Hot Water Circulation Pump Control | NonEquip | 15 | Centralized water heaters | 70.18% | Tech/Econ | 4.329% | 47485.3028 | 2.2584 | 2.3725
Tech | Warehouse | Domestic Hot Water | Centralized water heaters | TRC | Existing | NE2764 | Faucet Aerator | Faucet Aerator | NonEquip | 10 | Centralized water heaters | 23.64% | Tech/Econ | 0.5443% | 1931.1197 | 0.40248 | 0.24239
Tech | Warehouse | Domestic Hot Water | Centralized water heaters | TRC | Existing | NE2738 | Drain Water Heat Recovery | Drain Water Heat Recovery | NonEquip | 15 | Centralized water heaters | 2.67% | Tech/Econ | 12.27% | 5158.5588 | 1.2487 | 0.59377
Tech | Warehouse | Domestic Hot Water | Centralized water heaters | TRC | Turnover | ET443 | Solar Water Heater | Solar Water Heater | Equip | 15 | Centralized water heaters | 27.42% | Tech/Econ | 76.67% | 497991.1896 | 37.2208 | 5.2256
Tech | Warehouse | Domestic Hot Water | Centralized water heaters | TRC | Turnover | ET365 | Heat Pump Water Heater | Heat Pump Water Heater | Equip | 10 | Centralized water heaters | 19.56% | Tech/Econ | 65.32% | 238967.1146 | 40.3839 | 26.8601
Tech | Warehouse | Domestic Hot Water | Centralized water heaters | TRC | Turnover | ET287 | Energy Star Commercial Dishwasher | Energy Star Commercial Dishwasher | Equip | 15 | Centralized water heaters | 0% | Tech/Econ | 29.58% | 0 | 0 | 0
Tech | Warehouse | Domestic Hot Water | Centralized water heaters | TRC | New | EN469 | Solar Water Heater | Solar Water Heater | Equip | 15 | Centralized water heaters | 27.42% | Tech/Econ | 76.67% | 8973.271 | 0.67068 | 0.094159
Tech | Warehouse | Domestic Hot Water | Centralized water heaters | TRC | New | EN391 | Heat Pump Water Heater | Heat Pump Water Heater | Equip | 10 | Centralized water heaters | 19.56% | Tech/Econ | 65.32% | 4305.9329 | 0.72767 | 0.48399
Tech | Warehouse | Domestic Hot Water | Centralized water heaters | TRC | New | EN313 | Energy Star Commercial Dishwasher | Energy Star Commercial Dishwasher | Equip | 15 | Centralized water heaters | 0% | Tech/Econ | 29.58% | 0 | 0 | 0
Tech | Warehouse | Space Cooling | Central chillers inside | TRC | New | NN5377 | Retro-Commissioning | Retro-Commissioning | NonEquip | 5 |  | 0% | Tech/Econ | 16% | 0 | 0 | 0
Tech | Warehouse | Space Cooling | Central chillers inside | TRC | New | NN4389 | Window Sun Protection | Window Sun Protection | NonEquip | 10 |  | 15.35% | Tech/Econ | 16% | 0 | 0 | 0
Tech | Warehouse | Space Cooling | Central chillers inside | TRC | New | NN4363 | Waterside Economizer | Waterside Economizer | NonEquip | 20 |  | 0% | Tech/Econ | 5.556% | 0 | 0 | 0
Tech | Warehouse | Space Cooling | Central chillers inside | TRC | New | NN4155 | Smart Thermostat | Smart Thermostat | NonEquip | 11 |  | 31.48% | Tech/Econ | 10% | 0 | 0 | 0
Tech | Warehouse | Space Cooling | Central chillers inside | TRC | New | NN4129 | Roof Insulation | Roof Insulation | NonEquip | 20 |  | 58.5% | Tech/Econ | 8.906% | 0 | 0 | 0
Tech | Warehouse | Space Cooling | Central chillers inside | TRC | New | NN3999 | Low U-Value Windows | Low U-Value Windows | NonEquip | 20 |  | 12.54% | Tech/Econ | 10% | 0 | 0 | 0
Tech | Warehouse | Space Cooling | Central chillers inside | TRC | New | NN3921 | HVAC tune-up_RTU | HVAC tune-up_RTU | NonEquip | 5 | Packaged air conditioning units (RTUs) | 0% | Tech/Econ | 5% | 0 | 0 | 0
Tech | Warehouse | Space Cooling | Central chillers inside | TRC | New | NN3895 | HVAC tune-up | HVAC tune-up | NonEquip | 5 | Residential-type central air conditioners | 0% | Tech/Econ | 5% | 0 | 0 | 0
Tech | Warehouse | Space Cooling | Central chillers inside | TRC | New | NN3817 | Green Roof | Green Roof | NonEquip | 15 |  | 0.294% | Tech/Econ | 10.32% | 0 | 0 | 0
Tech | Warehouse | Space Cooling | Central chillers inside | TRC | New | NN3765 | Floor Insulation | Floor Insulation | NonEquip | 20 |  | 49.87% | Tech/Econ | 4.673% | 0 | 0 | 0
Tech | Warehouse | Space Cooling | Central chillers inside | TRC | New | NN3687 | Facility Energy Management System | Facility Energy Management System | NonEquip | 15 |  | 4.276% | Tech/Econ | 20% | 0 | 0 | 0
Tech | Warehouse | Space Cooling | Central chillers inside | TRC | New | NN3635 | Facility Commissioning | Facility Commissioning | NonEquip | 10 |  | 53.41% | Tech/Econ | 16% | 0 | 0 | 0
Tech | Warehouse | Space Cooling | Central chillers inside | TRC | New | NN3609 | Energy Recovery Ventilation System (ERV) | Energy Recovery Ventilation System (ERV) | NonEquip | 15 | Packaged air conditioning units (RTUs) | 0% | Tech/Econ | 9.935% | 0 | 0 | 0
Tech | Warehouse | Space Cooling | Central chillers inside | TRC | New | NN3531 | Duct Sealing Repair | Duct Sealing Repair | NonEquip | 15 |  | 0% | Tech/Econ | 12% | 0 | 0 | 0
Tech | Warehouse | Space Cooling | Central chillers inside | TRC | New | NN3427 | Dedicated Outdoor Air System on VRF unit | Dedicated Outdoor Air System on VRF unit | NonEquip | 15 | Residential-type central air conditioners | 0% | Tech/Econ | 17.5% | 0 | 0 | 0
Tech | Warehouse | Space Cooling | Central chillers inside | TRC | New | NN3375 | Cool Roof | Cool Roof | NonEquip | 15 |  | 72.51% | Tech/Econ | 14.67% | 0 | 0 | 0
Tech | Warehouse | Space Cooling | Central chillers inside | TRC | New | NN3323 | Chilled Water System - Variable Speed Drives | Chilled Water System - Variable Speed Drives | NonEquip | 13 | Central chillers inside | 73.99% | Tech/Econ | 24.74% | 0 | 0 | 0
Tech | Warehouse | Space Cooling | Central chillers inside | TRC | New | NN3297 | Chilled Water Controls Optimization | Chilled Water Controls Optimization | NonEquip | 10 | Central chillers inside | 34.04% | Tech/Econ | 12.5% | 0 | 0 | 0
Tech | Warehouse | Space Cooling | Central chillers inside | TRC | New | NN3219 | Ceiling Insulation(R2 to R38) | Ceiling Insulation(R2 to R38) | NonEquip | 20 |  | 0% | Tech/Econ | 94.74% | 0 | 0 | 0
Tech | Warehouse | Space Cooling | Central chillers inside | TRC | New | NN3167 | Ceiling Insulation(R19 to R38) | Ceiling Insulation(R19 to R38) | NonEquip | 20 |  | 0% | Tech/Econ | 6.75% | 0 | 0 | 0
Tech | Warehouse | Space Cooling | Central chillers inside | TRC | New | NN3115 | Ceiling Insulation(R12 to R38) | Ceiling Insulation(R12 to R38) | NonEquip | 20 |  | 0% | Tech/Econ | 14.62% | 0 | 0 | 0
Tech | Warehouse | Space Cooling | Central chillers inside | TRC | New | NN3063 | Airside Economizer | Airside Economizer | NonEquip | 10 | Packaged air conditioning units (RTUs) | 0% | Tech/Econ | 5.556% | 0 | 0 | 0
Tech | Warehouse | Space Cooling | Central chillers inside | TRC | Existing | NE5364 | Retro-Commissioning | Retro-Commissioning | NonEquip | 5 |  | 21.99% | Tech/Econ | 16% | 0 | 0 | 0
Tech | Warehouse | Space Cooling | Central chillers inside | TRC | Existing | NE4376 | Window Sun Protection | Window Sun Protection | NonEquip | 10 |  | 7.316% | Tech/Econ | 16% | 0 | 0 | 0
Tech | Warehouse | Space Cooling | Central chillers inside | TRC | Existing | NE4350 | Waterside Economizer | Waterside Economizer | NonEquip | 20 |  | 0% | Tech/Econ | 5.556% | 0 | 0 | 0
Tech | Warehouse | Space Cooling | Central chillers inside | TRC | Existing | NE4298 | Warehouse Loading Dock Seals | Warehouse Loading Dock Seals | NonEquip | 18 |  | 24.61% | Tech/Econ | 4.139% | 0 | 0 | 0
Tech | Warehouse | Space Cooling | Central chillers inside | TRC | Existing | NE4220 | Wall Insulation | Wall Insulation | NonEquip | 20 |  | 0% | Tech/Econ | 45.6% | 0 | 0 | 0
Tech | Warehouse | Space Cooling | Central chillers inside | TRC | Existing | NE4142 | Smart Thermostat | Smart Thermostat | NonEquip | 11 |  | 31.48% | Tech/Econ | 10% | 0 | 0 | 0
Tech | Warehouse | Space Cooling | Central chillers inside | TRC | Existing | NE4116 | Roof Insulation | Roof Insulation | NonEquip | 20 |  | 58.5% | Tech/Econ | 17.81% | 0 | 0 | 0
Tech | Warehouse | Space Cooling | Central chillers inside | TRC | Existing | NE4038 | Programmable Thermostat | Programmable Thermostat | NonEquip | 11 |  | 0% | Tech/Econ | 3.6% | 0 | 0 | 0
Tech | Warehouse | Space Cooling | Central chillers inside | TRC | Existing | NE3986 | Low U-Value Windows | Low U-Value Windows | NonEquip | 20 |  | 5.017% | Tech/Econ | 46% | 0 | 0 | 0
Tech | Warehouse | Space Cooling | Central chillers inside | TRC | Existing | NE3908 | HVAC tune-up_RTU | HVAC tune-up_RTU | NonEquip | 5 | Packaged air conditioning units (RTUs) | 0% | Tech/Econ | 5% | 0 | 0 | 0
Tech | Warehouse | Space Cooling | Central chillers inside | TRC | Existing | NE3882 | HVAC tune-up | HVAC tune-up | NonEquip | 5 | Residential-type central air conditioners | 0% | Tech/Econ | 5% | 0 | 0 | 0
Tech | Warehouse | Space Cooling | Central chillers inside | TRC | Existing | NE3804 | Green Roof | Green Roof | NonEquip | 15 |  | 0.0588% | Tech/Econ | 10.32% | 0 | 0 | 0
Tech | Warehouse | Space Cooling | Central chillers inside | TRC | Existing | NE3752 | Floor Insulation | Floor Insulation | NonEquip | 20 |  | 19.95% | Tech/Econ | 4.673% | 0 | 0 | 0
Tech | Warehouse | Space Cooling | Central chillers inside | TRC | Existing | NE3674 | Facility Energy Management System | Facility Energy Management System | NonEquip | 15 |  | 4.3% | Tech/Econ | 20% | 0 | 0 | 0
Tech | Warehouse | Space Cooling | Central chillers inside | TRC | Existing | NE3596 | Energy Recovery Ventilation System (ERV) | Energy Recovery Ventilation System (ERV) | NonEquip | 15 | Packaged air conditioning units (RTUs) | 0% | Tech/Econ | 9.935% | 0 | 0 | 0
Tech | Warehouse | Space Cooling | Central chillers inside | TRC | Existing | NE3518 | Duct Sealing Repair | Duct Sealing Repair | NonEquip | 15 |  | 0% | Tech/Econ | 12% | 0 | 0 | 0
Tech | Warehouse | Space Cooling | Central chillers inside | TRC | Existing | NE3414 | Dedicated Outdoor Air System on VRF unit | Dedicated Outdoor Air System on VRF unit | NonEquip | 15 | Residential-type central air conditioners | 0% | Tech/Econ | 17.5% | 0 | 0 | 0
Tech | Warehouse | Space Cooling | Central chillers inside | TRC | Existing | NE3362 | Cool Roof | Cool Roof | NonEquip | 15 |  | 72.75% | Tech/Econ | 14.67% | 0 | 0 | 0
Tech | Warehouse | Space Cooling | Central chillers inside | TRC | Existing | NE3310 | Chilled Water System - Variable Speed Drives | Chilled Water System - Variable Speed Drives | NonEquip | 13 | Central chillers inside | 73.99% | Tech/Econ | 24.74% | 0 | 0 | 0
Tech | Warehouse | Space Cooling | Central chillers inside | TRC | Existing | NE3284 | Chilled Water Controls Optimization | Chilled Water Controls Optimization | NonEquip | 10 | Central chillers inside | 34.04% | Tech/Econ | 12.5% | 0 | 0 | 0
Tech | Warehouse | Space Cooling | Central chillers inside | TRC | Existing | NE3206 | Ceiling Insulation(R2 to R38) | Ceiling Insulation(R2 to R38) | NonEquip | 20 |  | 0% | Tech/Econ | 94.74% | 0 | 0 | 0
Tech | Warehouse | Space Cooling | Central chillers inside | TRC | Existing | NE3154 | Ceiling Insulation(R19 to R38) | Ceiling Insulation(R19 to R38) | NonEquip | 20 |  | 0% | Tech/Econ | 6.75% | 0 | 0 | 0
Tech | Warehouse | Space Cooling | Central chillers inside | TRC | Existing | NE3102 | Ceiling Insulation(R12 to R38) | Ceiling Insulation(R12 to R38) | NonEquip | 20 |  | 0% | Tech/Econ | 14.62% | 0 | 0 | 0
Tech | Warehouse | Space Cooling | Central chillers inside | TRC | Existing | NE3050 | Airside Economizer | Airside Economizer | NonEquip | 10 | Packaged air conditioning units (RTUs) | 0% | Tech/Econ | 5.556% | 0 | 0 | 0
Tech | Warehouse | Space Cooling | Central chillers inside | TRC | Turnover | ET989 | High Efficiency Chiller (Water cooled-centrifugal, 200 tons) | High Efficiency Chiller (Water cooled-centrifugal, 200 tons) | Equip | 20 | Central chillers inside | 28.37% | Tech/Econ | 4.362% | 0 | 0 | 0
Tech | Warehouse | Space Cooling | Central chillers inside | TRC | Turnover | ET911 | High Efficiency Chiller (Air Cooled, 50 tons) | High Efficiency Chiller (Air Cooled, 50 tons) | Equip | 20 | Central chillers inside | 28.37% | Tech/Econ | 8.759% | 0 | 0 | 0
Tech | Warehouse | Space Cooling | Central chillers inside | TRC | Turnover | ET1067 | High Efficiency Chiller (Water cooled-positive displacement, 100 tons) | High Efficiency Chiller (Water cooled-positive displacement, 100 tons) | Equip | 20 | Central chillers inside | 28.37% | Tech/Econ | 2.683% | 0 | 0 | 0
Tech | Warehouse | Space Cooling | Central chillers inside | TRC | New | EN937 | High Efficiency Chiller (Air Cooled, 50 tons) | High Efficiency Chiller (Air Cooled, 50 tons) | Equip | 20 | Central chillers inside | 28.37% | Tech/Econ | 8.759% | 0 | 0 | 0
Tech | Warehouse | Space Cooling | Central chillers inside | TRC | New | EN1015 | High Efficiency Chiller (Water cooled-centrifugal, 200 tons) | High Efficiency Chiller (Water cooled-centrifugal, 200 tons) | Equip | 20 | Central chillers inside | 28.37% | Tech/Econ | 4.362% | 0 | 0 | 0
Tech | Warehouse | Ventilation and Circulation | Central air-handling unit | TRC | New | NN5403 | Retro-Commissioning | Retro-Commissioning | NonEquip | 5 |  | 0% | Tech/Econ | 16% | 0 | 0 | 0
Tech | Warehouse | Ventilation and Circulation | Central air-handling unit | TRC | New | NN4987 | VAV System | VAV System | NonEquip | 10 |  | 0% | Tech/Econ | 30% | 0 | 0 | 0
Tech | Warehouse | Ventilation and Circulation | Central air-handling unit | TRC | New | NN4961 | Demand Controlled Ventilation | Demand Controlled Ventilation | NonEquip | 10 |  | 23.39% | Tech/Econ | 50% | 23258.7667 | 2.4216 | 13.6335
Tech | Warehouse | Ventilation and Circulation | Central air-handling unit | TRC | New | NN4935 | CO Sensors for Parking Garage Exhaust | CO Sensors for Parking Garage Exhaust | NonEquip | 15 | Motor/Fan | 0% | Tech/Econ | 33% | 0 | 0 | 0
Tech | Warehouse | Ventilation and Circulation | Central air-handling unit | TRC | Existing | NE5390 | Retro-Commissioning | Retro-Commissioning | NonEquip | 5 |  | 21.99% | Tech/Econ | 16% | 342873.492 | 57.3222 | 177.7214
Tech | Warehouse | Ventilation and Circulation | Central air-handling unit | TRC | Existing | NE4974 | VAV System | VAV System | NonEquip | 10 |  | 0% | Tech/Econ | 30% | 0 | 0 | 0
Tech | Warehouse | Ventilation and Circulation | Central air-handling unit | TRC | Existing | NE4948 | Demand Controlled Ventilation | Demand Controlled Ventilation | NonEquip | 10 |  | 23.39% | Tech/Econ | 50% | 1290795.848 | 134.3908 | 756.62
Tech | Warehouse | Ventilation and Circulation | Central air-handling unit | TRC | Existing | NE4922 | CO Sensors for Parking Garage Exhaust | CO Sensors for Parking Garage Exhaust | NonEquip | 15 | Motor/Fan | 0% | Tech/Econ | 33% | 0 | 0 | 0
Tech | Warehouse | Interior Lighting | case lighting | TRC | New | NN5273 | Retro-Commissioning | Retro-Commissioning | NonEquip | 5 |  | 0% | Tech/Econ | 16% | 0 | 0 | 0
Tech | Warehouse | Interior Lighting | case lighting | TRC | New | NN4441 | Interior Lighting Controls | Interior Lighting Controls | NonEquip | 8 | Overhead (fluorescent/LED/CFL U-shape) | 0% | Tech/Econ | 28% | 0 | 0 | 0
Tech | Warehouse | Interior Lighting | case lighting | TRC | New | NN4415 | Bi-Level Lighting Control (Interior) | Bi-Level Lighting Control (Interior) | NonEquip | 8 | Overhead (fluorescent/LED/CFL U-shape) | 0% | Tech/Econ | 31% | 0 | 0 | 0
Tech | Warehouse | Interior Lighting | case lighting | TRC | New | NN3713 | Facility Energy Management System | Facility Energy Management System | NonEquip | 15 |  | 4.276% | Tech/Econ | 24% | 11.647 | 0.0024411 | 0.00020992
Tech | Warehouse | Interior Lighting | case lighting | TRC | Existing | NE5260 | Retro-Commissioning | Retro-Commissioning | NonEquip | 5 |  | 21.99% | Tech/Econ | 16% | 2193.1328 | 0.36665 | 1.1368
Tech | Warehouse | Interior Lighting | case lighting | TRC | Existing | NE4428 | Interior Lighting Controls | Interior Lighting Controls | NonEquip | 8 | Overhead (fluorescent/LED/CFL U-shape) | 0% | Tech/Econ | 28% | 0 | 0 | 0
Tech | Warehouse | Interior Lighting | case lighting | TRC | Existing | NE4402 | Bi-Level Lighting Control (Interior) | Bi-Level Lighting Control (Interior) | NonEquip | 8 | Overhead (fluorescent/LED/CFL U-shape) | 0% | Tech/Econ | 31% | 0 | 0 | 0
Tech | Warehouse | Interior Lighting | case lighting | TRC | Existing | NE3700 | Facility Energy Management System | Facility Energy Management System | NonEquip | 15 |  | 4.3% | Tech/Econ | 24% | 650.0274 | 0.13624 | 0.011716
Tech | Warehouse | Space Heating | Boilers | TRC | New | NN5351 | Retro-Commissioning | Retro-Commissioning | NonEquip | 5 |  | 0% | Tech/Econ | 16% | 0 | 0 | 0
Tech | Warehouse | Space Heating | Boilers | TRC | New | NN4337 | Water Cooled Refrigeration Heat Recovery | Water Cooled Refrigeration Heat Recovery | NonEquip | 20 |  | 0% | Tech/Econ | 10% | 0 | 0 | 0
Tech | Warehouse | Space Heating | Boilers | TRC | New | NN4285 | Warehouse Loading Dock Seals | Warehouse Loading Dock Seals | NonEquip | 18 |  | 16.55% | Tech/Econ | 5.114% | 0 | 0 | 0
Tech | Warehouse | Space Heating | Boilers | TRC | New | NN4259 | Wall Insulation | Wall Insulation | NonEquip | 20 |  | 0% | Tech/Econ | 0% | 0 | 0 | 0
Tech | Warehouse | Space Heating | Boilers | TRC | New | NN4181 | Smart Thermostat | Smart Thermostat | NonEquip | 11 |  | 31.48% | Tech/Econ | 10% | 0 | 0 | 0
Tech | Warehouse | Space Heating | Boilers | TRC | New | NN4103 | Roof Insulation | Roof Insulation | NonEquip | 20 |  | 58.5% | Tech/Econ | 11.01% | 0 | 0 | 0
Tech | Warehouse | Space Heating | Boilers | TRC | New | NN4077 | Programmable Thermostat | Programmable Thermostat | NonEquip | 11 |  | 0% | Tech/Econ | 3.6% | 0 | 0 | 0
Tech | Warehouse | Space Heating | Boilers | TRC | New | NN4025 | Low U-Value Windows | Low U-Value Windows | NonEquip | 20 |  | 12.54% | Tech/Econ | 10% | 0 | 0 | 0
Tech | Warehouse | Space Heating | Boilers | TRC | New | NN3947 | Infiltration Reduction - Air Sealing | Infiltration Reduction - Air Sealing | NonEquip | 11 |  | 0% | Tech/Econ | 2.557% | 0 | 0 | 0
Tech | Warehouse | Space Heating | Boilers | TRC | New | NN3869 | Hotel Card Energy Control Systems | Hotel Card Energy Control Systems | NonEquip | 15 |  | 0% | Tech/Econ | 0% | 0 | 0 | 0
Tech | Warehouse | Space Heating | Boilers | TRC | New | NN3791 | Green Roof | Green Roof | NonEquip | 15 |  | 0.294% | Tech/Econ | 17.01% | 0 | 0 | 0
Tech | Warehouse | Space Heating | Boilers | TRC | New | NN3739 | Floor Insulation | Floor Insulation | NonEquip | 20 |  | 49.87% | Tech/Econ | 5.774% | 0 | 0 | 0
Tech | Warehouse | Space Heating | Boilers | TRC | New | NN3661 | Facility Energy Management System | Facility Energy Management System | NonEquip | 15 |  | 4.276% | Tech/Econ | 20% | 0 | 0 | 0
Tech | Warehouse | Space Heating | Boilers | TRC | New | NN3583 | ECM Motors on Furnaces | ECM Motors on Furnaces | NonEquip | 15 | Forced air furnace | 0% | Tech/Econ | 1.706% | 0 | 0 | 0
Tech | Warehouse | Space Heating | Boilers | TRC | New | NN3557 | Duct Sealing Repair | Duct Sealing Repair | NonEquip | 15 |  | 0% | Tech/Econ | 12% | 0 | 0 | 0
Tech | Warehouse | Space Heating | Boilers | TRC | New | NN3505 | Duct Insulation | Duct Insulation | NonEquip | 15 |  | 0% | Tech/Econ | 2.045% | 0 | 0 | 0
Tech | Warehouse | Space Heating | Boilers | TRC | New | NN3453 | Destratification Fans | Destratification Fans | NonEquip | 10 |  | 74.65% | Tech/Econ | 14.62% | 0 | 0 | 0
Tech | Warehouse | Space Heating | Boilers | TRC | New | NN3401 | Dedicated Outdoor Air System on VRF unit | Dedicated Outdoor Air System on VRF unit | NonEquip | 15 | Residential/split system heat pump | 0% | Tech/Econ | 10% | 0 | 0 | 0
Tech | Warehouse | Space Heating | Boilers | TRC | New | NN3349 | Cool Roof | Cool Roof | NonEquip | 15 |  | 72.51% | Tech/Econ | 1.92% | 0 | 0 | 0
Tech | Warehouse | Space Heating | Boilers | TRC | New | NN3245 | Ceiling Insulation(R30 to R38) | Ceiling Insulation(R30 to R38) | NonEquip | 20 |  | 0% | Tech/Econ | 2.224% | 0 | 0 | 0
Tech | Warehouse | Space Heating | Boilers | TRC | New | NN3193 | Ceiling Insulation(R2 to R38) | Ceiling Insulation(R2 to R38) | NonEquip | 20 |  | 0% | Tech/Econ | 94.74% | 0 | 0 | 0
Tech | Warehouse | Space Heating | Boilers | TRC | New | NN3141 | Ceiling Insulation(R19 to R38) | Ceiling Insulation(R19 to R38) | NonEquip | 20 |  | 0% | Tech/Econ | 8.341% | 0 | 0 | 0
Tech | Warehouse | Space Heating | Boilers | TRC | New | NN3089 | Ceiling Insulation(R12 to R38) | Ceiling Insulation(R12 to R38) | NonEquip | 20 |  | 0% | Tech/Econ | 18.07% | 0 | 0 | 0
Tech | Warehouse | Space Heating | Boilers | TRC | New | NN3011 | Air Curtains | Air Curtains | NonEquip | 8 |  | 0% | Tech/Econ | 2.55% | 0 | 0 | 0
Tech | Warehouse | Space Heating | Boilers | TRC | Existing | NE5338 | Retro-Commissioning | Retro-Commissioning | NonEquip | 5 |  | 21.99% | Tech/Econ | 16% | 0 | 0 | 0
Tech | Warehouse | Space Heating | Boilers | TRC | Existing | NE4324 | Water Cooled Refrigeration Heat Recovery | Water Cooled Refrigeration Heat Recovery | NonEquip | 20 |  | 0% | Tech/Econ | 10% | 0 | 0 | 0
Tech | Warehouse | Space Heating | Boilers | TRC | Existing | NE4272 | Warehouse Loading Dock Seals | Warehouse Loading Dock Seals | NonEquip | 18 |  | 24.61% | Tech/Econ | 5.643% | 0 | 0 | 0
Tech | Warehouse | Space Heating | Boilers | TRC | Existing | NE4246 | Wall Insulation | Wall Insulation | NonEquip | 20 |  | 0% | Tech/Econ | 9.08% | 0 | 0 | 0
Tech | Warehouse | Space Heating | Boilers | TRC | Existing | NE4168 | Smart Thermostat | Smart Thermostat | NonEquip | 11 |  | 31.48% | Tech/Econ | 10% | 0 | 0 | 0
Tech | Warehouse | Space Heating | Boilers | TRC | Existing | NE4090 | Roof Insulation | Roof Insulation | NonEquip | 20 |  | 58.5% | Tech/Econ | 24.29% | 0 | 0 | 0
Tech | Warehouse | Space Heating | Boilers | TRC | Existing | NE4064 | Programmable Thermostat | Programmable Thermostat | NonEquip | 11 |  | 0% | Tech/Econ | 3.6% | 0 | 0 | 0
Tech | Warehouse | Space Heating | Boilers | TRC | Existing | NE4012 | Low U-Value Windows | Low U-Value Windows | NonEquip | 20 |  | 5.017% | Tech/Econ | 46% | 0 | 0 | 0
Tech | Warehouse | Space Heating | Boilers | TRC | Existing | NE3934 | Infiltration Reduction - Air Sealing | Infiltration Reduction - Air Sealing | NonEquip | 11 |  | 0% | Tech/Econ | 2.821% | 0 | 0 | 0
Tech | Warehouse | Space Heating | Boilers | TRC | Existing | NE3856 | Hotel Card Energy Control Systems | Hotel Card Energy Control Systems | NonEquip | 15 |  | 0% | Tech/Econ | 0% | 0 | 0 | 0
Tech | Warehouse | Space Heating | Boilers | TRC | Existing | NE3778 | Green Roof | Green Roof | NonEquip | 15 |  | 0.0588% | Tech/Econ | 18.77% | 0 | 0 | 0
Tech | Warehouse | Space Heating | Boilers | TRC | Existing | NE3726 | Floor Insulation | Floor Insulation | NonEquip | 20 |  | 19.95% | Tech/Econ | 6.372% | 0 | 0 | 0
Tech | Warehouse | Space Heating | Boilers | TRC | Existing | NE3648 | Facility Energy Management System | Facility Energy Management System | NonEquip | 15 |  | 4.3% | Tech/Econ | 20% | 0 | 0 | 0
Tech | Warehouse | Space Heating | Boilers | TRC | Existing | NE3570 | ECM Motors on Furnaces | ECM Motors on Furnaces | NonEquip | 15 | Forced air furnace | 0% | Tech/Econ | 1.706% | 0 | 0 | 0
Tech | Warehouse | Space Heating | Boilers | TRC | Existing | NE3544 | Duct Sealing Repair | Duct Sealing Repair | NonEquip | 15 |  | 0% | Tech/Econ | 12% | 0 | 0 | 0
Tech | Warehouse | Space Heating | Boilers | TRC | Existing | NE3492 | Duct Insulation | Duct Insulation | NonEquip | 15 |  | 0% | Tech/Econ | 2.045% | 0 | 0 | 0
Tech | Warehouse | Space Heating | Boilers | TRC | Existing | NE3440 | Destratification Fans | Destratification Fans | NonEquip | 10 |  | 74.65% | Tech/Econ | 14.62% | 0 | 0 | 0
Tech | Warehouse | Space Heating | Boilers | TRC | Existing | NE3388 | Dedicated Outdoor Air System on VRF unit | Dedicated Outdoor Air System on VRF unit | NonEquip | 15 | Residential/split system heat pump | 0% | Tech/Econ | 10% | 0 | 0 | 0
Tech | Warehouse | Space Heating | Boilers | TRC | Existing | NE3336 | Cool Roof | Cool Roof | NonEquip | 15 |  | 72.75% | Tech/Econ | 2.119% | 0 | 0 | 0
Tech | Warehouse | Space Heating | Boilers | TRC | Existing | NE3232 | Ceiling Insulation(R30 to R38) | Ceiling Insulation(R30 to R38) | NonEquip | 20 |  | 0% | Tech/Econ | 2.454% | 0 | 0 | 0
Tech | Warehouse | Space Heating | Boilers | TRC | Existing | NE3180 | Ceiling Insulation(R2 to R38) | Ceiling Insulation(R2 to R38) | NonEquip | 20 |  | 0% | Tech/Econ | 94.74% | 0 | 0 | 0
Tech | Warehouse | Space Heating | Boilers | TRC | Existing | NE3128 | Ceiling Insulation(R19 to R38) | Ceiling Insulation(R19 to R38) | NonEquip | 20 |  | 0% | Tech/Econ | 9.203% | 0 | 0 | 0
Tech | Warehouse | Space Heating | Boilers | TRC | Existing | NE3076 | Ceiling Insulation(R12 to R38) | Ceiling Insulation(R12 to R38) | NonEquip | 20 |  | 0% | Tech/Econ | 19.94% | 0 | 0 | 0
Tech | Warehouse | Space Heating | Boilers | TRC | Existing | NE2998 | Air Curtains | Air Curtains | NonEquip | 8 |  | 0% | Tech/Econ | 2.55% | 0 | 0 | 0
Tech | Warehouse | Domestic Hot Water | "Point-of-Use" water heaters | TRC | New | NN5429 | Retro-Commissioning | Retro-Commissioning | NonEquip | 5 |  | 0% | Tech/Econ | 16% | 0 | 0 | 0
Tech | Warehouse | Domestic Hot Water | "Point-of-Use" water heaters | TRC | New | NN2933 | Thermostatic Shower Restriction Valve | Thermostatic Shower Restriction Valve | NonEquip | 10 | Centralized water heaters | 0% | Tech/Econ | 5.962% | 0 | 0 | 0
Tech | Warehouse | Domestic Hot Water | "Point-of-Use" water heaters | TRC | New | NN2907 | Tank Wrap on Water Heater | Tank Wrap on Water Heater | NonEquip | 7 | Centralized water heaters | 0% | Tech/Econ | 1.755% | 0 | 0 | 0
Tech | Warehouse | Domestic Hot Water | "Point-of-Use" water heaters | TRC | New | NN2881 | Low-Flow Pre-Rinse Sprayers | Low-Flow Pre-Rinse Sprayers | NonEquip | 5 | Centralized water heaters | 0% | Tech/Econ | 15.77% | 0 | 0 | 0
Tech | Warehouse | Domestic Hot Water | "Point-of-Use" water heaters | TRC | New | NN2855 | Low Flow Shower Head | Low Flow Shower Head | NonEquip | 10 | Centralized water heaters | 0% | Tech/Econ | 1.208% | 0 | 0 | 0
Tech | Warehouse | Domestic Hot Water | "Point-of-Use" water heaters | TRC | New | NN2829 | Hot Water Pipe Insulation | Hot Water Pipe Insulation | NonEquip | 13 | Centralized water heaters | 0% | Tech/Econ | 9.424% | 0 | 0 | 0
Tech | Warehouse | Domestic Hot Water | "Point-of-Use" water heaters | TRC | New | NN2803 | Hot Water Circulation Pump Control | Hot Water Circulation Pump Control | NonEquip | 15 | Centralized water heaters | 0% | Tech/Econ | 4.526% | 0 | 0 | 0
Tech | Warehouse | Domestic Hot Water | "Point-of-Use" water heaters | TRC | New | NN2777 | Faucet Aerator | Faucet Aerator | NonEquip | 10 | Centralized water heaters | 0% | Tech/Econ | 0.569% | 0 | 0 | 0
Tech | Warehouse | Domestic Hot Water | "Point-of-Use" water heaters | TRC | New | NN2751 | Drain Water Heat Recovery | Drain Water Heat Recovery | NonEquip | 15 | Centralized water heaters | 0% | Tech/Econ | 12.27% | 0 | 0 | 0
Tech | Warehouse | Domestic Hot Water | "Point-of-Use" water heaters | TRC | Existing | NE5416 | Retro-Commissioning | Retro-Commissioning | NonEquip | 5 |  | 21.99% | Tech/Econ | 16% | 0 | 0 | 0
Tech | Warehouse | Domestic Hot Water | "Point-of-Use" water heaters | TRC | Existing | NE2920 | Thermostatic Shower Restriction Valve | Thermostatic Shower Restriction Valve | NonEquip | 10 | Centralized water heaters | 0% | Tech/Econ | 5.703% | 0 | 0 | 0
Tech | Warehouse | Domestic Hot Water | "Point-of-Use" water heaters | TRC | Existing | NE2894 | Tank Wrap on Water Heater | Tank Wrap on Water Heater | NonEquip | 7 | Centralized water heaters | 0% | Tech/Econ | 1.755% | 0 | 0 | 0
Tech | Warehouse | Domestic Hot Water | "Point-of-Use" water heaters | TRC | Existing | NE2868 | Low-Flow Pre-Rinse Sprayers | Low-Flow Pre-Rinse Sprayers | NonEquip | 5 | Centralized water heaters | 0% | Tech/Econ | 15.04% | 0 | 0 | 0
Tech | Warehouse | Domestic Hot Water | "Point-of-Use" water heaters | TRC | Existing | NE2842 | Low Flow Shower Head | Low Flow Shower Head | NonEquip | 10 | Centralized water heaters | 0% | Tech/Econ | 1.156% | 0 | 0 | 0
Tech | Warehouse | Domestic Hot Water | "Point-of-Use" water heaters | TRC | Existing | NE2816 | Hot Water Pipe Insulation | Hot Water Pipe Insulation | NonEquip | 13 | Centralized water heaters | 0% | Tech/Econ | 9.015% | 0 | 0 | 0
Tech | Warehouse | Domestic Hot Water | "Point-of-Use" water heaters | TRC | Existing | NE2790 | Hot Water Circulation Pump Control | Hot Water Circulation Pump Control | NonEquip | 15 | Centralized water heaters | 0% | Tech/Econ | 4.329% | 0 | 0 | 0
Tech | Warehouse | Domestic Hot Water | "Point-of-Use" water heaters | TRC | Existing | NE2764 | Faucet Aerator | Faucet Aerator | NonEquip | 10 | Centralized water heaters | 0% | Tech/Econ | 0.5443% | 0 | 0 | 0
Tech | Warehouse | Domestic Hot Water | "Point-of-Use" water heaters | TRC | Existing | NE2738 | Drain Water Heat Recovery | Drain Water Heat Recovery | NonEquip | 15 | Centralized water heaters | 0% | Tech/Econ | 12.27% | 0 | 0 | 0
Tech | Warehouse | Domestic Hot Water | "Point-of-Use" water heaters | TRC | Turnover | ET404 | Instantaneous Hot Water System | Instantaneous Hot Water System | Equip | 20 | "Point-of-Use" water heaters | 94.56% | Tech/Econ | 5.847% | 0 | 0 | 0
Tech | Warehouse | Domestic Hot Water | "Point-of-Use" water heaters | TRC | Turnover | ET326 | Energy Star Commercial Dishwasher | Energy Star Commercial Dishwasher | Equip | 15 | "Point-of-Use" water heaters | 0% | Tech/Econ | 29.42% | 0 | 0 | 0
Tech | Warehouse | Domestic Hot Water | "Point-of-Use" water heaters | TRC | New | EN430 | Instantaneous Hot Water System | Instantaneous Hot Water System | Equip | 20 | "Point-of-Use" water heaters | 94.56% | Tech/Econ | 5.847% | 0 | 0 | 0
Tech | Warehouse | Domestic Hot Water | "Point-of-Use" water heaters | TRC | New | EN352 | Energy Star Commercial Dishwasher | Energy Star Commercial Dishwasher | Equip | 15 | "Point-of-Use" water heaters | 0% | Tech/Econ | 29.42% | 0 | 0 | 0
Post Model Adjustment For TES
| Assembly | Space Cooling |  |  | Existing |  | Thermal Energy Storage |  |  | 20 |  | 50% |  | -1.563% | -634159.5181 | 3985.3232 | 1155.0237
| College and University | Space Cooling |  |  | Existing |  | Thermal Energy Storage |  |  | 20 |  | 66.67% |  | -1.563% | -55440.6872 | 348.4124 | 100.9767
| Grocery | Space Cooling |  |  | Existing |  | Thermal Energy Storage |  |  | 20 |  | 33.33% |  | -1.563% | 0 | 0 | 0
| Healthcare | Space Cooling |  |  | Existing |  | Thermal Energy Storage |  |  | 20 |  | 20% |  | -1.563% | 0 | 0 | 0
| Hospitals | Space Cooling |  |  | Existing |  | Thermal Energy Storage |  |  | 20 |  | 66.67% |  | -1.563% | -2062071.843 | 12958.9205 | 3755.7457
| Institutional | Space Cooling |  |  | Existing |  | Thermal Energy Storage |  |  | 20 |  | 33.33% |  | -1.563% | -262131.9586 | 1647.3467 | 477.4329
| Lodging/Hospitality | Space Cooling |  |  | Existing |  | Thermal Energy Storage |  |  | 20 |  | 33.33% |  | -1.563% | -202499.4101 | 1272.5909 | 368.8214
| Miscellaneous | Space Cooling |  |  | Existing |  | Thermal Energy Storage |  |  | 20 |  | 50% |  | -1.563% | -426274.7216 | 2678.8884 | 776.3936
| Offices | Space Cooling |  |  | Existing |  | Thermal Energy Storage |  |  | 20 |  | 33.33% |  | -1.563% | -768672.2814 | 4830.6576 | 1400.0179
| Restaurants | Space Cooling |  |  | Existing |  | Thermal Energy Storage |  |  | 20 |  | 0% |  | -1.563% | 0 | 0 | 0
| Retail | Space Cooling |  |  | Existing |  | Thermal Energy Storage |  |  | 20 |  | 20% |  | -1.563% | 0 | 0 | 0
| Schools K-12 | Space Cooling |  |  | Existing |  | Thermal Energy Storage |  |  | 20 |  | 33.33% |  | -1.563% | -229758.0688 | 1443.8956 | 418.4689
| Warehouse | Space Cooling |  |  | Existing |  | Thermal Energy Storage |  |  | 20 |  | 0% |  | -1.563% | 0 | 0 | 0
| Assembly | Space Cooling |  |  | New |  | Thermal Energy Storage |  |  | 20 |  | 50% |  | -1.563% | -11426.8792 | 71.8113 | 20.8123
| College and University | Space Cooling |  |  | New |  | Thermal Energy Storage |  |  | 20 |  | 66.67% |  | -1.563% | -998.9821 | 6.278 | 1.8195
| Grocery | Space Cooling |  |  | New |  | Thermal Energy Storage |  |  | 20 |  | 33.33% |  | -1.563% | 0 | 0 | 0
| Healthcare | Space Cooling |  |  | New |  | Thermal Energy Storage |  |  | 20 |  | 20% |  | -1.563% | 0 | 0 | 0
| Hospitals | Space Cooling |  |  | New |  | Thermal Energy Storage |  |  | 20 |  | 66.67% |  | -1.563% | -37156.3388 | 233.5059 | 67.6745
| Institutional | Space Cooling |  |  | New |  | Thermal Energy Storage |  |  | 20 |  | 33.33% |  | -1.563% | -4723.3388 | 29.6834 | 8.6028
| Lodging/Hospitality | Space Cooling |  |  | New |  | Thermal Energy Storage |  |  | 20 |  | 33.33% |  | -1.563% | -3648.8237 | 22.9307 | 6.6458
| Miscellaneous | Space Cooling |  |  | New |  | Thermal Energy Storage |  |  | 20 |  | 50% |  | -1.563% | -7681.0166 | 48.2707 | 13.9898
| Offices | Space Cooling |  |  | New |  | Thermal Energy Storage |  |  | 20 |  | 33.33% |  | -1.563% | -13850.656 | 87.0433 | 25.2268
| Restaurants | Space Cooling |  |  | New |  | Thermal Energy Storage |  |  | 20 |  | 0% |  | -1.563% | 0 | 0 | 0
| Retail | Space Cooling |  |  | New |  | Thermal Energy Storage |  |  | 20 |  | 20% |  | -1.563% | 0 | 0 | 0
| Schools K-12 | Space Cooling |  |  | New |  | Thermal Energy Storage |  |  | 20 |  | 33.33% |  | -1.563% | -4139.9957 | 26.0175 | 7.5404
| Warehouse | Space Cooling |  |  | New |  | Thermal Energy Storage |  |  | 20 |  | 0% |  | -1.563% | 0 | 0 | 0

## DEF_IND2018_7_26
Scenario | Segment | EndUse | EquipType | CE Test | Vintage | Measure Code | Name | Description | Type | Measure Life | Competition Group | Applicability | Adoption Curve | Energy Savings % | 2020 Energy Savings | Assigned Load Shape | 2020 Summer Peak Savings | 2020 Winter Peak Savings | Measure Incremental Cost (per kWh)
Tech | Agriculture and Assembly | Process Specific | Process Specific | TRC | New | NN76 | Process Other Systems Optimization | Process Other Systems Optimization | NonEquip | 5.3333 | Process Specific | 20.23% | Tech/Econ | 12% | 11104.6169 | ProcessHeating | 1.5288 | 1.4911 | 0.023178
Tech | Agriculture and Assembly | Process Specific | Process Specific | TRC | New | NN74 | Plant Energy Management | Plant Energy Management | NonEquip | 10.5 | Process Specific | 24.68% | Tech/Econ | 31% | 37895.751 | ProcessHeating | 5.2172 | 5.0886 | 0.12074
Tech | Agriculture and Assembly | Process Specific | Process Specific | TRC | Existing | NE75 | Process Other Systems Optimization | Process Other Systems Optimization | NonEquip | 5.3333 | Process Specific | 20.23% | Tech/Econ | 12% | 208467.0416 | ProcessHeating | 28.7001 | 27.9925 | 0.023178
Tech | Agriculture and Assembly | Process Specific | Process Specific | TRC | Existing | NE73 | Plant Energy Management | Plant Energy Management | NonEquip | 10.5 | Process Specific | 24.68% | Tech/Econ | 31% | 711417.1672 | ProcessHeating | 97.9424 | 95.5274 | 0.12074
Tech | Agriculture and Assembly | Process Heating | Process Heating | TRC | New | NN72 | Process Heat System Optimization | Process Heat System Optimization | NonEquip | 2 | Process Heating | 5.963% | Tech/Econ | 29.43% | 16556.9827 | ProcessHeating | 2.2794 | 2.2232 | 1.7306
Tech | Agriculture and Assembly | Process Heating | Process Heating | TRC | New | NN70 | Process Heat Improved Controls | Process Heat Improved Controls | NonEquip | 15 | Process Heating | 5.963% | Tech/Econ | 2.283% | 1262.0518 | ProcessHeating | 0.17375 | 0.16947 | 0.89743
Tech | Agriculture and Assembly | Process Heating | Process Heating | TRC | New | NN68 | Plant Energy Management | Plant Energy Management | NonEquip | 10.5 | Process Heating | 24.68% | Tech/Econ | 31% | 78170.7174 | ProcessHeating | 10.7619 | 10.4966 | 0.12074
Tech | Agriculture and Assembly | Process Heating | Process Heating | TRC | Existing | NE71 | Process Heat System Optimization | Process Heat System Optimization | NonEquip | 2 | Process Heating | 5.963% | Tech/Econ | 29.43% | 310824.3378 | ProcessHeating | 42.7919 | 41.7368 | 1.7306
Tech | Agriculture and Assembly | Process Heating | Process Heating | TRC | Existing | NE69 | Process Heat Improved Controls | Process Heat Improved Controls | NonEquip | 15 | Process Heating | 5.963% | Tech/Econ | 2.283% | 23692.5068 | ProcessHeating | 3.2618 | 3.1814 | 0.89743
Tech | Agriculture and Assembly | Process Heating | Process Heating | TRC | Existing | NE67 | Plant Energy Management | Plant Energy Management | NonEquip | 10.5 | Process Heating | 24.68% | Tech/Econ | 31% | 1467499.362 | ProcessHeating | 202.0339 | 197.0524 | 0.12074
Tech | Agriculture and Assembly | Process Cooling | Process Cooling | TRC | New | NN66 | Process Refrig System Optimization | Process Refrig System Optimization | NonEquip | 4.6667 | Process Cooling | 10.67% | Tech/Econ | 23.65% | 145081.3028 | ProcessHeating | 19.9737 | 19.4812 | 0.20969
Tech | Agriculture and Assembly | Process Cooling | Process Cooling | TRC | New | NN61 | Process Refrig Controls | Process Refrig Controls | NonEquip | 15 | Process Cooling | 10.67% | Tech/Econ | 0.5859% | 3485.7797 | ProcessHeating | 0.47989 | 0.46806 | 0.44366
Tech | Agriculture and Assembly | Process Cooling | Process Cooling | TRC | New | NN59 | Plant Energy Management | Plant Energy Management | NonEquip | 10.5 | Process Cooling | 24.68% | Tech/Econ | 31% | 476235.535 | ProcessHeating | 65.5644 | 63.9478 | 0.12074
Tech | Agriculture and Assembly | Process Cooling | Process Cooling | TRC | Existing | NE65 | Process Refrig System Optimization | Process Refrig System Optimization | NonEquip | 4.6667 | Process Cooling | 10.67% | Tech/Econ | 23.65% | 2723612.196 | ProcessHeating | 374.9657 | 365.7203 | 0.20969
Tech | Agriculture and Assembly | Process Cooling | Process Cooling | TRC | Existing | NE60 | Process Refrig Controls | Process Refrig Controls | NonEquip | 15 | Process Cooling | 10.67% | Tech/Econ | 0.5859% | 65438.5679 | ProcessHeating | 9.0091 | 8.7869 | 0.44366
Tech | Agriculture and Assembly | Process Cooling | Process Cooling | TRC | Existing | NE58 | Plant Energy Management | Plant Energy Management | NonEquip | 10.5 | Process Cooling | 24.68% | Tech/Econ | 31% | 8940372.626 | ProcessHeating | 1230.8407 | 1200.4923 | 0.12074
Tech | Agriculture and Assembly | Process Cooling | Process Cooling | TRC | Turnover | ET64 | Process Refrig Equipment Upgrade | Process Refrig Equipment Upgrade | Equip | 10 | Process Cooling | 21% | Tech/Econ | 2.408% | 531916.1911 | ProcessHeating | 73.2301 | 71.4245 | 0.18383
Tech | Agriculture and Assembly | Process Cooling | Process Cooling | TRC | New | EN63 | Process Refrig Equipment Upgrade | Process Refrig Equipment Upgrade | Equip | 10 | Process Cooling | 21% | Tech/Econ | 2.408% | 28334.0977 | ProcessHeating | 3.9008 | 3.8046 | 0.18383
Tech | Agriculture and Assembly | Process Cooling | Process Cooling | TRC | Existing | EE62 | Process Refrig Equipment Upgrade | Process Refrig Equipment Upgrade | Equip | 10 | Process Cooling | 21% | Tech/Econ | 2.408% | 0 | ProcessHeating | 0 | 0 | 0.18383
Tech | Agriculture and Assembly | Other | Other | TRC | New | NN57 | Plant Energy Management | Plant Energy Management | NonEquip | 10.5 | Other | 24.68% | Tech/Econ | 31% | 141673.6944 | Other | 20.4383 | 20.7869 | 0.12074
Tech | Agriculture and Assembly | Other | Other | TRC | Existing | NE56 | Plant Energy Management | Plant Energy Management | NonEquip | 10.5 | Other | 24.68% | Tech/Econ | 31% | 2659641.134 | Other | 383.6884 | 390.233 | 0.12074
Tech | Agriculture and Assembly | Motors Pumps | Motors Pumps | TRC | New | NN55 | Pump System Optimization | Pump System Optimization | NonEquip | 10 | Motors Pumps | 88.47% | Tech/Econ | 0.6133% | 0 | MachineDrives | 0 | 0 | 0.055412
Tech | Agriculture and Assembly | Motors Pumps | Motors Pumps | TRC | New | NN53 | Pump Improved Controls | Pump Improved Controls | NonEquip | 15 | Motors Pumps | 33.17% | Tech/Econ | 1.792% | 0 | MachineDrives | 0 | 0 | 0.063804
Tech | Agriculture and Assembly | Motors Pumps | Motors Pumps | TRC | New | NN48 | Plant Energy Management | Plant Energy Management | NonEquip | 10.5 | Motors Pumps | 24.68% | Tech/Econ | 31% | 342140.9908 | MachineDrives | 46.0731 | 44.8562 | 0.12074
Tech | Agriculture and Assembly | Motors Pumps | Motors Pumps | TRC | New | NN46 | Motor Optimization | Motor Optimization | NonEquip | 10 | Motors Pumps | 27% | Tech/Econ | 15.77% | 175868.7296 | MachineDrives | 23.6827 | 23.0572 | 0.12852
Tech | Agriculture and Assembly | Motors Pumps | Motors Pumps | TRC | New | NN44 | Motor Improved Controls | Motor Improved Controls | NonEquip | 15 | Motors Pumps | 32.89% | Tech/Econ | 1.792% | 0 | MachineDrives | 0 | 0 | 0.063804
Tech | Agriculture and Assembly | Motors Pumps | Motors Pumps | TRC | Existing | NE54 | Pump System Optimization | Pump System Optimization | NonEquip | 10 | Motors Pumps | 88.47% | Tech/Econ | 0.6133% | 379258.3245 | MachineDrives | 51.0713 | 49.7224 | 0.055412
Tech | Agriculture and Assembly | Motors Pumps | Motors Pumps | TRC | Existing | NE52 | Pump Improved Controls | Pump Improved Controls | NonEquip | 15 | Motors Pumps | 33.17% | Tech/Econ | 1.792% | 420600.4438 | MachineDrives | 56.6385 | 55.1426 | 0.063804
Tech | Agriculture and Assembly | Motors Pumps | Motors Pumps | TRC | Existing | NE47 | Plant Energy Management | Plant Energy Management | NonEquip | 10.5 | Motors Pumps | 24.68% | Tech/Econ | 31% | 6423014.932 | MachineDrives | 864.9301 | 842.0854 | 0.12074
Tech | Agriculture and Assembly | Motors Pumps | Motors Pumps | TRC | Existing | NE45 | Motor Optimization | Motor Optimization | NonEquip | 10 | Motors Pumps | 27% | Tech/Econ | 15.77% | 3301584.76 | MachineDrives | 444.595 | 432.8522 | 0.12852
Tech | Agriculture and Assembly | Motors Pumps | Motors Pumps | TRC | Existing | NE43 | Motor Improved Controls | Motor Improved Controls | NonEquip | 15 | Motors Pumps | 32.89% | Tech/Econ | 1.792% | 414489.2883 | MachineDrives | 55.8156 | 54.3414 | 0.063804
Tech | Agriculture and Assembly | Motors Pumps | Motors Pumps | TRC | Turnover | ET51 | Pump Equipment Upgrade | Pump Equipment Upgrade | Equip | 15 | Motors Pumps | 73.72% | Tech/Econ | 3.913% | 2141203.385 | MachineDrives | 288.3367 | 280.7212 | 0.29703
Tech | Agriculture and Assembly | Motors Pumps | Motors Pumps | TRC | Turnover | ET42 | Motor Equipment Upgrades | Motor Equipment Upgrades | Equip | 10 | Motors Pumps | 88.47% | Tech/Econ | 2.116% | 1349358.198 | MachineDrives | 181.706 | 176.9068 | 0.15835
Tech | Agriculture and Assembly | Motors Pumps | Motors Pumps | TRC | New | EN50 | Pump Equipment Upgrade | Pump Equipment Upgrade | Equip | 15 | Motors Pumps | 73.72% | Tech/Econ | 3.913% | 74755.0066 | MachineDrives | 10.0666 | 9.8007 | 0.29703
Tech | Agriculture and Assembly | Motors Pumps | Motors Pumps | TRC | New | EN41 | Motor Equipment Upgrades | Motor Equipment Upgrades | Equip | 10 | Motors Pumps | 88.47% | Tech/Econ | 2.116% | 0 | MachineDrives | 0 | 0 | 0.15835
Tech | Agriculture and Assembly | Motors Pumps | Motors Pumps | TRC | Existing | EE49 | Pump Equipment Upgrade | Pump Equipment Upgrade | Equip | 15 | Motors Pumps | 73.72% | Tech/Econ | 3.913% | 0 | MachineDrives | 0 | 0 | 0.29703
Tech | Agriculture and Assembly | Motors Pumps | Motors Pumps | TRC | Existing | EE40 | Motor Equipment Upgrades | Motor Equipment Upgrades | Equip | 10 | Motors Pumps | 88.47% | Tech/Econ | 2.116% | 0 | MachineDrives | 0 | 0 | 0.15835
Tech | Agriculture and Assembly | Motors Fans Blowers | Motors Fans Blowers | TRC | New | NN39 | Plant Energy Management | Plant Energy Management | NonEquip | 10.5 | Motors Fans Blowers | 24.68% | Tech/Econ | 31% | 210548.302 | MachineDrives | 28.3527 | 27.6038 | 0.12074
Tech | Agriculture and Assembly | Motors Fans Blowers | Motors Fans Blowers | TRC | New | NN37 | Fan Improved Controls | Fan Improved Controls | NonEquip | 15 | Motors Fans Blowers | 33.8% | Tech/Econ | 15.88% | 136386.9572 | MachineDrives | 18.366 | 17.8809 | 0.024602
Tech | Agriculture and Assembly | Motors Fans Blowers | Motors Fans Blowers | TRC | Existing | NE38 | Plant Energy Management | Plant Energy Management | NonEquip | 10.5 | Motors Fans Blowers | 24.68% | Tech/Econ | 31% | 3952624.566 | MachineDrives | 532.2647 | 518.2064 | 0.12074
Tech | Agriculture and Assembly | Motors Fans Blowers | Motors Fans Blowers | TRC | Existing | NE36 | Fan Improved Controls | Fan Improved Controls | NonEquip | 15 | Motors Fans Blowers | 33.8% | Tech/Econ | 15.88% | 2560393.191 | MachineDrives | 344.7853 | 335.6788 | 0.024602
Tech | Agriculture and Assembly | Motors Fans Blowers | Motors Fans Blowers | TRC | Turnover | ET35 | Fan Equipment Upgrades | Fan Equipment Upgrades | Equip | 15 | Motors Fans Blowers | 75.1% | Tech/Econ | 4.463% | 1513321.171 | MachineDrives | 203.7855 | 198.403 | 0.21615
Tech | Agriculture and Assembly | Motors Fans Blowers | Motors Fans Blowers | TRC | New | EN34 | Fan Equipment Upgrades | Fan Equipment Upgrades | Equip | 15 | Motors Fans Blowers | 75.1% | Tech/Econ | 4.463% | 44566.3031 | MachineDrives | 6.0013 | 5.8428 | 0.21615
Tech | Agriculture and Assembly | Motors Fans Blowers | Motors Fans Blowers | TRC | Existing | EE33 | Fan Equipment Upgrades | Fan Equipment Upgrades | Equip | 15 | Motors Fans Blowers | 75.1% | Tech/Econ | 4.463% | 0 | MachineDrives | 0 | 0 | 0.21615
Tech | Agriculture and Assembly | Industrial Lighting | Industrial Lighting | TRC | New | NN32 | Lighting Controls | Lighting Controls | NonEquip | 10 | Industrial Lighting | 30% | Tech/Econ | 17.57% | 0 | Lighting | 0 | 0 | 0.12644
Tech | Agriculture and Assembly | Industrial Lighting | Industrial Lighting | TRC | Existing | NE31 | Lighting Controls | Lighting Controls | NonEquip | 10 | Industrial Lighting | 30% | Tech/Econ | 17.57% | 564774.0052 | Lighting | 80.6143 | 78.3593 | 0.12644
Tech | Agriculture and Assembly | Industrial Lighting | Industrial Lighting | TRC | Turnover | ET30 | Efficient Lighting - Other Interior Lighting | Efficient Lighting - Other Interior Lighting | Equip | 14.4667 | Industrial Lighting | 88.57% | Tech/Econ | 38.99% | 5651844.583 | Lighting | 806.7288 | 784.1621 | 0.39837
Tech | Agriculture and Assembly | Industrial Lighting | Industrial Lighting | TRC | Turnover | ET27 | Efficient Lighting - High Bay | Efficient Lighting - High Bay | Equip | 13.6667 | Industrial Lighting | 88.57% | Tech/Econ | 48.41% | 12282859.48 | Lighting | 1753.2217 | 1704.1787 | 0.21586
Tech | Agriculture and Assembly | Industrial Lighting | Industrial Lighting | TRC | New | EN29 | Efficient Lighting - Other Interior Lighting | Efficient Lighting - Other Interior Lighting | Equip | 14.4667 | Industrial Lighting | 88.57% | Tech/Econ | 38.99% | 38850.3383 | Lighting | 5.5454 | 5.3903 | 0.39837
Tech | Agriculture and Assembly | Industrial Lighting | Industrial Lighting | TRC | New | EN26 | Efficient Lighting - High Bay | Efficient Lighting - High Bay | Equip | 13.6667 | Industrial Lighting | 88.57% | Tech/Econ | 48.41% | 654283.0373 | Lighting | 93.3906 | 90.7781 | 0.21586
Tech | Agriculture and Assembly | Industrial Lighting | Industrial Lighting | TRC | Existing | EE28 | Efficient Lighting - Other Interior Lighting | Efficient Lighting - Other Interior Lighting | Equip | 14.4667 | Industrial Lighting | 88.57% | Tech/Econ | 38.99% | 0 | Lighting | 0 | 0 | 0.39837
Tech | Agriculture and Assembly | Industrial Lighting | Industrial Lighting | TRC | Existing | EE25 | Efficient Lighting - High Bay | Efficient Lighting - High Bay | Equip | 13.6667 | Industrial Lighting | 88.57% | Tech/Econ | 48.41% | 0 | Lighting | 0 | 0 | 0.21586
Tech | Agriculture and Assembly | HVAC | HVAC | TRC | New | NN24 | HVAC Recommissioning | HVAC Recommissioning | NonEquip | 10 | HVAC | 59.61% | Tech/Econ | 38.32% | 438337.7933 | HVAC | 62.4428 | 60.9279 | 0.080679
Tech | Agriculture and Assembly | HVAC | HVAC | TRC | New | NN22 | HVAC Improved Controls | HVAC Improved Controls | NonEquip | 15 | HVAC | 59.61% | Tech/Econ | 13.7% | 0 | HVAC | 0 | 0 | 0.0088366
Tech | Agriculture and Assembly | HVAC | HVAC | TRC | New | NN17 | Building Envelope Improvements | Building Envelope Improvements | NonEquip | 15 | HVAC | 59.61% | Tech/Econ | 16.86% | 100868.407 | HVAC | 14.3691 | 14.0205 | 0.1613
Tech | Agriculture and Assembly | HVAC | HVAC | TRC | Existing | NE23 | HVAC Recommissioning | HVAC Recommissioning | NonEquip | 10 | HVAC | 59.61% | Tech/Econ | 38.32% | 8228918.103 | HVAC | 1172.2396 | 1143.7994 | 0.080679
Tech | Agriculture and Assembly | HVAC | HVAC | TRC | Existing | NE21 | HVAC Improved Controls | HVAC Improved Controls | NonEquip | 15 | HVAC | 59.61% | Tech/Econ | 13.7% | 2041578.105 | HVAC | 290.8303 | 283.7743 | 0.0088366
Tech | Agriculture and Assembly | HVAC | HVAC | TRC | Existing | NE16 | Building Envelope Improvements | Building Envelope Improvements | NonEquip | 15 | HVAC | 59.61% | Tech/Econ | 16.86% | 2794368.478 | HVAC | 398.0681 | 388.4103 | 0.1613
Tech | Agriculture and Assembly | HVAC | HVAC | TRC | Turnover | ET20 | HVAC Equipment Upgrades | HVAC Equipment Upgrades | Equip | 18 | HVAC | 59.61% | Tech/Econ | 12.46% | 1705304.405 | HVAC | 242.9269 | 237.0331 | 0.1245
Tech | Agriculture and Assembly | HVAC | HVAC | TRC | New | EN19 | HVAC Equipment Upgrades | HVAC Equipment Upgrades | Equip | 18 | HVAC | 59.61% | Tech/Econ | 12.46% | 0 | HVAC | 0 | 0 | 0.1245
Tech | Agriculture and Assembly | HVAC | HVAC | TRC | Existing | EE18 | HVAC Equipment Upgrades | HVAC Equipment Upgrades | Equip | 18 | HVAC | 59.61% | Tech/Econ | 12.46% | 0 | HVAC | 0 | 0 | 0.1245
Tech | Agriculture and Assembly | Exterior Lighting | Exterior Lighting | TRC | New | NN15 | Lighting Controls - Exterior | Lighting Controls - Exterior | NonEquip | 10 | Exterior Lighting | 17% | Tech/Econ | 28% | 7270.7112 | Exterior | 0 | 0 | 0.12644
Tech | Agriculture and Assembly | Exterior Lighting | Exterior Lighting | TRC | Existing | NE14 | Lighting Controls - Exterior | Lighting Controls - Exterior | NonEquip | 10 | Exterior Lighting | 17% | Tech/Econ | 28% | 136493.1058 | Exterior | 0 | 0 | 0.12644
Tech | Agriculture and Assembly | Exterior Lighting | Exterior Lighting | TRC | Turnover | ET13 | Efficient Lighting - Exterior | Efficient Lighting - Exterior | Equip | 13.6 | Exterior Lighting | 15.29% | Tech/Econ | 78.74% | 392450.8297 | Exterior | 0 | 0 | 0.1144
Tech | Agriculture and Assembly | Exterior Lighting | Exterior Lighting | TRC | New | EN12 | Efficient Lighting - Exterior | Efficient Lighting - Exterior | Equip | 13.6 | Exterior Lighting | 15.29% | Tech/Econ | 78.74% | 20905.0605 | Exterior | 0 | 0 | 0.1144
Tech | Agriculture and Assembly | Exterior Lighting | Exterior Lighting | TRC | Existing | EE11 | Efficient Lighting - Exterior | Efficient Lighting - Exterior | Equip | 13.6 | Exterior Lighting | 15.29% | Tech/Econ | 78.74% | 0 | Exterior | 0 | 0 | 0.1144
Tech | Agriculture and Assembly | Compressed Air | Compressed Air | TRC | New | NN8 | Compressed Air System Optimization | Compressed Air System Optimization | NonEquip | 10 | Compressed Air | 25.94% | Tech/Econ | 10.88% | 71752.2715 | MachineDrives | 9.6622 | 9.407 | 0.04962
Tech | Agriculture and Assembly | Compressed Air | Compressed Air | TRC | New | NN3 | Compressed Air Controls | Compressed Air Controls | NonEquip | 12.5 | Compressed Air | 88.47% | Tech/Econ | 6.388% | 0 | MachineDrives | 0 | 0 | 0.24522
Tech | Agriculture and Assembly | Compressed Air | Compressed Air | TRC | New | NN10 | Plant Energy Management | Plant Energy Management | NonEquip | 10.5 | Compressed Air | 24.68% | Tech/Econ | 31% | 210548.302 | MachineDrives | 28.3527 | 27.6038 | 0.12074
Tech | Agriculture and Assembly | Compressed Air | Compressed Air | TRC | Existing | NE9 | Plant Energy Management | Plant Energy Management | NonEquip | 10.5 | Compressed Air | 24.68% | Tech/Econ | 31% | 3952624.573 | MachineDrives | 532.2647 | 518.2064 | 0.12074
Tech | Agriculture and Assembly | Compressed Air | Compressed Air | TRC | Existing | NE7 | Compressed Air System Optimization | Compressed Air System Optimization | NonEquip | 10 | Compressed Air | 25.94% | Tech/Econ | 10.88% | 1347005.841 | MachineDrives | 181.3893 | 176.5984 | 0.04962
Tech | Agriculture and Assembly | Compressed Air | Compressed Air | TRC | Existing | NE2 | Compressed Air Controls | Compressed Air Controls | NonEquip | 12.5 | Compressed Air | 88.47% | Tech/Econ | 6.388% | 2397182.381 | MachineDrives | 322.8072 | 314.2811 | 0.24522
Tech | Agriculture and Assembly | Compressed Air | Compressed Air | TRC | Turnover | ET6 | Compressed Air Equipment | Compressed Air Equipment | Equip | 15 | Compressed Air | 88.47% | Tech/Econ | 9.607% | 3940069.09 | MachineDrives | 530.5739 | 516.5603 | 0.23044
Tech | Agriculture and Assembly | Compressed Air | Compressed Air | TRC | New | EN5 | Compressed Air Equipment | Compressed Air Equipment | Equip | 15 | Compressed Air | 88.47% | Tech/Econ | 9.607% | 117136.4864 | MachineDrives | 15.7737 | 15.3571 | 0.23044
Tech | Agriculture and Assembly | Compressed Air | Compressed Air | TRC | Existing | EE4 | Compressed Air Equipment | Compressed Air Equipment | Equip | 15 | Compressed Air | 88.47% | Tech/Econ | 9.607% | 0 | MachineDrives | 0 | 0 | 0.23044
Tech | Chemicals and Plastics | Process Specific | Process Specific | TRC | New | NN154 | Process Other Systems Optimization | Process Other Systems Optimization | NonEquip | 5.3333 | Process Specific | 6.589% | Tech/Econ | 12% | 21629.78 | ProcessHeating | 2.9778 | 2.9044 | 0.023178
Tech | Chemicals and Plastics | Process Specific | Process Specific | TRC | New | NN152 | Plant Energy Management | Plant Energy Management | NonEquip | 10.5 | Process Specific | 15.02% | Tech/Econ | 12% | 50213.201 | ProcessHeating | 6.913 | 6.7425 | 0.023178
Tech | Chemicals and Plastics | Process Specific | Process Specific | TRC | Existing | NE153 | Process Other Systems Optimization | Process Other Systems Optimization | NonEquip | 5.3333 | Process Specific | 6.589% | Tech/Econ | 12% | 406055.994 | ProcessHeating | 55.9026 | 54.5242 | 0.023178
Tech | Chemicals and Plastics | Process Specific | Process Specific | TRC | Existing | NE151 | Plant Energy Management | Plant Energy Management | NonEquip | 10.5 | Process Specific | 15.02% | Tech/Econ | 12% | 942652.735 | ProcessHeating | 129.7771 | 126.5772 | 0.023178
Tech | Chemicals and Plastics | Process Heating | Process Heating | TRC | New | NN150 | Process Heat System Optimization | Process Heat System Optimization | NonEquip | 2 | Process Heating | 37.41% | Tech/Econ | 9.394% | 103687.9516 | ProcessHeating | 14.2749 | 13.923 | 0.36734
Tech | Chemicals and Plastics | Process Heating | Process Heating | TRC | New | NN148 | Process Heat Improved Controls | Process Heat Improved Controls | NonEquip | 15 | Process Heating | 41.6% | Tech/Econ | 1.756% | 19410.9934 | ProcessHeating | 2.6724 | 2.6065 | 0.61297
Tech | Chemicals and Plastics | Process Heating | Process Heating | TRC | New | NN143 | Plant Energy Management | Plant Energy Management | NonEquip | 10.5 | Process Heating | 15.02% | Tech/Econ | 12% | 54158.5316 | ProcessHeating | 7.4561 | 7.2723 | 0.023178
Tech | Chemicals and Plastics | Process Heating | Process Heating | TRC | Existing | NE149 | Process Heat System Optimization | Process Heat System Optimization | NonEquip | 2 | Process Heating | 37.41% | Tech/Econ | 9.394% | 1946534.564 | ProcessHeating | 267.9837 | 261.3761 | 0.36734
Tech | Chemicals and Plastics | Process Heating | Process Heating | TRC | Existing | NE147 | Process Heat Improved Controls | Process Heat Improved Controls | NonEquip | 15 | Process Heating | 41.6% | Tech/Econ | 1.756% | 390267.292 | ProcessHeating | 53.729 | 52.4042 | 0.61297
Tech | Chemicals and Plastics | Process Heating | Process Heating | TRC | Existing | NE142 | Plant Energy Management | Plant Energy Management | NonEquip | 10.5 | Process Heating | 15.02% | Tech/Econ | 12% | 1016718.45 | ProcessHeating | 139.9739 | 136.5226 | 0.023178
Tech | Chemicals and Plastics | Process Heating | Process Heating | TRC | Turnover | ET146 | Process Heat Equipment Upgrade | Process Heat Equipment Upgrade | Equip | 10 | Process Heating | 8.729% | Tech/Econ | 75% | 3951619.914 | ProcessHeating | 544.0282 | 530.6143 | 0.232
Tech | Chemicals and Plastics | Process Heating | Process Heating | TRC | New | EN145 | Process Heat Equipment Upgrade | Process Heat Equipment Upgrade | Equip | 10 | Process Heating | 8.729% | Tech/Econ | 75% | 210494.786 | ProcessHeating | 28.9793 | 28.2647 | 0.232
Tech | Chemicals and Plastics | Process Heating | Process Heating | TRC | Existing | EE144 | Process Heat Equipment Upgrade | Process Heat Equipment Upgrade | Equip | 10 | Process Heating | 8.729% | Tech/Econ | 75% | 0 | ProcessHeating | 0 | 0 | 0.232
Tech | Chemicals and Plastics | Process Cooling | Process Cooling | TRC | New | NN141 | Process Refrig System Optimization | Process Refrig System Optimization | NonEquip | 4.6667 | Process Cooling | 9.473% | Tech/Econ | 31.28% | 87901.8456 | ProcessHeating | 12.1016 | 11.8033 | 0.020881
Tech | Chemicals and Plastics | Process Cooling | Process Cooling | TRC | New | NN136 | Process Refrig Controls | Process Refrig Controls | NonEquip | 15 | Process Cooling | 20.77% | Tech/Econ | 5.077% | 28442.1652 | ProcessHeating | 3.9157 | 3.8191 | 0.31821
Tech | Chemicals and Plastics | Process Cooling | Process Cooling | TRC | New | NN134 | Plant Energy Management | Plant Energy Management | NonEquip | 10.5 | Process Cooling | 15.02% | Tech/Econ | 12% | 49504.2924 | ProcessHeating | 6.8154 | 6.6473 | 0.023178
Tech | Chemicals and Plastics | Process Cooling | Process Cooling | TRC | Existing | NE140 | Process Refrig System Optimization | Process Refrig System Optimization | NonEquip | 4.6667 | Process Cooling | 9.473% | Tech/Econ | 31.28% | 1650181.893 | ProcessHeating | 227.1842 | 221.5826 | 0.020881
Tech | Chemicals and Plastics | Process Cooling | Process Cooling | TRC | Existing | NE135 | Process Refrig Controls | Process Refrig Controls | NonEquip | 15 | Process Cooling | 20.77% | Tech/Econ | 5.077% | 533944.9488 | ProcessHeating | 73.5094 | 71.6969 | 0.31821
Tech | Chemicals and Plastics | Process Cooling | Process Cooling | TRC | Existing | NE133 | Plant Energy Management | Plant Energy Management | NonEquip | 10.5 | Process Cooling | 15.02% | Tech/Econ | 12% | 929344.3913 | ProcessHeating | 127.9449 | 124.7902 | 0.023178
Tech | Chemicals and Plastics | Process Cooling | Process Cooling | TRC | Turnover | ET139 | Process Refrig Equipment Upgrade | Process Refrig Equipment Upgrade | Equip | 10 | Process Cooling | 24.6% | Tech/Econ | 18.71% | 2487311.086 | ProcessHeating | 342.4336 | 333.9903 | 0.16662
Tech | Chemicals and Plastics | Process Cooling | Process Cooling | TRC | New | EN138 | Process Refrig Equipment Upgrade | Process Refrig Equipment Upgrade | Equip | 10 | Process Cooling | 24.6% | Tech/Econ | 18.71% | 132494.0214 | ProcessHeating | 18.2407 | 17.791 | 0.16662
Tech | Chemicals and Plastics | Process Cooling | Process Cooling | TRC | Existing | EE137 | Process Refrig Equipment Upgrade | Process Refrig Equipment Upgrade | Equip | 10 | Process Cooling | 24.6% | Tech/Econ | 18.71% | 0 | ProcessHeating | 0 | 0 | 0.16662
Tech | Chemicals and Plastics | Other | Other | TRC | New | NN132 | Plant Energy Management | Plant Energy Management | NonEquip | 10.5 | Other | 15.02% | Tech/Econ | 12% | 28198.5775 | Other | 4.068 | 4.1374 | 0.023178
Tech | Chemicals and Plastics | Other | Other | TRC | Existing | NE131 | Plant Energy Management | Plant Energy Management | NonEquip | 10.5 | Other | 15.02% | Tech/Econ | 12% | 529372.0721 | Other | 76.3689 | 77.6715 | 0.023178
Tech | Chemicals and Plastics | Motors Pumps | Motors Pumps | TRC | New | NN130 | Pump System Optimization | Pump System Optimization | NonEquip | 10 | Motors Pumps | 88.09% | Tech/Econ | 4.586% | 0 | MachineDrives | 0 | 0 | 0.096673
Tech | Chemicals and Plastics | Motors Pumps | Motors Pumps | TRC | New | NN128 | Pump Improved Controls | Pump Improved Controls | NonEquip | 15 | Motors Pumps | 32.22% | Tech/Econ | 1.792% | 0 | MachineDrives | 0 | 0 | 0.063804
Tech | Chemicals and Plastics | Motors Pumps | Motors Pumps | TRC | New | NN123 | Plant Energy Management | Plant Energy Management | NonEquip | 10.5 | Motors Pumps | 15.02% | Tech/Econ | 12% | 171123.4402 | MachineDrives | 23.0437 | 22.435 | 0.023178
Tech | Chemicals and Plastics | Motors Pumps | Motors Pumps | TRC | New | NN121 | Motor Optimization | Motor Optimization | NonEquip | 10 | Motors Pumps | 89.67% | Tech/Econ | 9.142% | 724221.3878 | MachineDrives | 97.5244 | 94.9486 | 0.09329
Tech | Chemicals and Plastics | Motors Pumps | Motors Pumps | TRC | New | NN119 | Motor Improved Controls | Motor Improved Controls | NonEquip | 15 | Motors Pumps | 59.98% | Tech/Econ | 0.8482% | 0 | MachineDrives | 0 | 0 | 0.10598
Tech | Chemicals and Plastics | Motors Pumps | Motors Pumps | TRC | Existing | NE129 | Pump System Optimization | Pump System Optimization | NonEquip | 10 | Motors Pumps | 88.09% | Tech/Econ | 4.586% | 6490041.701 | MachineDrives | 873.956 | 850.8729 | 0.096673
Tech | Chemicals and Plastics | Motors Pumps | Motors Pumps | TRC | Existing | NE127 | Pump Improved Controls | Pump Improved Controls | NonEquip | 15 | Motors Pumps | 32.22% | Tech/Econ | 1.792% | 849422.5395 | MachineDrives | 114.3842 | 111.363 | 0.063804
Tech | Chemicals and Plastics | Motors Pumps | Motors Pumps | TRC | Existing | NE122 | Plant Energy Management | Plant Energy Management | NonEquip | 10.5 | Motors Pumps | 15.02% | Tech/Econ | 12% | 3212501.4 | MachineDrives | 432.5989 | 421.173 | 0.023178
Tech | Chemicals and Plastics | Motors Pumps | Motors Pumps | TRC | Existing | NE120 | Motor Optimization | Motor Optimization | NonEquip | 10 | Motors Pumps | 89.67% | Tech/Econ | 9.142% | 14345537.18 | MachineDrives | 1931.7855 | 1880.7628 | 0.09329
Tech | Chemicals and Plastics | Motors Pumps | Motors Pumps | TRC | Existing | NE118 | Motor Improved Controls | Motor Improved Controls | NonEquip | 15 | Motors Pumps | 59.98% | Tech/Econ | 0.8482% | 743971.0536 | MachineDrives | 100.1839 | 97.5379 | 0.10598
Tech | Chemicals and Plastics | Motors Pumps | Motors Pumps | TRC | Turnover | ET126 | Pump Equipment Upgrade | Pump Equipment Upgrade | Equip | 15 | Motors Pumps | 76.18% | Tech/Econ | 4.305% | 5056327.578 | MachineDrives | 680.8905 | 662.9067 | 0.22678
Tech | Chemicals and Plastics | Motors Pumps | Motors Pumps | TRC | Turnover | ET117 | Motor Equipment Upgrades | Motor Equipment Upgrades | Equip | 10 | Motors Pumps | 56.53% | Tech/Econ | 2.421% | 2040562.36 | MachineDrives | 274.7843 | 267.5267 | 0.21443
Tech | Chemicals and Plastics | Motors Pumps | Motors Pumps | TRC | New | EN125 | Pump Equipment Upgrade | Pump Equipment Upgrade | Equip | 15 | Motors Pumps | 76.18% | Tech/Econ | 4.305% | 0 | MachineDrives | 0 | 0 | 0.22678
Tech | Chemicals and Plastics | Motors Pumps | Motors Pumps | TRC | New | EN116 | Motor Equipment Upgrades | Motor Equipment Upgrades | Equip | 10 | Motors Pumps | 56.53% | Tech/Econ | 2.421% | 0 | MachineDrives | 0 | 0 | 0.21443
Tech | Chemicals and Plastics | Motors Pumps | Motors Pumps | TRC | Existing | EE124 | Pump Equipment Upgrade | Pump Equipment Upgrade | Equip | 15 | Motors Pumps | 76.18% | Tech/Econ | 4.305% | 0 | MachineDrives | 0 | 0 | 0.22678
Tech | Chemicals and Plastics | Motors Pumps | Motors Pumps | TRC | Existing | EE115 | Motor Equipment Upgrades | Motor Equipment Upgrades | Equip | 10 | Motors Pumps | 56.53% | Tech/Econ | 2.421% | 0 | MachineDrives | 0 | 0 | 0.21443
Tech | Chemicals and Plastics | Motors Fans Blowers | Motors Fans Blowers | TRC | New | NN114 | Plant Energy Management | Plant Energy Management | NonEquip | 10.5 | Motors Fans Blowers | 15.02% | Tech/Econ | 12% | 73214.7872 | MachineDrives | 9.8592 | 9.5988 | 0.023178
Tech | Chemicals and Plastics | Motors Fans Blowers | Motors Fans Blowers | TRC | New | NN112 | Fan System Optimization | Fan System Optimization | NonEquip | 10 | Motors Fans Blowers | 44.87% | Tech/Econ | 14.66% | 358073.0403 | MachineDrives | 48.2185 | 46.9449 | 0.082046
Tech | Chemicals and Plastics | Motors Fans Blowers | Motors Fans Blowers | TRC | New | NN110 | Fan Improved Controls | Fan Improved Controls | NonEquip | 15 | Motors Fans Blowers | 43.13% | Tech/Econ | 15.88% | 400144.669 | MachineDrives | 53.8839 | 52.4607 | 0.024602
Tech | Chemicals and Plastics | Motors Fans Blowers | Motors Fans Blowers | TRC | Existing | NE113 | Plant Energy Management | Plant Energy Management | NonEquip | 10.5 | Motors Fans Blowers | 15.02% | Tech/Econ | 12% | 1720357.053 | MachineDrives | 231.6651 | 225.5464 | 0.023178
Tech | Chemicals and Plastics | Motors Fans Blowers | Motors Fans Blowers | TRC | Existing | NE111 | Fan System Optimization | Fan System Optimization | NonEquip | 10 | Motors Fans Blowers | 44.87% | Tech/Econ | 14.66% | 6722107.415 | MachineDrives | 905.2062 | 881.2978 | 0.082046
Tech | Chemicals and Plastics | Motors Fans Blowers | Motors Fans Blowers | TRC | Existing | NE109 | Fan Improved Controls | Fan Improved Controls | NonEquip | 15 | Motors Fans Blowers | 43.13% | Tech/Econ | 15.88% | 7511918.334 | MachineDrives | 1011.563 | 984.8454 | 0.024602
Tech | Chemicals and Plastics | Motors Fans Blowers | Motors Fans Blowers | TRC | Turnover | ET108 | Fan Equipment Upgrades | Fan Equipment Upgrades | Equip | 15 | Motors Fans Blowers | 34.28% | Tech/Econ | 2.244% | 720875.6492 | MachineDrives | 97.0739 | 94.51 | 0.22709
Tech | Chemicals and Plastics | Motors Fans Blowers | Motors Fans Blowers | TRC | New | EN107 | Fan Equipment Upgrades | Fan Equipment Upgrades | Equip | 15 | Motors Fans Blowers | 34.28% | Tech/Econ | 2.244% | 0 | MachineDrives | 0 | 0 | 0.22709
Tech | Chemicals and Plastics | Motors Fans Blowers | Motors Fans Blowers | TRC | Existing | EE106 | Fan Equipment Upgrades | Fan Equipment Upgrades | Equip | 15 | Motors Fans Blowers | 34.28% | Tech/Econ | 2.244% | 0 | MachineDrives | 0 | 0 | 0.22709
Tech | Chemicals and Plastics | Industrial Lighting | Industrial Lighting | TRC | New | NN105 | Lighting Controls | Lighting Controls | NonEquip | 10 | Industrial Lighting | 30% | Tech/Econ | 18.84% | 21321.1117 | Lighting | 3.0433 | 2.9582 | 0.14161
Tech | Chemicals and Plastics | Industrial Lighting | Industrial Lighting | TRC | Existing | NE104 | Lighting Controls | Lighting Controls | NonEquip | 10 | Industrial Lighting | 30% | Tech/Econ | 18.84% | 1490578.58 | Lighting | 212.7611 | 206.8095 | 0.14161
Tech | Chemicals and Plastics | Industrial Lighting | Industrial Lighting | TRC | Turnover | ET103 | Efficient Lighting - Other Interior Lighting | Efficient Lighting - Other Interior Lighting | Equip | 14.4667 | Industrial Lighting | 71.94% | Tech/Econ | 38.99% | 10280513 | Lighting | 1467.4122 | 1426.3642 | 0.39837
Tech | Chemicals and Plastics | Industrial Lighting | Industrial Lighting | TRC | Turnover | ET100 | Efficient Lighting - High Bay | Efficient Lighting - High Bay | Equip | 13.6667 | Industrial Lighting | 20% | Tech/Econ | 48.41% | 3928332.322 | Lighting | 560.7194 | 545.0343 | 0.21586
Tech | Chemicals and Plastics | Industrial Lighting | Industrial Lighting | TRC | New | EN99 | Efficient Lighting - High Bay | Efficient Lighting - High Bay | Equip | 13.6667 | Industrial Lighting | 20% | Tech/Econ | 48.41% | 209254.3034 | Lighting | 29.8684 | 29.0329 | 0.21586
Tech | Chemicals and Plastics | Industrial Lighting | Industrial Lighting | TRC | New | EN102 | Efficient Lighting - Other Interior Lighting | Efficient Lighting - Other Interior Lighting | Equip | 14.4667 | Industrial Lighting | 71.94% | Tech/Econ | 38.99% | 547622.0975 | Lighting | 78.1661 | 75.9795 | 0.39837
Tech | Chemicals and Plastics | Industrial Lighting | Industrial Lighting | TRC | Existing | EE98 | Efficient Lighting - High Bay | Efficient Lighting - High Bay | Equip | 13.6667 | Industrial Lighting | 20% | Tech/Econ | 48.41% | 0 | Lighting | 0 | 0 | 0.21586
Tech | Chemicals and Plastics | Industrial Lighting | Industrial Lighting | TRC | Existing | EE101 | Efficient Lighting - Other Interior Lighting | Efficient Lighting - Other Interior Lighting | Equip | 14.4667 | Industrial Lighting | 71.94% | Tech/Econ | 38.99% | 0 | Lighting | 0 | 0 | 0.39837
Tech | Chemicals and Plastics | HVAC | HVAC | TRC | New | NN97 | HVAC Improved Controls | HVAC Improved Controls | NonEquip | 15 | HVAC | 18.8% | Tech/Econ | 6.544% | 35147.0915 | HVAC | 5.0068 | 4.8854 | 0.017313
Tech | Chemicals and Plastics | HVAC | HVAC | TRC | New | NN92 | Building Envelope Improvements | Building Envelope Improvements | NonEquip | 15 | HVAC | 16.42% | Tech/Econ | 9.595% | 45707.2597 | HVAC | 6.5112 | 6.3532 | 0.11178
Tech | Chemicals and Plastics | HVAC | HVAC | TRC | Existing | NE96 | HVAC Improved Controls | HVAC Improved Controls | NonEquip | 15 | HVAC | 18.8% | Tech/Econ | 6.544% | 659816.5663 | HVAC | 93.9933 | 91.7129 | 0.017313
Tech | Chemicals and Plastics | HVAC | HVAC | TRC | Existing | NE91 | Building Envelope Improvements | Building Envelope Improvements | NonEquip | 15 | HVAC | 16.42% | Tech/Econ | 9.595% | 858062.6679 | HVAC | 122.2342 | 119.2686 | 0.11178
Tech | Chemicals and Plastics | HVAC | HVAC | TRC | Turnover | ET95 | HVAC Equipment Upgrades | HVAC Equipment Upgrades | Equip | 18 | HVAC | 18.8% | Tech/Econ | 22.01% | 2352432.318 | HVAC | 335.1126 | 326.9823 | 0.095141
Tech | Chemicals and Plastics | HVAC | HVAC | TRC | New | EN94 | HVAC Equipment Upgrades | HVAC Equipment Upgrades | Equip | 18 | HVAC | 18.8% | Tech/Econ | 22.01% | 125309.303 | HVAC | 17.8508 | 17.4177 | 0.095141
Tech | Chemicals and Plastics | HVAC | HVAC | TRC | Existing | EE93 | HVAC Equipment Upgrades | HVAC Equipment Upgrades | Equip | 18 | HVAC | 18.8% | Tech/Econ | 22.01% | 0 | HVAC | 0 | 0 | 0.095141
Tech | Chemicals and Plastics | Exterior Lighting | Exterior Lighting | TRC | New | NN90 | Lighting Controls - Exterior | Lighting Controls - Exterior | NonEquip | 10 | Exterior Lighting | 17% | Tech/Econ | 28% | 10297.8056 | Exterior | 0 | 0 | 0.14161
Tech | Chemicals and Plastics | Exterior Lighting | Exterior Lighting | TRC | Existing | NE89 | Lighting Controls - Exterior | Lighting Controls - Exterior | NonEquip | 10 | Exterior Lighting | 17% | Tech/Econ | 28% | 193320.7683 | Exterior | 0 | 0 | 0.14161
Tech | Chemicals and Plastics | Exterior Lighting | Exterior Lighting | TRC | Turnover | ET88 | Efficient Lighting - Exterior | Efficient Lighting - Exterior | Equip | 13.6 | Exterior Lighting | 15.29% | Tech/Econ | 78.74% | 555844.1829 | Exterior | 0 | 0 | 0.1144
Tech | Chemicals and Plastics | Exterior Lighting | Exterior Lighting | TRC | New | EN87 | Efficient Lighting - Exterior | Efficient Lighting - Exterior | Equip | 13.6 | Exterior Lighting | 15.29% | Tech/Econ | 78.74% | 29608.6934 | Exterior | 0 | 0 | 0.1144
Tech | Chemicals and Plastics | Exterior Lighting | Exterior Lighting | TRC | Existing | EE86 | Efficient Lighting - Exterior | Efficient Lighting - Exterior | Equip | 13.6 | Exterior Lighting | 15.29% | Tech/Econ | 78.74% | 0 | Exterior | 0 | 0 | 0.1144
Tech | Chemicals and Plastics | Compressed Air | Compressed Air | TRC | New | NN85 | Plant Energy Management | Plant Energy Management | NonEquip | 10.5 | Compressed Air | 15.02% | Tech/Econ | 12% | 105306.7324 | MachineDrives | 14.1807 | 13.8062 | 0.023178
Tech | Chemicals and Plastics | Compressed Air | Compressed Air | TRC | New | NN83 | Compressed Air System Optimization | Compressed Air System Optimization | NonEquip | 10 | Compressed Air | 25.94% | Tech/Econ | 10.61% | 0 | MachineDrives | 0 | 0 | 0.053013
Tech | Chemicals and Plastics | Compressed Air | Compressed Air | TRC | New | NN78 | Compressed Air Controls | Compressed Air Controls | NonEquip | 12.5 | Compressed Air | 89.11% | Tech/Econ | 8.298% | 0 | MachineDrives | 0 | 0 | 0.18208
Tech | Chemicals and Plastics | Compressed Air | Compressed Air | TRC | Existing | NE84 | Plant Energy Management | Plant Energy Management | NonEquip | 10.5 | Compressed Air | 15.02% | Tech/Econ | 12% | 1976923.938 | MachineDrives | 266.2147 | 259.1834 | 0.023178
Tech | Chemicals and Plastics | Compressed Air | Compressed Air | TRC | Existing | NE82 | Compressed Air System Optimization | Compressed Air System Optimization | NonEquip | 10 | Compressed Air | 25.94% | Tech/Econ | 10.61% | 2650807.889 | MachineDrives | 356.9606 | 347.5325 | 0.053013
Tech | Chemicals and Plastics | Compressed Air | Compressed Air | TRC | Existing | NE77 | Compressed Air Controls | Compressed Air Controls | NonEquip | 12.5 | Compressed Air | 89.11% | Tech/Econ | 8.298% | 6926961.266 | MachineDrives | 932.792 | 908.155 | 0.18208
Tech | Chemicals and Plastics | Compressed Air | Compressed Air | TRC | Turnover | ET81 | Compressed Air Equipment | Compressed Air Equipment | Equip | 15 | Compressed Air | 89.09% | Tech/Econ | 11.85% | 11370233.25 | MachineDrives | 1531.1278 | 1490.6874 | 0.13494
Tech | Chemicals and Plastics | Compressed Air | Compressed Air | TRC | New | EN80 | Compressed Air Equipment | Compressed Air Equipment | Equip | 15 | Compressed Air | 89.09% | Tech/Econ | 11.85% | 577735.0047 | MachineDrives | 77.7984 | 75.7436 | 0.13494
Tech | Chemicals and Plastics | Compressed Air | Compressed Air | TRC | Existing | EE79 | Compressed Air Equipment | Compressed Air Equipment | Equip | 15 | Compressed Air | 89.09% | Tech/Econ | 11.85% | 0 | MachineDrives | 0 | 0 | 0.13494
Tech | Construction | Process Specific | Process Specific | TRC | New | NN231 | Process Other Systems Optimization | Process Other Systems Optimization | NonEquip | 5.3333 | Process Specific | 17.64% | Tech/Econ | 48.74% | 44410.2239 | ProcessHeating | 6.1141 | 5.9633 | 0.032717
Tech | Construction | Process Specific | Process Specific | TRC | New | NN229 | Plant Energy Management | Plant Energy Management | NonEquip | 10.5 | Process Specific | 25.8% | Tech/Econ | 12% | 14621.9062 | ProcessHeating | 2.013 | 1.9634 | 0.023178
Tech | Construction | Process Specific | Process Specific | TRC | Existing | NE230 | Process Other Systems Optimization | Process Other Systems Optimization | NonEquip | 5.3333 | Process Specific | 17.64% | Tech/Econ | 48.74% | 833713.4059 | ProcessHeating | 114.7792 | 111.9491 | 0.032717
Tech | Construction | Process Specific | Process Specific | TRC | Existing | NE228 | Plant Energy Management | Plant Energy Management | NonEquip | 10.5 | Process Specific | 25.8% | Tech/Econ | 12% | 274497.1359 | ProcessHeating | 37.7906 | 36.8588 | 0.023178
Tech | Construction | Process Heating | Process Heating | TRC | New | NN227 | Process Heat System Optimization | Process Heat System Optimization | NonEquip | 2 | Process Heating | 16.02% | Tech/Econ | 9.204% | 10410.1864 | ProcessHeating | 1.4332 | 1.3979 | 0.30975
Tech | Construction | Process Heating | Process Heating | TRC | New | NN225 | Process Heat Improved Controls | Process Heat Improved Controls | NonEquip | 15 | Process Heating | 23.16% | Tech/Econ | 1.21% | 1949.3615 | ProcessHeating | 0.26837 | 0.26176 | 0.96304
Tech | Construction | Process Heating | Process Heating | TRC | New | NN223 | Plant Energy Management | Plant Energy Management | NonEquip | 10.5 | Process Heating | 25.8% | Tech/Econ | 12% | 22553.9979 | ProcessHeating | 3.1051 | 3.0285 | 0.023178
Tech | Construction | Process Heating | Process Heating | TRC | Existing | NE226 | Process Heat System Optimization | Process Heat System Optimization | NonEquip | 2 | Process Heating | 16.02% | Tech/Econ | 9.204% | 195430.4935 | ProcessHeating | 26.9053 | 26.2419 | 0.30975
Tech | Construction | Process Heating | Process Heating | TRC | Existing | NE224 | Process Heat Improved Controls | Process Heat Improved Controls | NonEquip | 15 | Process Heating | 23.16% | Tech/Econ | 1.21% | 36595.3765 | ProcessHeating | 5.0382 | 4.9139 | 0.96304
Tech | Construction | Process Heating | Process Heating | TRC | Existing | NE222 | Plant Energy Management | Plant Energy Management | NonEquip | 10.5 | Process Heating | 25.8% | Tech/Econ | 12% | 423406.3435 | ProcessHeating | 58.2913 | 56.854 | 0.023178
Tech | Construction | Process Cooling | Process Cooling | TRC | New | NN221 | Process Refrig System Optimization | Process Refrig System Optimization | NonEquip | 4.6667 | Process Cooling | 13.75% | Tech/Econ | 45.35% | 25108.2855 | ProcessHeating | 3.4567 | 3.3715 | 0.11299
Tech | Construction | Process Cooling | Process Cooling | TRC | New | NN216 | Process Refrig Controls | Process Refrig Controls | NonEquip | 15 | Process Cooling | 27.79% | Tech/Econ | 2.354% | 2228.1057 | ProcessHeating | 0.30675 | 0.29918 | 0.06633
Tech | Construction | Process Cooling | Process Cooling | TRC | New | NN214 | Plant Energy Management | Plant Energy Management | NonEquip | 10.5 | Process Cooling | 25.8% | Tech/Econ | 12% | 10880.2157 | ProcessHeating | 1.4979 | 1.461 | 0.023178
Tech | Construction | Process Cooling | Process Cooling | TRC | Existing | NE220 | Process Refrig System Optimization | Process Refrig System Optimization | NonEquip | 4.6667 | Process Cooling | 13.75% | Tech/Econ | 45.35% | 471357.9978 | ProcessHeating | 64.8929 | 63.2928 | 0.11299
Tech | Construction | Process Cooling | Process Cooling | TRC | Existing | NE215 | Process Refrig Controls | Process Refrig Controls | NonEquip | 15 | Process Cooling | 27.79% | Tech/Econ | 2.354% | 41828.2429 | ProcessHeating | 5.7586 | 5.6166 | 0.06633
Tech | Construction | Process Cooling | Process Cooling | TRC | Existing | NE213 | Plant Energy Management | Plant Energy Management | NonEquip | 10.5 | Process Cooling | 25.8% | Tech/Econ | 12% | 204254.357 | ProcessHeating | 28.1201 | 27.4268 | 0.023178
Tech | Construction | Process Cooling | Process Cooling | TRC | Turnover | ET219 | Process Refrig Equipment Upgrade | Process Refrig Equipment Upgrade | Equip | 10 | Process Cooling | 22.05% | Tech/Econ | 31.43% | 491262.8413 | ProcessHeating | 67.6332 | 65.9656 | 0.20671
Tech | Construction | Process Cooling | Process Cooling | TRC | New | EN218 | Process Refrig Equipment Upgrade | Process Refrig Equipment Upgrade | Equip | 10 | Process Cooling | 22.05% | Tech/Econ | 31.43% | 26168.5762 | ProcessHeating | 3.6027 | 3.5139 | 0.20671
Tech | Construction | Process Cooling | Process Cooling | TRC | Existing | EE217 | Process Refrig Equipment Upgrade | Process Refrig Equipment Upgrade | Equip | 10 | Process Cooling | 22.05% | Tech/Econ | 31.43% | 0 | ProcessHeating | 0 | 0 | 0.20671
Tech | Construction | Other | Other | TRC | New | NN212 | Plant Energy Management | Plant Energy Management | NonEquip | 10.5 | Other | 25.8% | Tech/Econ | 12% | 7635.2315 | Other | 1.1015 | 1.1203 | 0.023178
Tech | Construction | Other | Other | TRC | Existing | NE211 | Plant Energy Management | Plant Energy Management | NonEquip | 10.5 | Other | 25.8% | Tech/Econ | 12% | 143336.2482 | Other | 20.6782 | 21.0309 | 0.023178
Tech | Construction | Motors Pumps | Motors Pumps | TRC | New | NN210 | Pump System Optimization | Pump System Optimization | NonEquip | 10 | Motors Pumps | 59.4% | Tech/Econ | 1.68% | 0 | MachineDrives | 0 | 0 | 0.066358
Tech | Construction | Motors Pumps | Motors Pumps | TRC | New | NN208 | Pump Improved Controls | Pump Improved Controls | NonEquip | 15 | Motors Pumps | 33.73% | Tech/Econ | 1.792% | 0 | MachineDrives | 0 | 0 | 0.063804
Tech | Construction | Motors Pumps | Motors Pumps | TRC | New | NN203 | Plant Energy Management | Plant Energy Management | NonEquip | 10.5 | Motors Pumps | 25.8% | Tech/Econ | 12% | 33784.8135 | MachineDrives | 4.5495 | 4.4293 | 0.023178
Tech | Construction | Motors Pumps | Motors Pumps | TRC | New | NN201 | Motor Optimization | Motor Optimization | NonEquip | 10 | Motors Pumps | 66.73% | Tech/Econ | 3.467% | 1330.913 | MachineDrives | 0.17922 | 0.17449 | 0.45607
Tech | Construction | Motors Pumps | Motors Pumps | TRC | New | NN199 | Motor Improved Controls | Motor Improved Controls | NonEquip | 15 | Motors Pumps | 42.04% | Tech/Econ | 0.4056% | 0 | MachineDrives | 0 | 0 | 0.10371
Tech | Construction | Motors Pumps | Motors Pumps | TRC | Existing | NE209 | Pump System Optimization | Pump System Optimization | NonEquip | 10 | Motors Pumps | 59.4% | Tech/Econ | 1.68% | 190094.8892 | MachineDrives | 25.5984 | 24.9223 | 0.066358
Tech | Construction | Motors Pumps | Motors Pumps | TRC | Existing | NE207 | Pump Improved Controls | Pump Improved Controls | NonEquip | 15 | Motors Pumps | 33.73% | Tech/Econ | 1.792% | 115880.7536 | MachineDrives | 15.6046 | 15.1925 | 0.063804
Tech | Construction | Motors Pumps | Motors Pumps | TRC | Existing | NE202 | Plant Energy Management | Plant Energy Management | NonEquip | 10.5 | Motors Pumps | 25.8% | Tech/Econ | 12% | 634242.511 | MachineDrives | 85.4078 | 83.152 | 0.023178
Tech | Construction | Motors Pumps | Motors Pumps | TRC | Existing | NE200 | Motor Optimization | Motor Optimization | NonEquip | 10 | Motors Pumps | 66.73% | Tech/Econ | 3.467% | 459310.3927 | MachineDrives | 61.8512 | 60.2176 | 0.45607
Tech | Construction | Motors Pumps | Motors Pumps | TRC | Existing | NE198 | Motor Improved Controls | Motor Improved Controls | NonEquip | 15 | Motors Pumps | 42.04% | Tech/Econ | 0.4056% | 32158.4169 | MachineDrives | 4.3305 | 4.2161 | 0.10371
Tech | Construction | Motors Pumps | Motors Pumps | TRC | Turnover | ET206 | Pump Equipment Upgrade | Pump Equipment Upgrade | Equip | 15 | Motors Pumps | 70.57% | Tech/Econ | 12.43% | 1969092.045 | MachineDrives | 265.1601 | 258.1566 | 0.13315
Tech | Construction | Motors Pumps | Motors Pumps | TRC | Turnover | ET197 | Motor Equipment Upgrades | Motor Equipment Upgrades | Equip | 10 | Motors Pumps | 54.51% | Tech/Econ | 2.132% | 225363.1033 | MachineDrives | 30.3476 | 29.5461 | 0.1667
Tech | Construction | Motors Pumps | Motors Pumps | TRC | New | EN205 | Pump Equipment Upgrade | Pump Equipment Upgrade | Equip | 15 | Motors Pumps | 70.57% | Tech/Econ | 12.43% | 104889.5429 | MachineDrives | 14.1245 | 13.7515 | 0.13315
Tech | Construction | Motors Pumps | Motors Pumps | TRC | New | EN196 | Motor Equipment Upgrades | Motor Equipment Upgrades | Equip | 10 | Motors Pumps | 54.51% | Tech/Econ | 2.132% | 0 | MachineDrives | 0 | 0 | 0.1667
Tech | Construction | Motors Pumps | Motors Pumps | TRC | Existing | EE204 | Pump Equipment Upgrade | Pump Equipment Upgrade | Equip | 15 | Motors Pumps | 70.57% | Tech/Econ | 12.43% | 0 | MachineDrives | 0 | 0 | 0.13315
Tech | Construction | Motors Pumps | Motors Pumps | TRC | Existing | EE195 | Motor Equipment Upgrades | Motor Equipment Upgrades | Equip | 10 | Motors Pumps | 54.51% | Tech/Econ | 2.132% | 0 | MachineDrives | 0 | 0 | 0.1667
Tech | Construction | Motors Fans Blowers | Motors Fans Blowers | TRC | New | NN194 | Plant Energy Management | Plant Energy Management | NonEquip | 10.5 | Motors Fans Blowers | 25.8% | Tech/Econ | 12% | 22788.9637 | MachineDrives | 3.0688 | 2.9877 | 0.023178
Tech | Construction | Motors Fans Blowers | Motors Fans Blowers | TRC | New | NN192 | Fan System Optimization | Fan System Optimization | NonEquip | 10 | Motors Fans Blowers | 79.06% | Tech/Econ | 4.879% | 7156.9589 | MachineDrives | 0.96376 | 0.93831 | 0.035317
Tech | Construction | Motors Fans Blowers | Motors Fans Blowers | TRC | New | NN190 | Fan Improved Controls | Fan Improved Controls | NonEquip | 15 | Motors Fans Blowers | 52.56% | Tech/Econ | 9.465% | 35486.8766 | MachineDrives | 4.7787 | 4.6525 | 0.033329
Tech | Construction | Motors Fans Blowers | Motors Fans Blowers | TRC | Existing | NE193 | Plant Energy Management | Plant Energy Management | NonEquip | 10.5 | Motors Fans Blowers | 25.8% | Tech/Econ | 12% | 427817.3549 | MachineDrives | 57.6103 | 56.0887 | 0.023178
Tech | Construction | Motors Fans Blowers | Motors Fans Blowers | TRC | Existing | NE191 | Fan System Optimization | Fan System Optimization | NonEquip | 10 | Motors Fans Blowers | 79.06% | Tech/Econ | 4.879% | 490781.8669 | MachineDrives | 66.0892 | 64.3437 | 0.035317
Tech | Construction | Motors Fans Blowers | Motors Fans Blowers | TRC | Existing | NE189 | Fan Improved Controls | Fan Improved Controls | NonEquip | 15 | Motors Fans Blowers | 52.56% | Tech/Econ | 9.465% | 666195.3554 | MachineDrives | 89.7106 | 87.3411 | 0.033329
Tech | Construction | Motors Fans Blowers | Motors Fans Blowers | TRC | Turnover | ET188 | Fan Equipment Upgrades | Fan Equipment Upgrades | Equip | 15 | Motors Fans Blowers | 63.42% | Tech/Econ | 3.425% | 265765.0679 | MachineDrives | 35.7882 | 34.843 | 0.1824
Tech | Construction | Motors Fans Blowers | Motors Fans Blowers | TRC | New | EN187 | Fan Equipment Upgrades | Fan Equipment Upgrades | Equip | 15 | Motors Fans Blowers | 63.42% | Tech/Econ | 3.425% | 0 | MachineDrives | 0 | 0 | 0.1824
Tech | Construction | Motors Fans Blowers | Motors Fans Blowers | TRC | Existing | EE186 | Fan Equipment Upgrades | Fan Equipment Upgrades | Equip | 15 | Motors Fans Blowers | 63.42% | Tech/Econ | 3.425% | 0 | MachineDrives | 0 | 0 | 0.1824
Tech | Construction | Industrial Lighting | Industrial Lighting | TRC | New | NN185 | Lighting Controls | Lighting Controls | NonEquip | 10 | Industrial Lighting | 33.43% | Tech/Econ | 16.92% | 2490.4234 | Lighting | 0.35548 | 0.34553 | 0.13992
Tech | Construction | Industrial Lighting | Industrial Lighting | TRC | Existing | NE184 | Lighting Controls | Lighting Controls | NonEquip | 10 | Industrial Lighting | 33.43% | Tech/Econ | 16.92% | 222206.1767 | Lighting | 31.7171 | 30.8299 | 0.13992
Tech | Construction | Industrial Lighting | Industrial Lighting | TRC | Turnover | ET183 | Efficient Lighting - Other Interior Lighting | Efficient Lighting - Other Interior Lighting | Equip | 14.4667 | Industrial Lighting | 62.16% | Tech/Econ | 38.99% | 1257178.332 | Lighting | 179.4462 | 174.4265 | 0.39837
Tech | Construction | Industrial Lighting | Industrial Lighting | TRC | Turnover | ET180 | Efficient Lighting - High Bay | Efficient Lighting - High Bay | Equip | 13.6667 | Industrial Lighting | 30.8% | Tech/Econ | 48.41% | 908958.5868 | Lighting | 129.7423 | 126.113 | 0.21586
Tech | Construction | Industrial Lighting | Industrial Lighting | TRC | New | EN182 | Efficient Lighting - Other Interior Lighting | Efficient Lighting - Other Interior Lighting | Equip | 14.4667 | Industrial Lighting | 62.16% | Tech/Econ | 38.99% | 66967.3424 | Lighting | 9.5587 | 9.2913 | 0.39837
Tech | Construction | Industrial Lighting | Industrial Lighting | TRC | New | EN179 | Efficient Lighting - High Bay | Efficient Lighting - High Bay | Equip | 13.6667 | Industrial Lighting | 30.8% | Tech/Econ | 48.41% | 48418.3822 | Lighting | 6.9111 | 6.7178 | 0.21586
Tech | Construction | Industrial Lighting | Industrial Lighting | TRC | Existing | EE181 | Efficient Lighting - Other Interior Lighting | Efficient Lighting - Other Interior Lighting | Equip | 14.4667 | Industrial Lighting | 62.16% | Tech/Econ | 38.99% | 0 | Lighting | 0 | 0 | 0.39837
Tech | Construction | Industrial Lighting | Industrial Lighting | TRC | Existing | EE178 | Efficient Lighting - High Bay | Efficient Lighting - High Bay | Equip | 13.6667 | Industrial Lighting | 30.8% | Tech/Econ | 48.41% | 0 | Lighting | 0 | 0 | 0.21586
Tech | Construction | HVAC | HVAC | TRC | New | NN177 | HVAC Recommissioning | HVAC Recommissioning | NonEquip | 10 | HVAC | 35.73% | Tech/Econ | 18.86% | 35387.963 | HVAC | 5.0411 | 4.9188 | 0.23103
Tech | Construction | HVAC | HVAC | TRC | New | NN175 | HVAC Improved Controls | HVAC Improved Controls | NonEquip | 15 | HVAC | 34.58% | Tech/Econ | 14.73% | 24940.1733 | HVAC | 3.5528 | 3.4666 | 0.050489
Tech | Construction | HVAC | HVAC | TRC | New | NN170 | Building Envelope Improvements | Building Envelope Improvements | NonEquip | 15 | HVAC | 32.06% | Tech/Econ | 14.68% | 20254.9452 | HVAC | 2.8854 | 2.8154 | 0.1444
Tech | Construction | HVAC | HVAC | TRC | Existing | NE176 | HVAC Recommissioning | HVAC Recommissioning | NonEquip | 10 | HVAC | 35.73% | Tech/Econ | 18.86% | 664338.4467 | HVAC | 94.6375 | 92.3414 | 0.23103
Tech | Construction | HVAC | HVAC | TRC | Existing | NE174 | HVAC Improved Controls | HVAC Improved Controls | NonEquip | 15 | HVAC | 34.58% | Tech/Econ | 14.73% | 468202.0289 | HVAC | 66.6971 | 65.0789 | 0.050489
Tech | Construction | HVAC | HVAC | TRC | Existing | NE169 | Building Envelope Improvements | Building Envelope Improvements | NonEquip | 15 | HVAC | 32.06% | Tech/Econ | 14.68% | 410651.5936 | HVAC | 58.4988 | 57.0796 | 0.1444
Tech | Construction | HVAC | HVAC | TRC | Turnover | ET173 | HVAC Equipment Upgrades | HVAC Equipment Upgrades | Equip | 18 | HVAC | 28.85% | Tech/Econ | 14.08% | 337676.4447 | HVAC | 48.1033 | 46.9362 | 0.13731
Tech | Construction | HVAC | HVAC | TRC | New | EN172 | HVAC Equipment Upgrades | HVAC Equipment Upgrades | Equip | 18 | HVAC | 28.85% | Tech/Econ | 14.08% | 0 | HVAC | 0 | 0 | 0.13731
Tech | Construction | HVAC | HVAC | TRC | Existing | EE171 | HVAC Equipment Upgrades | HVAC Equipment Upgrades | Equip | 18 | HVAC | 28.85% | Tech/Econ | 14.08% | 0 | HVAC | 0 | 0 | 0.13731
Tech | Construction | Exterior Lighting | Exterior Lighting | TRC | New | NN168 | Lighting Controls - Exterior | Lighting Controls - Exterior | NonEquip | 10 | Exterior Lighting | 17% | Tech/Econ | 28% | 1547.0356 | Exterior | 0 | 0 | 0.13992
Tech | Construction | Exterior Lighting | Exterior Lighting | TRC | Existing | NE167 | Lighting Controls - Exterior | Lighting Controls - Exterior | NonEquip | 10 | Exterior Lighting | 17% | Tech/Econ | 28% | 29042.5093 | Exterior | 0 | 0 | 0.13992
Tech | Construction | Exterior Lighting | Exterior Lighting | TRC | Turnover | ET166 | Efficient Lighting - Exterior | Efficient Lighting - Exterior | Equip | 13.6 | Exterior Lighting | 15.29% | Tech/Econ | 78.74% | 83504.2679 | Exterior | 0 | 0 | 0.1144
Tech | Construction | Exterior Lighting | Exterior Lighting | TRC | New | EN165 | Efficient Lighting - Exterior | Efficient Lighting - Exterior | Equip | 13.6 | Exterior Lighting | 15.29% | Tech/Econ | 78.74% | 4448.1032 | Exterior | 0 | 0 | 0.1144
Tech | Construction | Exterior Lighting | Exterior Lighting | TRC | Existing | EE164 | Efficient Lighting - Exterior | Efficient Lighting - Exterior | Equip | 13.6 | Exterior Lighting | 15.29% | Tech/Econ | 78.74% | 0 | Exterior | 0 | 0 | 0.1144
Tech | Construction | Compressed Air | Compressed Air | TRC | New | NN163 | Plant Energy Management | Plant Energy Management | NonEquip | 10.5 | Compressed Air | 25.8% | Tech/Econ | 12% | 22788.9637 | MachineDrives | 3.0688 | 2.9877 | 0.023178
Tech | Construction | Compressed Air | Compressed Air | TRC | New | NN161 | Compressed Air System Optimization | Compressed Air System Optimization | NonEquip | 10 | Compressed Air | 30.76% | Tech/Econ | 10.64% | 23343.0523 | MachineDrives | 3.1434 | 3.0604 | 0.05397
Tech | Construction | Compressed Air | Compressed Air | TRC | New | NN156 | Compressed Air Controls | Compressed Air Controls | NonEquip | 12.5 | Compressed Air | 74.82% | Tech/Econ | 2.192% | 0 | MachineDrives | 0 | 0 | 0.055306
Tech | Construction | Compressed Air | Compressed Air | TRC | Existing | NE162 | Plant Energy Management | Plant Energy Management | NonEquip | 10.5 | Compressed Air | 25.8% | Tech/Econ | 12% | 427817.3582 | MachineDrives | 57.6103 | 56.0887 | 0.023178
Tech | Construction | Compressed Air | Compressed Air | TRC | Existing | NE160 | Compressed Air System Optimization | Compressed Air System Optimization | NonEquip | 10 | Compressed Air | 30.76% | Tech/Econ | 10.64% | 438219.2654 | MachineDrives | 59.0111 | 57.4525 | 0.05397
Tech | Construction | Compressed Air | Compressed Air | TRC | Existing | NE155 | Compressed Air Controls | Compressed Air Controls | NonEquip | 12.5 | Compressed Air | 74.82% | Tech/Econ | 2.192% | 206370.5846 | MachineDrives | 27.7901 | 27.0561 | 0.055306
Tech | Construction | Compressed Air | Compressed Air | TRC | Turnover | ET159 | Compressed Air Equipment | Compressed Air Equipment | Equip | 15 | Compressed Air | 71.22% | Tech/Econ | 4.001% | 369089.5993 | MachineDrives | 49.702 | 48.3893 | 0.10354
Tech | Construction | Compressed Air | Compressed Air | TRC | New | EN158 | Compressed Air Equipment | Compressed Air Equipment | Equip | 15 | Compressed Air | 71.22% | Tech/Econ | 4.001% | 11992.3355 | MachineDrives | 1.6149 | 1.5722 | 0.10354
Tech | Construction | Compressed Air | Compressed Air | TRC | Existing | EE157 | Compressed Air Equipment | Compressed Air Equipment | Equip | 15 | Compressed Air | 71.22% | Tech/Econ | 4.001% | 0 | MachineDrives | 0 | 0 | 0.10354
Tech | Electrical and Electronic Equip. | Process Specific | Process Specific | TRC | New | NN298 | Process Other Systems Optimization | Process Other Systems Optimization | NonEquip | 5.3333 | Process Specific | 2.916% | Tech/Econ | 25.45% | 6723.0794 | ProcessHeating | 0.92558 | 0.90276 | 0.11983
Tech | Electrical and Electronic Equip. | Process Specific | Process Specific | TRC | New | NN296 | Plant Energy Management | Plant Energy Management | NonEquip | 10.5 | Process Specific | 27.36% | Tech/Econ | 12% | 29527.4276 | ProcessHeating | 4.0651 | 3.9649 | 0.023178
Tech | Electrical and Electronic Equip. | Process Specific | Process Specific | TRC | Existing | NE297 | Process Other Systems Optimization | Process Other Systems Optimization | NonEquip | 5.3333 | Process Specific | 2.916% | Tech/Econ | 25.45% | 126212.4102 | ProcessHeating | 17.3759 | 16.9475 | 0.11983
Tech | Electrical and Electronic Equip. | Process Specific | Process Specific | TRC | Existing | NE295 | Plant Energy Management | Plant Energy Management | NonEquip | 10.5 | Process Specific | 27.36% | Tech/Econ | 12% | 554318.5807 | ProcessHeating | 76.3143 | 74.4326 | 0.023178
Tech | Electrical and Electronic Equip. | Process Heating | Process Heating | TRC | New | NN294 | Process Heat System Optimization | Process Heat System Optimization | NonEquip | 2 | Process Heating | 9.104% | Tech/Econ | 13.63% | 22654.8427 | ProcessHeating | 3.1189 | 3.042 | 0.042354
Tech | Electrical and Electronic Equip. | Process Heating | Process Heating | TRC | New | NN292 | Process Heat Improved Controls | Process Heat Improved Controls | NonEquip | 15 | Process Heating | 36.07% | Tech/Econ | 2.283% | 14361.5541 | ProcessHeating | 1.9772 | 1.9284 | 0.89743
Tech | Electrical and Electronic Equip. | Process Heating | Process Heating | TRC | New | NN290 | Plant Energy Management | Plant Energy Management | NonEquip | 10.5 | Process Heating | 27.36% | Tech/Econ | 12% | 59191.5671 | ProcessHeating | 8.149 | 7.9481 | 0.023178
Tech | Electrical and Electronic Equip. | Process Heating | Process Heating | TRC | Existing | NE293 | Process Heat System Optimization | Process Heat System Optimization | NonEquip | 2 | Process Heating | 9.104% | Tech/Econ | 13.63% | 425299.5023 | ProcessHeating | 58.5519 | 57.1082 | 0.042354
Tech | Electrical and Electronic Equip. | Process Heating | Process Heating | TRC | Existing | NE291 | Process Heat Improved Controls | Process Heat Improved Controls | NonEquip | 15 | Process Heating | 36.07% | Tech/Econ | 2.283% | 269609.5494 | ProcessHeating | 37.1177 | 36.2025 | 0.89743
Tech | Electrical and Electronic Equip. | Process Heating | Process Heating | TRC | Existing | NE289 | Plant Energy Management | Plant Energy Management | NonEquip | 10.5 | Process Heating | 27.36% | Tech/Econ | 12% | 1111203.658 | ProcessHeating | 152.9818 | 149.2098 | 0.023178
Tech | Electrical and Electronic Equip. | Process Cooling | Process Cooling | TRC | New | NN288 | Process Refrig System Optimization | Process Refrig System Optimization | NonEquip | 4.6667 | Process Cooling | 10% | Tech/Econ | 40% | 20352.444 | ProcessHeating | 2.802 | 2.7329 | 0.0071838
Tech | Electrical and Electronic Equip. | Process Cooling | Process Cooling | TRC | New | NN283 | Process Refrig Controls | Process Refrig Controls | NonEquip | 15 | Process Cooling | 33.75% | Tech/Econ | 6% | 9164.5822 | ProcessHeating | 1.2617 | 1.2306 | 0.88
Tech | Electrical and Electronic Equip. | Process Cooling | Process Cooling | TRC | New | NN281 | Plant Energy Management | Plant Energy Management | NonEquip | 10.5 | Process Cooling | 27.36% | Tech/Econ | 12% | 15365.1491 | ProcessHeating | 2.1154 | 2.0632 | 0.023178
Tech | Electrical and Electronic Equip. | Process Cooling | Process Cooling | TRC | Existing | NE287 | Process Refrig System Optimization | Process Refrig System Optimization | NonEquip | 4.6667 | Process Cooling | 10% | Tech/Econ | 40% | 382076.5562 | ProcessHeating | 52.6013 | 51.3043 | 0.0071838
Tech | Electrical and Electronic Equip. | Process Cooling | Process Cooling | TRC | Existing | NE282 | Process Refrig Controls | Process Refrig Controls | NonEquip | 15 | Process Cooling | 33.75% | Tech/Econ | 6% | 172046.7589 | ProcessHeating | 23.6861 | 23.102 | 0.88
Tech | Electrical and Electronic Equip. | Process Cooling | Process Cooling | TRC | Existing | NE280 | Plant Energy Management | Plant Energy Management | NonEquip | 10.5 | Process Cooling | 27.36% | Tech/Econ | 12% | 288450.0402 | ProcessHeating | 39.7115 | 38.7324 | 0.023178
Tech | Electrical and Electronic Equip. | Process Cooling | Process Cooling | TRC | Turnover | ET286 | Process Refrig Equipment Upgrade | Process Refrig Equipment Upgrade | Equip | 10 | Process Cooling | 28.34% | Tech/Econ | 14.82% | 385250.7687 | ProcessHeating | 53.0383 | 51.7306 | 0.090182
Tech | Electrical and Electronic Equip. | Process Cooling | Process Cooling | TRC | New | EN285 | Process Refrig Equipment Upgrade | Process Refrig Equipment Upgrade | Equip | 10 | Process Cooling | 28.34% | Tech/Econ | 14.82% | 20521.5278 | ProcessHeating | 2.8252 | 2.7556 | 0.090182
Tech | Electrical and Electronic Equip. | Process Cooling | Process Cooling | TRC | Existing | EE284 | Process Refrig Equipment Upgrade | Process Refrig Equipment Upgrade | Equip | 10 | Process Cooling | 28.34% | Tech/Econ | 14.82% | 0 | ProcessHeating | 0 | 0 | 0.090182
Tech | Electrical and Electronic Equip. | Other | Other | TRC | New | NN279 | Plant Energy Management | Plant Energy Management | NonEquip | 10.5 | Other | 27.36% | Tech/Econ | 12% | 8913.4787 | Other | 1.2859 | 1.3078 | 0.023178
Tech | Electrical and Electronic Equip. | Other | Other | TRC | Existing | NE278 | Plant Energy Management | Plant Energy Management | NonEquip | 10.5 | Other | 27.36% | Tech/Econ | 12% | 167332.7906 | Other | 24.14 | 24.5517 | 0.023178
Tech | Electrical and Electronic Equip. | Motors Pumps | Motors Pumps | TRC | New | NN277 | Pump Improved Controls | Pump Improved Controls | NonEquip | 15 | Motors Pumps | 32.82% | Tech/Econ | 1.792% | 0 | MachineDrives | 0 | 0 | 0.063804
Tech | Electrical and Electronic Equip. | Motors Pumps | Motors Pumps | TRC | New | NN275 | Plant Energy Management | Plant Energy Management | NonEquip | 10.5 | Motors Pumps | 27.36% | Tech/Econ | 12% | 32752.9081 | MachineDrives | 4.4105 | 4.294 | 0.023178
Tech | Electrical and Electronic Equip. | Motors Pumps | Motors Pumps | TRC | New | NN273 | Motor Optimization | Motor Optimization | NonEquip | 10 | Motors Pumps | 87.54% | Tech/Econ | 10.68% | 74812.2988 | MachineDrives | 10.0743 | 9.8082 | 0.070953
Tech | Electrical and Electronic Equip. | Motors Pumps | Motors Pumps | TRC | New | NN271 | Motor Improved Controls | Motor Improved Controls | NonEquip | 15 | Motors Pumps | 33.67% | Tech/Econ | 1.792% | 0 | MachineDrives | 0 | 0 | 0.063804
Tech | Electrical and Electronic Equip. | Motors Pumps | Motors Pumps | TRC | Existing | NE276 | Pump Improved Controls | Pump Improved Controls | NonEquip | 15 | Motors Pumps | 32.82% | Tech/Econ | 1.792% | 95990.4438 | MachineDrives | 12.9262 | 12.5848 | 0.063804
Tech | Electrical and Electronic Equip. | Motors Pumps | Motors Pumps | TRC | Existing | NE274 | Plant Energy Management | Plant Energy Management | NonEquip | 10.5 | Motors Pumps | 27.36% | Tech/Econ | 12% | 614870.5472 | MachineDrives | 82.7991 | 80.6122 | 0.023178
Tech | Electrical and Electronic Equip. | Motors Pumps | Motors Pumps | TRC | Existing | NE272 | Motor Optimization | Motor Optimization | NonEquip | 10 | Motors Pumps | 87.54% | Tech/Econ | 10.68% | 1692608.841 | MachineDrives | 227.9285 | 221.9084 | 0.070953
Tech | Electrical and Electronic Equip. | Motors Pumps | Motors Pumps | TRC | Existing | NE270 | Motor Improved Controls | Motor Improved Controls | NonEquip | 15 | Motors Pumps | 33.67% | Tech/Econ | 1.792% | 99080.5843 | MachineDrives | 13.3423 | 12.9899 | 0.063804
Tech | Electrical and Electronic Equip. | Motors Pumps | Motors Pumps | TRC | Turnover | ET269 | Motor Equipment Upgrades | Motor Equipment Upgrades | Equip | 10 | Motors Pumps | 87.54% | Tech/Econ | 1.253% | 177941.6352 | MachineDrives | 23.9618 | 23.3289 | 0.16441
Tech | Electrical and Electronic Equip. | Motors Pumps | Motors Pumps | TRC | New | EN268 | Motor Equipment Upgrades | Motor Equipment Upgrades | Equip | 10 | Motors Pumps | 87.54% | Tech/Econ | 1.253% | 0 | MachineDrives | 0 | 0 | 0.16441
Tech | Electrical and Electronic Equip. | Motors Pumps | Motors Pumps | TRC | Existing | EE267 | Motor Equipment Upgrades | Motor Equipment Upgrades | Equip | 10 | Motors Pumps | 87.54% | Tech/Econ | 1.253% | 0 | MachineDrives | 0 | 0 | 0.16441
Tech | Electrical and Electronic Equip. | Motors Fans Blowers | Motors Fans Blowers | TRC | New | NN266 | Plant Energy Management | Plant Energy Management | NonEquip | 10.5 | Motors Fans Blowers | 27.36% | Tech/Econ | 12% | 7902.1732 | MachineDrives | 1.0641 | 1.036 | 0.023178
Tech | Electrical and Electronic Equip. | Motors Fans Blowers | Motors Fans Blowers | TRC | New | NN264 | Fan Improved Controls | Fan Improved Controls | NonEquip | 15 | Motors Fans Blowers | 87.54% | Tech/Econ | 15.88% | 85330.2379 | MachineDrives | 11.4907 | 11.1872 | 0.024602
Tech | Electrical and Electronic Equip. | Motors Fans Blowers | Motors Fans Blowers | TRC | Existing | NE265 | Plant Energy Management | Plant Energy Management | NonEquip | 10.5 | Motors Fans Blowers | 27.36% | Tech/Econ | 12% | 325781.8374 | MachineDrives | 43.8701 | 42.7114 | 0.023178
Tech | Electrical and Electronic Equip. | Motors Fans Blowers | Motors Fans Blowers | TRC | Existing | NE263 | Fan Improved Controls | Fan Improved Controls | NonEquip | 15 | Motors Fans Blowers | 87.54% | Tech/Econ | 15.88% | 1601905.081 | MachineDrives | 215.7143 | 210.0168 | 0.024602
Tech | Electrical and Electronic Equip. | Industrial Lighting | Industrial Lighting | TRC | New | NN262 | Lighting Controls | Lighting Controls | NonEquip | 10 | Industrial Lighting | 30% | Tech/Econ | 15.17% | 7552.9776 | Lighting | 1.0781 | 1.0479 | 0.14448
Tech | Electrical and Electronic Equip. | Industrial Lighting | Industrial Lighting | TRC | Existing | NE261 | Lighting Controls | Lighting Controls | NonEquip | 10 | Industrial Lighting | 30% | Tech/Econ | 15.17% | 393675.009 | Lighting | 56.1921 | 54.6202 | 0.14448
Tech | Electrical and Electronic Equip. | Industrial Lighting | Industrial Lighting | TRC | Turnover | ET260 | Efficient Lighting - Other Interior Lighting | Efficient Lighting - Other Interior Lighting | Equip | 14.4667 | Industrial Lighting | 69.19% | Tech/Econ | 38.99% | 3196562.376 | Lighting | 456.2685 | 443.5053 | 0.39837
Tech | Electrical and Electronic Equip. | Industrial Lighting | Industrial Lighting | TRC | Turnover | ET257 | Efficient Lighting - High Bay | Efficient Lighting - High Bay | Equip | 13.6667 | Industrial Lighting | 20% | Tech/Econ | 48.41% | 1269986.791 | Lighting | 181.2744 | 176.2036 | 0.21586
Tech | Electrical and Electronic Equip. | Industrial Lighting | Industrial Lighting | TRC | New | EN259 | Efficient Lighting - Other Interior Lighting | Efficient Lighting - Other Interior Lighting | Equip | 14.4667 | Industrial Lighting | 69.19% | Tech/Econ | 38.99% | 170274.4011 | Lighting | 24.3045 | 23.6246 | 0.39837
Tech | Electrical and Electronic Equip. | Industrial Lighting | Industrial Lighting | TRC | New | EN256 | Efficient Lighting - High Bay | Efficient Lighting - High Bay | Equip | 13.6667 | Industrial Lighting | 20% | Tech/Econ | 48.41% | 67649.6231 | Lighting | 9.6561 | 9.386 | 0.21586
Tech | Electrical and Electronic Equip. | Industrial Lighting | Industrial Lighting | TRC | Existing | EE258 | Efficient Lighting - Other Interior Lighting | Efficient Lighting - Other Interior Lighting | Equip | 14.4667 | Industrial Lighting | 69.19% | Tech/Econ | 38.99% | 0 | Lighting | 0 | 0 | 0.39837
Tech | Electrical and Electronic Equip. | Industrial Lighting | Industrial Lighting | TRC | Existing | EE255 | Efficient Lighting - High Bay | Efficient Lighting - High Bay | Equip | 13.6667 | Industrial Lighting | 20% | Tech/Econ | 48.41% | 0 | Lighting | 0 | 0 | 0.21586
Tech | Electrical and Electronic Equip. | HVAC | HVAC | TRC | New | NN254 | HVAC Recommissioning | HVAC Recommissioning | NonEquip | 10 | HVAC | 22.26% | Tech/Econ | 6.681% | 18415.8727 | HVAC | 2.6234 | 2.5598 | 0.035919
Tech | Electrical and Electronic Equip. | HVAC | HVAC | TRC | New | NN252 | HVAC Improved Controls | HVAC Improved Controls | NonEquip | 15 | HVAC | 22.26% | Tech/Econ | 5.529% | 15013.43 | HVAC | 2.1387 | 2.0868 | 0.136
Tech | Electrical and Electronic Equip. | HVAC | HVAC | TRC | New | NN247 | Building Envelope Improvements | Building Envelope Improvements | NonEquip | 15 | HVAC | 22.26% | Tech/Econ | 13.92% | 40719.0279 | HVAC | 5.8006 | 5.6598 | 0.17391
Tech | Electrical and Electronic Equip. | HVAC | HVAC | TRC | Existing | NE253 | HVAC Recommissioning | HVAC Recommissioning | NonEquip | 10 | HVAC | 22.26% | Tech/Econ | 6.681% | 345721.2949 | HVAC | 49.2493 | 48.0544 | 0.035919
Tech | Electrical and Electronic Equip. | HVAC | HVAC | TRC | Existing | NE251 | HVAC Improved Controls | HVAC Improved Controls | NonEquip | 15 | HVAC | 22.26% | Tech/Econ | 5.529% | 281847.217 | HVAC | 40.1502 | 39.1761 | 0.136
Tech | Electrical and Electronic Equip. | HVAC | HVAC | TRC | Existing | NE246 | Building Envelope Improvements | Building Envelope Improvements | NonEquip | 15 | HVAC | 22.26% | Tech/Econ | 13.92% | 764418.5626 | HVAC | 108.8942 | 106.2523 | 0.17391
Tech | Electrical and Electronic Equip. | HVAC | HVAC | TRC | Turnover | ET250 | HVAC Equipment Upgrades | HVAC Equipment Upgrades | Equip | 18 | HVAC | 22.26% | Tech/Econ | 12.46% | 662996.3373 | HVAC | 94.4463 | 92.1549 | 0.1245
Tech | Electrical and Electronic Equip. | HVAC | HVAC | TRC | New | EN249 | HVAC Equipment Upgrades | HVAC Equipment Upgrades | Equip | 18 | HVAC | 22.26% | Tech/Econ | 12.46% | 35316.4716 | HVAC | 5.031 | 4.9089 | 0.1245
Tech | Electrical and Electronic Equip. | HVAC | HVAC | TRC | Existing | EE248 | HVAC Equipment Upgrades | HVAC Equipment Upgrades | Equip | 18 | HVAC | 22.26% | Tech/Econ | 12.46% | 0 | HVAC | 0 | 0 | 0.1245
Tech | Electrical and Electronic Equip. | Exterior Lighting | Exterior Lighting | TRC | New | NN245 | Lighting Controls - Exterior | Lighting Controls - Exterior | NonEquip | 10 | Exterior Lighting | 17% | Tech/Econ | 28% | 3329.1677 | Exterior | 0 | 0 | 0.14448
Tech | Electrical and Electronic Equip. | Exterior Lighting | Exterior Lighting | TRC | Existing | NE244 | Lighting Controls - Exterior | Lighting Controls - Exterior | NonEquip | 10 | Exterior Lighting | 17% | Tech/Econ | 28% | 62498.4862 | Exterior | 0 | 0 | 0.14448
Tech | Electrical and Electronic Equip. | Exterior Lighting | Exterior Lighting | TRC | Turnover | ET243 | Efficient Lighting - Exterior | Efficient Lighting - Exterior | Equip | 13.6 | Exterior Lighting | 15.29% | Tech/Econ | 78.74% | 179698.3272 | Exterior | 0 | 0 | 0.1144
Tech | Electrical and Electronic Equip. | Exterior Lighting | Exterior Lighting | TRC | New | EN242 | Efficient Lighting - Exterior | Efficient Lighting - Exterior | Equip | 13.6 | Exterior Lighting | 15.29% | Tech/Econ | 78.74% | 9572.1658 | Exterior | 0 | 0 | 0.1144
Tech | Electrical and Electronic Equip. | Exterior Lighting | Exterior Lighting | TRC | Existing | EE241 | Efficient Lighting - Exterior | Efficient Lighting - Exterior | Equip | 13.6 | Exterior Lighting | 15.29% | Tech/Econ | 78.74% | 0 | Exterior | 0 | 0 | 0.1144
Tech | Electrical and Electronic Equip. | Compressed Air | Compressed Air | TRC | New | NN240 | Plant Energy Management | Plant Energy Management | NonEquip | 10.5 | Compressed Air | 27.36% | Tech/Econ | 12% | 20155.6358 | MachineDrives | 2.7142 | 2.6425 | 0.023178
Tech | Electrical and Electronic Equip. | Compressed Air | Compressed Air | TRC | New | NN238 | Compressed Air System Optimization | Compressed Air System Optimization | NonEquip | 10 | Compressed Air | 25.94% | Tech/Econ | 10.72% | 16512.9575 | MachineDrives | 2.2237 | 2.1649 | 0.048234
Tech | Electrical and Electronic Equip. | Compressed Air | Compressed Air | TRC | New | NN233 | Compressed Air Controls | Compressed Air Controls | NonEquip | 12.5 | Compressed Air | 87.54% | Tech/Econ | 1.483% | 0 | MachineDrives | 0 | 0 | 0.030674
Tech | Electrical and Electronic Equip. | Compressed Air | Compressed Air | TRC | Existing | NE239 | Plant Energy Management | Plant Energy Management | NonEquip | 10.5 | Compressed Air | 27.36% | Tech/Econ | 12% | 378381.8754 | MachineDrives | 50.9533 | 49.6075 | 0.023178
Tech | Electrical and Electronic Equip. | Compressed Air | Compressed Air | TRC | Existing | NE237 | Compressed Air System Optimization | Compressed Air System Optimization | NonEquip | 10 | Compressed Air | 25.94% | Tech/Econ | 10.72% | 309997.8535 | MachineDrives | 41.7446 | 40.6421 | 0.048234
Tech | Electrical and Electronic Equip. | Compressed Air | Compressed Air | TRC | Existing | NE232 | Compressed Air Controls | Compressed Air Controls | NonEquip | 12.5 | Compressed Air | 87.54% | Tech/Econ | 1.483% | 132884.7831 | MachineDrives | 17.8944 | 17.4218 | 0.030674
Tech | Electrical and Electronic Equip. | Compressed Air | Compressed Air | TRC | Turnover | ET236 | Compressed Air Equipment | Compressed Air Equipment | Equip | 15 | Compressed Air | 87.54% | Tech/Econ | 6.339% | 601237.9599 | MachineDrives | 80.9633 | 78.8249 | 0.038234
Tech | Electrical and Electronic Equip. | Compressed Air | Compressed Air | TRC | New | EN235 | Compressed Air Equipment | Compressed Air Equipment | Equip | 15 | Compressed Air | 87.54% | Tech/Econ | 6.339% | 17082.9962 | MachineDrives | 2.3004 | 2.2397 | 0.038234
Tech | Electrical and Electronic Equip. | Compressed Air | Compressed Air | TRC | Existing | EE234 | Compressed Air Equipment | Compressed Air Equipment | Equip | 15 | Compressed Air | 87.54% | Tech/Econ | 6.339% | 0 | MachineDrives | 0 | 0 | 0.038234
Tech | Lumber/Furniture/Pulp/Paper | Process Specific | Process Specific | TRC | New | NN372 | Process Other Systems Optimization | Process Other Systems Optimization | NonEquip | 5.3333 | Process Specific | 26.34% | Tech/Econ | 1.054% | 1182.1386 | ProcessHeating | 0.16275 | 0.15873 | 0.11789
Tech | Lumber/Furniture/Pulp/Paper | Process Specific | Process Specific | TRC | New | NN367 | Plant Energy Management | Plant Energy Management | NonEquip | 10.5 | Process Specific | 24.68% | Tech/Econ | 31% | 35269.7634 | ProcessHeating | 4.8557 | 4.7359 | 0.12074
Tech | Lumber/Furniture/Pulp/Paper | Process Specific | Process Specific | TRC | Existing | NE371 | Process Other Systems Optimization | Process Other Systems Optimization | NonEquip | 5.3333 | Process Specific | 26.34% | Tech/Econ | 1.054% | 22192.2947 | ProcessHeating | 3.0553 | 2.9799 | 0.11789
Tech | Lumber/Furniture/Pulp/Paper | Process Specific | Process Specific | TRC | Existing | NE366 | Plant Energy Management | Plant Energy Management | NonEquip | 10.5 | Process Specific | 24.68% | Tech/Econ | 31% | 662119.4863 | ProcessHeating | 91.1554 | 88.9079 | 0.12074
Tech | Lumber/Furniture/Pulp/Paper | Process Specific | Process Specific | TRC | Turnover | ET370 | Process Other Equipment Upgrades | Process Other Equipment Upgrades | Equip | 10 | Process Specific | 5.929% | Tech/Econ | 32.5% | 170034.6844 | ProcessHeating | 23.409 | 22.8319 | 0.087478
Tech | Lumber/Furniture/Pulp/Paper | Process Specific | Process Specific | TRC | New | EN369 | Process Other Equipment Upgrades | Process Other Equipment Upgrades | Equip | 10 | Process Specific | 5.929% | Tech/Econ | 32.5% | 9057.4031 | ProcessHeating | 1.247 | 1.2162 | 0.087478
Tech | Lumber/Furniture/Pulp/Paper | Process Specific | Process Specific | TRC | Existing | EE368 | Process Other Equipment Upgrades | Process Other Equipment Upgrades | Equip | 10 | Process Specific | 5.929% | Tech/Econ | 32.5% | 0 | ProcessHeating | 0 | 0 | 0.087478
Tech | Lumber/Furniture/Pulp/Paper | Process Heating | Process Heating | TRC | New | NN365 | Process Heat System Optimization | Process Heat System Optimization | NonEquip | 2 | Process Heating | 4.488% | Tech/Econ | 15.81% | 5350.6024 | ProcessHeating | 0.73663 | 0.71847 | 0.28496
Tech | Lumber/Furniture/Pulp/Paper | Process Heating | Process Heating | TRC | New | NN363 | Process Heat Improved Controls | Process Heat Improved Controls | NonEquip | 15 | Process Heating | 17.47% | Tech/Econ | 2.283% | 2986.2388 | ProcessHeating | 0.41112 | 0.40099 | 0.89743
Tech | Lumber/Furniture/Pulp/Paper | Process Heating | Process Heating | TRC | New | NN361 | Plant Energy Management | Plant Energy Management | NonEquip | 10.5 | Process Heating | 24.68% | Tech/Econ | 31% | 62475.1912 | ProcessHeating | 8.6011 | 8.389 | 0.12074
Tech | Lumber/Furniture/Pulp/Paper | Process Heating | Process Heating | TRC | Existing | NE364 | Process Heat System Optimization | Process Heat System Optimization | NonEquip | 2 | Process Heating | 4.488% | Tech/Econ | 15.81% | 100446.8916 | ProcessHeating | 13.8287 | 13.4878 | 0.28496
Tech | Lumber/Furniture/Pulp/Paper | Process Heating | Process Heating | TRC | Existing | NE362 | Process Heat Improved Controls | Process Heat Improved Controls | NonEquip | 15 | Process Heating | 17.47% | Tech/Econ | 2.283% | 56060.68 | ProcessHeating | 7.718 | 7.5277 | 0.89743
Tech | Lumber/Furniture/Pulp/Paper | Process Heating | Process Heating | TRC | Existing | NE360 | Plant Energy Management | Plant Energy Management | NonEquip | 10.5 | Process Heating | 24.68% | Tech/Econ | 31% | 1172847.15 | ProcessHeating | 161.4684 | 157.4872 | 0.12074
Tech | Lumber/Furniture/Pulp/Paper | Process Cooling | Process Cooling | TRC | New | NN356 | Process Refrig Controls | Process Refrig Controls | NonEquip | 15 | Process Cooling | 33.05% | Tech/Econ | 6% | 14372.4359 | ProcessHeating | 1.9787 | 1.9299 | 0.88
Tech | Lumber/Furniture/Pulp/Paper | Process Cooling | Process Cooling | TRC | New | NN354 | Plant Energy Management | Plant Energy Management | NonEquip | 10.5 | Process Cooling | 24.68% | Tech/Econ | 31% | 60057.7539 | ProcessHeating | 8.2683 | 8.0644 | 0.12074
Tech | Lumber/Furniture/Pulp/Paper | Process Cooling | Process Cooling | TRC | Existing | NE355 | Process Refrig Controls | Process Refrig Controls | NonEquip | 15 | Process Cooling | 33.05% | Tech/Econ | 6% | 269813.8316 | ProcessHeating | 37.1459 | 36.23 | 0.88
Tech | Lumber/Furniture/Pulp/Paper | Process Cooling | Process Cooling | TRC | Existing | NE353 | Plant Energy Management | Plant Energy Management | NonEquip | 10.5 | Process Cooling | 24.68% | Tech/Econ | 31% | 1127464.583 | ProcessHeating | 155.2205 | 151.3933 | 0.12074
Tech | Lumber/Furniture/Pulp/Paper | Process Cooling | Process Cooling | TRC | Turnover | ET359 | Process Refrig Equipment Upgrade | Process Refrig Equipment Upgrade | Equip | 10 | Process Cooling | 21% | Tech/Econ | 2.956% | 82788.995 | ProcessHeating | 11.3977 | 11.1167 | 0.23937
Tech | Lumber/Furniture/Pulp/Paper | Process Cooling | Process Cooling | TRC | New | EN358 | Process Refrig Equipment Upgrade | Process Refrig Equipment Upgrade | Equip | 10 | Process Cooling | 21% | Tech/Econ | 2.956% | 4410.0019 | ProcessHeating | 0.60713 | 0.59216 | 0.23937
Tech | Lumber/Furniture/Pulp/Paper | Process Cooling | Process Cooling | TRC | Existing | EE357 | Process Refrig Equipment Upgrade | Process Refrig Equipment Upgrade | Equip | 10 | Process Cooling | 21% | Tech/Econ | 2.956% | 0 | ProcessHeating | 0 | 0 | 0.23937
Tech | Lumber/Furniture/Pulp/Paper | Other | Other | TRC | New | NN352 | Plant Energy Management | Plant Energy Management | NonEquip | 10.5 | Other | 24.68% | Tech/Econ | 31% | 84222.5309 | Other | 12.1502 | 12.3575 | 0.12074
Tech | Lumber/Furniture/Pulp/Paper | Other | Other | TRC | Existing | NE351 | Plant Energy Management | Plant Energy Management | NonEquip | 10.5 | Other | 24.68% | Tech/Econ | 31% | 1581110.092 | Other | 228.0961 | 231.9867 | 0.12074
Tech | Lumber/Furniture/Pulp/Paper | Motors Pumps | Motors Pumps | TRC | New | NN350 | Pump System Optimization | Pump System Optimization | NonEquip | 10 | Motors Pumps | 15.43% | Tech/Econ | 43.19% | 331065.2582 | MachineDrives | 44.5816 | 43.4041 | 0.25304
Tech | Lumber/Furniture/Pulp/Paper | Motors Pumps | Motors Pumps | TRC | New | NN348 | Pump Improved Controls | Pump Improved Controls | NonEquip | 15 | Motors Pumps | 33.81% | Tech/Econ | 1.792% | 0 | MachineDrives | 0 | 0 | 0.063804
Tech | Lumber/Furniture/Pulp/Paper | Motors Pumps | Motors Pumps | TRC | New | NN343 | Plant Energy Management | Plant Energy Management | NonEquip | 10.5 | Motors Pumps | 24.68% | Tech/Econ | 31% | 354707.011 | MachineDrives | 47.7652 | 46.5036 | 0.12074
Tech | Lumber/Furniture/Pulp/Paper | Motors Pumps | Motors Pumps | TRC | New | NN341 | Motor Optimization | Motor Optimization | NonEquip | 10 | Motors Pumps | 47.02% | Tech/Econ | 7.779% | 17474.3158 | MachineDrives | 2.3531 | 2.291 | 0.078743
Tech | Lumber/Furniture/Pulp/Paper | Motors Pumps | Motors Pumps | TRC | New | NN339 | Motor Improved Controls | Motor Improved Controls | NonEquip | 15 | Motors Pumps | 59.74% | Tech/Econ | 1.346% | 0 | MachineDrives | 0 | 0 | 0.049216
Tech | Lumber/Furniture/Pulp/Paper | Motors Pumps | Motors Pumps | TRC | Existing | NE349 | Pump System Optimization | Pump System Optimization | NonEquip | 10 | Motors Pumps | 15.43% | Tech/Econ | 43.19% | 6215090.133 | MachineDrives | 836.9307 | 814.8256 | 0.25304
Tech | Lumber/Furniture/Pulp/Paper | Motors Pumps | Motors Pumps | TRC | Existing | NE347 | Pump Improved Controls | Pump Improved Controls | NonEquip | 15 | Motors Pumps | 33.81% | Tech/Econ | 1.792% | 434816.9792 | MachineDrives | 58.5529 | 57.0064 | 0.063804
Tech | Lumber/Furniture/Pulp/Paper | Motors Pumps | Motors Pumps | TRC | Existing | NE342 | Plant Energy Management | Plant Energy Management | NonEquip | 10.5 | Motors Pumps | 24.68% | Tech/Econ | 31% | 6658916.896 | MachineDrives | 896.6969 | 873.0132 | 0.12074
Tech | Lumber/Furniture/Pulp/Paper | Motors Pumps | Motors Pumps | TRC | Existing | NE340 | Motor Optimization | Motor Optimization | NonEquip | 10 | Motors Pumps | 47.02% | Tech/Econ | 7.779% | 2784250.873 | MachineDrives | 374.9302 | 365.0275 | 0.078743
Tech | Lumber/Furniture/Pulp/Paper | Motors Pumps | Motors Pumps | TRC | Existing | NE338 | Motor Improved Controls | Motor Improved Controls | NonEquip | 15 | Motors Pumps | 59.74% | Tech/Econ | 1.346% | 573352.9503 | MachineDrives | 77.2083 | 75.1691 | 0.049216
Tech | Lumber/Furniture/Pulp/Paper | Motors Pumps | Motors Pumps | TRC | Turnover | ET346 | Pump Equipment Upgrade | Pump Equipment Upgrade | Equip | 15 | Motors Pumps | 54.35% | Tech/Econ | 9.741% | 4254863.755 | MachineDrives | 572.9645 | 557.8313 | 0.31607
Tech | Lumber/Furniture/Pulp/Paper | Motors Pumps | Motors Pumps | TRC | Turnover | ET337 | Motor Equipment Upgrades | Motor Equipment Upgrades | Equip | 10 | Motors Pumps | 78.03% | Tech/Econ | 2.764% | 1581768.469 | MachineDrives | 213.0026 | 207.3768 | 0.06562
Tech | Lumber/Furniture/Pulp/Paper | Motors Pumps | Motors Pumps | TRC | New | EN345 | Pump Equipment Upgrade | Pump Equipment Upgrade | Equip | 15 | Motors Pumps | 54.35% | Tech/Econ | 9.741% | 226647.9692 | MachineDrives | 30.5207 | 29.7145 | 0.31607
Tech | Lumber/Furniture/Pulp/Paper | Motors Pumps | Motors Pumps | TRC | New | EN336 | Motor Equipment Upgrades | Motor Equipment Upgrades | Equip | 10 | Motors Pumps | 78.03% | Tech/Econ | 2.764% | 0 | MachineDrives | 0 | 0 | 0.06562
Tech | Lumber/Furniture/Pulp/Paper | Motors Pumps | Motors Pumps | TRC | Existing | EE344 | Pump Equipment Upgrade | Pump Equipment Upgrade | Equip | 15 | Motors Pumps | 54.35% | Tech/Econ | 9.741% | 0 | MachineDrives | 0 | 0 | 0.31607
Tech | Lumber/Furniture/Pulp/Paper | Motors Pumps | Motors Pumps | TRC | Existing | EE335 | Motor Equipment Upgrades | Motor Equipment Upgrades | Equip | 10 | Motors Pumps | 78.03% | Tech/Econ | 2.764% | 0 | MachineDrives | 0 | 0 | 0.06562
Tech | Lumber/Furniture/Pulp/Paper | Motors Fans Blowers | Motors Fans Blowers | TRC | New | NN334 | Plant Energy Management | Plant Energy Management | NonEquip | 10.5 | Motors Fans Blowers | 24.68% | Tech/Econ | 31% | 233869.4345 | MachineDrives | 31.4931 | 30.6613 | 0.12074
Tech | Lumber/Furniture/Pulp/Paper | Motors Fans Blowers | Motors Fans Blowers | TRC | New | NN332 | Fan System Optimization | Fan System Optimization | NonEquip | 10 | Motors Fans Blowers | 44.53% | Tech/Econ | 20.43% | 256741.3762 | MachineDrives | 34.5731 | 33.6599 | 0.03506
Tech | Lumber/Furniture/Pulp/Paper | Motors Fans Blowers | Motors Fans Blowers | TRC | New | NN330 | Fan Improved Controls | Fan Improved Controls | NonEquip | 15 | Motors Fans Blowers | 50.74% | Tech/Econ | 15.88% | 3140.9993 | MachineDrives | 0.42297 | 0.4118 | 0.024602
Tech | Lumber/Furniture/Pulp/Paper | Motors Fans Blowers | Motors Fans Blowers | TRC | Existing | NE333 | Plant Energy Management | Plant Energy Management | NonEquip | 10.5 | Motors Fans Blowers | 24.68% | Tech/Econ | 31% | 4390432.337 | MachineDrives | 591.2203 | 575.6049 | 0.12074
Tech | Lumber/Furniture/Pulp/Paper | Motors Fans Blowers | Motors Fans Blowers | TRC | Existing | NE331 | Fan System Optimization | Fan System Optimization | NonEquip | 10 | Motors Fans Blowers | 44.53% | Tech/Econ | 20.43% | 4819807.45 | MachineDrives | 649.0405 | 631.8979 | 0.03506
Tech | Lumber/Furniture/Pulp/Paper | Motors Fans Blowers | Motors Fans Blowers | TRC | Existing | NE329 | Fan Improved Controls | Fan Improved Controls | NonEquip | 15 | Motors Fans Blowers | 50.74% | Tech/Econ | 15.88% | 3655701.253 | MachineDrives | 492.2807 | 479.2785 | 0.024602
Tech | Lumber/Furniture/Pulp/Paper | Motors Fans Blowers | Motors Fans Blowers | TRC | Turnover | ET328 | Fan Equipment Upgrades | Fan Equipment Upgrades | Equip | 15 | Motors Fans Blowers | 29.97% | Tech/Econ | 19.42% | 2804021.152 | MachineDrives | 377.5925 | 367.6195 | 0.23152
Tech | Lumber/Furniture/Pulp/Paper | Motors Fans Blowers | Motors Fans Blowers | TRC | New | EN327 | Fan Equipment Upgrades | Fan Equipment Upgrades | Equip | 15 | Motors Fans Blowers | 29.97% | Tech/Econ | 19.42% | 149364.5247 | MachineDrives | 20.1136 | 19.5823 | 0.23152
Tech | Lumber/Furniture/Pulp/Paper | Motors Fans Blowers | Motors Fans Blowers | TRC | Existing | EE326 | Fan Equipment Upgrades | Fan Equipment Upgrades | Equip | 15 | Motors Fans Blowers | 29.97% | Tech/Econ | 19.42% | 0 | MachineDrives | 0 | 0 | 0.23152
Tech | Lumber/Furniture/Pulp/Paper | Industrial Lighting | Industrial Lighting | TRC | New | NN325 | Lighting Controls | Lighting Controls | NonEquip | 10 | Industrial Lighting | 30% | Tech/Econ | 19.92% | 58360.8118 | Lighting | 8.3303 | 8.0972 | 0.17451
Tech | Lumber/Furniture/Pulp/Paper | Industrial Lighting | Industrial Lighting | TRC | Existing | NE324 | Lighting Controls | Lighting Controls | NonEquip | 10 | Industrial Lighting | 30% | Tech/Econ | 19.92% | 1095607.881 | Lighting | 156.3841 | 152.0095 | 0.17451
Tech | Lumber/Furniture/Pulp/Paper | Industrial Lighting | Industrial Lighting | TRC | Turnover | ET323 | Efficient Lighting - Other Interior Lighting | Efficient Lighting - Other Interior Lighting | Equip | 14.4667 | Industrial Lighting | 40.46% | Tech/Econ | 38.99% | 3433955.422 | Lighting | 490.1534 | 476.4423 | 0.39837
Tech | Lumber/Furniture/Pulp/Paper | Industrial Lighting | Industrial Lighting | TRC | Turnover | ET320 | Efficient Lighting - High Bay | Efficient Lighting - High Bay | Equip | 13.6667 | Industrial Lighting | 20% | Tech/Econ | 48.41% | 2332982.786 | Lighting | 333.0036 | 323.6884 | 0.21586
Tech | Lumber/Furniture/Pulp/Paper | Industrial Lighting | Industrial Lighting | TRC | New | EN322 | Efficient Lighting - Other Interior Lighting | Efficient Lighting - Other Interior Lighting | Equip | 14.4667 | Industrial Lighting | 40.46% | Tech/Econ | 38.99% | 182919.8475 | Lighting | 26.1095 | 25.3791 | 0.39837
Tech | Lumber/Furniture/Pulp/Paper | Industrial Lighting | Industrial Lighting | TRC | New | EN319 | Efficient Lighting - High Bay | Efficient Lighting - High Bay | Equip | 13.6667 | Industrial Lighting | 20% | Tech/Econ | 48.41% | 124273.2659 | Lighting | 17.7384 | 17.2422 | 0.21586
Tech | Lumber/Furniture/Pulp/Paper | Industrial Lighting | Industrial Lighting | TRC | Existing | EE321 | Efficient Lighting - Other Interior Lighting | Efficient Lighting - Other Interior Lighting | Equip | 14.4667 | Industrial Lighting | 40.46% | Tech/Econ | 38.99% | 0 | Lighting | 0 | 0 | 0.39837
Tech | Lumber/Furniture/Pulp/Paper | Industrial Lighting | Industrial Lighting | TRC | Existing | EE318 | Efficient Lighting - High Bay | Efficient Lighting - High Bay | Equip | 13.6667 | Industrial Lighting | 20% | Tech/Econ | 48.41% | 0 | Lighting | 0 | 0 | 0.21586
Tech | Lumber/Furniture/Pulp/Paper | HVAC | HVAC | TRC | New | NN317 | HVAC Improved Controls | HVAC Improved Controls | NonEquip | 15 | HVAC | 45.36% | Tech/Econ | 17.37% | 184892.3678 | HVAC | 26.3386 | 25.6996 | 0.017189
Tech | Lumber/Furniture/Pulp/Paper | HVAC | HVAC | TRC | Existing | NE316 | HVAC Improved Controls | HVAC Improved Controls | NonEquip | 15 | HVAC | 45.36% | Tech/Econ | 17.37% | 3470985.557 | HVAC | 494.4546 | 482.4585 | 0.017189
Tech | Lumber/Furniture/Pulp/Paper | HVAC | HVAC | TRC | Turnover | ET315 | HVAC Equipment Upgrades | HVAC Equipment Upgrades | Equip | 18 | HVAC | 5.166% | Tech/Econ | 12.46% | 261211.693 | HVAC | 37.2106 | 36.3078 | 0.1245
Tech | Lumber/Furniture/Pulp/Paper | HVAC | HVAC | TRC | New | EN314 | HVAC Equipment Upgrades | HVAC Equipment Upgrades | Equip | 18 | HVAC | 5.166% | Tech/Econ | 12.46% | 13914.2176 | HVAC | 1.9821 | 1.934 | 0.1245
Tech | Lumber/Furniture/Pulp/Paper | HVAC | HVAC | TRC | Existing | EE313 | HVAC Equipment Upgrades | HVAC Equipment Upgrades | Equip | 18 | HVAC | 5.166% | Tech/Econ | 12.46% | 0 | HVAC | 0 | 0 | 0.1245
Tech | Lumber/Furniture/Pulp/Paper | Exterior Lighting | Exterior Lighting | TRC | New | NN312 | Lighting Controls - Exterior | Lighting Controls - Exterior | NonEquip | 10 | Exterior Lighting | 17% | Tech/Econ | 28% | 6115.7256 | Exterior | 0 | 0 | 0.17451
Tech | Lumber/Furniture/Pulp/Paper | Exterior Lighting | Exterior Lighting | TRC | Existing | NE311 | Lighting Controls - Exterior | Lighting Controls - Exterior | NonEquip | 10 | Exterior Lighting | 17% | Tech/Econ | 28% | 114810.5547 | Exterior | 0 | 0 | 0.17451
Tech | Lumber/Furniture/Pulp/Paper | Exterior Lighting | Exterior Lighting | TRC | Turnover | ET310 | Efficient Lighting - Exterior | Efficient Lighting - Exterior | Equip | 13.6 | Exterior Lighting | 15.29% | Tech/Econ | 78.74% | 330108.2292 | Exterior | 0 | 0 | 0.1144
Tech | Lumber/Furniture/Pulp/Paper | Exterior Lighting | Exterior Lighting | TRC | New | EN309 | Efficient Lighting - Exterior | Efficient Lighting - Exterior | Equip | 13.6 | Exterior Lighting | 15.29% | Tech/Econ | 78.74% | 17584.1965 | Exterior | 0 | 0 | 0.1144
Tech | Lumber/Furniture/Pulp/Paper | Exterior Lighting | Exterior Lighting | TRC | Existing | EE308 | Efficient Lighting - Exterior | Efficient Lighting - Exterior | Equip | 13.6 | Exterior Lighting | 15.29% | Tech/Econ | 78.74% | 0 | Exterior | 0 | 0 | 0.1144
Tech | Lumber/Furniture/Pulp/Paper | Compressed Air | Compressed Air | TRC | New | NN307 | Plant Energy Management | Plant Energy Management | NonEquip | 10.5 | Compressed Air | 24.68% | Tech/Econ | 31% | 233869.4345 | MachineDrives | 31.4931 | 30.6613 | 0.12074
Tech | Lumber/Furniture/Pulp/Paper | Compressed Air | Compressed Air | TRC | New | NN305 | Compressed Air System Optimization | Compressed Air System Optimization | NonEquip | 10 | Compressed Air | 25.94% | Tech/Econ | 10.33% | 55989.9447 | MachineDrives | 7.5397 | 7.3405 | 0.049078
Tech | Lumber/Furniture/Pulp/Paper | Compressed Air | Compressed Air | TRC | New | NN300 | Compressed Air Controls | Compressed Air Controls | NonEquip | 12.5 | Compressed Air | 78.03% | Tech/Econ | 0.8316% | 0 | MachineDrives | 0 | 0 | 0.03409
Tech | Lumber/Furniture/Pulp/Paper | Compressed Air | Compressed Air | TRC | Existing | NE306 | Plant Energy Management | Plant Energy Management | NonEquip | 10.5 | Compressed Air | 24.68% | Tech/Econ | 31% | 4390432.334 | MachineDrives | 591.2203 | 575.6049 | 0.12074
Tech | Lumber/Furniture/Pulp/Paper | Compressed Air | Compressed Air | TRC | Existing | NE304 | Compressed Air System Optimization | Compressed Air System Optimization | NonEquip | 10 | Compressed Air | 25.94% | Tech/Econ | 10.33% | 1225397.603 | MachineDrives | 165.0134 | 160.655 | 0.049078
Tech | Lumber/Furniture/Pulp/Paper | Compressed Air | Compressed Air | TRC | Existing | NE299 | Compressed Air Controls | Compressed Air Controls | NonEquip | 12.5 | Compressed Air | 78.03% | Tech/Econ | 0.8316% | 288903.7873 | MachineDrives | 38.9041 | 37.8766 | 0.03409
Tech | Lumber/Furniture/Pulp/Paper | Compressed Air | Compressed Air | TRC | Turnover | ET303 | Compressed Air Equipment | Compressed Air Equipment | Equip | 15 | Compressed Air | 53.07% | Tech/Econ | 25.77% | 7245517.95 | MachineDrives | 975.6892 | 949.9192 | 0.14555
Tech | Lumber/Furniture/Pulp/Paper | Compressed Air | Compressed Air | TRC | New | EN302 | Compressed Air Equipment | Compressed Air Equipment | Equip | 15 | Compressed Air | 53.07% | Tech/Econ | 25.77% | 385954.0593 | MachineDrives | 51.973 | 50.6003 | 0.14555
Tech | Lumber/Furniture/Pulp/Paper | Compressed Air | Compressed Air | TRC | Existing | EE301 | Compressed Air Equipment | Compressed Air Equipment | Equip | 15 | Compressed Air | 53.07% | Tech/Econ | 25.77% | 0 | MachineDrives | 0 | 0 | 0.14555
Tech | Metal Products and Machinery | Process Specific | Process Specific | TRC | New | NN452 | Process Other Systems Optimization | Process Other Systems Optimization | NonEquip | 5.3333 | Process Specific | 22.87% | Tech/Econ | 13.86% | 14885.4533 | ProcessHeating | 2.0493 | 1.9988 | 0.17739
Tech | Metal Products and Machinery | Process Specific | Process Specific | TRC | New | NN450 | Plant Energy Management | Plant Energy Management | NonEquip | 10.5 | Process Specific | 23.15% | Tech/Econ | 16.13% | 18220.7682 | ProcessHeating | 2.5085 | 2.4466 | 0.044397
Tech | Metal Products and Machinery | Process Specific | Process Specific | TRC | Existing | NE451 | Process Other Systems Optimization | Process Other Systems Optimization | NonEquip | 5.3333 | Process Specific | 22.87% | Tech/Econ | 13.86% | 279444.7059 | ProcessHeating | 38.4718 | 37.5232 | 0.17739
Tech | Metal Products and Machinery | Process Specific | Process Specific | TRC | Existing | NE449 | Plant Energy Management | Plant Energy Management | NonEquip | 10.5 | Process Specific | 23.15% | Tech/Econ | 16.13% | 342058.594 | ProcessHeating | 47.092 | 45.9308 | 0.044397
Tech | Metal Products and Machinery | Process Heating | Process Heating | TRC | New | NN448 | Process Heat System Optimization | Process Heat System Optimization | NonEquip | 2 | Process Heating | 7.401% | Tech/Econ | 5.703% | 4042.3811 | ProcessHeating | 0.55652 | 0.5428 | 0.1927
Tech | Metal Products and Machinery | Process Heating | Process Heating | TRC | New | NN446 | Process Heat Improved Controls | Process Heat Improved Controls | NonEquip | 15 | Process Heating | 7.401% | Tech/Econ | 2.685% | 1894.9165 | ProcessHeating | 0.26088 | 0.25444 | 0.89963
Tech | Metal Products and Machinery | Process Heating | Process Heating | TRC | New | NN441 | Plant Energy Management | Plant Energy Management | NonEquip | 10.5 | Process Heating | 23.15% | Tech/Econ | 17.94% | 41503.1077 | ProcessHeating | 5.7138 | 5.5729 | 0.053695
Tech | Metal Products and Machinery | Process Heating | Process Heating | TRC | Existing | NE447 | Process Heat System Optimization | Process Heat System Optimization | NonEquip | 2 | Process Heating | 7.401% | Tech/Econ | 5.703% | 75887.6451 | ProcessHeating | 10.4476 | 10.19 | 0.1927
Tech | Metal Products and Machinery | Process Heating | Process Heating | TRC | Existing | NE445 | Process Heat Improved Controls | Process Heat Improved Controls | NonEquip | 15 | Process Heating | 7.401% | Tech/Econ | 2.685% | 35573.2798 | ProcessHeating | 4.8975 | 4.7767 | 0.89963
Tech | Metal Products and Machinery | Process Heating | Process Heating | TRC | Existing | NE440 | Plant Energy Management | Plant Energy Management | NonEquip | 10.5 | Process Heating | 23.15% | Tech/Econ | 17.94% | 779138.0983 | ProcessHeating | 107.2657 | 104.6208 | 0.053695
Tech | Metal Products and Machinery | Process Heating | Process Heating | TRC | Turnover | ET444 | Process Heat Equipment Upgrade | Process Heat Equipment Upgrade | Equip | 10 | Process Heating | 7.861% | Tech/Econ | 28.4% | 428318.9925 | ProcessHeating | 58.9676 | 57.5137 | 0.10225
Tech | Metal Products and Machinery | Process Heating | Process Heating | TRC | New | EN443 | Process Heat Equipment Upgrade | Process Heat Equipment Upgrade | Equip | 10 | Process Heating | 7.861% | Tech/Econ | 28.4% | 22815.6849 | ProcessHeating | 3.1411 | 3.0636 | 0.10225
Tech | Metal Products and Machinery | Process Heating | Process Heating | TRC | Existing | EE442 | Process Heat Equipment Upgrade | Process Heat Equipment Upgrade | Equip | 10 | Process Heating | 7.861% | Tech/Econ | 28.4% | 0 | ProcessHeating | 0 | 0 | 0.10225
Tech | Metal Products and Machinery | Process Cooling | Process Cooling | TRC | New | NN439 | Process Refrig System Optimization | Process Refrig System Optimization | NonEquip | 4.6667 | Process Cooling | 0.5751% | Tech/Econ | 12.71% | 154.0802 | ProcessHeating | 0.021213 | 0.02069 | 0.0055642
Tech | Metal Products and Machinery | Process Cooling | Process Cooling | TRC | New | NN434 | Process Refrig Controls | Process Refrig Controls | NonEquip | 15 | Process Cooling | 17.9% | Tech/Econ | 5.13% | 1934.5357 | ProcessHeating | 0.26633 | 0.25976 | 0.59503
Tech | Metal Products and Machinery | Process Cooling | Process Cooling | TRC | New | NN432 | Plant Energy Management | Plant Energy Management | NonEquip | 10.5 | Process Cooling | 23.15% | Tech/Econ | 32.81% | 17962.2315 | ProcessHeating | 2.4729 | 2.4119 | 0.13003
Tech | Metal Products and Machinery | Process Cooling | Process Cooling | TRC | Existing | NE438 | Process Refrig System Optimization | Process Refrig System Optimization | NonEquip | 4.6667 | Process Cooling | 0.5751% | Tech/Econ | 12.71% | 2892.5491 | ProcessHeating | 0.39822 | 0.3884 | 0.0055642
Tech | Metal Products and Machinery | Process Cooling | Process Cooling | TRC | Existing | NE433 | Process Refrig Controls | Process Refrig Controls | NonEquip | 15 | Process Cooling | 17.9% | Tech/Econ | 5.13% | 36317.0511 | ProcessHeating | 4.9998 | 4.8766 | 0.59503
Tech | Metal Products and Machinery | Process Cooling | Process Cooling | TRC | Existing | NE431 | Plant Energy Management | Plant Energy Management | NonEquip | 10.5 | Process Cooling | 23.15% | Tech/Econ | 32.81% | 337205.082 | ProcessHeating | 46.4238 | 45.2791 | 0.13003
Tech | Metal Products and Machinery | Process Cooling | Process Cooling | TRC | Turnover | ET437 | Process Refrig Equipment Upgrade | Process Refrig Equipment Upgrade | Equip | 10 | Process Cooling | 21% | Tech/Econ | 16.76% | 144381.1267 | ProcessHeating | 19.8773 | 19.3872 | 0.19556
Tech | Metal Products and Machinery | Process Cooling | Process Cooling | TRC | New | EN436 | Process Refrig Equipment Upgrade | Process Refrig Equipment Upgrade | Equip | 10 | Process Cooling | 21% | Tech/Econ | 16.76% | 7690.8901 | ProcessHeating | 1.0588 | 1.0327 | 0.19556
Tech | Metal Products and Machinery | Process Cooling | Process Cooling | TRC | Existing | EE435 | Process Refrig Equipment Upgrade | Process Refrig Equipment Upgrade | Equip | 10 | Process Cooling | 21% | Tech/Econ | 16.76% | 0 | ProcessHeating | 0 | 0 | 0.19556
Tech | Metal Products and Machinery | Other | Other | TRC | New | NN430 | Plant Energy Management | Plant Energy Management | NonEquip | 10.5 | Other | 23.15% | Tech/Econ | 27.13% | 21122.1469 | Other | 3.0471 | 3.0991 | 0.10085
Tech | Metal Products and Machinery | Other | Other | TRC | Existing | NE429 | Plant Energy Management | Plant Energy Management | NonEquip | 10.5 | Other | 23.15% | Tech/Econ | 27.13% | 396526.1947 | Other | 57.2042 | 58.1799 | 0.10085
Tech | Metal Products and Machinery | Motors Pumps | Motors Pumps | TRC | New | NN428 | Pump System Optimization | Pump System Optimization | NonEquip | 10 | Motors Pumps | 52.41% | Tech/Econ | 1.929% | 0 | MachineDrives | 0 | 0 | 0.029205
Tech | Metal Products and Machinery | Motors Pumps | Motors Pumps | TRC | New | NN426 | Pump Improved Controls | Pump Improved Controls | NonEquip | 15 | Motors Pumps | 33.67% | Tech/Econ | 1.792% | 0 | MachineDrives | 0 | 0 | 0.063804
Tech | Metal Products and Machinery | Motors Pumps | Motors Pumps | TRC | New | NN421 | Plant Energy Management | Plant Energy Management | NonEquip | 10.5 | Motors Pumps | 23.15% | Tech/Econ | 29.07% | 84806.9689 | MachineDrives | 11.4202 | 11.1186 | 0.11085
Tech | Metal Products and Machinery | Motors Pumps | Motors Pumps | TRC | New | NN419 | Motor Optimization | Motor Optimization | NonEquip | 10 | Motors Pumps | 65.54% | Tech/Econ | 3.574% | 830.459 | MachineDrives | 0.11183 | 0.10888 | 0.081079
Tech | Metal Products and Machinery | Motors Pumps | Motors Pumps | TRC | New | NN417 | Motor Improved Controls | Motor Improved Controls | NonEquip | 15 | Motors Pumps | 33.63% | Tech/Econ | 1.274% | 0 | MachineDrives | 0 | 0 | 0.045337
Tech | Metal Products and Machinery | Motors Pumps | Motors Pumps | TRC | Existing | NE427 | Pump System Optimization | Pump System Optimization | NonEquip | 10 | Motors Pumps | 52.41% | Tech/Econ | 1.929% | 211690.0585 | MachineDrives | 28.5064 | 27.7535 | 0.029205
Tech | Metal Products and Machinery | Motors Pumps | Motors Pumps | TRC | Existing | NE425 | Pump Improved Controls | Pump Improved Controls | NonEquip | 15 | Motors Pumps | 33.67% | Tech/Econ | 1.792% | 125048.3864 | MachineDrives | 16.8392 | 16.3944 | 0.063804
Tech | Metal Products and Machinery | Motors Pumps | Motors Pumps | TRC | Existing | NE420 | Plant Energy Management | Plant Energy Management | NonEquip | 10.5 | Motors Pumps | 23.15% | Tech/Econ | 29.07% | 1592081.749 | MachineDrives | 214.3914 | 208.7289 | 0.11085
Tech | Metal Products and Machinery | Motors Pumps | Motors Pumps | TRC | Existing | NE418 | Motor Optimization | Motor Optimization | NonEquip | 10 | Motors Pumps | 65.54% | Tech/Econ | 3.574% | 502037.6617 | MachineDrives | 67.6049 | 65.8193 | 0.081079
Tech | Metal Products and Machinery | Motors Pumps | Motors Pumps | TRC | Existing | NE416 | Motor Improved Controls | Motor Improved Controls | NonEquip | 15 | Motors Pumps | 33.63% | Tech/Econ | 1.274% | 87857.5709 | MachineDrives | 11.831 | 11.5185 | 0.045337
Tech | Metal Products and Machinery | Motors Pumps | Motors Pumps | TRC | Turnover | ET424 | Pump Equipment Upgrade | Pump Equipment Upgrade | Equip | 15 | Motors Pumps | 74.82% | Tech/Econ | 3.821% | 630880.497 | MachineDrives | 84.955 | 82.7112 | 0.14691
Tech | Metal Products and Machinery | Motors Pumps | Motors Pumps | TRC | Turnover | ET415 | Motor Equipment Upgrades | Motor Equipment Upgrades | Equip | 10 | Motors Pumps | 29.32% | Tech/Econ | 1.441% | 86993.5562 | MachineDrives | 11.7146 | 11.4052 | 0.18316
Tech | Metal Products and Machinery | Motors Pumps | Motors Pumps | TRC | New | EN423 | Pump Equipment Upgrade | Pump Equipment Upgrade | Equip | 15 | Motors Pumps | 74.82% | Tech/Econ | 3.821% | 33605.7255 | MachineDrives | 4.5254 | 4.4059 | 0.14691
Tech | Metal Products and Machinery | Motors Pumps | Motors Pumps | TRC | New | EN414 | Motor Equipment Upgrades | Motor Equipment Upgrades | Equip | 10 | Motors Pumps | 29.32% | Tech/Econ | 1.441% | 0 | MachineDrives | 0 | 0 | 0.18316
Tech | Metal Products and Machinery | Motors Pumps | Motors Pumps | TRC | Existing | EE422 | Pump Equipment Upgrade | Pump Equipment Upgrade | Equip | 15 | Motors Pumps | 74.82% | Tech/Econ | 3.821% | 0 | MachineDrives | 0 | 0 | 0.14691
Tech | Metal Products and Machinery | Motors Pumps | Motors Pumps | TRC | Existing | EE413 | Motor Equipment Upgrades | Motor Equipment Upgrades | Equip | 10 | Motors Pumps | 29.32% | Tech/Econ | 1.441% | 0 | MachineDrives | 0 | 0 | 0.18316
Tech | Metal Products and Machinery | Motors Fans Blowers | Motors Fans Blowers | TRC | New | NN412 | Plant Energy Management | Plant Energy Management | NonEquip | 10.5 | Motors Fans Blowers | 23.15% | Tech/Econ | 29.07% | 52188.9039 | MachineDrives | 7.0278 | 6.8422 | 0.11085
Tech | Metal Products and Machinery | Motors Fans Blowers | Motors Fans Blowers | TRC | New | NN410 | Fan System Optimization | Fan System Optimization | NonEquip | 10 | Motors Fans Blowers | 41.92% | Tech/Econ | 8.781% | 21344.7047 | MachineDrives | 2.8743 | 2.7984 | 0.020613
Tech | Metal Products and Machinery | Motors Fans Blowers | Motors Fans Blowers | TRC | New | NN408 | Fan Improved Controls | Fan Improved Controls | NonEquip | 15 | Motors Fans Blowers | 40.91% | Tech/Econ | 15.88% | 46993.0232 | MachineDrives | 6.3281 | 6.161 | 0.024602
Tech | Metal Products and Machinery | Motors Fans Blowers | Motors Fans Blowers | TRC | Existing | NE411 | Plant Energy Management | Plant Energy Management | NonEquip | 10.5 | Motors Fans Blowers | 23.15% | Tech/Econ | 29.07% | 979742.615 | MachineDrives | 131.9332 | 128.4486 | 0.11085
Tech | Metal Products and Machinery | Motors Fans Blowers | Motors Fans Blowers | TRC | Existing | NE409 | Fan System Optimization | Fan System Optimization | NonEquip | 10 | Motors Fans Blowers | 41.92% | Tech/Econ | 8.781% | 467396.9311 | MachineDrives | 62.9402 | 61.2778 | 0.020613
Tech | Metal Products and Machinery | Motors Fans Blowers | Motors Fans Blowers | TRC | Existing | NE407 | Fan Improved Controls | Fan Improved Controls | NonEquip | 15 | Motors Fans Blowers | 40.91% | Tech/Econ | 15.88% | 882200.3129 | MachineDrives | 118.798 | 115.6603 | 0.024602
Tech | Metal Products and Machinery | Motors Fans Blowers | Motors Fans Blowers | TRC | Turnover | ET406 | Fan Equipment Upgrades | Fan Equipment Upgrades | Equip | 15 | Motors Fans Blowers | 75.75% | Tech/Econ | 3.821% | 353999.8964 | MachineDrives | 47.67 | 46.4109 | 0.14691
Tech | Metal Products and Machinery | Motors Fans Blowers | Motors Fans Blowers | TRC | New | EN405 | Fan Equipment Upgrades | Fan Equipment Upgrades | Equip | 15 | Motors Fans Blowers | 75.75% | Tech/Econ | 3.821% | 0 | MachineDrives | 0 | 0 | 0.14691
Tech | Metal Products and Machinery | Motors Fans Blowers | Motors Fans Blowers | TRC | Existing | EE404 | Fan Equipment Upgrades | Fan Equipment Upgrades | Equip | 15 | Motors Fans Blowers | 75.75% | Tech/Econ | 3.821% | 0 | MachineDrives | 0 | 0 | 0.14691
Tech | Metal Products and Machinery | Industrial Lighting | Industrial Lighting | TRC | New | NN403 | Lighting Controls | Lighting Controls | NonEquip | 10 | Industrial Lighting | 30% | Tech/Econ | 19.49% | 453.8336 | Lighting | 0.064779 | 0.062967 | 0.15916
Tech | Metal Products and Machinery | Industrial Lighting | Industrial Lighting | TRC | Existing | NE402 | Lighting Controls | Lighting Controls | NonEquip | 10 | Industrial Lighting | 30% | Tech/Econ | 19.49% | 451134.853 | Lighting | 64.3938 | 62.5925 | 0.15916
Tech | Metal Products and Machinery | Industrial Lighting | Industrial Lighting | TRC | Turnover | ET401 | Efficient Lighting - Other Interior Lighting | Efficient Lighting - Other Interior Lighting | Equip | 14.4667 | Industrial Lighting | 56.6% | Tech/Econ | 38.99% | 2184687.602 | Lighting | 311.8363 | 303.1133 | 0.39837
Tech | Metal Products and Machinery | Industrial Lighting | Industrial Lighting | TRC | Turnover | ET398 | Efficient Lighting - High Bay | Efficient Lighting - High Bay | Equip | 13.6667 | Industrial Lighting | 42.84% | Tech/Econ | 48.41% | 2589780.198 | Lighting | 369.6581 | 359.3176 | 0.21586
Tech | Metal Products and Machinery | Industrial Lighting | Industrial Lighting | TRC | New | EN400 | Efficient Lighting - Other Interior Lighting | Efficient Lighting - Other Interior Lighting | Equip | 14.4667 | Industrial Lighting | 56.6% | Tech/Econ | 38.99% | 116373.8819 | Lighting | 16.6109 | 16.1462 | 0.39837
Tech | Metal Products and Machinery | Industrial Lighting | Industrial Lighting | TRC | New | EN397 | Efficient Lighting - High Bay | Efficient Lighting - High Bay | Equip | 13.6667 | Industrial Lighting | 42.84% | Tech/Econ | 48.41% | 137952.3438 | Lighting | 19.6909 | 19.1401 | 0.21586
Tech | Metal Products and Machinery | Industrial Lighting | Industrial Lighting | TRC | Existing | EE399 | Efficient Lighting - Other Interior Lighting | Efficient Lighting - Other Interior Lighting | Equip | 14.4667 | Industrial Lighting | 56.6% | Tech/Econ | 38.99% | 0 | Lighting | 0 | 0 | 0.39837
Tech | Metal Products and Machinery | Industrial Lighting | Industrial Lighting | TRC | Existing | EE396 | Efficient Lighting - High Bay | Efficient Lighting - High Bay | Equip | 13.6667 | Industrial Lighting | 42.84% | Tech/Econ | 48.41% | 0 | Lighting | 0 | 0 | 0.21586
Tech | Metal Products and Machinery | HVAC | HVAC | TRC | New | NN395 | HVAC Recommissioning | HVAC Recommissioning | NonEquip | 10 | HVAC | 23.56% | Tech/Econ | 9.872% | 21716.1576 | HVAC | 3.0935 | 3.0185 | 1.1647
Tech | Metal Products and Machinery | HVAC | HVAC | TRC | New | NN393 | HVAC Improved Controls | HVAC Improved Controls | NonEquip | 15 | HVAC | 25.69% | Tech/Econ | 17.46% | 45068.4543 | HVAC | 6.4202 | 6.2644 | 0.058601
Tech | Metal Products and Machinery | HVAC | HVAC | TRC | New | NN388 | Building Envelope Improvements | Building Envelope Improvements | NonEquip | 15 | HVAC | 25.69% | Tech/Econ | 21.32% | 58242.6595 | HVAC | 8.2969 | 8.0956 | 0.12893
Tech | Metal Products and Machinery | HVAC | HVAC | TRC | Existing | NE394 | HVAC Recommissioning | HVAC Recommissioning | NonEquip | 10 | HVAC | 23.56% | Tech/Econ | 9.872% | 419107.2142 | HVAC | 59.7034 | 58.2549 | 1.1647
Tech | Metal Products and Machinery | HVAC | HVAC | TRC | Existing | NE392 | HVAC Improved Controls | HVAC Improved Controls | NonEquip | 15 | HVAC | 25.69% | Tech/Econ | 17.46% | 846070.3704 | HVAC | 120.5258 | 117.6017 | 0.058601
Tech | Metal Products and Machinery | HVAC | HVAC | TRC | Existing | NE387 | Building Envelope Improvements | Building Envelope Improvements | NonEquip | 15 | HVAC | 25.69% | Tech/Econ | 21.32% | 1093389.807 | HVAC | 155.7574 | 151.9785 | 0.12893
Tech | Metal Products and Machinery | HVAC | HVAC | TRC | Turnover | ET391 | HVAC Equipment Upgrades | HVAC Equipment Upgrades | Equip | 18 | HVAC | 25.69% | Tech/Econ | 22.63% | 1231969.565 | HVAC | 175.4986 | 171.2407 | 0.14861
Tech | Metal Products and Machinery | HVAC | HVAC | TRC | New | EN390 | HVAC Equipment Upgrades | HVAC Equipment Upgrades | Equip | 18 | HVAC | 25.69% | Tech/Econ | 22.63% | 65624.5223 | HVAC | 9.3485 | 9.1216 | 0.14861
Tech | Metal Products and Machinery | HVAC | HVAC | TRC | Existing | EE389 | HVAC Equipment Upgrades | HVAC Equipment Upgrades | Equip | 18 | HVAC | 25.69% | Tech/Econ | 22.63% | 0 | HVAC | 0 | 0 | 0.14861
Tech | Metal Products and Machinery | Exterior Lighting | Exterior Lighting | TRC | New | NN386 | Lighting Controls - Exterior | Lighting Controls - Exterior | NonEquip | 10 | Exterior Lighting | 17% | Tech/Econ | 28% | 3169.7089 | Exterior | 0 | 0 | 0.15916
Tech | Metal Products and Machinery | Exterior Lighting | Exterior Lighting | TRC | Existing | NE385 | Lighting Controls - Exterior | Lighting Controls - Exterior | NonEquip | 10 | Exterior Lighting | 17% | Tech/Econ | 28% | 59504.9651 | Exterior | 0 | 0 | 0.15916
Tech | Metal Products and Machinery | Exterior Lighting | Exterior Lighting | TRC | Turnover | ET384 | Efficient Lighting - Exterior | Efficient Lighting - Exterior | Equip | 13.6 | Exterior Lighting | 15.29% | Tech/Econ | 78.74% | 171091.2308 | Exterior | 0 | 0 | 0.1144
Tech | Metal Products and Machinery | Exterior Lighting | Exterior Lighting | TRC | New | EN383 | Efficient Lighting - Exterior | Efficient Lighting - Exterior | Equip | 13.6 | Exterior Lighting | 15.29% | Tech/Econ | 78.74% | 9113.6832 | Exterior | 0 | 0 | 0.1144
Tech | Metal Products and Machinery | Exterior Lighting | Exterior Lighting | TRC | Existing | EE382 | Efficient Lighting - Exterior | Efficient Lighting - Exterior | Equip | 13.6 | Exterior Lighting | 15.29% | Tech/Econ | 78.74% | 0 | Exterior | 0 | 0 | 0.1144
Tech | Metal Products and Machinery | Compressed Air | Compressed Air | TRC | New | NN381 | Plant Energy Management | Plant Energy Management | NonEquip | 10.5 | Compressed Air | 23.15% | Tech/Econ | 29.07% | 52188.9039 | MachineDrives | 7.0278 | 6.8422 | 0.11085
Tech | Metal Products and Machinery | Compressed Air | Compressed Air | TRC | New | NN379 | Compressed Air System Optimization | Compressed Air System Optimization | NonEquip | 10 | Compressed Air | 25.94% | Tech/Econ | 11.14% | 20907.1405 | MachineDrives | 2.8154 | 2.741 | 0.047625
Tech | Metal Products and Machinery | Compressed Air | Compressed Air | TRC | New | NN374 | Compressed Air Controls | Compressed Air Controls | NonEquip | 12.5 | Compressed Air | 65.54% | Tech/Econ | 5.607% | 0 | MachineDrives | 0 | 0 | 0.050334
Tech | Metal Products and Machinery | Compressed Air | Compressed Air | TRC | Existing | NE380 | Plant Energy Management | Plant Energy Management | NonEquip | 10.5 | Compressed Air | 23.15% | Tech/Econ | 29.07% | 979742.6156 | MachineDrives | 131.9332 | 128.4486 | 0.11085
Tech | Metal Products and Machinery | Compressed Air | Compressed Air | TRC | Existing | NE378 | Compressed Air System Optimization | Compressed Air System Optimization | NonEquip | 10 | Compressed Air | 25.94% | Tech/Econ | 11.14% | 392489.8762 | MachineDrives | 52.8531 | 51.4571 | 0.047625
Tech | Metal Products and Machinery | Compressed Air | Compressed Air | TRC | Existing | NE373 | Compressed Air Controls | Compressed Air Controls | NonEquip | 12.5 | Compressed Air | 65.54% | Tech/Econ | 5.607% | 465631.2558 | MachineDrives | 62.7024 | 61.0463 | 0.050334
Tech | Metal Products and Machinery | Compressed Air | Compressed Air | TRC | Turnover | ET377 | Compressed Air Equipment | Compressed Air Equipment | Equip | 15 | Compressed Air | 65.54% | Tech/Econ | 5.951% | 514299.8009 | MachineDrives | 69.2562 | 67.427 | 0.098681
Tech | Metal Products and Machinery | Compressed Air | Compressed Air | TRC | New | EN376 | Compressed Air Equipment | Compressed Air Equipment | Equip | 15 | Compressed Air | 65.54% | Tech/Econ | 5.951% | 21281.2563 | MachineDrives | 2.8658 | 2.7901 | 0.098681
Tech | Metal Products and Machinery | Compressed Air | Compressed Air | TRC | Existing | EE375 | Compressed Air Equipment | Compressed Air Equipment | Equip | 15 | Compressed Air | 65.54% | Tech/Econ | 5.951% | 0 | MachineDrives | 0 | 0 | 0.098681
Tech | Miscellaneous Manufacturing | Process Specific | Process Specific | TRC | New | NN525 | Process Other Systems Optimization | Process Other Systems Optimization | NonEquip | 5.3333 | Process Specific | 17.59% | Tech/Econ | 12% | 7508.057 | ProcessHeating | 1.0337 | 1.0082 | 0.023178
Tech | Miscellaneous Manufacturing | Process Specific | Process Specific | TRC | New | NN523 | Plant Energy Management | Plant Energy Management | NonEquip | 10.5 | Process Specific | 27.36% | Tech/Econ | 12% | 11432.6783 | ProcessHeating | 1.574 | 1.5352 | 0.023178
Tech | Miscellaneous Manufacturing | Process Specific | Process Specific | TRC | Existing | NE524 | Process Other Systems Optimization | Process Other Systems Optimization | NonEquip | 5.3333 | Process Specific | 17.59% | Tech/Econ | 12% | 140948.8006 | ProcessHeating | 19.4047 | 18.9263 | 0.023178
Tech | Miscellaneous Manufacturing | Process Specific | Process Specific | TRC | Existing | NE522 | Plant Energy Management | Plant Energy Management | NonEquip | 10.5 | Process Specific | 27.36% | Tech/Econ | 12% | 214625.741 | ProcessHeating | 29.548 | 28.8194 | 0.023178
Tech | Miscellaneous Manufacturing | Process Heating | Process Heating | TRC | New | NN521 | Process Heat System Optimization | Process Heat System Optimization | NonEquip | 2 | Process Heating | 2.645% | Tech/Econ | 16.1% | 6822.8105 | ProcessHeating | 0.93931 | 0.91615 | 0.15479
Tech | Miscellaneous Manufacturing | Process Heating | Process Heating | TRC | New | NN519 | Process Heat Improved Controls | Process Heat Improved Controls | NonEquip | 15 | Process Heating | 36.23% | Tech/Econ | 2.283% | 12765.4786 | ProcessHeating | 1.7575 | 1.7141 | 0.89743
Tech | Miscellaneous Manufacturing | Process Heating | Process Heating | TRC | New | NN517 | Plant Energy Management | Plant Energy Management | NonEquip | 10.5 | Process Heating | 27.36% | Tech/Econ | 12% | 52385.0314 | ProcessHeating | 7.212 | 7.0341 | 0.023178
Tech | Miscellaneous Manufacturing | Process Heating | Process Heating | TRC | Existing | NE520 | Process Heat System Optimization | Process Heat System Optimization | NonEquip | 2 | Process Heating | 2.645% | Tech/Econ | 16.1% | 128084.664 | ProcessHeating | 17.6337 | 17.1989 | 0.15479
Tech | Miscellaneous Manufacturing | Process Heating | Process Heating | TRC | Existing | NE518 | Process Heat Improved Controls | Process Heat Improved Controls | NonEquip | 15 | Process Heating | 36.23% | Tech/Econ | 2.283% | 239646.4164 | ProcessHeating | 32.9926 | 32.1792 | 0.89743
Tech | Miscellaneous Manufacturing | Process Heating | Process Heating | TRC | Existing | NE516 | Plant Energy Management | Plant Energy Management | NonEquip | 10.5 | Process Heating | 27.36% | Tech/Econ | 12% | 983424.5214 | ProcessHeating | 135.3902 | 132.0519 | 0.023178
Tech | Miscellaneous Manufacturing | Process Cooling | Process Cooling | TRC | New | NN515 | Process Refrig System Optimization | Process Refrig System Optimization | NonEquip | 4.6667 | Process Cooling | 39.01% | Tech/Econ | 25.61% | 98767.916 | ProcessHeating | 13.5976 | 13.2623 | 0.31847
Tech | Miscellaneous Manufacturing | Process Cooling | Process Cooling | TRC | New | NN510 | Process Refrig Controls | Process Refrig Controls | NonEquip | 15 | Process Cooling | 33.75% | Tech/Econ | 6% | 17363.186 | ProcessHeating | 2.3904 | 2.3315 | 0.88
Tech | Miscellaneous Manufacturing | Process Cooling | Process Cooling | TRC | New | NN508 | Plant Energy Management | Plant Energy Management | NonEquip | 10.5 | Process Cooling | 27.36% | Tech/Econ | 12% | 29216.6568 | ProcessHeating | 4.0223 | 3.9231 | 0.023178
Tech | Miscellaneous Manufacturing | Process Cooling | Process Cooling | TRC | Existing | NE514 | Process Refrig System Optimization | Process Refrig System Optimization | NonEquip | 4.6667 | Process Cooling | 39.01% | Tech/Econ | 25.61% | 1854170.699 | ProcessHeating | 255.2677 | 248.9737 | 0.31847
Tech | Miscellaneous Manufacturing | Process Cooling | Process Cooling | TRC | Existing | NE509 | Process Refrig Controls | Process Refrig Controls | NonEquip | 15 | Process Cooling | 33.75% | Tech/Econ | 6% | 327144.9613 | ProcessHeating | 45.0388 | 43.9283 | 0.88
Tech | Miscellaneous Manufacturing | Process Cooling | Process Cooling | TRC | Existing | NE507 | Plant Energy Management | Plant Energy Management | NonEquip | 10.5 | Process Cooling | 27.36% | Tech/Econ | 12% | 548484.4806 | ProcessHeating | 75.5111 | 73.6492 | 0.023178
Tech | Miscellaneous Manufacturing | Process Cooling | Process Cooling | TRC | Turnover | ET513 | Process Refrig Equipment Upgrade | Process Refrig Equipment Upgrade | Equip | 10 | Process Cooling | 21% | Tech/Econ | 2% | 66478.2788 | ProcessHeating | 9.1522 | 8.9265 | 0.23691
Tech | Miscellaneous Manufacturing | Process Cooling | Process Cooling | TRC | New | EN512 | Process Refrig Equipment Upgrade | Process Refrig Equipment Upgrade | Equip | 10 | Process Cooling | 21% | Tech/Econ | 2% | 0 | ProcessHeating | 0 | 0 | 0.23691
Tech | Miscellaneous Manufacturing | Process Cooling | Process Cooling | TRC | Existing | EE511 | Process Refrig Equipment Upgrade | Process Refrig Equipment Upgrade | Equip | 10 | Process Cooling | 21% | Tech/Econ | 2% | 0 | ProcessHeating | 0 | 0 | 0.23691
Tech | Miscellaneous Manufacturing | Other | Other | TRC | New | NN506 | Plant Energy Management | Plant Energy Management | NonEquip | 10.5 | Other | 27.36% | Tech/Econ | 12% | 32038.9204 | Other | 4.622 | 4.7009 | 0.023178
Tech | Miscellaneous Manufacturing | Other | Other | TRC | Existing | NE505 | Plant Energy Management | Plant Energy Management | NonEquip | 10.5 | Other | 27.36% | Tech/Econ | 12% | 601466.8516 | Other | 86.7696 | 88.2496 | 0.023178
Tech | Miscellaneous Manufacturing | Motors Pumps | Motors Pumps | TRC | New | NN504 | Pump System Optimization | Pump System Optimization | NonEquip | 10 | Motors Pumps | 23.22% | Tech/Econ | 28.75% | 127587.6125 | MachineDrives | 17.1811 | 16.7273 | 0.14064
Tech | Miscellaneous Manufacturing | Motors Pumps | Motors Pumps | TRC | New | NN502 | Pump Improved Controls | Pump Improved Controls | NonEquip | 15 | Motors Pumps | 33.99% | Tech/Econ | 1.792% | 0 | MachineDrives | 0 | 0 | 0.063804
Tech | Miscellaneous Manufacturing | Motors Pumps | Motors Pumps | TRC | New | NN497 | Plant Energy Management | Plant Energy Management | NonEquip | 10.5 | Motors Pumps | 27.36% | Tech/Econ | 12% | 44362.2315 | MachineDrives | 5.9739 | 5.8161 | 0.023178
Tech | Miscellaneous Manufacturing | Motors Pumps | Motors Pumps | TRC | New | NN495 | Motor Optimization | Motor Optimization | NonEquip | 10 | Motors Pumps | 53.47% | Tech/Econ | 2.885% | 0 | MachineDrives | 0 | 0 | 0.61947
Tech | Miscellaneous Manufacturing | Motors Pumps | Motors Pumps | TRC | New | NN493 | Motor Improved Controls | Motor Improved Controls | NonEquip | 15 | Motors Pumps | 33.71% | Tech/Econ | 1.792% | 0 | MachineDrives | 0 | 0 | 0.063804
Tech | Miscellaneous Manufacturing | Motors Pumps | Motors Pumps | TRC | Existing | NE503 | Pump System Optimization | Pump System Optimization | NonEquip | 10 | Motors Pumps | 23.22% | Tech/Econ | 28.75% | 2395203.035 | MachineDrives | 322.5406 | 314.0216 | 0.14064
Tech | Miscellaneous Manufacturing | Motors Pumps | Motors Pumps | TRC | Existing | NE501 | Pump Improved Controls | Pump Improved Controls | NonEquip | 15 | Motors Pumps | 33.99% | Tech/Econ | 1.792% | 179999.9544 | MachineDrives | 24.239 | 23.5988 | 0.063804
Tech | Miscellaneous Manufacturing | Motors Pumps | Motors Pumps | TRC | Existing | NE496 | Plant Energy Management | Plant Energy Management | NonEquip | 10.5 | Motors Pumps | 27.36% | Tech/Econ | 12% | 1024941.985 | MachineDrives | 138.0198 | 134.3744 | 0.023178
Tech | Miscellaneous Manufacturing | Motors Pumps | Motors Pumps | TRC | Existing | NE494 | Motor Optimization | Motor Optimization | NonEquip | 10 | Motors Pumps | 53.47% | Tech/Econ | 2.885% | 465708.6735 | MachineDrives | 62.7128 | 61.0564 | 0.61947
Tech | Miscellaneous Manufacturing | Motors Pumps | Motors Pumps | TRC | Existing | NE492 | Motor Improved Controls | Motor Improved Controls | NonEquip | 15 | Motors Pumps | 33.71% | Tech/Econ | 1.792% | 177436.7627 | MachineDrives | 23.8938 | 23.2627 | 0.063804
Tech | Miscellaneous Manufacturing | Motors Pumps | Motors Pumps | TRC | Turnover | ET500 | Pump Equipment Upgrade | Pump Equipment Upgrade | Equip | 15 | Motors Pumps | 54.55% | Tech/Econ | 12.43% | 2269344.319 | MachineDrives | 305.5923 | 297.521 | 0.13315
Tech | Miscellaneous Manufacturing | Motors Pumps | Motors Pumps | TRC | Turnover | ET491 | Motor Equipment Upgrades | Motor Equipment Upgrades | Equip | 10 | Motors Pumps | 21% | Tech/Econ | 2.863% | 178698.7959 | MachineDrives | 24.0638 | 23.4282 | 0.21761
Tech | Miscellaneous Manufacturing | Motors Pumps | Motors Pumps | TRC | New | EN499 | Pump Equipment Upgrade | Pump Equipment Upgrade | Equip | 15 | Motors Pumps | 54.55% | Tech/Econ | 12.43% | 120883.373 | MachineDrives | 16.2783 | 15.8483 | 0.13315
Tech | Miscellaneous Manufacturing | Motors Pumps | Motors Pumps | TRC | New | EN490 | Motor Equipment Upgrades | Motor Equipment Upgrades | Equip | 10 | Motors Pumps | 21% | Tech/Econ | 2.863% | 0 | MachineDrives | 0 | 0 | 0.21761
Tech | Miscellaneous Manufacturing | Motors Pumps | Motors Pumps | TRC | Existing | EE498 | Pump Equipment Upgrade | Pump Equipment Upgrade | Equip | 15 | Motors Pumps | 54.55% | Tech/Econ | 12.43% | 0 | MachineDrives | 0 | 0 | 0.13315
Tech | Miscellaneous Manufacturing | Motors Pumps | Motors Pumps | TRC | Existing | EE489 | Motor Equipment Upgrades | Motor Equipment Upgrades | Equip | 10 | Motors Pumps | 21% | Tech/Econ | 2.863% | 0 | MachineDrives | 0 | 0 | 0.21761
Tech | Miscellaneous Manufacturing | Motors Fans Blowers | Motors Fans Blowers | TRC | New | NN488 | Plant Energy Management | Plant Energy Management | NonEquip | 10.5 | Motors Fans Blowers | 27.36% | Tech/Econ | 12% | 36511.1693 | MachineDrives | 4.9166 | 4.7868 | 0.023178
Tech | Miscellaneous Manufacturing | Motors Fans Blowers | Motors Fans Blowers | TRC | New | NN486 | Fan Improved Controls | Fan Improved Controls | NonEquip | 15 | Motors Fans Blowers | 34.37% | Tech/Econ | 15.88% | 64183.1237 | MachineDrives | 8.643 | 8.4147 | 0.024602
Tech | Miscellaneous Manufacturing | Motors Fans Blowers | Motors Fans Blowers | TRC | Existing | NE487 | Plant Energy Management | Plant Energy Management | NonEquip | 10.5 | Motors Fans Blowers | 27.36% | Tech/Econ | 12% | 685424.4059 | MachineDrives | 92.3 | 89.8621 | 0.023178
Tech | Miscellaneous Manufacturing | Motors Fans Blowers | Motors Fans Blowers | TRC | Existing | NE485 | Fan Improved Controls | Fan Improved Controls | NonEquip | 15 | Motors Fans Blowers | 34.37% | Tech/Econ | 15.88% | 1204910.176 | MachineDrives | 162.2545 | 157.969 | 0.024602
Tech | Miscellaneous Manufacturing | Motors Fans Blowers | Motors Fans Blowers | TRC | Turnover | ET484 | Fan Equipment Upgrades | Fan Equipment Upgrades | Equip | 15 | Motors Fans Blowers | 76.37% | Tech/Econ | 3.425% | 528119.7401 | MachineDrives | 71.1172 | 69.2388 | 0.1824
Tech | Miscellaneous Manufacturing | Motors Fans Blowers | Motors Fans Blowers | TRC | New | EN483 | Fan Equipment Upgrades | Fan Equipment Upgrades | Equip | 15 | Motors Fans Blowers | 76.37% | Tech/Econ | 3.425% | 14098.0866 | MachineDrives | 1.8985 | 1.8483 | 0.1824
Tech | Miscellaneous Manufacturing | Motors Fans Blowers | Motors Fans Blowers | TRC | Existing | EE482 | Fan Equipment Upgrades | Fan Equipment Upgrades | Equip | 15 | Motors Fans Blowers | 76.37% | Tech/Econ | 3.425% | 0 | MachineDrives | 0 | 0 | 0.1824
Tech | Miscellaneous Manufacturing | Industrial Lighting | Industrial Lighting | TRC | New | NN481 | Lighting Controls | Lighting Controls | NonEquip | 10 | Industrial Lighting | 30% | Tech/Econ | 23.03% | 96743.2116 | Lighting | 13.8089 | 13.4226 | 0.11289
Tech | Miscellaneous Manufacturing | Industrial Lighting | Industrial Lighting | TRC | Existing | NE480 | Lighting Controls | Lighting Controls | NonEquip | 10 | Industrial Lighting | 30% | Tech/Econ | 23.03% | 1816160.909 | Lighting | 259.2338 | 251.9823 | 0.11289
Tech | Miscellaneous Manufacturing | Industrial Lighting | Industrial Lighting | TRC | Turnover | ET479 | Efficient Lighting - Other Interior Lighting | Efficient Lighting - Other Interior Lighting | Equip | 14.4667 | Industrial Lighting | 25% | Tech/Econ | 38.99% | 2838839.762 | Lighting | 405.2082 | 393.8733 | 0.39837
Tech | Miscellaneous Manufacturing | Industrial Lighting | Industrial Lighting | TRC | Turnover | ET476 | Efficient Lighting - High Bay | Efficient Lighting - High Bay | Equip | 13.6667 | Industrial Lighting | 20% | Tech/Econ | 48.41% | 3121691.171 | Lighting | 445.5816 | 433.1173 | 0.21586
Tech | Miscellaneous Manufacturing | Industrial Lighting | Industrial Lighting | TRC | New | EN478 | Efficient Lighting - Other Interior Lighting | Efficient Lighting - Other Interior Lighting | Equip | 14.4667 | Industrial Lighting | 25% | Tech/Econ | 38.99% | 151219.2422 | Lighting | 21.5846 | 20.9808 | 0.39837
Tech | Miscellaneous Manufacturing | Industrial Lighting | Industrial Lighting | TRC | New | EN475 | Efficient Lighting - High Bay | Efficient Lighting - High Bay | Equip | 13.6667 | Industrial Lighting | 20% | Tech/Econ | 48.41% | 166286.1634 | Lighting | 23.7352 | 23.0713 | 0.21586
Tech | Miscellaneous Manufacturing | Industrial Lighting | Industrial Lighting | TRC | Existing | EE477 | Efficient Lighting - Other Interior Lighting | Efficient Lighting - Other Interior Lighting | Equip | 14.4667 | Industrial Lighting | 25% | Tech/Econ | 38.99% | 0 | Lighting | 0 | 0 | 0.39837
Tech | Miscellaneous Manufacturing | Industrial Lighting | Industrial Lighting | TRC | Existing | EE474 | Efficient Lighting - High Bay | Efficient Lighting - High Bay | Equip | 13.6667 | Industrial Lighting | 20% | Tech/Econ | 48.41% | 0 | Lighting | 0 | 0 | 0.21586
Tech | Miscellaneous Manufacturing | HVAC | HVAC | TRC | New | NN473 | HVAC Improved Controls | HVAC Improved Controls | NonEquip | 15 | HVAC | 91.99% | Tech/Econ | 5.604% | 0 | HVAC | 0 | 0 | 0.0062388
Tech | Miscellaneous Manufacturing | HVAC | HVAC | TRC | New | NN468 | Building Envelope Improvements | Building Envelope Improvements | NonEquip | 15 | HVAC | 91.99% | Tech/Econ | 15.8% | 33892.4955 | HVAC | 4.8281 | 4.711 | 0.099832
Tech | Miscellaneous Manufacturing | HVAC | HVAC | TRC | Existing | NE472 | HVAC Improved Controls | HVAC Improved Controls | NonEquip | 15 | HVAC | 91.99% | Tech/Econ | 5.604% | 2215841.318 | HVAC | 315.6547 | 307.9965 | 0.0062388
Tech | Miscellaneous Manufacturing | HVAC | HVAC | TRC | Existing | NE467 | Building Envelope Improvements | Building Envelope Improvements | NonEquip | 15 | HVAC | 91.99% | Tech/Econ | 15.8% | 7310572.429 | HVAC | 1041.4179 | 1016.1516 | 0.099832
Tech | Miscellaneous Manufacturing | HVAC | HVAC | TRC | Turnover | ET471 | HVAC Equipment Upgrades | HVAC Equipment Upgrades | Equip | 18 | HVAC | 91.99% | Tech/Econ | 21.52% | 12417162.66 | HVAC | 1768.8705 | 1725.9551 | 0.32494
Tech | Miscellaneous Manufacturing | HVAC | HVAC | TRC | New | EN470 | HVAC Equipment Upgrades | HVAC Equipment Upgrades | Equip | 18 | HVAC | 91.99% | Tech/Econ | 21.52% | 661437.0955 | HVAC | 94.2241 | 91.9381 | 0.32494
Tech | Miscellaneous Manufacturing | HVAC | HVAC | TRC | Existing | EE469 | HVAC Equipment Upgrades | HVAC Equipment Upgrades | Equip | 18 | HVAC | 91.99% | Tech/Econ | 21.52% | 0 | HVAC | 0 | 0 | 0.32494
Tech | Miscellaneous Manufacturing | Exterior Lighting | Exterior Lighting | TRC | New | NN466 | Lighting Controls - Exterior | Lighting Controls - Exterior | NonEquip | 10 | Exterior Lighting | 17% | Tech/Econ | 28% | 8183.2611 | Exterior | 0 | 0 | 0.11289
Tech | Miscellaneous Manufacturing | Exterior Lighting | Exterior Lighting | TRC | Existing | NE465 | Lighting Controls - Exterior | Lighting Controls - Exterior | NonEquip | 10 | Exterior Lighting | 17% | Tech/Econ | 28% | 153624.4109 | Exterior | 0 | 0 | 0.11289
Tech | Miscellaneous Manufacturing | Exterior Lighting | Exterior Lighting | TRC | Turnover | ET464 | Efficient Lighting - Exterior | Efficient Lighting - Exterior | Equip | 13.6 | Exterior Lighting | 15.29% | Tech/Econ | 78.74% | 441707.4924 | Exterior | 0 | 0 | 0.1144
Tech | Miscellaneous Manufacturing | Exterior Lighting | Exterior Lighting | TRC | New | EN463 | Efficient Lighting - Exterior | Efficient Lighting - Exterior | Equip | 13.6 | Exterior Lighting | 15.29% | Tech/Econ | 78.74% | 23528.8631 | Exterior | 0 | 0 | 0.1144
Tech | Miscellaneous Manufacturing | Exterior Lighting | Exterior Lighting | TRC | Existing | EE462 | Efficient Lighting - Exterior | Efficient Lighting - Exterior | Equip | 13.6 | Exterior Lighting | 15.29% | Tech/Econ | 78.74% | 0 | Exterior | 0 | 0 | 0.1144
Tech | Miscellaneous Manufacturing | Compressed Air | Compressed Air | TRC | New | NN461 | Plant Energy Management | Plant Energy Management | NonEquip | 10.5 | Compressed Air | 27.36% | Tech/Econ | 12% | 38618.6817 | MachineDrives | 5.2004 | 5.0631 | 0.023178
Tech | Miscellaneous Manufacturing | Compressed Air | Compressed Air | TRC | New | NN459 | Compressed Air System Optimization | Compressed Air System Optimization | NonEquip | 10 | Compressed Air | 25.94% | Tech/Econ | 10.62% | 31342.3647 | MachineDrives | 4.2206 | 4.1091 | 0.073925
Tech | Miscellaneous Manufacturing | Compressed Air | Compressed Air | TRC | New | NN454 | Compressed Air Controls | Compressed Air Controls | NonEquip | 12.5 | Compressed Air | 52.89% | Tech/Econ | 4.63% | 23911.614 | MachineDrives | 3.22 | 3.1349 | 0.0064988
Tech | Miscellaneous Manufacturing | Compressed Air | Compressed Air | TRC | Existing | NE460 | Plant Energy Management | Plant Energy Management | NonEquip | 10.5 | Compressed Air | 27.36% | Tech/Econ | 12% | 724988.7503 | MachineDrives | 97.6278 | 95.0492 | 0.023178
Tech | Miscellaneous Manufacturing | Compressed Air | Compressed Air | TRC | Existing | NE458 | Compressed Air System Optimization | Compressed Air System Optimization | NonEquip | 10 | Compressed Air | 25.94% | Tech/Econ | 10.62% | 588390.4092 | MachineDrives | 79.2333 | 77.1406 | 0.073925
Tech | Miscellaneous Manufacturing | Compressed Air | Compressed Air | TRC | Existing | NE453 | Compressed Air Controls | Compressed Air Controls | NonEquip | 12.5 | Compressed Air | 52.89% | Tech/Econ | 4.63% | 508492.8814 | MachineDrives | 68.4742 | 66.6656 | 0.0064988
Tech | Miscellaneous Manufacturing | Compressed Air | Compressed Air | TRC | Turnover | ET457 | Compressed Air Equipment | Compressed Air Equipment | Equip | 15 | Compressed Air | 52.89% | Tech/Econ | 3.02% | 323595.1442 | MachineDrives | 43.5757 | 42.4247 | 0.014415
Tech | Miscellaneous Manufacturing | Compressed Air | Compressed Air | TRC | New | EN456 | Compressed Air Equipment | Compressed Air Equipment | Equip | 15 | Compressed Air | 52.89% | Tech/Econ | 3.02% | 0 | MachineDrives | 0 | 0 | 0.014415
Tech | Miscellaneous Manufacturing | Compressed Air | Compressed Air | TRC | Existing | EE455 | Compressed Air Equipment | Compressed Air Equipment | Equip | 15 | Compressed Air | 52.89% | Tech/Econ | 3.02% | 0 | MachineDrives | 0 | 0 | 0.014415
Tech | Primary Resources Industries | Process Specific | Process Specific | TRC | New | NN600 | Process Other Systems Optimization | Process Other Systems Optimization | NonEquip | 5.3333 | Process Specific | 0.2023% | Tech/Econ | 14.46% | 2858.298 | ProcessHeating | 0.39351 | 0.38381 | 0.19278
Tech | Primary Resources Industries | Process Specific | Process Specific | TRC | New | NN598 | Plant Energy Management | Plant Energy Management | NonEquip | 10.5 | Process Specific | 27.36% | Tech/Econ | 12% | 320755.5261 | ProcessHeating | 44.1591 | 43.0703 | 0.023178
Tech | Primary Resources Industries | Process Specific | Process Specific | TRC | Existing | NE599 | Process Other Systems Optimization | Process Other Systems Optimization | NonEquip | 5.3333 | Process Specific | 0.2023% | Tech/Econ | 14.46% | 53658.846 | ProcessHeating | 7.3873 | 7.2052 | 0.19278
Tech | Primary Resources Industries | Process Specific | Process Specific | TRC | Existing | NE597 | Plant Energy Management | Plant Energy Management | NonEquip | 10.5 | Process Specific | 27.36% | Tech/Econ | 12% | 6021545.489 | ProcessHeating | 828.9994 | 808.559 | 0.023178
Tech | Primary Resources Industries | Process Heating | Process Heating | TRC | New | NN596 | Process Heat System Optimization | Process Heat System Optimization | NonEquip | 2 | Process Heating | 11.38% | Tech/Econ | 4.223% | 68331.6089 | ProcessHeating | 9.4074 | 9.1754 | 0.1734
Tech | Primary Resources Industries | Process Heating | Process Heating | TRC | New | NN594 | Process Heat Improved Controls | Process Heat Improved Controls | NonEquip | 15 | Process Heating | 11.38% | Tech/Econ | 2.283% | 36774.5457 | ProcessHeating | 5.0628 | 4.938 | 0.89743
Tech | Primary Resources Industries | Process Heating | Process Heating | TRC | New | NN592 | Plant Energy Management | Plant Energy Management | NonEquip | 10.5 | Process Heating | 27.36% | Tech/Econ | 12% | 482726.5779 | ProcessHeating | 66.458 | 64.8194 | 0.023178
Tech | Primary Resources Industries | Process Heating | Process Heating | TRC | Existing | NE595 | Process Heat System Optimization | Process Heat System Optimization | NonEquip | 2 | Process Heating | 11.38% | Tech/Econ | 4.223% | 1282789.732 | ProcessHeating | 176.6045 | 172.25 | 0.1734
Tech | Primary Resources Industries | Process Heating | Process Heating | TRC | Existing | NE593 | Process Heat Improved Controls | Process Heat Improved Controls | NonEquip | 15 | Process Heating | 11.38% | Tech/Econ | 2.283% | 690368.7798 | ProcessHeating | 95.0446 | 92.7011 | 0.89743
Tech | Primary Resources Industries | Process Heating | Process Heating | TRC | Existing | NE591 | Plant Energy Management | Plant Energy Management | NonEquip | 10.5 | Process Heating | 27.36% | Tech/Econ | 12% | 9062229.037 | ProcessHeating | 1247.617 | 1216.8549 | 0.023178
Tech | Primary Resources Industries | Process Cooling | Process Cooling | TRC | New | NN590 | Process Refrig System Optimization | Process Refrig System Optimization | NonEquip | 4.6667 | Process Cooling | 2.688% | Tech/Econ | 12.71% | 1906.1566 | ProcessHeating | 0.26242 | 0.25595 | 0.0055642
Tech | Primary Resources Industries | Process Cooling | Process Cooling | TRC | New | NN585 | Process Refrig Controls | Process Refrig Controls | NonEquip | 15 | Process Cooling | 33.75% | Tech/Econ | 6% | 10892.7242 | ProcessHeating | 1.4996 | 1.4626 | 0.88
Tech | Primary Resources Industries | Process Cooling | Process Cooling | TRC | New | NN583 | Plant Energy Management | Plant Energy Management | NonEquip | 10.5 | Process Cooling | 27.36% | Tech/Econ | 12% | 18262.5162 | ProcessHeating | 2.5142 | 2.4522 | 0.023178
Tech | Primary Resources Industries | Process Cooling | Process Cooling | TRC | Existing | NE589 | Process Refrig System Optimization | Process Refrig System Optimization | NonEquip | 4.6667 | Process Cooling | 2.688% | Tech/Econ | 12.71% | 35784.2903 | ProcessHeating | 4.9265 | 4.805 | 0.0055642
Tech | Primary Resources Industries | Process Cooling | Process Cooling | TRC | Existing | NE584 | Process Refrig Controls | Process Refrig Controls | NonEquip | 15 | Process Cooling | 33.75% | Tech/Econ | 6% | 204489.1784 | ProcessHeating | 28.1525 | 27.4583 | 0.88
Tech | Primary Resources Industries | Process Cooling | Process Cooling | TRC | Existing | NE582 | Plant Energy Management | Plant Energy Management | NonEquip | 10.5 | Process Cooling | 27.36% | Tech/Econ | 12% | 342842.3313 | ProcessHeating | 47.1999 | 46.0361 | 0.023178
Tech | Primary Resources Industries | Process Cooling | Process Cooling | TRC | Turnover | ET588 | Process Refrig Equipment Upgrade | Process Refrig Equipment Upgrade | Equip | 10 | Process Cooling | 21% | Tech/Econ | 29.41% | 689763.7601 | ProcessHeating | 94.9613 | 92.6199 | 0.14701
Tech | Primary Resources Industries | Process Cooling | Process Cooling | TRC | New | EN587 | Process Refrig Equipment Upgrade | Process Refrig Equipment Upgrade | Equip | 10 | Process Cooling | 21% | Tech/Econ | 29.41% | 36742.3178 | ProcessHeating | 5.0584 | 4.9337 | 0.14701
Tech | Primary Resources Industries | Process Cooling | Process Cooling | TRC | Existing | EE586 | Process Refrig Equipment Upgrade | Process Refrig Equipment Upgrade | Equip | 10 | Process Cooling | 21% | Tech/Econ | 29.41% | 0 | ProcessHeating | 0 | 0 | 0.14701
Tech | Primary Resources Industries | Other | Other | TRC | New | NN581 | Plant Energy Management | Plant Energy Management | NonEquip | 10.5 | Other | 27.36% | Tech/Econ | 12% | 49529.4363 | Other | 7.1453 | 7.2672 | 0.023178
Tech | Primary Resources Industries | Other | Other | TRC | Existing | NE580 | Plant Energy Management | Plant Energy Management | NonEquip | 10.5 | Other | 27.36% | Tech/Econ | 12% | 929816.4155 | Other | 134.1383 | 136.4263 | 0.023178
Tech | Primary Resources Industries | Motors Pumps | Motors Pumps | TRC | New | NN579 | Pump System Optimization | Pump System Optimization | NonEquip | 10 | Motors Pumps | 91.5% | Tech/Econ | 0.8574% | 0 | MachineDrives | 0 | 0 | 0.0083769
Tech | Primary Resources Industries | Motors Pumps | Motors Pumps | TRC | New | NN577 | Pump Improved Controls | Pump Improved Controls | NonEquip | 15 | Motors Pumps | 32.49% | Tech/Econ | 1.792% | 0 | MachineDrives | 0 | 0 | 0.063804
Tech | Primary Resources Industries | Motors Pumps | Motors Pumps | TRC | New | NN572 | Plant Energy Management | Plant Energy Management | NonEquip | 10.5 | Motors Pumps | 27.36% | Tech/Econ | 12% | 155932.542 | MachineDrives | 20.998 | 20.4434 | 0.023178
Tech | Primary Resources Industries | Motors Pumps | Motors Pumps | TRC | New | NN570 | Motor Optimization | Motor Optimization | NonEquip | 10 | Motors Pumps | 91.5% | Tech/Econ | 5.31% | 1032.9569 | MachineDrives | 0.1391 | 0.13543 | 0.061506
Tech | Primary Resources Industries | Motors Pumps | Motors Pumps | TRC | New | NN568 | Motor Improved Controls | Motor Improved Controls | NonEquip | 15 | Motors Pumps | 33.35% | Tech/Econ | 1.792% | 0 | MachineDrives | 0 | 0 | 0.063804
Tech | Primary Resources Industries | Motors Pumps | Motors Pumps | TRC | Existing | NE578 | Pump System Optimization | Pump System Optimization | NonEquip | 10 | Motors Pumps | 91.5% | Tech/Econ | 0.8574% | 604243.9356 | MachineDrives | 81.3681 | 79.219 | 0.0083769
Tech | Primary Resources Industries | Motors Pumps | Motors Pumps | TRC | Existing | NE576 | Pump Improved Controls | Pump Improved Controls | NonEquip | 15 | Motors Pumps | 32.49% | Tech/Econ | 1.792% | 451570.4784 | MachineDrives | 60.809 | 59.2029 | 0.063804
Tech | Primary Resources Industries | Motors Pumps | Motors Pumps | TRC | Existing | NE571 | Plant Energy Management | Plant Energy Management | NonEquip | 10.5 | Motors Pumps | 27.36% | Tech/Econ | 12% | 2927322.578 | MachineDrives | 394.1964 | 383.7848 | 0.023178
Tech | Primary Resources Industries | Motors Pumps | Motors Pumps | TRC | Existing | NE569 | Motor Optimization | Motor Optimization | NonEquip | 10 | Motors Pumps | 91.5% | Tech/Econ | 5.31% | 3983827.418 | MachineDrives | 536.4665 | 522.2972 | 0.061506
Tech | Primary Resources Industries | Motors Pumps | Motors Pumps | TRC | Existing | NE567 | Motor Improved Controls | Motor Improved Controls | NonEquip | 15 | Motors Pumps | 33.35% | Tech/Econ | 1.792% | 466411.125 | MachineDrives | 62.8074 | 61.1485 | 0.063804
Tech | Primary Resources Industries | Motors Pumps | Motors Pumps | TRC | Turnover | ET575 | Pump Equipment Upgrade | Pump Equipment Upgrade | Equip | 15 | Motors Pumps | 72.19% | Tech/Econ | 6.784% | 4222873.919 | MachineDrives | 568.6567 | 553.6373 | 0.11124
Tech | Primary Resources Industries | Motors Pumps | Motors Pumps | TRC | Turnover | ET566 | Motor Equipment Upgrades | Motor Equipment Upgrades | Equip | 10 | Motors Pumps | 7.993% | Tech/Econ | 1.263% | 77858.9499 | MachineDrives | 10.4846 | 10.2076 | 0.17276
Tech | Primary Resources Industries | Motors Pumps | Motors Pumps | TRC | New | EN574 | Pump Equipment Upgrade | Pump Equipment Upgrade | Equip | 15 | Motors Pumps | 72.19% | Tech/Econ | 6.784% | 224943.9345 | MachineDrives | 30.2912 | 29.4911 | 0.11124
Tech | Primary Resources Industries | Motors Pumps | Motors Pumps | TRC | New | EN565 | Motor Equipment Upgrades | Motor Equipment Upgrades | Equip | 10 | Motors Pumps | 7.993% | Tech/Econ | 1.263% | 0 | MachineDrives | 0 | 0 | 0.17276
Tech | Primary Resources Industries | Motors Pumps | Motors Pumps | TRC | Existing | EE573 | Pump Equipment Upgrade | Pump Equipment Upgrade | Equip | 15 | Motors Pumps | 72.19% | Tech/Econ | 6.784% | 0 | MachineDrives | 0 | 0 | 0.11124
Tech | Primary Resources Industries | Motors Pumps | Motors Pumps | TRC | Existing | EE564 | Motor Equipment Upgrades | Motor Equipment Upgrades | Equip | 10 | Motors Pumps | 7.993% | Tech/Econ | 1.263% | 0 | MachineDrives | 0 | 0 | 0.17276
Tech | Primary Resources Industries | Motors Fans Blowers | Motors Fans Blowers | TRC | New | NN563 | Plant Energy Management | Plant Energy Management | NonEquip | 10.5 | Motors Fans Blowers | 27.36% | Tech/Econ | 12% | 90920.2643 | MachineDrives | 12.2434 | 11.92 | 0.023178
Tech | Primary Resources Industries | Motors Fans Blowers | Motors Fans Blowers | TRC | New | NN561 | Fan System Optimization | Fan System Optimization | NonEquip | 10 | Motors Fans Blowers | 91.5% | Tech/Econ | 6.928% | 73425.1979 | MachineDrives | 9.8875 | 9.6264 | 0.0032552
Tech | Primary Resources Industries | Motors Fans Blowers | Motors Fans Blowers | TRC | New | NN559 | Fan Improved Controls | Fan Improved Controls | NonEquip | 15 | Motors Fans Blowers | 33.06% | Tech/Econ | 15.88% | 153436.2951 | MachineDrives | 20.6619 | 20.1162 | 0.024602
Tech | Primary Resources Industries | Motors Fans Blowers | Motors Fans Blowers | TRC | Existing | NE562 | Plant Energy Management | Plant Energy Management | NonEquip | 10.5 | Motors Fans Blowers | 27.36% | Tech/Econ | 12% | 1706846.682 | MachineDrives | 229.8458 | 223.7751 | 0.023178
Tech | Primary Resources Industries | Motors Fans Blowers | Motors Fans Blowers | TRC | Existing | NE560 | Fan System Optimization | Fan System Optimization | NonEquip | 10 | Motors Fans Blowers | 91.5% | Tech/Econ | 6.928% | 3186970.862 | MachineDrives | 429.1609 | 417.8259 | 0.0032552
Tech | Primary Resources Industries | Motors Fans Blowers | Motors Fans Blowers | TRC | Existing | NE558 | Fan Improved Controls | Fan Improved Controls | NonEquip | 15 | Motors Fans Blowers | 33.06% | Tech/Econ | 15.88% | 2880460.52 | MachineDrives | 387.8859 | 377.641 | 0.024602
Tech | Primary Resources Industries | Motors Fans Blowers | Motors Fans Blowers | TRC | Turnover | ET557 | Fan Equipment Upgrades | Fan Equipment Upgrades | Equip | 15 | Motors Fans Blowers | 73.47% | Tech/Econ | 6.784% | 2347126.92 | MachineDrives | 316.0666 | 307.7186 | 0.11124
Tech | Primary Resources Industries | Motors Fans Blowers | Motors Fans Blowers | TRC | New | EN556 | Fan Equipment Upgrades | Fan Equipment Upgrades | Equip | 15 | Motors Fans Blowers | 73.47% | Tech/Econ | 6.784% | 0 | MachineDrives | 0 | 0 | 0.11124
Tech | Primary Resources Industries | Motors Fans Blowers | Motors Fans Blowers | TRC | Existing | EE555 | Fan Equipment Upgrades | Fan Equipment Upgrades | Equip | 15 | Motors Fans Blowers | 73.47% | Tech/Econ | 6.784% | 0 | MachineDrives | 0 | 0 | 0.11124
Tech | Primary Resources Industries | Industrial Lighting | Industrial Lighting | TRC | New | NN554 | Lighting Controls | Lighting Controls | NonEquip | 10 | Industrial Lighting | 30% | Tech/Econ | 25.51% | 35733.2818 | Lighting | 5.1005 | 4.9578 | 0.14699
Tech | Primary Resources Industries | Industrial Lighting | Industrial Lighting | TRC | Existing | NE553 | Lighting Controls | Lighting Controls | NonEquip | 10 | Industrial Lighting | 30% | Tech/Econ | 25.51% | 1133597.916 | Lighting | 161.8067 | 157.2804 | 0.14699
Tech | Primary Resources Industries | Industrial Lighting | Industrial Lighting | TRC | Turnover | ET552 | Efficient Lighting - Other Interior Lighting | Efficient Lighting - Other Interior Lighting | Equip | 14.4667 | Industrial Lighting | 41.12% | Tech/Econ | 38.99% | 2828516.392 | Lighting | 403.7347 | 392.441 | 0.39837
Tech | Primary Resources Industries | Industrial Lighting | Industrial Lighting | TRC | Turnover | ET549 | Efficient Lighting - High Bay | Efficient Lighting - High Bay | Equip | 13.6667 | Industrial Lighting | 41.12% | Tech/Econ | 48.41% | 4384293.623 | Lighting | 625.802 | 608.2964 | 0.21586
Tech | Primary Resources Industries | Industrial Lighting | Industrial Lighting | TRC | New | EN551 | Efficient Lighting - Other Interior Lighting | Efficient Lighting - Other Interior Lighting | Equip | 14.4667 | Industrial Lighting | 41.12% | Tech/Econ | 38.99% | 150669.3369 | Lighting | 21.5061 | 20.9045 | 0.39837
Tech | Primary Resources Industries | Industrial Lighting | Industrial Lighting | TRC | New | EN548 | Efficient Lighting - High Bay | Efficient Lighting - High Bay | Equip | 13.6667 | Industrial Lighting | 41.12% | Tech/Econ | 48.41% | 233542.4377 | Lighting | 33.3352 | 32.4027 | 0.21586
Tech | Primary Resources Industries | Industrial Lighting | Industrial Lighting | TRC | Existing | EE550 | Efficient Lighting - Other Interior Lighting | Efficient Lighting - Other Interior Lighting | Equip | 14.4667 | Industrial Lighting | 41.12% | Tech/Econ | 38.99% | 0 | Lighting | 0 | 0 | 0.39837
Tech | Primary Resources Industries | Industrial Lighting | Industrial Lighting | TRC | Existing | EE547 | Efficient Lighting - High Bay | Efficient Lighting - High Bay | Equip | 13.6667 | Industrial Lighting | 41.12% | Tech/Econ | 48.41% | 0 | Lighting | 0 | 0 | 0.21586
Tech | Primary Resources Industries | HVAC | HVAC | TRC | New | NN546 | HVAC Improved Controls | HVAC Improved Controls | NonEquip | 15 | HVAC | 9.958% | Tech/Econ | 1.66% | 2201.2108 | HVAC | 0.31357 | 0.30596 | 0.031159
Tech | Primary Resources Industries | HVAC | HVAC | TRC | New | NN541 | Building Envelope Improvements | Building Envelope Improvements | NonEquip | 15 | HVAC | 9.958% | Tech/Econ | 10.67% | 14297.3291 | HVAC | 2.0367 | 1.9873 | 0.12994
Tech | Primary Resources Industries | HVAC | HVAC | TRC | Existing | NE545 | HVAC Improved Controls | HVAC Improved Controls | NonEquip | 15 | HVAC | 9.958% | Tech/Econ | 1.66% | 41323.3448 | HVAC | 5.8867 | 5.7438 | 0.031159
Tech | Primary Resources Industries | HVAC | HVAC | TRC | Existing | NE540 | Building Envelope Improvements | Building Envelope Improvements | NonEquip | 15 | HVAC | 9.958% | Tech/Econ | 10.67% | 268403.849 | HVAC | 38.2351 | 37.3075 | 0.12994
Tech | Primary Resources Industries | HVAC | HVAC | TRC | Turnover | ET544 | HVAC Equipment Upgrades | HVAC Equipment Upgrades | Equip | 18 | HVAC | 9.958% | Tech/Econ | 24.15% | 622590.8726 | HVAC | 88.6904 | 86.5386 | 0.23957
Tech | Primary Resources Industries | HVAC | HVAC | TRC | New | EN543 | HVAC Equipment Upgrades | HVAC Equipment Upgrades | Equip | 18 | HVAC | 9.958% | Tech/Econ | 24.15% | 33164.1543 | HVAC | 4.7244 | 4.6097 | 0.23957
Tech | Primary Resources Industries | HVAC | HVAC | TRC | Existing | EE542 | HVAC Equipment Upgrades | HVAC Equipment Upgrades | Equip | 18 | HVAC | 9.958% | Tech/Econ | 24.15% | 0 | HVAC | 0 | 0 | 0.23957
Tech | Primary Resources Industries | Exterior Lighting | Exterior Lighting | TRC | New | NN539 | Lighting Controls - Exterior | Lighting Controls - Exterior | NonEquip | 10 | Exterior Lighting | 17% | Tech/Econ | 28% | 5589.5318 | Exterior | 0 | 0 | 0.14699
Tech | Primary Resources Industries | Exterior Lighting | Exterior Lighting | TRC | Existing | NE538 | Lighting Controls - Exterior | Lighting Controls - Exterior | NonEquip | 10 | Exterior Lighting | 17% | Tech/Econ | 28% | 104932.3154 | Exterior | 0 | 0 | 0.14699
Tech | Primary Resources Industries | Exterior Lighting | Exterior Lighting | TRC | Turnover | ET537 | Efficient Lighting - Exterior | Efficient Lighting - Exterior | Equip | 13.6 | Exterior Lighting | 15.29% | Tech/Econ | 78.74% | 301705.8917 | Exterior | 0 | 0 | 0.1144
Tech | Primary Resources Industries | Exterior Lighting | Exterior Lighting | TRC | New | EN536 | Efficient Lighting - Exterior | Efficient Lighting - Exterior | Equip | 13.6 | Exterior Lighting | 15.29% | Tech/Econ | 78.74% | 16071.2615 | Exterior | 0 | 0 | 0.1144
Tech | Primary Resources Industries | Exterior Lighting | Exterior Lighting | TRC | Existing | EE535 | Efficient Lighting - Exterior | Efficient Lighting - Exterior | Equip | 13.6 | Exterior Lighting | 15.29% | Tech/Econ | 78.74% | 0 | Exterior | 0 | 0 | 0.1144
Tech | Primary Resources Industries | Compressed Air | Compressed Air | TRC | New | NN534 | Plant Energy Management | Plant Energy Management | NonEquip | 10.5 | Compressed Air | 27.36% | Tech/Econ | 12% | 95958.4874 | MachineDrives | 12.9219 | 12.5806 | 0.023178
Tech | Primary Resources Industries | Compressed Air | Compressed Air | TRC | New | NN532 | Compressed Air System Optimization | Compressed Air System Optimization | NonEquip | 10 | Compressed Air | 25.94% | Tech/Econ | 10.65% | 78103.8528 | MachineDrives | 10.5175 | 10.2398 | 0.045746
Tech | Primary Resources Industries | Compressed Air | Compressed Air | TRC | New | NN527 | Compressed Air Controls | Compressed Air Controls | NonEquip | 12.5 | Compressed Air | 91.5% | Tech/Econ | 3.038% | 0 | MachineDrives | 0 | 0 | 0.045537
Tech | Primary Resources Industries | Compressed Air | Compressed Air | TRC | Existing | NE533 | Plant Energy Management | Plant Energy Management | NonEquip | 10.5 | Compressed Air | 27.36% | Tech/Econ | 12% | 1801429.28 | MachineDrives | 242.5824 | 236.1753 | 0.023178
Tech | Primary Resources Industries | Compressed Air | Compressed Air | TRC | Existing | NE531 | Compressed Air System Optimization | Compressed Air System Optimization | NonEquip | 10 | Compressed Air | 25.94% | Tech/Econ | 10.65% | 1466244.121 | MachineDrives | 197.446 | 192.231 | 0.045746
Tech | Primary Resources Industries | Compressed Air | Compressed Air | TRC | Existing | NE526 | Compressed Air Controls | Compressed Air Controls | NonEquip | 12.5 | Compressed Air | 91.5% | Tech/Econ | 3.038% | 1351630.448 | MachineDrives | 182.012 | 177.2047 | 0.045537
Tech | Primary Resources Industries | Compressed Air | Compressed Air | TRC | Turnover | ET530 | Compressed Air Equipment | Compressed Air Equipment | Equip | 15 | Compressed Air | 91.5% | Tech/Econ | 6.3% | 2974072.316 | MachineDrives | 400.4918 | 389.9139 | 0.12087
Tech | Primary Resources Industries | Compressed Air | Compressed Air | TRC | New | EN529 | Compressed Air Equipment | Compressed Air Equipment | Equip | 15 | Compressed Air | 91.5% | Tech/Econ | 6.3% | 80848.2893 | MachineDrives | 10.8871 | 10.5996 | 0.12087
Tech | Primary Resources Industries | Compressed Air | Compressed Air | TRC | Existing | EE528 | Compressed Air Equipment | Compressed Air Equipment | Equip | 15 | Compressed Air | 91.5% | Tech/Econ | 6.3% | 0 | MachineDrives | 0 | 0 | 0.12087
Tech | Stone/Clay/Glass/Concrete | Process Specific | Process Specific | TRC | New | NN674 | Process Other Systems Optimization | Process Other Systems Optimization | NonEquip | 5.3333 | Process Specific | 27.36% | Tech/Econ | 12% | 17200.9697 | ProcessHeating | 2.3681 | 2.3097 | 0.023178
Tech | Stone/Clay/Glass/Concrete | Process Specific | Process Specific | TRC | New | NN672 | Plant Energy Management | Plant Energy Management | NonEquip | 10.5 | Process Specific | 27.36% | Tech/Econ | 12% | 17784.9552 | ProcessHeating | 2.4485 | 2.3881 | 0.023178
Tech | Stone/Clay/Glass/Concrete | Process Specific | Process Specific | TRC | Existing | NE673 | Process Other Systems Optimization | Process Other Systems Optimization | NonEquip | 5.3333 | Process Specific | 27.36% | Tech/Econ | 12% | 333877.0743 | ProcessHeating | 45.9656 | 44.8322 | 0.023178
Tech | Stone/Clay/Glass/Concrete | Process Specific | Process Specific | TRC | Existing | NE671 | Plant Energy Management | Plant Energy Management | NonEquip | 10.5 | Process Specific | 27.36% | Tech/Econ | 12% | 322913.9103 | ProcessHeating | 44.4563 | 43.3601 | 0.023178
Tech | Stone/Clay/Glass/Concrete | Process Heating | Process Heating | TRC | New | NN670 | Process Heat System Optimization | Process Heat System Optimization | NonEquip | 2 | Process Heating | 1.808% | Tech/Econ | 26.85% | 13710.6573 | ProcessHeating | 1.8876 | 1.841 | 0.32569
Tech | Stone/Clay/Glass/Concrete | Process Heating | Process Heating | TRC | New | NN668 | Process Heat Improved Controls | Process Heat Improved Controls | NonEquip | 15 | Process Heating | 36.23% | Tech/Econ | 2.283% | 22489.2033 | ProcessHeating | 3.0961 | 3.0198 | 0.89743
Tech | Stone/Clay/Glass/Concrete | Process Heating | Process Heating | TRC | New | NN663 | Plant Energy Management | Plant Energy Management | NonEquip | 10.5 | Process Heating | 27.36% | Tech/Econ | 12% | 92287.7753 | ProcessHeating | 12.7055 | 12.3922 | 0.023178
Tech | Stone/Clay/Glass/Concrete | Process Heating | Process Heating | TRC | Existing | NE669 | Process Heat System Optimization | Process Heat System Optimization | NonEquip | 2 | Process Heating | 1.808% | Tech/Econ | 26.85% | 257390.2545 | ProcessHeating | 35.4355 | 34.5618 | 0.32569
Tech | Stone/Clay/Glass/Concrete | Process Heating | Process Heating | TRC | Existing | NE667 | Process Heat Improved Controls | Process Heat Improved Controls | NonEquip | 15 | Process Heating | 36.23% | Tech/Econ | 2.283% | 422189.9667 | ProcessHeating | 58.1238 | 56.6907 | 0.89743
Tech | Stone/Clay/Glass/Concrete | Process Heating | Process Heating | TRC | Existing | NE662 | Plant Energy Management | Plant Energy Management | NonEquip | 10.5 | Process Heating | 27.36% | Tech/Econ | 12% | 1732518.971 | ProcessHeating | 238.5197 | 232.6386 | 0.023178
Tech | Stone/Clay/Glass/Concrete | Process Heating | Process Heating | TRC | Turnover | ET666 | Process Heat Equipment Upgrade | Process Heat Equipment Upgrade | Equip | 10 | Process Heating | 25% | Tech/Econ | 75% | 12235453.1 | ProcessHeating | 1684.4817 | 1642.948 | 0.232
Tech | Stone/Clay/Glass/Concrete | Process Heating | Process Heating | TRC | New | EN665 | Process Heat Equipment Upgrade | Process Heat Equipment Upgrade | Equip | 10 | Process Heating | 25% | Tech/Econ | 75% | 651757.7958 | ProcessHeating | 89.7289 | 87.5165 | 0.232
Tech | Stone/Clay/Glass/Concrete | Process Heating | Process Heating | TRC | Existing | EE664 | Process Heat Equipment Upgrade | Process Heat Equipment Upgrade | Equip | 10 | Process Heating | 25% | Tech/Econ | 75% | 0 | ProcessHeating | 0 | 0 | 0.232
Tech | Stone/Clay/Glass/Concrete | Process Cooling | Process Cooling | TRC | New | NN658 | Process Refrig Controls | Process Refrig Controls | NonEquip | 15 | Process Cooling | 33.75% | Tech/Econ | 6% | 10266.5004 | ProcessHeating | 1.4134 | 1.3786 | 0.88
Tech | Stone/Clay/Glass/Concrete | Process Cooling | Process Cooling | TRC | New | NN656 | Plant Energy Management | Plant Energy Management | NonEquip | 10.5 | Process Cooling | 27.36% | Tech/Econ | 12% | 17583.1401 | ProcessHeating | 2.4207 | 2.361 | 0.023178
Tech | Stone/Clay/Glass/Concrete | Process Cooling | Process Cooling | TRC | Existing | NE657 | Process Refrig Controls | Process Refrig Controls | NonEquip | 15 | Process Cooling | 33.75% | Tech/Econ | 6% | 192733.0742 | ProcessHeating | 26.534 | 25.8797 | 0.88
Tech | Stone/Clay/Glass/Concrete | Process Cooling | Process Cooling | TRC | Existing | NE655 | Plant Energy Management | Plant Energy Management | NonEquip | 10.5 | Process Cooling | 27.36% | Tech/Econ | 12% | 330088.3965 | ProcessHeating | 45.444 | 44.3235 | 0.023178
Tech | Stone/Clay/Glass/Concrete | Process Cooling | Process Cooling | TRC | Turnover | ET661 | Process Refrig Equipment Upgrade | Process Refrig Equipment Upgrade | Equip | 10 | Process Cooling | 21% | Tech/Econ | 10.03% | 204888.3375 | ProcessHeating | 28.2074 | 27.5119 | 0.25761
Tech | Stone/Clay/Glass/Concrete | Process Cooling | Process Cooling | TRC | New | EN660 | Process Refrig Equipment Upgrade | Process Refrig Equipment Upgrade | Equip | 10 | Process Cooling | 21% | Tech/Econ | 10.03% | 10913.9865 | ProcessHeating | 1.5026 | 1.4655 | 0.25761
Tech | Stone/Clay/Glass/Concrete | Process Cooling | Process Cooling | TRC | Existing | EE659 | Process Refrig Equipment Upgrade | Process Refrig Equipment Upgrade | Equip | 10 | Process Cooling | 21% | Tech/Econ | 10.03% | 0 | ProcessHeating | 0 | 0 | 0.25761
Tech | Stone/Clay/Glass/Concrete | Other | Other | TRC | New | NN654 | Plant Energy Management | Plant Energy Management | NonEquip | 10.5 | Other | 27.36% | Tech/Econ | 12% | 13294.5693 | Other | 1.9179 | 1.9506 | 0.023178
Tech | Stone/Clay/Glass/Concrete | Other | Other | TRC | Existing | NE653 | Plant Energy Management | Plant Energy Management | NonEquip | 10.5 | Other | 27.36% | Tech/Econ | 12% | 249579.0317 | Other | 36.0051 | 36.6192 | 0.023178
Tech | Stone/Clay/Glass/Concrete | Motors Pumps | Motors Pumps | TRC | New | NN652 | Pump System Optimization | Pump System Optimization | NonEquip | 10 | Motors Pumps | 77.48% | Tech/Econ | 2.389% | 0 | MachineDrives | 0 | 0 | 0.0090771
Tech | Stone/Clay/Glass/Concrete | Motors Pumps | Motors Pumps | TRC | New | NN650 | Pump Improved Controls | Pump Improved Controls | NonEquip | 15 | Motors Pumps | 33.99% | Tech/Econ | 1.792% | 0 | MachineDrives | 0 | 0 | 0.063804
Tech | Stone/Clay/Glass/Concrete | Motors Pumps | Motors Pumps | TRC | New | NN645 | Plant Energy Management | Plant Energy Management | NonEquip | 10.5 | Motors Pumps | 27.36% | Tech/Econ | 12% | 106182.1411 | MachineDrives | 14.2986 | 13.9209 | 0.023178
Tech | Stone/Clay/Glass/Concrete | Motors Pumps | Motors Pumps | TRC | New | NN643 | Motor Optimization | Motor Optimization | NonEquip | 10 | Motors Pumps | 77.48% | Tech/Econ | 3.714% | 84383.5422 | MachineDrives | 11.3632 | 11.0631 | 0.065314
Tech | Stone/Clay/Glass/Concrete | Motors Pumps | Motors Pumps | TRC | New | NN641 | Motor Improved Controls | Motor Improved Controls | NonEquip | 15 | Motors Pumps | 33.71% | Tech/Econ | 1.792% | 0 | MachineDrives | 0 | 0 | 0.063804
Tech | Stone/Clay/Glass/Concrete | Motors Pumps | Motors Pumps | TRC | Existing | NE651 | Pump System Optimization | Pump System Optimization | NonEquip | 10 | Motors Pumps | 77.48% | Tech/Econ | 2.389% | 1028249.117 | MachineDrives | 138.4651 | 134.808 | 0.0090771
Tech | Stone/Clay/Glass/Concrete | Motors Pumps | Motors Pumps | TRC | Existing | NE649 | Pump Improved Controls | Pump Improved Controls | NonEquip | 15 | Motors Pumps | 33.99% | Tech/Econ | 1.792% | 330153.1379 | MachineDrives | 44.4588 | 43.2845 | 0.063804
Tech | Stone/Clay/Glass/Concrete | Motors Pumps | Motors Pumps | TRC | Existing | NE644 | Plant Energy Management | Plant Energy Management | NonEquip | 10.5 | Motors Pumps | 27.36% | Tech/Econ | 12% | 1993357.993 | MachineDrives | 268.4277 | 261.338 | 0.023178
Tech | Stone/Clay/Glass/Concrete | Motors Pumps | Motors Pumps | TRC | Existing | NE642 | Motor Optimization | Motor Optimization | NonEquip | 10 | Motors Pumps | 77.48% | Tech/Econ | 3.714% | 1689795.746 | MachineDrives | 227.5497 | 221.5396 | 0.065314
Tech | Stone/Clay/Glass/Concrete | Motors Pumps | Motors Pumps | TRC | Existing | NE640 | Motor Improved Controls | Motor Improved Controls | NonEquip | 15 | Motors Pumps | 33.71% | Tech/Econ | 1.792% | 329437.3836 | MachineDrives | 44.3624 | 43.1907 | 0.063804
Tech | Stone/Clay/Glass/Concrete | Motors Pumps | Motors Pumps | TRC | Turnover | ET648 | Pump Equipment Upgrade | Pump Equipment Upgrade | Equip | 15 | Motors Pumps | 75.53% | Tech/Econ | 3.425% | 1475356.489 | MachineDrives | 198.6731 | 193.4257 | 0.1824
Tech | Stone/Clay/Glass/Concrete | Motors Pumps | Motors Pumps | TRC | Turnover | ET639 | Motor Equipment Upgrades | Motor Equipment Upgrades | Equip | 10 | Motors Pumps | 77.48% | Tech/Econ | 1.077% | 449576.1969 | MachineDrives | 60.5404 | 58.9414 | 0.061216
Tech | Stone/Clay/Glass/Concrete | Motors Pumps | Motors Pumps | TRC | New | EN647 | Pump Equipment Upgrade | Pump Equipment Upgrade | Equip | 15 | Motors Pumps | 75.53% | Tech/Econ | 3.425% | 0 | MachineDrives | 0 | 0 | 0.1824
Tech | Stone/Clay/Glass/Concrete | Motors Pumps | Motors Pumps | TRC | New | EN638 | Motor Equipment Upgrades | Motor Equipment Upgrades | Equip | 10 | Motors Pumps | 77.48% | Tech/Econ | 1.077% | 0 | MachineDrives | 0 | 0 | 0.061216
Tech | Stone/Clay/Glass/Concrete | Motors Pumps | Motors Pumps | TRC | Existing | EE646 | Pump Equipment Upgrade | Pump Equipment Upgrade | Equip | 15 | Motors Pumps | 75.53% | Tech/Econ | 3.425% | 0 | MachineDrives | 0 | 0 | 0.1824
Tech | Stone/Clay/Glass/Concrete | Motors Pumps | Motors Pumps | TRC | Existing | EE637 | Motor Equipment Upgrades | Motor Equipment Upgrades | Equip | 10 | Motors Pumps | 77.48% | Tech/Econ | 1.077% | 0 | MachineDrives | 0 | 0 | 0.061216
Tech | Stone/Clay/Glass/Concrete | Motors Fans Blowers | Motors Fans Blowers | TRC | New | NN636 | Plant Energy Management | Plant Energy Management | NonEquip | 10.5 | Motors Fans Blowers | 27.36% | Tech/Econ | 12% | 61776.9425 | MachineDrives | 8.3189 | 8.0992 | 0.023178
Tech | Stone/Clay/Glass/Concrete | Motors Fans Blowers | Motors Fans Blowers | TRC | New | NN634 | Fan Improved Controls | Fan Improved Controls | NonEquip | 15 | Motors Fans Blowers | 34.37% | Tech/Econ | 15.88% | 108597.9227 | MachineDrives | 14.6239 | 14.2377 | 0.024602
Tech | Stone/Clay/Glass/Concrete | Motors Fans Blowers | Motors Fans Blowers | TRC | Existing | NE635 | Plant Energy Management | Plant Energy Management | NonEquip | 10.5 | Motors Fans Blowers | 27.36% | Tech/Econ | 12% | 1159738.922 | MachineDrives | 156.1717 | 152.0469 | 0.023178
Tech | Stone/Clay/Glass/Concrete | Motors Fans Blowers | Motors Fans Blowers | TRC | Existing | NE633 | Fan Improved Controls | Fan Improved Controls | NonEquip | 15 | Motors Fans Blowers | 34.37% | Tech/Econ | 15.88% | 2038709.481 | MachineDrives | 274.5348 | 267.2838 | 0.024602
Tech | Stone/Clay/Glass/Concrete | Motors Fans Blowers | Motors Fans Blowers | TRC | Turnover | ET632 | Fan Equipment Upgrades | Fan Equipment Upgrades | Equip | 15 | Motors Fans Blowers | 76.37% | Tech/Econ | 3.425% | 893579.2365 | MachineDrives | 120.3303 | 117.1522 | 0.1824
Tech | Stone/Clay/Glass/Concrete | Motors Fans Blowers | Motors Fans Blowers | TRC | New | EN631 | Fan Equipment Upgrades | Fan Equipment Upgrades | Equip | 15 | Motors Fans Blowers | 76.37% | Tech/Econ | 3.425% | 23853.9795 | MachineDrives | 3.2122 | 3.1274 | 0.1824
Tech | Stone/Clay/Glass/Concrete | Motors Fans Blowers | Motors Fans Blowers | TRC | Existing | EE630 | Fan Equipment Upgrades | Fan Equipment Upgrades | Equip | 15 | Motors Fans Blowers | 76.37% | Tech/Econ | 3.425% | 0 | MachineDrives | 0 | 0 | 0.1824
Tech | Stone/Clay/Glass/Concrete | Industrial Lighting | Industrial Lighting | TRC | New | NN629 | Lighting Controls | Lighting Controls | NonEquip | 10 | Industrial Lighting | 30% | Tech/Econ | 17.43% | 24089.7985 | Lighting | 3.4385 | 3.3423 | 0.14989
Tech | Stone/Clay/Glass/Concrete | Industrial Lighting | Industrial Lighting | TRC | Existing | NE628 | Lighting Controls | Lighting Controls | NonEquip | 10 | Industrial Lighting | 30% | Tech/Econ | 17.43% | 452237.9366 | Lighting | 64.5512 | 62.7455 | 0.14989
Tech | Stone/Clay/Glass/Concrete | Industrial Lighting | Industrial Lighting | TRC | Turnover | ET627 | Efficient Lighting - Other Interior Lighting | Efficient Lighting - Other Interior Lighting | Equip | 14.4667 | Industrial Lighting | 41.63% | Tech/Econ | 38.99% | 1676557.19 | Lighting | 239.3072 | 232.613 | 0.39837
Tech | Stone/Clay/Glass/Concrete | Industrial Lighting | Industrial Lighting | TRC | Turnover | ET624 | Efficient Lighting - High Bay | Efficient Lighting - High Bay | Equip | 13.6667 | Industrial Lighting | 20% | Tech/Econ | 48.41% | 1107004.507 | Lighting | 158.0108 | 153.5907 | 0.21586
Tech | Stone/Clay/Glass/Concrete | Industrial Lighting | Industrial Lighting | TRC | New | EN626 | Efficient Lighting - Other Interior Lighting | Efficient Lighting - Other Interior Lighting | Equip | 14.4667 | Industrial Lighting | 41.63% | Tech/Econ | 38.99% | 89306.8045 | Lighting | 12.7474 | 12.3908 | 0.39837
Tech | Stone/Clay/Glass/Concrete | Industrial Lighting | Industrial Lighting | TRC | New | EN623 | Efficient Lighting - High Bay | Efficient Lighting - High Bay | Equip | 13.6667 | Industrial Lighting | 20% | Tech/Econ | 48.41% | 58967.8872 | Lighting | 8.4169 | 8.1815 | 0.21586
Tech | Stone/Clay/Glass/Concrete | Industrial Lighting | Industrial Lighting | TRC | Existing | EE625 | Efficient Lighting - Other Interior Lighting | Efficient Lighting - Other Interior Lighting | Equip | 14.4667 | Industrial Lighting | 41.63% | Tech/Econ | 38.99% | 0 | Lighting | 0 | 0 | 0.39837
Tech | Stone/Clay/Glass/Concrete | Industrial Lighting | Industrial Lighting | TRC | Existing | EE622 | Efficient Lighting - High Bay | Efficient Lighting - High Bay | Equip | 13.6667 | Industrial Lighting | 20% | Tech/Econ | 48.41% | 0 | Lighting | 0 | 0 | 0.21586
Tech | Stone/Clay/Glass/Concrete | HVAC | HVAC | TRC | New | NN621 | HVAC Improved Controls | HVAC Improved Controls | NonEquip | 15 | HVAC | 1.319% | Tech/Econ | 10.25% | 1190.6038 | HVAC | 0.16961 | 0.16549 | 0.040722
Tech | Stone/Clay/Glass/Concrete | HVAC | HVAC | TRC | New | NN616 | Building Envelope Improvements | Building Envelope Improvements | NonEquip | 15 | HVAC | 1.319% | Tech/Econ | 54.44% | 6377.5803 | HVAC | 0.90851 | 0.88647 | 0.15485
Tech | Stone/Clay/Glass/Concrete | HVAC | HVAC | TRC | Existing | NE620 | HVAC Improved Controls | HVAC Improved Controls | NonEquip | 15 | HVAC | 1.319% | Tech/Econ | 10.25% | 22351.2121 | HVAC | 3.184 | 3.1068 | 0.040722
Tech | Stone/Clay/Glass/Concrete | HVAC | HVAC | TRC | Existing | NE615 | Building Envelope Improvements | Building Envelope Improvements | NonEquip | 15 | HVAC | 1.319% | Tech/Econ | 54.44% | 119726.3537 | HVAC | 17.0555 | 16.6417 | 0.15485
Tech | Stone/Clay/Glass/Concrete | HVAC | HVAC | TRC | Turnover | ET619 | HVAC Equipment Upgrades | HVAC Equipment Upgrades | Equip | 18 | HVAC | 1.319% | Tech/Econ | 12.46% | 27200.6236 | HVAC | 3.8748 | 3.7808 | 0.1245
Tech | Stone/Clay/Glass/Concrete | HVAC | HVAC | TRC | New | EN618 | HVAC Equipment Upgrades | HVAC Equipment Upgrades | Equip | 18 | HVAC | 1.319% | Tech/Econ | 12.46% | 1448.9221 | HVAC | 0.2064 | 0.2014 | 0.1245
Tech | Stone/Clay/Glass/Concrete | HVAC | HVAC | TRC | Existing | EE617 | HVAC Equipment Upgrades | HVAC Equipment Upgrades | Equip | 18 | HVAC | 1.319% | Tech/Econ | 12.46% | 0 | HVAC | 0 | 0 | 0.1245
Tech | Stone/Clay/Glass/Concrete | Exterior Lighting | Exterior Lighting | TRC | New | NN614 | Lighting Controls - Exterior | Lighting Controls - Exterior | NonEquip | 10 | Exterior Lighting | 17% | Tech/Econ | 28% | 2901.9228 | Exterior | 0 | 0 | 0.14989
Tech | Stone/Clay/Glass/Concrete | Exterior Lighting | Exterior Lighting | TRC | Existing | NE613 | Lighting Controls - Exterior | Lighting Controls - Exterior | NonEquip | 10 | Exterior Lighting | 17% | Tech/Econ | 28% | 54477.8155 | Exterior | 0 | 0 | 0.14989
Tech | Stone/Clay/Glass/Concrete | Exterior Lighting | Exterior Lighting | TRC | Turnover | ET612 | Efficient Lighting - Exterior | Efficient Lighting - Exterior | Equip | 13.6 | Exterior Lighting | 15.29% | Tech/Econ | 78.74% | 156636.9505 | Exterior | 0 | 0 | 0.1144
Tech | Stone/Clay/Glass/Concrete | Exterior Lighting | Exterior Lighting | TRC | New | EN611 | Efficient Lighting - Exterior | Efficient Lighting - Exterior | Equip | 13.6 | Exterior Lighting | 15.29% | Tech/Econ | 78.74% | 8343.733 | Exterior | 0 | 0 | 0.1144
Tech | Stone/Clay/Glass/Concrete | Exterior Lighting | Exterior Lighting | TRC | Existing | EE610 | Efficient Lighting - Exterior | Efficient Lighting - Exterior | Equip | 13.6 | Exterior Lighting | 15.29% | Tech/Econ | 78.74% | 0 | Exterior | 0 | 0 | 0.1144
Tech | Stone/Clay/Glass/Concrete | Compressed Air | Compressed Air | TRC | New | NN609 | Plant Energy Management | Plant Energy Management | NonEquip | 10.5 | Compressed Air | 27.36% | Tech/Econ | 12% | 65342.8561 | MachineDrives | 8.7991 | 8.5667 | 0.023178
Tech | Stone/Clay/Glass/Concrete | Compressed Air | Compressed Air | TRC | New | NN607 | Compressed Air System Optimization | Compressed Air System Optimization | NonEquip | 10 | Compressed Air | 25.94% | Tech/Econ | 10.81% | 53955.6623 | MachineDrives | 7.2657 | 7.0738 | 0.061575
Tech | Stone/Clay/Glass/Concrete | Compressed Air | Compressed Air | TRC | New | NN602 | Compressed Air Controls | Compressed Air Controls | NonEquip | 12.5 | Compressed Air | 77.48% | Tech/Econ | 1.027% | 0 | MachineDrives | 0 | 0 | 0.05342
Tech | Stone/Clay/Glass/Concrete | Compressed Air | Compressed Air | TRC | Existing | NE608 | Plant Energy Management | Plant Energy Management | NonEquip | 10.5 | Compressed Air | 27.36% | Tech/Econ | 12% | 1226681.846 | MachineDrives | 165.1863 | 160.8234 | 0.023178
Tech | Stone/Clay/Glass/Concrete | Compressed Air | Compressed Air | TRC | Existing | NE606 | Compressed Air System Optimization | Compressed Air System Optimization | NonEquip | 10 | Compressed Air | 25.94% | Tech/Econ | 10.81% | 1012909.98 | MachineDrives | 136.3995 | 132.7969 | 0.061575
Tech | Stone/Clay/Glass/Concrete | Compressed Air | Compressed Air | TRC | Existing | NE601 | Compressed Air Controls | Compressed Air Controls | NonEquip | 12.5 | Compressed Air | 77.48% | Tech/Econ | 1.027% | 275059.7636 | MachineDrives | 37.0398 | 36.0615 | 0.05342
Tech | Stone/Clay/Glass/Concrete | Compressed Air | Compressed Air | TRC | Turnover | ET605 | Compressed Air Equipment | Compressed Air Equipment | Equip | 15 | Compressed Air | 77.48% | Tech/Econ | 1.973% | 536785.6674 | MachineDrives | 72.2841 | 70.375 | 0.22138
Tech | Stone/Clay/Glass/Concrete | Compressed Air | Compressed Air | TRC | New | EN604 | Compressed Air Equipment | Compressed Air Equipment | Equip | 15 | Compressed Air | 77.48% | Tech/Econ | 1.973% | 17231.6033 | MachineDrives | 2.3204 | 2.2591 | 0.22138
Tech | Stone/Clay/Glass/Concrete | Compressed Air | Compressed Air | TRC | Existing | EE603 | Compressed Air Equipment | Compressed Air Equipment | Equip | 15 | Compressed Air | 77.48% | Tech/Econ | 1.973% | 0 | MachineDrives | 0 | 0 | 0.22138
Tech | Textiles and Leather | Process Specific | Process Specific | TRC | New | NN732 | Process Other Systems Optimization | Process Other Systems Optimization | NonEquip | 5.3333 | Process Specific | 4.344% | Tech/Econ | 42.04% | 40.2359 | ProcessHeating | 0.0055394 | 0.0054028 | 0.05463
Tech | Textiles and Leather | Process Specific | Process Specific | TRC | Existing | NE731 | Process Other Systems Optimization | Process Other Systems Optimization | NonEquip | 5.3333 | Process Specific | 4.344% | Tech/Econ | 42.04% | 755.3497 | ProcessHeating | 0.10399 | 0.10143 | 0.05463
Tech | Textiles and Leather | Process Heating | Process Heating | TRC | New | NN730 | Process Heat System Optimization | Process Heat System Optimization | NonEquip | 2 | Process Heating | 24.47% | Tech/Econ | 8.837% | 357.6027 | ProcessHeating | 0.049232 | 0.048018 | 1.0583
Tech | Textiles and Leather | Process Heating | Process Heating | TRC | Existing | NE729 | Process Heat System Optimization | Process Heat System Optimization | NonEquip | 2 | Process Heating | 24.47% | Tech/Econ | 8.837% | 6713.2782 | ProcessHeating | 0.92423 | 0.90144 | 1.0583
Tech | Textiles and Leather | Process Heating | Process Heating | TRC | Turnover | ET728 | Process Heat Equipment Upgrade | Process Heat Equipment Upgrade | Equip | 10 | Process Heating | 24.47% | Tech/Econ | 27.11% | 22060.9843 | ProcessHeating | 3.0372 | 2.9623 | 0.037357
Tech | Textiles and Leather | Process Heating | Process Heating | TRC | New | EN727 | Process Heat Equipment Upgrade | Process Heat Equipment Upgrade | Equip | 10 | Process Heating | 24.47% | Tech/Econ | 27.11% | 1175.1439 | ProcessHeating | 0.16178 | 0.1578 | 0.037357
Tech | Textiles and Leather | Process Heating | Process Heating | TRC | Existing | EE726 | Process Heat Equipment Upgrade | Process Heat Equipment Upgrade | Equip | 10 | Process Heating | 24.47% | Tech/Econ | 27.11% | 0 | ProcessHeating | 0 | 0 | 0.037357
Tech | Textiles and Leather | Process Cooling | Process Cooling | TRC | New | NN722 | Process Refrig Controls | Process Refrig Controls | NonEquip | 15 | Process Cooling | 33.75% | Tech/Econ | 6% | 191.1644 | ProcessHeating | 0.026318 | 0.025669 | 0.88
Tech | Textiles and Leather | Process Cooling | Process Cooling | TRC | Existing | NE721 | Process Refrig Controls | Process Refrig Controls | NonEquip | 15 | Process Cooling | 33.75% | Tech/Econ | 6% | 3588.7298 | ProcessHeating | 0.49407 | 0.48189 | 0.88
Tech | Textiles and Leather | Process Cooling | Process Cooling | TRC | Turnover | ET725 | Process Refrig Equipment Upgrade | Process Refrig Equipment Upgrade | Equip | 10 | Process Cooling | 21% | Tech/Econ | 14.49% | 5563.4491 | ProcessHeating | 0.76593 | 0.74705 | 0.16463
Tech | Textiles and Leather | Process Cooling | Process Cooling | TRC | New | EN724 | Process Refrig Equipment Upgrade | Process Refrig Equipment Upgrade | Equip | 10 | Process Cooling | 21% | Tech/Econ | 14.49% | 296.3537 | ProcessHeating | 0.0408 | 0.039794 | 0.16463
Tech | Textiles and Leather | Process Cooling | Process Cooling | TRC | Existing | EE723 | Process Refrig Equipment Upgrade | Process Refrig Equipment Upgrade | Equip | 10 | Process Cooling | 21% | Tech/Econ | 14.49% | 0 | ProcessHeating | 0 | 0 | 0.16463
Tech | Textiles and Leather | Motors Pumps | Motors Pumps | TRC | New | NN720 | Pump Improved Controls | Pump Improved Controls | NonEquip | 15 | Motors Pumps | 33.99% | Tech/Econ | 1.792% | 0 | MachineDrives | 0 | 0 | 0.063804
Tech | Textiles and Leather | Motors Pumps | Motors Pumps | TRC | New | NN715 | Motor Optimization | Motor Optimization | NonEquip | 10 | Motors Pumps | 72.03% | Tech/Econ | 27.02% | 11773.7569 | MachineDrives | 1.5855 | 1.5436 | 0.30625
Tech | Textiles and Leather | Motors Pumps | Motors Pumps | TRC | New | NN713 | Motor Improved Controls | Motor Improved Controls | NonEquip | 15 | Motors Pumps | 33.71% | Tech/Econ | 1.792% | 0 | MachineDrives | 0 | 0 | 0.063804
Tech | Textiles and Leather | Motors Pumps | Motors Pumps | TRC | Existing | NE719 | Pump Improved Controls | Pump Improved Controls | NonEquip | 15 | Motors Pumps | 33.99% | Tech/Econ | 1.792% | 5331.9818 | MachineDrives | 0.71801 | 0.69905 | 0.063804
Tech | Textiles and Leather | Motors Pumps | Motors Pumps | TRC | Existing | NE714 | Motor Optimization | Motor Optimization | NonEquip | 10 | Motors Pumps | 72.03% | Tech/Econ | 27.02% | 221028.8112 | MachineDrives | 29.764 | 28.9778 | 0.30625
Tech | Textiles and Leather | Motors Pumps | Motors Pumps | TRC | Existing | NE712 | Motor Improved Controls | Motor Improved Controls | NonEquip | 15 | Motors Pumps | 33.71% | Tech/Econ | 1.792% | 5256.0548 | MachineDrives | 0.70779 | 0.68909 | 0.063804
Tech | Textiles and Leather | Motors Pumps | Motors Pumps | TRC | Turnover | ET718 | Pump Equipment Upgrade | Pump Equipment Upgrade | Equip | 15 | Motors Pumps | 75.53% | Tech/Econ | 4.851% | 33514.1734 | MachineDrives | 4.5131 | 4.3939 | 0.12788
Tech | Textiles and Leather | Motors Pumps | Motors Pumps | TRC | Turnover | ET711 | Motor Equipment Upgrades | Motor Equipment Upgrades | Equip | 10 | Motors Pumps | 21% | Tech/Econ | 3.252% | 6018.186 | MachineDrives | 0.81042 | 0.78901 | 0.14068
Tech | Textiles and Leather | Motors Pumps | Motors Pumps | TRC | New | EN717 | Pump Equipment Upgrade | Pump Equipment Upgrade | Equip | 15 | Motors Pumps | 75.53% | Tech/Econ | 4.851% | 661.0449 | MachineDrives | 0.089017 | 0.086666 | 0.12788
Tech | Textiles and Leather | Motors Pumps | Motors Pumps | TRC | New | EN710 | Motor Equipment Upgrades | Motor Equipment Upgrades | Equip | 10 | Motors Pumps | 21% | Tech/Econ | 3.252% | 0 | MachineDrives | 0 | 0 | 0.14068
Tech | Textiles and Leather | Motors Pumps | Motors Pumps | TRC | Existing | EE716 | Pump Equipment Upgrade | Pump Equipment Upgrade | Equip | 15 | Motors Pumps | 75.53% | Tech/Econ | 4.851% | 0 | MachineDrives | 0 | 0 | 0.12788
Tech | Textiles and Leather | Motors Pumps | Motors Pumps | TRC | Existing | EE709 | Motor Equipment Upgrades | Motor Equipment Upgrades | Equip | 10 | Motors Pumps | 21% | Tech/Econ | 3.252% | 0 | MachineDrives | 0 | 0 | 0.14068
Tech | Textiles and Leather | Motors Fans Blowers | Motors Fans Blowers | TRC | New | NN708 | Fan Improved Controls | Fan Improved Controls | NonEquip | 15 | Motors Fans Blowers | 34.37% | Tech/Econ | 15.88% | 2031.7188 | MachineDrives | 0.27359 | 0.26637 | 0.024602
Tech | Textiles and Leather | Motors Fans Blowers | Motors Fans Blowers | TRC | Existing | NE707 | Fan Improved Controls | Fan Improved Controls | NonEquip | 15 | Motors Fans Blowers | 34.37% | Tech/Econ | 15.88% | 38141.4693 | MachineDrives | 5.1362 | 5.0005 | 0.024602
Tech | Textiles and Leather | Motors Fans Blowers | Motors Fans Blowers | TRC | Turnover | ET706 | Fan Equipment Upgrades | Fan Equipment Upgrades | Equip | 15 | Motors Fans Blowers | 76.37% | Tech/Econ | 4.851% | 24478.0687 | MachineDrives | 3.2962 | 3.2092 | 0.12788
Tech | Textiles and Leather | Motors Fans Blowers | Motors Fans Blowers | TRC | New | EN705 | Fan Equipment Upgrades | Fan Equipment Upgrades | Equip | 15 | Motors Fans Blowers | 76.37% | Tech/Econ | 4.851% | 1120.6367 | MachineDrives | 0.15091 | 0.14692 | 0.12788
Tech | Textiles and Leather | Motors Fans Blowers | Motors Fans Blowers | TRC | Existing | EE704 | Fan Equipment Upgrades | Fan Equipment Upgrades | Equip | 15 | Motors Fans Blowers | 76.37% | Tech/Econ | 4.851% | 0 | MachineDrives | 0 | 0 | 0.12788
Tech | Textiles and Leather | Industrial Lighting | Industrial Lighting | TRC | New | NN703 | Lighting Controls | Lighting Controls | NonEquip | 10 | Industrial Lighting | 30% | Tech/Econ | 16.46% | 79.4066 | Lighting | 0.011334 | 0.011017 | 0.1284
Tech | Textiles and Leather | Industrial Lighting | Industrial Lighting | TRC | Existing | NE702 | Lighting Controls | Lighting Controls | NonEquip | 10 | Industrial Lighting | 30% | Tech/Econ | 16.46% | 14862.2288 | Lighting | 2.1214 | 2.0621 | 0.1284
Tech | Textiles and Leather | Industrial Lighting | Industrial Lighting | TRC | Turnover | ET701 | Efficient Lighting - Other Interior Lighting | Efficient Lighting - Other Interior Lighting | Equip | 14.4667 | Industrial Lighting | 76.99% | Tech/Econ | 38.99% | 129093.5189 | Lighting | 18.4265 | 17.911 | 0.39837
Tech | Textiles and Leather | Industrial Lighting | Industrial Lighting | TRC | Turnover | ET698 | Efficient Lighting - High Bay | Efficient Lighting - High Bay | Equip | 13.6667 | Industrial Lighting | 20% | Tech/Econ | 48.41% | 46094.9934 | Lighting | 6.5795 | 6.3954 | 0.21586
Tech | Textiles and Leather | Industrial Lighting | Industrial Lighting | TRC | New | EN700 | Efficient Lighting - Other Interior Lighting | Efficient Lighting - Other Interior Lighting | Equip | 14.4667 | Industrial Lighting | 76.99% | Tech/Econ | 38.99% | 6876.5502 | Lighting | 0.98154 | 0.95408 | 0.39837
Tech | Textiles and Leather | Industrial Lighting | Industrial Lighting | TRC | New | EN697 | Efficient Lighting - High Bay | Efficient Lighting - High Bay | Equip | 13.6667 | Industrial Lighting | 20% | Tech/Econ | 48.41% | 2455.3869 | Lighting | 0.35048 | 0.34067 | 0.21586
Tech | Textiles and Leather | Industrial Lighting | Industrial Lighting | TRC | Existing | EE699 | Efficient Lighting - Other Interior Lighting | Efficient Lighting - Other Interior Lighting | Equip | 14.4667 | Industrial Lighting | 76.99% | Tech/Econ | 38.99% | 0 | Lighting | 0 | 0 | 0.39837
Tech | Textiles and Leather | Industrial Lighting | Industrial Lighting | TRC | Existing | EE696 | Efficient Lighting - High Bay | Efficient Lighting - High Bay | Equip | 13.6667 | Industrial Lighting | 20% | Tech/Econ | 48.41% | 0 | Lighting | 0 | 0 | 0.21586
Tech | Textiles and Leather | HVAC | HVAC | TRC | New | NN695 | HVAC Recommissioning | HVAC Recommissioning | NonEquip | 10 | HVAC | 19.11% | Tech/Econ | 9.207% | 690.9845 | HVAC | 0.098433 | 0.096045 | 0.059357
Tech | Textiles and Leather | HVAC | HVAC | TRC | New | NN693 | HVAC Improved Controls | HVAC Improved Controls | NonEquip | 15 | HVAC | 19.11% | Tech/Econ | 13.22% | 1017.6333 | HVAC | 0.14497 | 0.14145 | 0.0032746
Tech | Textiles and Leather | HVAC | HVAC | TRC | New | NN688 | Building Envelope Improvements | Building Envelope Improvements | NonEquip | 15 | HVAC | 19.11% | Tech/Econ | 7.051% | 519.8418 | HVAC | 0.074053 | 0.072257 | 0.28165
Tech | Textiles and Leather | HVAC | HVAC | TRC | Existing | NE694 | HVAC Recommissioning | HVAC Recommissioning | NonEquip | 10 | HVAC | 19.11% | Tech/Econ | 9.207% | 12971.8562 | HVAC | 1.8479 | 1.8031 | 0.059357
Tech | Textiles and Leather | HVAC | HVAC | TRC | Existing | NE692 | HVAC Improved Controls | HVAC Improved Controls | NonEquip | 15 | HVAC | 19.11% | Tech/Econ | 13.22% | 19104.0361 | HVAC | 2.7214 | 2.6554 | 0.0032746
Tech | Textiles and Leather | HVAC | HVAC | TRC | Existing | NE687 | Building Envelope Improvements | Building Envelope Improvements | NonEquip | 15 | HVAC | 19.11% | Tech/Econ | 7.051% | 9758.9937 | HVAC | 1.3902 | 1.3565 | 0.28165
Tech | Textiles and Leather | HVAC | HVAC | TRC | Turnover | ET691 | HVAC Equipment Upgrades | HVAC Equipment Upgrades | Equip | 18 | HVAC | 19.11% | Tech/Econ | 15.11% | 22490.5448 | HVAC | 3.2039 | 3.1261 | 0.12765
Tech | Textiles and Leather | HVAC | HVAC | TRC | New | EN690 | HVAC Equipment Upgrades | HVAC Equipment Upgrades | Equip | 18 | HVAC | 19.11% | Tech/Econ | 15.11% | 1198.0257 | HVAC | 0.17066 | 0.16652 | 0.12765
Tech | Textiles and Leather | HVAC | HVAC | TRC | Existing | EE689 | HVAC Equipment Upgrades | HVAC Equipment Upgrades | Equip | 18 | HVAC | 19.11% | Tech/Econ | 15.11% | 0 | HVAC | 0 | 0 | 0.12765
Tech | Textiles and Leather | Exterior Lighting | Exterior Lighting | TRC | New | NN686 | Lighting Controls - Exterior | Lighting Controls - Exterior | NonEquip | 10 | Exterior Lighting | 17% | Tech/Econ | 28% | 120.8343 | Exterior | 0 | 0 | 0.1284
Tech | Textiles and Leather | Exterior Lighting | Exterior Lighting | TRC | Existing | NE685 | Lighting Controls - Exterior | Lighting Controls - Exterior | NonEquip | 10 | Exterior Lighting | 17% | Tech/Econ | 28% | 2268.4231 | Exterior | 0 | 0 | 0.1284
Tech | Textiles and Leather | Exterior Lighting | Exterior Lighting | TRC | Turnover | ET684 | Efficient Lighting - Exterior | Efficient Lighting - Exterior | Equip | 13.6 | Exterior Lighting | 15.29% | Tech/Econ | 78.74% | 6522.2672 | Exterior | 0 | 0 | 0.1144
Tech | Textiles and Leather | Exterior Lighting | Exterior Lighting | TRC | New | EN683 | Efficient Lighting - Exterior | Efficient Lighting - Exterior | Equip | 13.6 | Exterior Lighting | 15.29% | Tech/Econ | 78.74% | 347.428 | Exterior | 0 | 0 | 0.1144
Tech | Textiles and Leather | Exterior Lighting | Exterior Lighting | TRC | Existing | EE682 | Efficient Lighting - Exterior | Efficient Lighting - Exterior | Equip | 13.6 | Exterior Lighting | 15.29% | Tech/Econ | 78.74% | 0 | Exterior | 0 | 0 | 0.1144
Tech | Textiles and Leather | Compressed Air | Compressed Air | TRC | New | NN681 | Compressed Air System Optimization | Compressed Air System Optimization | NonEquip | 10 | Compressed Air | 25.94% | Tech/Econ | 10.78% | 1041.2957 | MachineDrives | 0.14022 | 0.13652 | 0.049977
Tech | Textiles and Leather | Compressed Air | Compressed Air | TRC | New | NN676 | Compressed Air Controls | Compressed Air Controls | NonEquip | 12.5 | Compressed Air | 72.03% | Tech/Econ | 1.918% | 13.649 | MachineDrives | 0.001838 | 0.0017894 | 0.054893
Tech | Textiles and Leather | Compressed Air | Compressed Air | TRC | Existing | NE680 | Compressed Air System Optimization | Compressed Air System Optimization | NonEquip | 10 | Compressed Air | 25.94% | Tech/Econ | 10.78% | 19548.2505 | MachineDrives | 2.6324 | 2.5629 | 0.049977
Tech | Textiles and Leather | Compressed Air | Compressed Air | TRC | Existing | NE675 | Compressed Air Controls | Compressed Air Controls | NonEquip | 12.5 | Compressed Air | 72.03% | Tech/Econ | 1.918% | 9113.0262 | MachineDrives | 1.2272 | 1.1948 | 0.054893
Tech | Textiles and Leather | Compressed Air | Compressed Air | TRC | Turnover | ET679 | Compressed Air Equipment | Compressed Air Equipment | Equip | 15 | Compressed Air | 72.03% | Tech/Econ | 4.024% | 19692.4103 | MachineDrives | 2.6518 | 2.5818 | 0.12591
Tech | Textiles and Leather | Compressed Air | Compressed Air | TRC | New | EN678 | Compressed Air Equipment | Compressed Air Equipment | Equip | 15 | Compressed Air | 72.03% | Tech/Econ | 4.024% | 1048.9748 | MachineDrives | 0.14126 | 0.13753 | 0.12591
Tech | Textiles and Leather | Compressed Air | Compressed Air | TRC | Existing | EE677 | Compressed Air Equipment | Compressed Air Equipment | Equip | 15 | Compressed Air | 72.03% | Tech/Econ | 4.024% | 0 | MachineDrives | 0 | 0 | 0.12591
Tech | Transportation Equipment | Process Specific | Process Specific | TRC | New | NN807 | Process Other Systems Optimization | Process Other Systems Optimization | NonEquip | 5.3333 | Process Specific | 1.136% | Tech/Econ | 12% | 394.8837 | ProcessHeating | 0.054365 | 0.053024 | 0.023178
Tech | Transportation Equipment | Process Specific | Process Specific | TRC | New | NN805 | Plant Energy Management | Plant Energy Management | NonEquip | 10.5 | Process Specific | 27.36% | Tech/Econ | 12% | 9834.7 | ProcessHeating | 1.354 | 1.3206 | 0.023178
Tech | Transportation Equipment | Process Specific | Process Specific | TRC | Existing | NE806 | Process Other Systems Optimization | Process Other Systems Optimization | NonEquip | 5.3333 | Process Specific | 1.136% | Tech/Econ | 12% | 7413.154 | ProcessHeating | 1.0206 | 0.99542 | 0.023178
Tech | Transportation Equipment | Process Specific | Process Specific | TRC | Existing | NE804 | Plant Energy Management | Plant Energy Management | NonEquip | 10.5 | Process Specific | 27.36% | Tech/Econ | 12% | 184626.8855 | ProcessHeating | 25.418 | 24.7913 | 0.023178
Tech | Transportation Equipment | Process Heating | Process Heating | TRC | New | NN803 | Process Heat System Optimization | Process Heat System Optimization | NonEquip | 2 | Process Heating | 8.411% | Tech/Econ | 11.19% | 5450.2304 | ProcessHeating | 0.75035 | 0.73184 | 0.092715
Tech | Transportation Equipment | Process Heating | Process Heating | TRC | New | NN801 | Process Heat Improved Controls | Process Heat Improved Controls | NonEquip | 15 | Process Heating | 8.411% | Tech/Econ | 2.283% | 1101.7854 | ProcessHeating | 0.15169 | 0.14795 | 0.89743
Tech | Transportation Equipment | Process Heating | Process Heating | TRC | New | NN799 | Plant Energy Management | Plant Energy Management | NonEquip | 10.5 | Process Heating | 27.36% | Tech/Econ | 12% | 19661.4368 | ProcessHeating | 2.7068 | 2.6401 | 0.023178
Tech | Transportation Equipment | Process Heating | Process Heating | TRC | Existing | NE802 | Process Heat System Optimization | Process Heat System Optimization | NonEquip | 2 | Process Heating | 8.411% | Tech/Econ | 11.19% | 102317.2099 | ProcessHeating | 14.0862 | 13.7389 | 0.092715
Tech | Transportation Equipment | Process Heating | Process Heating | TRC | Existing | NE800 | Process Heat Improved Controls | Process Heat Improved Controls | NonEquip | 15 | Process Heating | 8.411% | Tech/Econ | 2.283% | 20683.8243 | ProcessHeating | 2.8476 | 2.7774 | 0.89743
Tech | Transportation Equipment | Process Heating | Process Heating | TRC | Existing | NE798 | Plant Energy Management | Plant Energy Management | NonEquip | 10.5 | Process Heating | 27.36% | Tech/Econ | 12% | 369104.2753 | ProcessHeating | 50.8154 | 49.5625 | 0.023178
Tech | Transportation Equipment | Process Cooling | Process Cooling | TRC | New | NN794 | Process Refrig Controls | Process Refrig Controls | NonEquip | 15 | Process Cooling | 33.75% | Tech/Econ | 6% | 5369.5838 | ProcessHeating | 0.73924 | 0.72102 | 0.88
Tech | Transportation Equipment | Process Cooling | Process Cooling | TRC | New | NN792 | Plant Energy Management | Plant Energy Management | NonEquip | 10.5 | Process Cooling | 27.36% | Tech/Econ | 12% | 9002.5331 | ProcessHeating | 1.2394 | 1.2088 | 0.023178
Tech | Transportation Equipment | Process Cooling | Process Cooling | TRC | Existing | NE793 | Process Refrig Controls | Process Refrig Controls | NonEquip | 15 | Process Cooling | 33.75% | Tech/Econ | 6% | 100803.2305 | ProcessHeating | 13.8778 | 13.5356 | 0.88
Tech | Transportation Equipment | Process Cooling | Process Cooling | TRC | Existing | NE791 | Plant Energy Management | Plant Energy Management | NonEquip | 10.5 | Process Cooling | 27.36% | Tech/Econ | 12% | 169004.6106 | ProcessHeating | 23.2672 | 22.6935 | 0.023178
Tech | Transportation Equipment | Process Cooling | Process Cooling | TRC | Turnover | ET797 | Process Refrig Equipment Upgrade | Process Refrig Equipment Upgrade | Equip | 10 | Process Cooling | 21% | Tech/Econ | 2.689% | 27536.2813 | ProcessHeating | 3.791 | 3.6975 | 0.12236
Tech | Transportation Equipment | Process Cooling | Process Cooling | TRC | New | EN796 | Process Refrig Equipment Upgrade | Process Refrig Equipment Upgrade | Equip | 10 | Process Cooling | 21% | Tech/Econ | 2.689% | 1466.8019 | ProcessHeating | 0.20194 | 0.19696 | 0.12236
Tech | Transportation Equipment | Process Cooling | Process Cooling | TRC | Existing | EE795 | Process Refrig Equipment Upgrade | Process Refrig Equipment Upgrade | Equip | 10 | Process Cooling | 21% | Tech/Econ | 2.689% | 0 | ProcessHeating | 0 | 0 | 0.12236
Tech | Transportation Equipment | Other | Other | TRC | New | NN790 | Plant Energy Management | Plant Energy Management | NonEquip | 10.5 | Other | 27.36% | Tech/Econ | 12% | 16062.0162 | Other | 2.3172 | 2.3567 | 0.023178
Tech | Transportation Equipment | Other | Other | TRC | Existing | NE789 | Plant Energy Management | Plant Energy Management | NonEquip | 10.5 | Other | 27.36% | Tech/Econ | 12% | 301532.3294 | Other | 43.5 | 44.242 | 0.023178
Tech | Transportation Equipment | Motors Pumps | Motors Pumps | TRC | New | NN788 | Pump System Optimization | Pump System Optimization | NonEquip | 10 | Motors Pumps | 93.35% | Tech/Econ | 3.493% | 23251.7807 | MachineDrives | 3.1311 | 3.0484 | 0.078327
Tech | Transportation Equipment | Motors Pumps | Motors Pumps | TRC | New | NN786 | Pump Improved Controls | Pump Improved Controls | NonEquip | 15 | Motors Pumps | 33.99% | Tech/Econ | 1.792% | 0 | MachineDrives | 0 | 0 | 0.063804
Tech | Transportation Equipment | Motors Pumps | Motors Pumps | TRC | New | NN781 | Plant Energy Management | Plant Energy Management | NonEquip | 10.5 | Motors Pumps | 27.36% | Tech/Econ | 12% | 31115.8486 | MachineDrives | 4.1901 | 4.0794 | 0.023178
Tech | Transportation Equipment | Motors Pumps | Motors Pumps | TRC | New | NN779 | Motor Optimization | Motor Optimization | NonEquip | 10 | Motors Pumps | 93.35% | Tech/Econ | 0.877% | 0 | MachineDrives | 0 | 0 | 0.083771
Tech | Transportation Equipment | Motors Pumps | Motors Pumps | TRC | New | NN777 | Motor Improved Controls | Motor Improved Controls | NonEquip | 15 | Motors Pumps | 33.71% | Tech/Econ | 1.792% | 0 | MachineDrives | 0 | 0 | 0.063804
Tech | Transportation Equipment | Motors Pumps | Motors Pumps | TRC | Existing | NE787 | Pump System Optimization | Pump System Optimization | NonEquip | 10 | Motors Pumps | 93.35% | Tech/Econ | 3.493% | 561004.1869 | MachineDrives | 75.5454 | 73.5501 | 0.078327
Tech | Transportation Equipment | Motors Pumps | Motors Pumps | TRC | Existing | NE785 | Pump Improved Controls | Pump Improved Controls | NonEquip | 15 | Motors Pumps | 33.99% | Tech/Econ | 1.792% | 96645.0479 | MachineDrives | 13.0143 | 12.6706 | 0.063804
Tech | Transportation Equipment | Motors Pumps | Motors Pumps | TRC | Existing | NE780 | Plant Energy Management | Plant Energy Management | NonEquip | 10.5 | Motors Pumps | 27.36% | Tech/Econ | 12% | 584138.0179 | MachineDrives | 78.6607 | 76.5831 | 0.023178
Tech | Transportation Equipment | Motors Pumps | Motors Pumps | TRC | Existing | NE778 | Motor Optimization | Motor Optimization | NonEquip | 10 | Motors Pumps | 93.35% | Tech/Econ | 0.877% | 128295.3414 | MachineDrives | 17.2764 | 16.8201 | 0.083771
Tech | Transportation Equipment | Motors Pumps | Motors Pumps | TRC | Existing | NE776 | Motor Improved Controls | Motor Improved Controls | NonEquip | 15 | Motors Pumps | 33.71% | Tech/Econ | 1.792% | 95268.8303 | MachineDrives | 12.829 | 12.4902 | 0.063804
Tech | Transportation Equipment | Motors Pumps | Motors Pumps | TRC | Turnover | ET784 | Pump Equipment Upgrade | Pump Equipment Upgrade | Equip | 15 | Motors Pumps | 75.53% | Tech/Econ | 2.752% | 336751.2822 | MachineDrives | 45.3473 | 44.1496 | 0.25378
Tech | Transportation Equipment | Motors Pumps | Motors Pumps | TRC | Turnover | ET775 | Motor Equipment Upgrades | Motor Equipment Upgrades | Equip | 10 | Motors Pumps | 93.35% | Tech/Econ | 2.862% | 444657.1958 | MachineDrives | 59.878 | 58.2965 | 0.031454
Tech | Transportation Equipment | Motors Pumps | Motors Pumps | TRC | New | EN783 | Pump Equipment Upgrade | Pump Equipment Upgrade | Equip | 15 | Motors Pumps | 75.53% | Tech/Econ | 2.752% | 0 | MachineDrives | 0 | 0 | 0.25378
Tech | Transportation Equipment | Motors Pumps | Motors Pumps | TRC | New | EN774 | Motor Equipment Upgrades | Motor Equipment Upgrades | Equip | 10 | Motors Pumps | 93.35% | Tech/Econ | 2.862% | 0 | MachineDrives | 0 | 0 | 0.031454
Tech | Transportation Equipment | Motors Pumps | Motors Pumps | TRC | Existing | EE782 | Pump Equipment Upgrade | Pump Equipment Upgrade | Equip | 15 | Motors Pumps | 75.53% | Tech/Econ | 2.752% | 0 | MachineDrives | 0 | 0 | 0.25378
Tech | Transportation Equipment | Motors Pumps | Motors Pumps | TRC | Existing | EE773 | Motor Equipment Upgrades | Motor Equipment Upgrades | Equip | 10 | Motors Pumps | 93.35% | Tech/Econ | 2.862% | 0 | MachineDrives | 0 | 0 | 0.031454
Tech | Transportation Equipment | Motors Fans Blowers | Motors Fans Blowers | TRC | New | NN772 | Plant Energy Management | Plant Energy Management | NonEquip | 10.5 | Motors Fans Blowers | 27.36% | Tech/Econ | 12% | 0 | MachineDrives | 0 | 0 | 0.023178
Tech | Transportation Equipment | Motors Fans Blowers | Motors Fans Blowers | TRC | New | NN770 | Fan System Optimization | Fan System Optimization | NonEquip | 10 | Motors Fans Blowers | 93.35% | Tech/Econ | 20.43% | 111202.2401 | MachineDrives | 14.9746 | 14.5791 | 0.03506
Tech | Transportation Equipment | Motors Fans Blowers | Motors Fans Blowers | TRC | New | NN768 | Fan Improved Controls | Fan Improved Controls | NonEquip | 15 | Motors Fans Blowers | 93.35% | Tech/Econ | 14.66% | 4598.2371 | MachineDrives | 0.6192 | 0.60285 | 0.0098583
Tech | Transportation Equipment | Motors Fans Blowers | Motors Fans Blowers | TRC | Existing | NE771 | Plant Energy Management | Plant Energy Management | NonEquip | 10.5 | Motors Fans Blowers | 27.36% | Tech/Econ | 12% | 251107.0743 | MachineDrives | 33.8143 | 32.9212 | 0.023178
Tech | Transportation Equipment | Motors Fans Blowers | Motors Fans Blowers | TRC | Existing | NE769 | Fan System Optimization | Fan System Optimization | NonEquip | 10 | Motors Fans Blowers | 93.35% | Tech/Econ | 20.43% | 2087600.344 | MachineDrives | 281.1185 | 273.6936 | 0.03506
Tech | Transportation Equipment | Motors Fans Blowers | Motors Fans Blowers | TRC | Existing | NE767 | Fan Improved Controls | Fan Improved Controls | NonEquip | 15 | Motors Fans Blowers | 93.35% | Tech/Econ | 14.66% | 1212518.866 | MachineDrives | 163.2791 | 158.9665 | 0.0098583
Tech | Transportation Equipment | Motors Fans Blowers | Motors Fans Blowers | TRC | Turnover | ET766 | Fan Equipment Upgrades | Fan Equipment Upgrades | Equip | 15 | Motors Fans Blowers | 76.37% | Tech/Econ | 2.752% | 155449.0198 | MachineDrives | 20.9329 | 20.38 | 0.25378
Tech | Transportation Equipment | Motors Fans Blowers | Motors Fans Blowers | TRC | New | EN765 | Fan Equipment Upgrades | Fan Equipment Upgrades | Equip | 15 | Motors Fans Blowers | 76.37% | Tech/Econ | 2.752% | 0 | MachineDrives | 0 | 0 | 0.25378
Tech | Transportation Equipment | Motors Fans Blowers | Motors Fans Blowers | TRC | Existing | EE764 | Fan Equipment Upgrades | Fan Equipment Upgrades | Equip | 15 | Motors Fans Blowers | 76.37% | Tech/Econ | 2.752% | 0 | MachineDrives | 0 | 0 | 0.25378
Tech | Transportation Equipment | Industrial Lighting | Industrial Lighting | TRC | New | NN763 | Lighting Controls | Lighting Controls | NonEquip | 10 | Industrial Lighting | 77.99% | Tech/Econ | 15.94% | 1232.6558 | Lighting | 0.17595 | 0.17102 | 0.13145
Tech | Transportation Equipment | Industrial Lighting | Industrial Lighting | TRC | Existing | NE762 | Lighting Controls | Lighting Controls | NonEquip | 10 | Industrial Lighting | 77.99% | Tech/Econ | 15.94% | 897395.3593 | Lighting | 128.0918 | 124.5086 | 0.13145
Tech | Transportation Equipment | Industrial Lighting | Industrial Lighting | TRC | Turnover | ET761 | Efficient Lighting - Other Interior Lighting | Efficient Lighting - Other Interior Lighting | Equip | 14.4667 | Industrial Lighting | 77.99% | Tech/Econ | 38.99% | 3154221.459 | Lighting | 450.2249 | 437.6307 | 0.39837
Tech | Transportation Equipment | Industrial Lighting | Industrial Lighting | TRC | Turnover | ET758 | Efficient Lighting - High Bay | Efficient Lighting - High Bay | Equip | 13.6667 | Industrial Lighting | 20% | Tech/Econ | 48.41% | 1111855.186 | Lighting | 158.7032 | 154.2637 | 0.21586
Tech | Transportation Equipment | Industrial Lighting | Industrial Lighting | TRC | New | EN760 | Efficient Lighting - Other Interior Lighting | Efficient Lighting - Other Interior Lighting | Equip | 14.4667 | Industrial Lighting | 77.99% | Tech/Econ | 38.99% | 168018.9859 | Lighting | 23.9826 | 23.3117 | 0.39837
Tech | Transportation Equipment | Industrial Lighting | Industrial Lighting | TRC | New | EN757 | Efficient Lighting - High Bay | Efficient Lighting - High Bay | Equip | 13.6667 | Industrial Lighting | 20% | Tech/Econ | 48.41% | 59226.2729 | Lighting | 8.4538 | 8.2173 | 0.21586
Tech | Transportation Equipment | Industrial Lighting | Industrial Lighting | TRC | Existing | EE759 | Efficient Lighting - Other Interior Lighting | Efficient Lighting - Other Interior Lighting | Equip | 14.4667 | Industrial Lighting | 77.99% | Tech/Econ | 38.99% | 0 | Lighting | 0 | 0 | 0.39837
Tech | Transportation Equipment | Industrial Lighting | Industrial Lighting | TRC | Existing | EE756 | Efficient Lighting - High Bay | Efficient Lighting - High Bay | Equip | 13.6667 | Industrial Lighting | 20% | Tech/Econ | 48.41% | 0 | Lighting | 0 | 0 | 0.21586
Tech | Transportation Equipment | HVAC | HVAC | TRC | New | NN755 | HVAC Recommissioning | HVAC Recommissioning | NonEquip | 10 | HVAC | 48.92% | Tech/Econ | 12.44% | 58443.3666 | HVAC | 8.3255 | 8.1235 | 0.23283
Tech | Transportation Equipment | HVAC | HVAC | TRC | New | NN753 | HVAC Improved Controls | HVAC Improved Controls | NonEquip | 15 | HVAC | 48.92% | Tech/Econ | 6.312% | 0 | HVAC | 0 | 0 | 0.015056
Tech | Transportation Equipment | HVAC | HVAC | TRC | New | NN748 | Building Envelope Improvements | Building Envelope Improvements | NonEquip | 15 | HVAC | 48.92% | Tech/Econ | 11.86% | 2302.1331 | HVAC | 0.32795 | 0.31999 | 0.13548
Tech | Transportation Equipment | HVAC | HVAC | TRC | Existing | NE754 | HVAC Recommissioning | HVAC Recommissioning | NonEquip | 10 | HVAC | 48.92% | Tech/Econ | 12.44% | 1097157.682 | HVAC | 156.2941 | 152.5022 | 0.23283
Tech | Transportation Equipment | HVAC | HVAC | TRC | Existing | NE752 | HVAC Improved Controls | HVAC Improved Controls | NonEquip | 15 | HVAC | 48.92% | Tech/Econ | 6.312% | 492322.9384 | HVAC | 70.1332 | 68.4317 | 0.015056
Tech | Transportation Equipment | HVAC | HVAC | TRC | Existing | NE747 | Building Envelope Improvements | Building Envelope Improvements | NonEquip | 15 | HVAC | 48.92% | Tech/Econ | 11.86% | 982074.5363 | HVAC | 139.9001 | 136.5059 | 0.13548
Tech | Transportation Equipment | HVAC | HVAC | TRC | Turnover | ET751 | HVAC Equipment Upgrades | HVAC Equipment Upgrades | Equip | 18 | HVAC | 48.92% | Tech/Econ | 12.46% | 1169691.97 | HVAC | 166.6269 | 162.5843 | 0.1245
Tech | Transportation Equipment | HVAC | HVAC | TRC | New | EN750 | HVAC Equipment Upgrades | HVAC Equipment Upgrades | Equip | 18 | HVAC | 48.92% | Tech/Econ | 12.46% | 62307.1208 | HVAC | 8.8759 | 8.6605 | 0.1245
Tech | Transportation Equipment | HVAC | HVAC | TRC | Existing | EE749 | HVAC Equipment Upgrades | HVAC Equipment Upgrades | Equip | 18 | HVAC | 48.92% | Tech/Econ | 12.46% | 0 | HVAC | 0 | 0 | 0.1245
Tech | Transportation Equipment | Exterior Lighting | Exterior Lighting | TRC | New | NN746 | Lighting Controls - Exterior | Lighting Controls - Exterior | NonEquip | 10 | Exterior Lighting | 17% | Tech/Econ | 28% | 2914.6385 | Exterior | 0 | 0 | 0.13145
Tech | Transportation Equipment | Exterior Lighting | Exterior Lighting | TRC | Existing | NE745 | Lighting Controls - Exterior | Lighting Controls - Exterior | NonEquip | 10 | Exterior Lighting | 17% | Tech/Econ | 28% | 54716.5265 | Exterior | 0 | 0 | 0.13145
Tech | Transportation Equipment | Exterior Lighting | Exterior Lighting | TRC | Turnover | ET744 | Efficient Lighting - Exterior | Efficient Lighting - Exterior | Equip | 13.6 | Exterior Lighting | 15.29% | Tech/Econ | 78.74% | 157323.3032 | Exterior | 0 | 0 | 0.1144
Tech | Transportation Equipment | Exterior Lighting | Exterior Lighting | TRC | New | EN743 | Efficient Lighting - Exterior | Efficient Lighting - Exterior | Equip | 13.6 | Exterior Lighting | 15.29% | Tech/Econ | 78.74% | 8380.2936 | Exterior | 0 | 0 | 0.1144
Tech | Transportation Equipment | Exterior Lighting | Exterior Lighting | TRC | Existing | EE742 | Efficient Lighting - Exterior | Efficient Lighting - Exterior | Equip | 13.6 | Exterior Lighting | 15.29% | Tech/Econ | 78.74% | 0 | Exterior | 0 | 0 | 0.1144
Tech | Transportation Equipment | Compressed Air | Compressed Air | TRC | New | NN741 | Plant Energy Management | Plant Energy Management | NonEquip | 10.5 | Compressed Air | 27.36% | Tech/Econ | 12% | 4114.1322 | MachineDrives | 0.55401 | 0.53938 | 0.023178
Tech | Transportation Equipment | Compressed Air | Compressed Air | TRC | New | NN739 | Compressed Air System Optimization | Compressed Air System Optimization | NonEquip | 10 | Compressed Air | 93.35% | Tech/Econ | 12.36% | 67292.8447 | MachineDrives | 9.0617 | 8.8224 | 0.061071
Tech | Transportation Equipment | Compressed Air | Compressed Air | TRC | New | NN734 | Compressed Air Controls | Compressed Air Controls | NonEquip | 12.5 | Compressed Air | 93.35% | Tech/Econ | 1.281% | 0 | MachineDrives | 0 | 0 | 0.068082
Tech | Transportation Equipment | Compressed Air | Compressed Air | TRC | Existing | NE740 | Plant Energy Management | Plant Energy Management | NonEquip | 10.5 | Compressed Air | 27.36% | Tech/Econ | 12% | 317988.2859 | MachineDrives | 42.8206 | 41.6897 | 0.023178
Tech | Transportation Equipment | Compressed Air | Compressed Air | TRC | Existing | NE738 | Compressed Air System Optimization | Compressed Air System Optimization | NonEquip | 10 | Compressed Air | 93.35% | Tech/Econ | 12.36% | 1263288.988 | MachineDrives | 170.1159 | 165.6227 | 0.061071
Tech | Transportation Equipment | Compressed Air | Compressed Air | TRC | Existing | NE733 | Compressed Air Controls | Compressed Air Controls | NonEquip | 12.5 | Compressed Air | 93.35% | Tech/Econ | 1.281% | 103851.0924 | MachineDrives | 13.9847 | 13.6153 | 0.068082
Tech | Transportation Equipment | Compressed Air | Compressed Air | TRC | Turnover | ET737 | Compressed Air Equipment | Compressed Air Equipment | Equip | 15 | Compressed Air | 93.35% | Tech/Econ | 7.829% | 684525.9122 | MachineDrives | 92.179 | 89.7443 | 0.086663
Tech | Transportation Equipment | Compressed Air | Compressed Air | TRC | New | EN736 | Compressed Air Equipment | Compressed Air Equipment | Equip | 15 | Compressed Air | 93.35% | Tech/Econ | 7.829% | 0 | MachineDrives | 0 | 0 | 0.086663
Tech | Transportation Equipment | Compressed Air | Compressed Air | TRC | Existing | EE735 | Compressed Air Equipment | Compressed Air Equipment | Equip | 15 | Compressed Air | 93.35% | Tech/Econ | 7.829% | 0 | MachineDrives | 0 | 0 | 0.086663
Tech | Water and Wastewater | Process Specific | Process Specific | TRC | New | NN961 | Process Other Systems Optimization | Process Other Systems Optimization | NonEquip | 5.3333 | Process Specific | 17.64% | Tech/Econ | 48.74% | 535.4532 | ProcessHeating | 0.073717 | 0.071899 | 0.032717
Tech | Water and Wastewater | Process Specific | Process Specific | TRC | New | NN959 | Plant Energy Management | Plant Energy Management | NonEquip | 10.5 | Process Specific | 25.8% | Tech/Econ | 12% | 176.296 | ProcessHeating | 0.024271 | 0.023673 | 0.023178
Tech | Water and Wastewater | Process Specific | Process Specific | TRC | Existing | NE960 | Process Other Systems Optimization | Process Other Systems Optimization | NonEquip | 5.3333 | Process Specific | 17.64% | Tech/Econ | 48.74% | 10052.066 | ProcessHeating | 1.3839 | 1.3498 | 0.032717
Tech | Water and Wastewater | Process Specific | Process Specific | TRC | Existing | NE958 | Plant Energy Management | Plant Energy Management | NonEquip | 10.5 | Process Specific | 25.8% | Tech/Econ | 12% | 3309.6065 | ProcessHeating | 0.45564 | 0.44441 | 0.023178
Tech | Water and Wastewater | Process Heating | Process Heating | TRC | New | NN957 | Process Heat System Optimization | Process Heat System Optimization | NonEquip | 2 | Process Heating | 16.02% | Tech/Econ | 9.204% | 125.5154 | ProcessHeating | 0.01728 | 0.016854 | 0.30975
Tech | Water and Wastewater | Process Heating | Process Heating | TRC | New | NN955 | Process Heat Improved Controls | Process Heat Improved Controls | NonEquip | 15 | Process Heating | 23.16% | Tech/Econ | 1.21% | 23.5034 | ProcessHeating | 0.0032358 | 0.003156 | 0.96304
Tech | Water and Wastewater | Process Heating | Process Heating | TRC | New | NN953 | Plant Energy Management | Plant Energy Management | NonEquip | 10.5 | Process Heating | 25.8% | Tech/Econ | 12% | 271.9331 | ProcessHeating | 0.037438 | 0.036515 | 0.023178
Tech | Water and Wastewater | Process Heating | Process Heating | TRC | Existing | NE956 | Process Heat System Optimization | Process Heat System Optimization | NonEquip | 2 | Process Heating | 16.02% | Tech/Econ | 9.204% | 2356.3016 | ProcessHeating | 0.3244 | 0.3164 | 0.30975
Tech | Water and Wastewater | Process Heating | Process Heating | TRC | Existing | NE954 | Process Heat Improved Controls | Process Heat Improved Controls | NonEquip | 15 | Process Heating | 23.16% | Tech/Econ | 1.21% | 441.2297 | ProcessHeating | 0.060745 | 0.059247 | 0.96304
Tech | Water and Wastewater | Process Heating | Process Heating | TRC | Existing | NE952 | Plant Energy Management | Plant Energy Management | NonEquip | 10.5 | Process Heating | 25.8% | Tech/Econ | 12% | 5105.0019 | ProcessHeating | 0.70282 | 0.68549 | 0.023178
Tech | Water and Wastewater | Process Cooling | Process Cooling | TRC | New | NN951 | Process Refrig System Optimization | Process Refrig System Optimization | NonEquip | 4.6667 | Process Cooling | 13.75% | Tech/Econ | 45.35% | 302.7301 | ProcessHeating | 0.041678 | 0.04065 | 0.11299
Tech | Water and Wastewater | Process Cooling | Process Cooling | TRC | New | NN946 | Process Refrig Controls | Process Refrig Controls | NonEquip | 15 | Process Cooling | 27.79% | Tech/Econ | 2.354% | 26.8642 | ProcessHeating | 0.0036985 | 0.0036073 | 0.06633
Tech | Water and Wastewater | Process Cooling | Process Cooling | TRC | New | NN944 | Plant Energy Management | Plant Energy Management | NonEquip | 10.5 | Process Cooling | 25.8% | Tech/Econ | 12% | 131.1825 | ProcessHeating | 0.01806 | 0.017615 | 0.023178
Tech | Water and Wastewater | Process Cooling | Process Cooling | TRC | Existing | NE950 | Process Refrig System Optimization | Process Refrig System Optimization | NonEquip | 4.6667 | Process Cooling | 13.75% | Tech/Econ | 45.35% | 5683.154 | ProcessHeating | 0.78241 | 0.76312 | 0.11299
Tech | Water and Wastewater | Process Cooling | Process Cooling | TRC | Existing | NE945 | Process Refrig Controls | Process Refrig Controls | NonEquip | 15 | Process Cooling | 27.79% | Tech/Econ | 2.354% | 504.3223 | ProcessHeating | 0.069431 | 0.067719 | 0.06633
Tech | Water and Wastewater | Process Cooling | Process Cooling | TRC | Existing | NE943 | Plant Energy Management | Plant Energy Management | NonEquip | 10.5 | Process Cooling | 25.8% | Tech/Econ | 12% | 2462.6908 | ProcessHeating | 0.33904 | 0.33068 | 0.023178
Tech | Water and Wastewater | Process Cooling | Process Cooling | TRC | Turnover | ET949 | Process Refrig Equipment Upgrade | Process Refrig Equipment Upgrade | Equip | 10 | Process Cooling | 22.05% | Tech/Econ | 31.43% | 5923.1464 | ProcessHeating | 0.81545 | 0.79535 | 0.20671
Tech | Water and Wastewater | Process Cooling | Process Cooling | TRC | New | EN948 | Process Refrig Equipment Upgrade | Process Refrig Equipment Upgrade | Equip | 10 | Process Cooling | 22.05% | Tech/Econ | 31.43% | 315.514 | ProcessHeating | 0.043438 | 0.042366 | 0.20671
Tech | Water and Wastewater | Process Cooling | Process Cooling | TRC | Existing | EE947 | Process Refrig Equipment Upgrade | Process Refrig Equipment Upgrade | Equip | 10 | Process Cooling | 22.05% | Tech/Econ | 31.43% | 0 | ProcessHeating | 0 | 0 | 0.20671
Tech | Water and Wastewater | Other | Other | TRC | New | NN942 | Plant Energy Management | Plant Energy Management | NonEquip | 10.5 | Other | 25.8% | Tech/Econ | 12% | 124.2133 | Other | 0.017919 | 0.018225 | 0.023178
Tech | Water and Wastewater | Other | Other | TRC | Existing | NE941 | Plant Energy Management | Plant Energy Management | NonEquip | 10.5 | Other | 25.8% | Tech/Econ | 12% | 2331.8566 | Other | 0.3364 | 0.34214 | 0.023178
Tech | Water and Wastewater | Motors Pumps | Motors Pumps | TRC | New | NN940 | Pump System Optimization | Pump System Optimization | NonEquip | 10 | Motors Pumps | 59.4% | Tech/Econ | 1.68% | 0 | MachineDrives | 0 | 0 | 0.066358
Tech | Water and Wastewater | Motors Pumps | Motors Pumps | TRC | New | NN938 | Pump Improved Controls | Pump Improved Controls | NonEquip | 15 | Motors Pumps | 33.73% | Tech/Econ | 1.792% | 0 | MachineDrives | 0 | 0 | 0.063804
Tech | Water and Wastewater | Motors Pumps | Motors Pumps | TRC | New | NN933 | Plant Energy Management | Plant Energy Management | NonEquip | 10.5 | Motors Pumps | 25.8% | Tech/Econ | 12% | 407.3428 | MachineDrives | 0.054853 | 0.053404 | 0.023178
Tech | Water and Wastewater | Motors Pumps | Motors Pumps | TRC | New | NN931 | Motor Optimization | Motor Optimization | NonEquip | 10 | Motors Pumps | 66.73% | Tech/Econ | 3.467% | 16.0468 | MachineDrives | 0.0021609 | 0.0021038 | 0.45607
Tech | Water and Wastewater | Motors Pumps | Motors Pumps | TRC | New | NN929 | Motor Improved Controls | Motor Improved Controls | NonEquip | 15 | Motors Pumps | 42.04% | Tech/Econ | 0.4056% | 0 | MachineDrives | 0 | 0 | 0.10371
Tech | Water and Wastewater | Motors Pumps | Motors Pumps | TRC | Existing | NE939 | Pump System Optimization | Pump System Optimization | NonEquip | 10 | Motors Pumps | 59.4% | Tech/Econ | 1.68% | 2291.9703 | MachineDrives | 0.30864 | 0.30049 | 0.066358
Tech | Water and Wastewater | Motors Pumps | Motors Pumps | TRC | Existing | NE937 | Pump Improved Controls | Pump Improved Controls | NonEquip | 15 | Motors Pumps | 33.73% | Tech/Econ | 1.792% | 1397.1719 | MachineDrives | 0.18814 | 0.18318 | 0.063804
Tech | Water and Wastewater | Motors Pumps | Motors Pumps | TRC | Existing | NE932 | Plant Energy Management | Plant Energy Management | NonEquip | 10.5 | Motors Pumps | 25.8% | Tech/Econ | 12% | 7647.0495 | MachineDrives | 1.0298 | 1.0026 | 0.023178
Tech | Water and Wastewater | Motors Pumps | Motors Pumps | TRC | Existing | NE930 | Motor Optimization | Motor Optimization | NonEquip | 10 | Motors Pumps | 66.73% | Tech/Econ | 3.467% | 5537.8964 | MachineDrives | 0.74574 | 0.72604 | 0.45607
Tech | Water and Wastewater | Motors Pumps | Motors Pumps | TRC | Existing | NE928 | Motor Improved Controls | Motor Improved Controls | NonEquip | 15 | Motors Pumps | 42.04% | Tech/Econ | 0.4056% | 387.7334 | MachineDrives | 0.052213 | 0.050834 | 0.10371
Tech | Water and Wastewater | Motors Pumps | Motors Pumps | TRC | Turnover | ET936 | Pump Equipment Upgrade | Pump Equipment Upgrade | Equip | 15 | Motors Pumps | 70.57% | Tech/Econ | 12.43% | 23741.3038 | MachineDrives | 3.197 | 3.1126 | 0.13315
Tech | Water and Wastewater | Motors Pumps | Motors Pumps | TRC | Turnover | ET927 | Motor Equipment Upgrades | Motor Equipment Upgrades | Equip | 10 | Motors Pumps | 54.51% | Tech/Econ | 2.132% | 2717.1985 | MachineDrives | 0.3659 | 0.35624 | 0.1667
Tech | Water and Wastewater | Motors Pumps | Motors Pumps | TRC | New | EN935 | Pump Equipment Upgrade | Pump Equipment Upgrade | Equip | 15 | Motors Pumps | 70.57% | Tech/Econ | 12.43% | 1264.6511 | MachineDrives | 0.1703 | 0.1658 | 0.13315
Tech | Water and Wastewater | Motors Pumps | Motors Pumps | TRC | New | EN926 | Motor Equipment Upgrades | Motor Equipment Upgrades | Equip | 10 | Motors Pumps | 54.51% | Tech/Econ | 2.132% | 0 | MachineDrives | 0 | 0 | 0.1667
Tech | Water and Wastewater | Motors Pumps | Motors Pumps | TRC | Existing | EE934 | Pump Equipment Upgrade | Pump Equipment Upgrade | Equip | 15 | Motors Pumps | 70.57% | Tech/Econ | 12.43% | 0 | MachineDrives | 0 | 0 | 0.13315
Tech | Water and Wastewater | Motors Pumps | Motors Pumps | TRC | Existing | EE925 | Motor Equipment Upgrades | Motor Equipment Upgrades | Equip | 10 | Motors Pumps | 54.51% | Tech/Econ | 2.132% | 0 | MachineDrives | 0 | 0 | 0.1667
Tech | Water and Wastewater | Motors Fans Blowers | Motors Fans Blowers | TRC | New | NN924 | Plant Energy Management | Plant Energy Management | NonEquip | 10.5 | Motors Fans Blowers | 25.8% | Tech/Econ | 12% | 274.7661 | MachineDrives | 0.037 | 0.036023 | 0.023178
Tech | Water and Wastewater | Motors Fans Blowers | Motors Fans Blowers | TRC | New | NN922 | Fan System Optimization | Fan System Optimization | NonEquip | 10 | Motors Fans Blowers | 79.06% | Tech/Econ | 4.879% | 86.2913 | MachineDrives | 0.01162 | 0.011313 | 0.035317
Tech | Water and Wastewater | Motors Fans Blowers | Motors Fans Blowers | TRC | New | NN920 | Fan Improved Controls | Fan Improved Controls | NonEquip | 15 | Motors Fans Blowers | 52.56% | Tech/Econ | 9.465% | 427.8646 | MachineDrives | 0.057617 | 0.056095 | 0.033329
Tech | Water and Wastewater | Motors Fans Blowers | Motors Fans Blowers | TRC | Existing | NE923 | Plant Energy Management | Plant Energy Management | NonEquip | 10.5 | Motors Fans Blowers | 25.8% | Tech/Econ | 12% | 5158.1854 | MachineDrives | 0.69461 | 0.67626 | 0.023178
Tech | Water and Wastewater | Motors Fans Blowers | Motors Fans Blowers | TRC | Existing | NE921 | Fan System Optimization | Fan System Optimization | NonEquip | 10 | Motors Fans Blowers | 79.06% | Tech/Econ | 4.879% | 5917.3473 | MachineDrives | 0.79684 | 0.77579 | 0.035317
Tech | Water and Wastewater | Motors Fans Blowers | Motors Fans Blowers | TRC | Existing | NE919 | Fan Improved Controls | Fan Improved Controls | NonEquip | 15 | Motors Fans Blowers | 52.56% | Tech/Econ | 9.465% | 8032.3042 | MachineDrives | 1.0816 | 1.0531 | 0.033329
Tech | Water and Wastewater | Motors Fans Blowers | Motors Fans Blowers | TRC | Turnover | ET918 | Fan Equipment Upgrades | Fan Equipment Upgrades | Equip | 15 | Motors Fans Blowers | 63.42% | Tech/Econ | 3.425% | 3204.3242 | MachineDrives | 0.4315 | 0.4201 | 0.1824
Tech | Water and Wastewater | Motors Fans Blowers | Motors Fans Blowers | TRC | New | EN917 | Fan Equipment Upgrades | Fan Equipment Upgrades | Equip | 15 | Motors Fans Blowers | 63.42% | Tech/Econ | 3.425% | 0 | MachineDrives | 0 | 0 | 0.1824
Tech | Water and Wastewater | Motors Fans Blowers | Motors Fans Blowers | TRC | Existing | EE916 | Fan Equipment Upgrades | Fan Equipment Upgrades | Equip | 15 | Motors Fans Blowers | 63.42% | Tech/Econ | 3.425% | 0 | MachineDrives | 0 | 0 | 0.1824
Tech | Water and Wastewater | Industrial Lighting | Industrial Lighting | TRC | New | NN915 | Lighting Controls | Lighting Controls | NonEquip | 10 | Industrial Lighting | 33.43% | Tech/Econ | 16.92% | 30.027 | Lighting | 0.004286 | 0.0041661 | 0.13992
Tech | Water and Wastewater | Industrial Lighting | Industrial Lighting | TRC | Existing | NE914 | Lighting Controls | Lighting Controls | NonEquip | 10 | Industrial Lighting | 33.43% | Tech/Econ | 16.92% | 2679.1355 | Lighting | 0.38241 | 0.37172 | 0.13992
Tech | Water and Wastewater | Industrial Lighting | Industrial Lighting | TRC | Turnover | ET913 | Efficient Lighting - Other Interior Lighting | Efficient Lighting - Other Interior Lighting | Equip | 14.4667 | Industrial Lighting | 62.16% | Tech/Econ | 38.99% | 15157.7742 | Lighting | 2.1636 | 2.1031 | 0.39837
Tech | Water and Wastewater | Industrial Lighting | Industrial Lighting | TRC | Turnover | ET910 | Efficient Lighting - High Bay | Efficient Lighting - High Bay | Equip | 13.6667 | Industrial Lighting | 30.8% | Tech/Econ | 48.41% | 10959.2957 | Lighting | 1.5643 | 1.5205 | 0.21586
Tech | Water and Wastewater | Industrial Lighting | Industrial Lighting | TRC | New | EN912 | Efficient Lighting - Other Interior Lighting | Efficient Lighting - Other Interior Lighting | Equip | 14.4667 | Industrial Lighting | 62.16% | Tech/Econ | 38.99% | 807.4239 | Lighting | 0.11525 | 0.11203 | 0.39837
Tech | Water and Wastewater | Industrial Lighting | Industrial Lighting | TRC | New | EN909 | Efficient Lighting - High Bay | Efficient Lighting - High Bay | Equip | 13.6667 | Industrial Lighting | 30.8% | Tech/Econ | 48.41% | 583.7795 | Lighting | 0.083327 | 0.080996 | 0.21586
Tech | Water and Wastewater | Industrial Lighting | Industrial Lighting | TRC | Existing | EE911 | Efficient Lighting - Other Interior Lighting | Efficient Lighting - Other Interior Lighting | Equip | 14.4667 | Industrial Lighting | 62.16% | Tech/Econ | 38.99% | 0 | Lighting | 0 | 0 | 0.39837
Tech | Water and Wastewater | Industrial Lighting | Industrial Lighting | TRC | Existing | EE908 | Efficient Lighting - High Bay | Efficient Lighting - High Bay | Equip | 13.6667 | Industrial Lighting | 30.8% | Tech/Econ | 48.41% | 0 | Lighting | 0 | 0 | 0.21586
Tech | Water and Wastewater | HVAC | HVAC | TRC | New | NN907 | HVAC Recommissioning | HVAC Recommissioning | NonEquip | 10 | HVAC | 35.73% | Tech/Econ | 18.86% | 426.672 | HVAC | 0.060781 | 0.059306 | 0.23103
Tech | Water and Wastewater | HVAC | HVAC | TRC | New | NN905 | HVAC Improved Controls | HVAC Improved Controls | NonEquip | 15 | HVAC | 34.58% | Tech/Econ | 14.73% | 300.7032 | HVAC | 0.042836 | 0.041797 | 0.050489
Tech | Water and Wastewater | HVAC | HVAC | TRC | New | NN900 | Building Envelope Improvements | Building Envelope Improvements | NonEquip | 15 | HVAC | 32.06% | Tech/Econ | 14.68% | 244.2135 | HVAC | 0.034789 | 0.033945 | 0.1444
Tech | Water and Wastewater | HVAC | HVAC | TRC | Existing | NE906 | HVAC Recommissioning | HVAC Recommissioning | NonEquip | 10 | HVAC | 35.73% | Tech/Econ | 18.86% | 8009.9155 | HVAC | 1.141 | 1.1134 | 0.23103
Tech | Water and Wastewater | HVAC | HVAC | TRC | Existing | NE904 | HVAC Improved Controls | HVAC Improved Controls | NonEquip | 15 | HVAC | 34.58% | Tech/Econ | 14.73% | 5645.1026 | HVAC | 0.80417 | 0.78466 | 0.050489
Tech | Water and Wastewater | HVAC | HVAC | TRC | Existing | NE899 | Building Envelope Improvements | Building Envelope Improvements | NonEquip | 15 | HVAC | 32.06% | Tech/Econ | 14.68% | 4951.2181 | HVAC | 0.70532 | 0.68821 | 0.1444
Tech | Water and Wastewater | HVAC | HVAC | TRC | Turnover | ET903 | HVAC Equipment Upgrades | HVAC Equipment Upgrades | Equip | 18 | HVAC | 28.85% | Tech/Econ | 14.08% | 4071.3582 | HVAC | 0.57998 | 0.56591 | 0.13731
Tech | Water and Wastewater | HVAC | HVAC | TRC | New | EN902 | HVAC Equipment Upgrades | HVAC Equipment Upgrades | Equip | 18 | HVAC | 28.85% | Tech/Econ | 14.08% | 0 | HVAC | 0 | 0 | 0.13731
Tech | Water and Wastewater | HVAC | HVAC | TRC | Existing | EE901 | HVAC Equipment Upgrades | HVAC Equipment Upgrades | Equip | 18 | HVAC | 28.85% | Tech/Econ | 14.08% | 0 | HVAC | 0 | 0 | 0.13731
Tech | Water and Wastewater | Exterior Lighting | Exterior Lighting | TRC | New | NN898 | Lighting Controls - Exterior | Lighting Controls - Exterior | NonEquip | 10 | Exterior Lighting | 17% | Tech/Econ | 28% | 18.6526 | Exterior | 0 | 0 | 0.13992
Tech | Water and Wastewater | Exterior Lighting | Exterior Lighting | TRC | Existing | NE897 | Lighting Controls - Exterior | Lighting Controls - Exterior | NonEquip | 10 | Exterior Lighting | 17% | Tech/Econ | 28% | 350.165 | Exterior | 0 | 0 | 0.13992
Tech | Water and Wastewater | Exterior Lighting | Exterior Lighting | TRC | Turnover | ET896 | Efficient Lighting - Exterior | Efficient Lighting - Exterior | Equip | 13.6 | Exterior Lighting | 15.29% | Tech/Econ | 78.74% | 1006.8093 | Exterior | 0 | 0 | 0.1144
Tech | Water and Wastewater | Exterior Lighting | Exterior Lighting | TRC | New | EN895 | Efficient Lighting - Exterior | Efficient Lighting - Exterior | Equip | 13.6 | Exterior Lighting | 15.29% | Tech/Econ | 78.74% | 53.6307 | Exterior | 0 | 0 | 0.1144
Tech | Water and Wastewater | Exterior Lighting | Exterior Lighting | TRC | Existing | EE894 | Efficient Lighting - Exterior | Efficient Lighting - Exterior | Equip | 13.6 | Exterior Lighting | 15.29% | Tech/Econ | 78.74% | 0 | Exterior | 0 | 0 | 0.1144
Tech | Water and Wastewater | Compressed Air | Compressed Air | TRC | New | NN893 | Plant Energy Management | Plant Energy Management | NonEquip | 10.5 | Compressed Air | 25.8% | Tech/Econ | 12% | 274.7661 | MachineDrives | 0.037 | 0.036023 | 0.023178
Tech | Water and Wastewater | Compressed Air | Compressed Air | TRC | New | NN891 | Compressed Air System Optimization | Compressed Air System Optimization | NonEquip | 10 | Compressed Air | 30.76% | Tech/Econ | 10.64% | 281.4467 | MachineDrives | 0.0379 | 0.036899 | 0.05397
Tech | Water and Wastewater | Compressed Air | Compressed Air | TRC | New | NN886 | Compressed Air Controls | Compressed Air Controls | NonEquip | 12.5 | Compressed Air | 74.82% | Tech/Econ | 2.192% | 0 | MachineDrives | 0 | 0 | 0.055306
Tech | Water and Wastewater | Compressed Air | Compressed Air | TRC | Existing | NE892 | Plant Energy Management | Plant Energy Management | NonEquip | 10.5 | Compressed Air | 25.8% | Tech/Econ | 12% | 5158.1854 | MachineDrives | 0.69461 | 0.67626 | 0.023178
Tech | Water and Wastewater | Compressed Air | Compressed Air | TRC | Existing | NE890 | Compressed Air System Optimization | Compressed Air System Optimization | NonEquip | 10 | Compressed Air | 30.76% | Tech/Econ | 10.64% | 5283.601 | MachineDrives | 0.7115 | 0.6927 | 0.05397
Tech | Water and Wastewater | Compressed Air | Compressed Air | TRC | Existing | NE885 | Compressed Air Controls | Compressed Air Controls | NonEquip | 12.5 | Compressed Air | 74.82% | Tech/Econ | 2.192% | 2488.206 | MachineDrives | 0.33506 | 0.32621 | 0.055306
Tech | Water and Wastewater | Compressed Air | Compressed Air | TRC | Turnover | ET889 | Compressed Air Equipment | Compressed Air Equipment | Equip | 15 | Compressed Air | 71.22% | Tech/Econ | 4.001% | 4450.1061 | MachineDrives | 0.59926 | 0.58343 | 0.10354
Tech | Water and Wastewater | Compressed Air | Compressed Air | TRC | New | EN888 | Compressed Air Equipment | Compressed Air Equipment | Equip | 15 | Compressed Air | 71.22% | Tech/Econ | 4.001% | 144.5914 | MachineDrives | 0.019471 | 0.018957 | 0.10354
Tech | Water and Wastewater | Compressed Air | Compressed Air | TRC | Existing | EE887 | Compressed Air Equipment | Compressed Air Equipment | Equip | 15 | Compressed Air | 71.22% | Tech/Econ | 4.001% | 0 | MachineDrives | 0 | 0 | 0.10354

## PerCustomerTemplate-RES (hidden)
|  | Note: will need separate sheets for Residential, Commercial and Industrial | [10 empty] | Projected Particpation
Segment | Vintage | (1) Measure | (2) Summer Peak Per Cust (kW) | (3) Winter Peak Per Cust (kW) | Blank Column | (4) Annual energy Per Cust (kWh) | (5 ) service Life(Yrs) | Blank Column | (7) Measure incremental cost | Units | Blank Column | Blank Column | 2020 | 2021 | 2022 | 2023 | 2024 | 2025 | 2026 | 2027 | 2028 | 2029 | 2030 | 2031 | 2032 | 2033 | 2034 | 2035 | 2036 | 2037 | 2038 | 2039 | 2040 | 2041 | 2042 | 2043 | 2044 | 2045 | 2046 | 2047 | 2048 | 2049
Single Family | Turnover | Energy Star Clothes Dryer | 0.021463 | 0.011557 |  | 145.9522 | 11 |  | 249 | Per Unit
Multi-Family | Turnover | Energy Star Clothes Dryer | 0.021463 | 0.011557 |  | 145.9522 | 11 |  | 249 | Per Unit
Manufactured Home | Turnover | Energy Star Clothes Dryer | 0.021463 | 0.011557 |  | 145.9522 | 11 |  | 249 | Per Unit
Single Family | New | Energy Star Clothes Dryer | 0.021463 | 0.011557 |  | 145.9522 | 11 |  | 249 | Per Unit
Multi-Family | New | Energy Star Clothes Dryer | 0.021463 | 0.011557 |  | 145.9522 | 11 |  | 249 | Per Unit
Manufactured Home | New | Energy Star Clothes Dryer | 0.021463 | 0.011557 |  | 145.9522 | 11 |  | 249 | Per Unit
Single Family | Turnover | Energy Star Clothes Washer | 0.16214 | 0.039994 |  | 544.539 | 11 |  | 58.34 | Per Unit
Multi-Family | Turnover | Energy Star Clothes Washer | 0.16214 | 0.039994 |  | 544.539 | 11 |  | 58.34 | Per Unit
Manufactured Home | Turnover | Energy Star Clothes Washer | 0.16214 | 0.039994 |  | 544.539 | 11 |  | 58.34 | Per Unit
Single Family | New | Energy Star Clothes Washer | 0.16214 | 0.039994 |  | 544.539 | 11 |  | 58.34 | Per Unit
Multi-Family | New | Energy Star Clothes Washer | 0.16214 | 0.039994 |  | 544.539 | 11 |  | 58.34 | Per Unit
Manufactured Home | New | Energy Star Clothes Washer | 0.16214 | 0.039994 |  | 544.539 | 11 |  | 58.34 | Per Unit
Single Family | Turnover | Energy Star Dishwasher | 0.0044126 | 0.0047969 |  | 40.303 | 10 |  | 0 | Per Unit
Multi-Family | Turnover | Energy Star Dishwasher | 0.0044126 | 0.0047969 |  | 40.303 | 10 |  | 0 | Per Unit
Manufactured Home | Turnover | Energy Star Dishwasher | 0.0044126 | 0.0047969 |  | 40.303 | 10 |  | 0 | Per Unit
Single Family | New | Energy Star Dishwasher | 0.0044126 | 0.0047969 |  | 40.303 | 10 |  | 0 | Per Unit
Multi-Family | New | Energy Star Dishwasher | 0.0044126 | 0.0047969 |  | 40.303 | 10 |  | 0 | Per Unit
Manufactured Home | New | Energy Star Dishwasher | 0.0044126 | 0.0047969 |  | 40.303 | 10 |  | 0 | Per Unit
Single Family | Turnover | Energy Star Freezer | 0.0074854 | 0.0067022 |  | 65.6 | 11 |  | 90 | Per Unit
Multi-Family | Turnover | Energy Star Freezer | 0.0074854 | 0.0067022 |  | 65.6 | 11 |  | 90 | Per Unit
Manufactured Home | Turnover | Energy Star Freezer | 0.0074854 | 0.0067022 |  | 65.6 | 11 |  | 90 | Per Unit
Single Family | New | Energy Star Freezer | 0.0074854 | 0.0067022 |  | 65.6 | 11 |  | 90 | Per Unit
Multi-Family | New | Energy Star Freezer | 0.0074854 | 0.0067022 |  | 65.6 | 11 |  | 90 | Per Unit
Manufactured Home | New | Energy Star Freezer | 0.0074854 | 0.0067022 |  | 65.6 | 11 |  | 90 | Per Unit
Single Family | Turnover | Energy Star Refrigerator | 0.015233 | 0.013639 |  | 133.5 | 14 |  | 122 | Per Unit
Multi-Family | Turnover | Energy Star Refrigerator | 0.015233 | 0.013639 |  | 133.5 | 14 |  | 122 | Per Unit
Manufactured Home | Turnover | Energy Star Refrigerator | 0.015233 | 0.013639 |  | 133.5 | 14 |  | 122 | Per Unit
Single Family | New | Energy Star Refrigerator | 0.015233 | 0.013639 |  | 133.5 | 14 |  | 122 | Per Unit
Multi-Family | New | Energy Star Refrigerator | 0.015233 | 0.013639 |  | 133.5 | 14 |  | 122 | Per Unit
Manufactured Home | New | Energy Star Refrigerator | 0.015233 | 0.013639 |  | 133.5 | 14 |  | 122 | Per Unit
Single Family | Turnover | Heat Pump Clothes Dryer | 0.031774 | 0.017109 |  | 216.0685 | 12 |  | 850 | Per Unit
Multi-Family | Turnover | Heat Pump Clothes Dryer | 0.031774 | 0.017109 |  | 216.0685 | 12 |  | 850 | Per Unit
Manufactured Home | Turnover | Heat Pump Clothes Dryer | 0.031774 | 0.017109 |  | 216.0685 | 12 |  | 850 | Per Unit
Single Family | New | Heat Pump Clothes Dryer | 0.031774 | 0.017109 |  | 216.0685 | 12 |  | 850 | Per Unit
Multi-Family | New | Heat Pump Clothes Dryer | 0.031774 | 0.017109 |  | 216.0685 | 12 |  | 850 | Per Unit
Manufactured Home | New | Heat Pump Clothes Dryer | 0.031774 | 0.017109 |  | 216.0685 | 12 |  | 850 | Per Unit
Single Family | Turnover | High Efficiency Convection Oven | 0.034713 | 0.0057855 |  | 84.3 | 12 |  | 652.5 | Per Unit
Multi-Family | Turnover | High Efficiency Convection Oven | 0.034713 | 0.0057855 |  | 84.3 | 12 |  | 652.5 | Per Unit
Manufactured Home | Turnover | High Efficiency Convection Oven | 0.034713 | 0.0057855 |  | 84.3 | 12 |  | 652.5 | Per Unit
Single Family | New | High Efficiency Convection Oven | 0.034713 | 0.0057855 |  | 84.3 | 12 |  | 652.5 | Per Unit
Multi-Family | New | High Efficiency Convection Oven | 0.034713 | 0.0057855 |  | 84.3 | 12 |  | 652.5 | Per Unit
Manufactured Home | New | High Efficiency Convection Oven | 0.034713 | 0.0057855 |  | 84.3 | 12 |  | 652.5 | Per Unit
Single Family | Turnover | High Efficiency Induction Cooktop | 0.21987 | 0.036645 |  | 533.952 | 10 |  | 226.5 | Per Unit
Multi-Family | Turnover | High Efficiency Induction Cooktop | 0.21987 | 0.036645 |  | 533.952 | 10 |  | 226.5 | Per Unit
Manufactured Home | Turnover | High Efficiency Induction Cooktop | 0.21987 | 0.036645 |  | 533.952 | 10 |  | 226.5 | Per Unit
Single Family | New | High Efficiency Induction Cooktop | 0.21987 | 0.036645 |  | 533.952 | 10 |  | 226.5 | Per Unit
Multi-Family | New | High Efficiency Induction Cooktop | 0.21987 | 0.036645 |  | 533.952 | 10 |  | 226.5 | Per Unit
Manufactured Home | New | High Efficiency Induction Cooktop | 0.21987 | 0.036645 |  | 533.952 | 10 |  | 226.5 | Per Unit
Single Family | Turnover | Heat Pump Water Heater | 0.14043 | 0.42974 |  | 1559.9186 | 10 |  | 1006 | Per Unit
Multi-Family | Turnover | Heat Pump Water Heater | 0.11039 | 0.33781 |  | 1226.1991 | 10 |  | 1006 | Per Unit
Manufactured Home | Turnover | Heat Pump Water Heater | 0.10951 | 0.33511 |  | 1216.4239 | 10 |  | 1006 | Per Unit
Single Family | New | Heat Pump Water Heater | 0.14043 | 0.42974 |  | 1559.9186 | 10 |  | 1006 | Per Unit
Multi-Family | New | Heat Pump Water Heater | 0.11039 | 0.33781 |  | 1226.1991 | 10 |  | 1006 | Per Unit
Manufactured Home | New | Heat Pump Water Heater | 0.10951 | 0.33511 |  | 1216.4239 | 10 |  | 1006 | Per Unit
Single Family | Turnover | Instantaneous Hot Water System | -0.0034743 | 0.041304 |  | 149.9719 | 20 |  | 2380.91 | Per Home
Multi-Family | Turnover | Instantaneous Hot Water System | -0.002731 | 0.032468 |  | 117.8878 | 20 |  | 2380.91 | Per Home
Manufactured Home | Turnover | Instantaneous Hot Water System | -0.0027093 | 0.032209 |  | 116.948 | 20 |  | 2380.91 | Per Home
Single Family | New | Instantaneous Hot Water System | -0.0034743 | 0.041304 |  | 149.9719 | 20 |  | 2380.91 | Per Home
Multi-Family | New | Instantaneous Hot Water System | -0.002731 | 0.032468 |  | 117.8878 | 20 |  | 2380.91 | Per Home
Manufactured Home | New | Instantaneous Hot Water System | -0.0027093 | 0.032209 |  | 116.948 | 20 |  | 2380.91 | Per Home
Single Family | Turnover | Solar Water Heater | 0.14299 | 0.020075 |  | 1913.1534 | 15 |  | 6767 | Per 50-gallon
Multi-Family | Turnover | Solar Water Heater | 0.1124 | 0.015781 |  | 1503.865 | 15 |  | 6767 | Per 50-gallon
Manufactured Home | Turnover | Solar Water Heater | 0.11151 | 0.015655 |  | 1491.8763 | 15 |  | 6767 | Per 50-gallon
Single Family | New | Solar Water Heater | 0.14299 | 0.020075 |  | 1913.1534 | 15 |  | 6767 | Per 50-gallon
Multi-Family | New | Solar Water Heater | 0.1124 | 0.015781 |  | 1503.865 | 15 |  | 6767 | Per 50-gallon
Manufactured Home | New | Solar Water Heater | 0.11151 | 0.015655 |  | 1491.8763 | 15 |  | 6767 | Per 50-gallon
Single Family | Turnover | Energy Star Air Purifier | 0.085069 | 0.061385 |  | 641.9636 | 9 |  | 0 | Per Unit
Multi-Family | Turnover | Energy Star Air Purifier | 0.085069 | 0.061385 |  | 641.9636 | 9 |  | 0 | Per Unit
Manufactured Home | Turnover | Energy Star Air Purifier | 0.085069 | 0.061385 |  | 641.9636 | 9 |  | 0 | Per Unit
Single Family | New | Energy Star Air Purifier | 0.085069 | 0.061385 |  | 641.9636 | 9 |  | 0 | Per Unit
Multi-Family | New | Energy Star Air Purifier | 0.085069 | 0.061385 |  | 641.9636 | 9 |  | 0 | Per Unit
Manufactured Home | New | Energy Star Air Purifier | 0.085069 | 0.061385 |  | 641.9636 | 9 |  | 0 | Per Unit
Single Family | Turnover | Energy Star Audio-Video Equipment | 0 | 0 |  | 80.2955 | 5 |  | 134.84 | Per Unit
Multi-Family | Turnover | Energy Star Audio-Video Equipment | 0 | 0 |  | 80.2955 | 5 |  | 134.84 | Per Unit
Manufactured Home | Turnover | Energy Star Audio-Video Equipment | 0 | 0 |  | 80.2955 | 5 |  | 134.84 | Per Unit
Single Family | New | Energy Star Audio-Video Equipment | 0 | 0 |  | 80.2955 | 5 |  | 134.84 | Per Unit
Multi-Family | New | Energy Star Audio-Video Equipment | 0 | 0 |  | 80.2955 | 5 |  | 134.84 | Per Unit
Manufactured Home | New | Energy Star Audio-Video Equipment | 0 | 0 |  | 80.2955 | 5 |  | 134.84 | Per Unit
Single Family | Turnover | Energy Star Imaging Equipment | 0.011573 | 0.0067571 |  | 127.645 | 5 |  | 0 | Per Unit
Multi-Family | Turnover | Energy Star Imaging Equipment | 0.011573 | 0.0067571 |  | 127.645 | 5 |  | 0 | Per Unit
Manufactured Home | Turnover | Energy Star Imaging Equipment | 0.011573 | 0.0067571 |  | 127.645 | 5 |  | 0 | Per Unit
Single Family | New | Energy Star Imaging Equipment | 0.011573 | 0.0067571 |  | 127.645 | 5 |  | 0 | Per Unit
Multi-Family | New | Energy Star Imaging Equipment | 0.011573 | 0.0067571 |  | 127.645 | 5 |  | 0 | Per Unit
Manufactured Home | New | Energy Star Imaging Equipment | 0.011573 | 0.0067571 |  | 127.645 | 5 |  | 0 | Per Unit
Single Family | Turnover | Energy Star Personal Computer | 0.018954 | 0.0040635 |  | 119.5512 | 4 |  | 29.75 | Per Unit
Multi-Family | Turnover | Energy Star Personal Computer | 0.018954 | 0.0040635 |  | 119.5512 | 4 |  | 29.75 | Per Unit
Manufactured Home | Turnover | Energy Star Personal Computer | 0.018954 | 0.0040635 |  | 119.5512 | 4 |  | 29.75 | Per Unit
Single Family | New | Energy Star Personal Computer | 0.018954 | 0.0040635 |  | 119.5512 | 4 |  | 29.75 | Per Unit
Multi-Family | New | Energy Star Personal Computer | 0.018954 | 0.0040635 |  | 119.5512 | 4 |  | 29.75 | Per Unit
Manufactured Home | New | Energy Star Personal Computer | 0.018954 | 0.0040635 |  | 119.5512 | 4 |  | 29.75 | Per Unit
Single Family | Turnover | Energy Star TV | 0.0076643 | 0.0045849 |  | 38.325 | 6 |  | 93.3333 | Per Unit
Multi-Family | Turnover | Energy Star TV | 0.0076643 | 0.0045849 |  | 38.325 | 6 |  | 93.3333 | Per Unit
Manufactured Home | Turnover | Energy Star TV | 0.0076643 | 0.0045849 |  | 38.325 | 6 |  | 93.3333 | Per Unit
Single Family | New | Energy Star TV | 0.0076643 | 0.0045849 |  | 38.325 | 6 |  | 93.3333 | Per Unit
Multi-Family | New | Energy Star TV | 0.0076643 | 0.0045849 |  | 38.325 | 6 |  | 93.3333 | Per Unit
Manufactured Home | New | Energy Star TV | 0.0076643 | 0.0045849 |  | 38.325 | 6 |  | 93.3333 | Per Unit
Single Family | Turnover | 14 SEER ASHP from base electric resistance heating | 0 | 0.61735 |  | 952.7427 | 15 |  | 469.29 | Per 3 Ton
Multi-Family | Turnover | 14 SEER ASHP from base electric resistance heating | 0 | 0.37659 |  | 581.173 | 15 |  | 312.86 | Per 2 Ton
Manufactured Home | Turnover | 14 SEER ASHP from base electric resistance heating | 0 | 0.38276 |  | 590.7005 | 15 |  | 469.29 | Per 3 Ton
Single Family | New | 14 SEER ASHP from base electric resistance heating | 0 | 0.61735 |  | 952.7427 | 15 |  | 469.29 | Per 3 Ton
Multi-Family | New | 14 SEER ASHP from base electric resistance heating | 0 | 0.37659 |  | 581.173 | 15 |  | 312.86 | Per 2 Ton
Manufactured Home | New | 14 SEER ASHP from base electric resistance heating | 0 | 0.38276 |  | 590.7005 | 15 |  | 469.29 | Per 3 Ton
Single Family | Turnover | 15 SEER Air Source Heat Pump | 0.17643 | 0.26054 |  | 402.0863 | 15 |  | 474 | Per 3 Ton
Multi-Family | Turnover | 15 SEER Air Source Heat Pump | 0.10762 | 0.15893 |  | 245.2726 | 15 |  | 447 | Per 2 Ton
Manufactured Home | Turnover | 15 SEER Air Source Heat Pump | 0.10939 | 0.16154 |  | 249.2935 | 15 |  | 474 | Per 3 Ton
Single Family | New | 15 SEER Air Source Heat Pump | 0.17643 | 0.26054 |  | 402.0863 | 15 |  | 474 | Per 3 Ton
Multi-Family | New | 15 SEER Air Source Heat Pump | 0.10762 | 0.15893 |  | 245.2726 | 15 |  | 447 | Per 2 Ton
Manufactured Home | New | 15 SEER Air Source Heat Pump | 0.10939 | 0.16154 |  | 249.2935 | 15 |  | 474 | Per 3 Ton
Single Family | Turnover | 15 SEER Central AC | 0.19071 | 0 |  | 372.9333 | 15 |  | 371 | Per 3 Ton
Multi-Family | Turnover | 15 SEER Central AC | 0.11633 | 0 |  | 227.4893 | 15 |  | 332 | Per 2 Ton
Manufactured Home | Turnover | 15 SEER Central AC | 0.11824 | 0 |  | 231.2187 | 15 |  | 371 | Per 3 Ton
Single Family | New | 15 SEER Central AC | 0.19071 | 0 |  | 372.9333 | 15 |  | 371 | Per 3 Ton
Multi-Family | New | 15 SEER Central AC | 0.11633 | 0 |  | 227.4893 | 15 |  | 332 | Per 2 Ton
Manufactured Home | New | 15 SEER Central AC | 0.11824 | 0 |  | 231.2187 | 15 |  | 371 | Per 3 Ton
Single Family | Turnover | 16 SEER Air Source Heat Pump | 0.33904 | 0.50067 |  | 772.6722 | 15 |  | 1385 | Per 3 Ton
Multi-Family | Turnover | 16 SEER Air Source Heat Pump | 0.20682 | 0.30541 |  | 471.3301 | 15 |  | 1148 | Per 2 Ton
Manufactured Home | Turnover | 16 SEER Air Source Heat Pump | 0.21021 | 0.31042 |  | 479.0568 | 15 |  | 1385 | Per 3 Ton
Single Family | New | 16 SEER Air Source Heat Pump | 0.33904 | 0.50067 |  | 772.6722 | 15 |  | 1385 | Per 3 Ton
Multi-Family | New | 16 SEER Air Source Heat Pump | 0.20682 | 0.30541 |  | 471.3301 | 15 |  | 1148 | Per 2 Ton
Manufactured Home | New | 16 SEER Air Source Heat Pump | 0.21021 | 0.31042 |  | 479.0568 | 15 |  | 1385 | Per 3 Ton
Single Family | Turnover | 16 SEER Central AC | 0.35757 | 0 |  | 699.25 | 15 |  | 726 | Per 3 Ton
Multi-Family | Turnover | 16 SEER Central AC | 0.21812 | 0 |  | 426.5425 | 15 |  | 649 | Per 2 Ton
Manufactured Home | Turnover | 16 SEER Central AC | 0.2217 | 0 |  | 433.535 | 15 |  | 726 | Per 3 Ton
Single Family | New | 16 SEER Central AC | 0.35757 | 0 |  | 699.25 | 15 |  | 726 | Per 3 Ton
Multi-Family | New | 16 SEER Central AC | 0.21812 | 0 |  | 426.5425 | 15 |  | 649 | Per 2 Ton
Manufactured Home | New | 16 SEER Central AC | 0.2217 | 0 |  | 433.535 | 15 |  | 726 | Per 3 Ton
Single Family | Turnover | 17 SEER Air Source Heat Pump | 0.48277 | 0.71291 |  | 1100.208 | 15 |  | 2250 | Per 3 Ton
Multi-Family | Turnover | 17 SEER Air Source Heat Pump | 0.29449 | 0.43487 |  | 671.1269 | 15 |  | 1837 | Per 2 Ton
Manufactured Home | Turnover | 17 SEER Air Source Heat Pump | 0.29931 | 0.442 |  | 682.129 | 15 |  | 2250 | Per 3 Ton
Single Family | New | 17 SEER Air Source Heat Pump | 0.48277 | 0.71291 |  | 1100.208 | 15 |  | 2250 | Per 3 Ton
Multi-Family | New | 17 SEER Air Source Heat Pump | 0.29449 | 0.43487 |  | 671.1269 | 15 |  | 1837 | Per 2 Ton
Manufactured Home | New | 17 SEER Air Source Heat Pump | 0.29931 | 0.442 |  | 682.129 | 15 |  | 2250 | Per 3 Ton
Single Family | Turnover | 17 SEER Central AC | 0.50481 | 0 |  | 987.1765 | 15 |  | 2350 | Per 3 Ton
Multi-Family | Turnover | 17 SEER Central AC | 0.30793 | 0 |  | 602.1776 | 15 |  | 1565 | Per 2 Ton
Manufactured Home | Turnover | 17 SEER Central AC | 0.31298 | 0 |  | 612.0494 | 15 |  | 2350 | Per 3 Ton
Single Family | New | 17 SEER Central AC | 0.50481 | 0 |  | 987.1765 | 15 |  | 2350 | Per 3 Ton
Multi-Family | New | 17 SEER Central AC | 0.30793 | 0 |  | 602.1776 | 15 |  | 1565 | Per 2 Ton
Manufactured Home | New | 17 SEER Central AC | 0.31298 | 0 |  | 612.0494 | 15 |  | 2350 | Per 3 Ton
Single Family | Turnover | 18 SEER Air Source Heat Pump | 0.59507 | 0.87875 |  | 1356.1427 | 15 |  | 3013 | Per 3 Ton
Multi-Family | Turnover | 18 SEER Air Source Heat Pump | 0.36299 | 0.53604 |  | 827.247 | 15 |  | 2733 | Per 2 Ton
Manufactured Home | Turnover | 18 SEER Air Source Heat Pump | 0.36894 | 0.54482 |  | 840.8085 | 15 |  | 3013 | Per 3 Ton
Single Family | New | 18 SEER Air Source Heat Pump | 0.59507 | 0.87875 |  | 1356.1427 | 15 |  | 3013 | Per 3 Ton
Multi-Family | New | 18 SEER Air Source Heat Pump | 0.36299 | 0.53604 |  | 827.247 | 15 |  | 2733 | Per 2 Ton
Manufactured Home | New | 18 SEER Air Source Heat Pump | 0.36894 | 0.54482 |  | 840.8085 | 15 |  | 3013 | Per 3 Ton
Single Family | Turnover | 18 SEER Central AC | 0.63569 | 0 |  | 1243.1111 | 15 |  | 3333 | Per 3 Ton
Multi-Family | Turnover | 18 SEER Central AC | 0.38777 | 0 |  | 758.2978 | 15 |  | 2426 | Per 2 Ton
Manufactured Home | Turnover | 18 SEER Central AC | 0.39413 | 0 |  | 770.7289 | 15 |  | 3333 | Per 3 Ton
Single Family | New | 18 SEER Central AC | 0.63569 | 0 |  | 1243.1111 | 15 |  | 3333 | Per 3 Ton
Multi-Family | New | 18 SEER Central AC | 0.38777 | 0 |  | 758.2978 | 15 |  | 2426 | Per 2 Ton
Manufactured Home | New | 18 SEER Central AC | 0.39413 | 0 |  | 770.7289 | 15 |  | 3333 | Per 3 Ton
Single Family | Turnover | 21 SEER Air Source Heat Pump | 0.88345 | 1.3046 |  | 2013.3467 | 15 |  | 4740 | Per 3 Ton
Multi-Family | Turnover | 21 SEER Air Source Heat Pump | 0.5389 | 0.79581 |  | 1228.1415 | 15 |  | 4539 | Per 2 Ton
Manufactured Home | Turnover | 21 SEER Air Source Heat Pump | 0.54774 | 0.80885 |  | 1248.2749 | 15 |  | 4740 | Per 3 Ton
Single Family | New | 21 SEER Air Source Heat Pump | 0.88345 | 1.3046 |  | 2013.3467 | 15 |  | 4740 | Per 3 Ton
Multi-Family | New | 21 SEER Air Source Heat Pump | 0.5389 | 0.79581 |  | 1228.1415 | 15 |  | 4539 | Per 2 Ton
Manufactured Home | New | 21 SEER Air Source Heat Pump | 0.54774 | 0.80885 |  | 1248.2749 | 15 |  | 4740 | Per 3 Ton
Single Family | Turnover | 21 SEER ASHP from base electric resistance heating | 1.2898 | 1.9047 |  | 2939.4957 | 15 |  | 5209.29 | Per 3 Ton
Multi-Family | Turnover | 21 SEER ASHP from base electric resistance heating | 0.7868 | 1.1619 |  | 1793.0924 | 15 |  | 4851.86 | Per 2 Ton
Manufactured Home | Turnover | 21 SEER ASHP from base electric resistance heating | 0.7997 | 1.1809 |  | 1822.4873 | 15 |  | 5209.29 | Per 3 Ton
Single Family | New | 21 SEER ASHP from base electric resistance heating | 1.2898 | 1.9047 |  | 2939.4957 | 15 |  | 5209.29 | Per 3 Ton
Multi-Family | New | 21 SEER ASHP from base electric resistance heating | 0.7868 | 1.1619 |  | 1793.0924 | 15 |  | 4851.86 | Per 2 Ton
Manufactured Home | New | 21 SEER ASHP from base electric resistance heating | 0.7997 | 1.1809 |  | 1822.4873 | 15 |  | 13839.956 | Per 2 Ton
Single Family | Turnover | 21 SEER Central AC | 0.95353 | 0 |  | 1864.6667 | 15 |  | 5194 | Per 3 Ton
Multi-Family | Turnover | 21 SEER Central AC | 0.58165 | 0 |  | 1137.4467 | 15 |  | 4217 | Per 2 Ton
Manufactured Home | Turnover | 21 SEER Central AC | 0.59119 | 0 |  | 1156.0933 | 15 |  | 5194 | Per 3 Ton
Single Family | New | 21 SEER Central AC | 0.95353 | 0 |  | 1864.6667 | 15 |  | 5194 | Per 3 Ton
Multi-Family | New | 21 SEER Central AC | 0.58165 | 0 |  | 1137.4467 | 15 |  | 4217 | Per 2 Ton
Manufactured Home | New | 21 SEER Central AC | 0.59119 | 0 |  | 1156.0933 | 15 |  | 5194 | Per 3 Ton
Single Family | Turnover | Energy Star Room AC | 0.077035 | 0 |  | 150.6455 | 9 |  | 18.67 | Per Ton
Multi-Family | Turnover | Energy Star Room AC | 0.077035 | 0 |  | 150.6455 | 9 |  | 18.67 | Per Ton
Manufactured Home | Turnover | Energy Star Room AC | 0.077035 | 0 |  | 150.6455 | 9 |  | 18.67 | Per Ton
Single Family | New | Energy Star Room AC | 0.077035 | 0 |  | 150.6455 | 9 |  | 18.67 | Per Ton
Multi-Family | New | Energy Star Room AC | 0.077035 | 0 |  | 150.6455 | 9 |  | 18.67 | Per Ton
Manufactured Home | New | Energy Star Room AC | 0.077035 | 0 |  | 150.6455 | 9 |  | 18.67 | Per Ton
Single Family | Turnover | Ground Source Heat Pump | 0.90748 | 1.3401 |  | 2068.1269 | 22 |  | 14639.526 | Per 3 Ton
Multi-Family | Turnover | Ground Source Heat Pump | 0.90748 | 1.3401 |  | 2068.1269 | 22 |  | 13839.956 | Per 2 Ton
Manufactured Home | Turnover | Ground Source Heat Pump | 0.90748 | 1.3401 |  | 2068.1269 | 22 |  | 14639.526 | Per 3 Ton
Single Family | New | Ground Source Heat Pump | 0.90748 | 1.3401 |  | 2068.1269 | 22 |  | 14639.526 | Per 3 Ton
Multi-Family | New | Ground Source Heat Pump | 0.90748 | 1.3401 |  | 2068.1269 | 22 |  | 13839.956 | Per 2 Ton
Manufactured Home | New | Ground Source Heat Pump | 0.90748 | 1.3401 |  | 2068.1269 | 22 |  | 14639.526 | Per 3 Ton
Single Family | Turnover | Variable Refrigerant Flow (VRF) HVAC Systems | 0.74972 | 1.1071 |  | 1708.5902 | 13 |  | 3207.372 | Per 3 Ton
Multi-Family | Turnover | Variable Refrigerant Flow (VRF) HVAC Systems | 0.49981 | 0.73808 |  | 1139.0602 | 13 |  | 2645.892 | Per 2 Ton
Manufactured Home | Turnover | Variable Refrigerant Flow (VRF) HVAC Systems | 0.74972 | 1.1071 |  | 1708.5902 | 13 |  | 3207.372 | Per 3 Ton
Single Family | New | Variable Refrigerant Flow (VRF) HVAC Systems | 0.74972 | 1.1071 |  | 1708.5902 | 13 |  | 2526.732 | Per 3 Ton
Multi-Family | New | Variable Refrigerant Flow (VRF) HVAC Systems | 0.49981 | 0.73808 |  | 1139.0602 | 13 |  | 1965.252 | Per 2 Ton
Manufactured Home | New | Variable Refrigerant Flow (VRF) HVAC Systems | 0.74972 | 1.1071 |  | 1708.5902 | 13 |  | 2526.732 | Per 3 Ton
Single Family | Turnover | CFL - 15W Flood (Exterior) | 0 | 0 |  | 47.45 | 7.8 |  | 3.92 | Per Unit
Multi-Family | Turnover | CFL - 15W Flood (Exterior) | 0 | 0 |  | 47.45 | 7.8 |  | 3.92 | Per Unit
Manufactured Home | Turnover | CFL - 15W Flood (Exterior) | 0 | 0 |  | 47.45 | 7.8 |  | 3.92 | Per Unit
Single Family | New | CFL - 15W Flood (Exterior) | 0 | 0 |  | 47.45 | 7.8 |  | 3.92 | Per Unit
Multi-Family | New | CFL - 15W Flood (Exterior) | 0 | 0 |  | 47.45 | 7.8 |  | 3.92 | Per Unit
Manufactured Home | New | CFL - 15W Flood (Exterior) | 0 | 0 |  | 47.45 | 7.8 |  | 3.92 | Per Unit
Single Family | Turnover | CFL - 15W Flood | 0.00041875 | 0.00043966 |  | 4.7606 | 7.8 |  | 3.92 | Per Unit
Multi-Family | Turnover | CFL - 15W Flood | 0.00041875 | 0.00043966 |  | 4.7606 | 7.8 |  | 3.92 | Per Unit
Manufactured Home | Turnover | CFL - 15W Flood | 0.00041875 | 0.00043966 |  | 4.7606 | 7.8 |  | 3.92 | Per Unit
Single Family | New | CFL - 15W Flood | 0.00041875 | 0.00043966 |  | 4.7606 | 7.8 |  | 3.92 | Per Unit
Multi-Family | New | CFL - 15W Flood | 0.00041875 | 0.00043966 |  | 4.7606 | 7.8 |  | 3.92 | Per Unit
Manufactured Home | New | CFL - 15W Flood | 0.00041875 | 0.00043966 |  | 4.7606 | 7.8 |  | 3.92 | Per Unit
Single Family | Turnover | CFL-13W | 0.00046528 | 0.00048851 |  | 5.2896 | 7.8 |  | 1.32 | Per Unit
Multi-Family | Turnover | CFL-13W | 0.00046528 | 0.00048851 |  | 5.2896 | 7.8 |  | 1.32 | Per Unit
Manufactured Home | Turnover | CFL-13W | 0.00046528 | 0.00048851 |  | 5.2896 | 7.8 |  | 1.32 | Per Unit
Single Family | New | CFL-13W | 0.00046528 | 0.00048851 |  | 5.2896 | 7.8 |  | 1.32 | Per Unit
Multi-Family | New | CFL-13W | 0.00046528 | 0.00048851 |  | 5.2896 | 7.8 |  | 1.32 | Per Unit
Manufactured Home | New | CFL-13W | 0.00046528 | 0.00048851 |  | 5.2896 | 7.8 |  | 1.32 | Per Unit
Single Family | Turnover | CFL-23W | 0.00065139 | 0.00068392 |  | 7.4054 | 7.8 |  | 0.85 | Per Unit
Multi-Family | Turnover | CFL-23W | 0.00065139 | 0.00068392 |  | 7.4054 | 7.8 |  | 0.85 | Per Unit
Manufactured Home | Turnover | CFL-23W | 0.00065139 | 0.00068392 |  | 7.4054 | 7.8 |  | 0.85 | Per Unit
Single Family | New | CFL-23W | 0.00065139 | 0.00068392 |  | 7.4054 | 7.8 |  | 0.85 | Per Unit
Multi-Family | New | CFL-23W | 0.00065139 | 0.00068392 |  | 7.4054 | 7.8 |  | 0.85 | Per Unit
Manufactured Home | New | CFL-23W | 0.00065139 | 0.00068392 |  | 7.4054 | 7.8 |  | 0.85 | Per Unit
Single Family | Turnover | LED - 14W | 0.0014889 | 0.0015632 |  | 16.9267 | 10 |  | 1.88 | Per Unit
Multi-Family | Turnover | LED - 14W | 0.0014889 | 0.0015632 |  | 16.9267 | 10 |  | 1.88 | Per Unit
Manufactured Home | Turnover | LED - 14W | 0.0014889 | 0.0015632 |  | 16.9267 | 10 |  | 1.88 | Per Unit
Single Family | New | LED - 14W | 0.0014889 | 0.0015632 |  | 16.9267 | 10 |  | 1.88 | Per Unit
Multi-Family | New | LED - 14W | 0.0014889 | 0.0015632 |  | 16.9267 | 10 |  | 1.88 | Per Unit
Manufactured Home | New | LED - 14W | 0.0014889 | 0.0015632 |  | 16.9267 | 10 |  | 1.88 | Per Unit
Single Family | Turnover | LED - 9W Flood (Exterior) | 0 | 0 |  | 53.144 | 10 |  | 3.14 | Per Unit
Multi-Family | Turnover | LED - 9W Flood (Exterior) | 0 | 0 |  | 53.144 | 10 |  | 3.14 | Per Unit
Manufactured Home | Turnover | LED - 9W Flood (Exterior) | 0 | 0 |  | 53.144 | 10 |  | 3.14 | Per Unit
Single Family | New | LED - 9W Flood (Exterior) | 0 | 0 |  | 53.144 | 10 |  | 3.14 | Per Unit
Multi-Family | New | LED - 9W Flood (Exterior) | 0 | 0 |  | 53.144 | 10 |  | 3.14 | Per Unit
Manufactured Home | New | LED - 9W Flood (Exterior) | 0 | 0 |  | 53.144 | 10 |  | 3.14 | Per Unit
Single Family | Turnover | LED - 9W Flood | 0.00097708 | 0.0010259 |  | 11.1081 | 10 |  | 3.14 | Per Unit
Multi-Family | Turnover | LED - 9W Flood | 0.00097708 | 0.0010259 |  | 11.1081 | 10 |  | 3.14 | Per Unit
Manufactured Home | Turnover | LED - 9W Flood | 0.00097708 | 0.0010259 |  | 11.1081 | 10 |  | 3.14 | Per Unit
Single Family | New | LED - 9W Flood | 0.00097708 | 0.0010259 |  | 11.1081 | 10 |  | 3.14 | Per Unit
Multi-Family | New | LED - 9W Flood | 0.00097708 | 0.0010259 |  | 11.1081 | 10 |  | 3.14 | Per Unit
Manufactured Home | New | LED - 9W Flood | 0.00097708 | 0.0010259 |  | 11.1081 | 10 |  | 3.14 | Per Unit
Single Family | Turnover | LED - 9W | 0.0008375 | 0.00087932 |  | 9.5213 | 10 |  | 1.2 | Per Unit
Multi-Family | Turnover | LED - 9W | 0.0008375 | 0.00087932 |  | 9.5213 | 10 |  | 1.2 | Per Unit
Manufactured Home | Turnover | LED - 9W | 0.0008375 | 0.00087932 |  | 9.5213 | 10 |  | 1.2 | Per Unit
Single Family | New | LED - 9W | 0.0008375 | 0.00087932 |  | 9.5213 | 10 |  | 1.2 | Per Unit
Multi-Family | New | LED - 9W | 0.0008375 | 0.00087932 |  | 9.5213 | 10 |  | 1.2 | Per Unit
Manufactured Home | New | LED - 9W | 0.0008375 | 0.00087932 |  | 9.5213 | 10 |  | 1.2 | Per Unit
Single Family | Turnover | LED Specialty Lamps-5W Chandelier | 0.00065139 | 0.00068392 |  | 7.4054 | 10 |  | 1.97 | Per Unit
Multi-Family | Turnover | LED Specialty Lamps-5W Chandelier | 0.00065139 | 0.00068392 |  | 7.4054 | 10 |  | 1.97 | Per Unit
Manufactured Home | Turnover | LED Specialty Lamps-5W Chandelier | 0.00065139 | 0.00068392 |  | 7.4054 | 10 |  | 1.97 | Per Unit
Single Family | New | LED Specialty Lamps-5W Chandelier | 0.00065139 | 0.00068392 |  | 7.4054 | 10 |  | 1.97 | Per Unit
Multi-Family | New | LED Specialty Lamps-5W Chandelier | 0.00065139 | 0.00068392 |  | 7.4054 | 10 |  | 1.97 | Per Unit
Manufactured Home | New | LED Specialty Lamps-5W Chandelier | 0.00065139 | 0.00068392 |  | 7.4054 | 10 |  | 1.97 | Per Unit
Single Family | Turnover | Linear LED | 0 | 8.6271e-10 |  | 14.8108 | 15 |  | 2.15 | Per Unit
Multi-Family | Turnover | Linear LED | 0 | 8.6271e-10 |  | 14.8108 | 15 |  | 2.15 | Per Unit
Manufactured Home | Turnover | Linear LED | 0 | 8.6271e-10 |  | 14.8108 | 15 |  | 2.15 | Per Unit
Single Family | New | Linear LED | 0 | 8.6271e-10 |  | 14.8108 | 15 |  | 2.15 | Per Unit
Multi-Family | New | Linear LED | 0 | 8.6271e-10 |  | 14.8108 | 15 |  | 2.15 | Per Unit
Manufactured Home | New | Linear LED | 0 | 8.6271e-10 |  | 14.8108 | 15 |  | 2.15 | Per Unit
Single Family | Turnover | Low Wattage T8 Fixture | 0 | 1.191e-09 |  | 6.3475 | 15 |  | 0.44 | Per Unit
Multi-Family | Turnover | Low Wattage T8 Fixture | 0 | 1.191e-09 |  | 6.3475 | 15 |  | 0.44 | Per Unit
Manufactured Home | Turnover | Low Wattage T8 Fixture | 0 | 1.191e-09 |  | 6.3475 | 15 |  | 0.44 | Per Unit
Single Family | New | Low Wattage T8 Fixture | 0 | 1.191e-09 |  | 6.3475 | 15 |  | 0.44 | Per Unit
Multi-Family | New | Low Wattage T8 Fixture | 0 | 1.191e-09 |  | 6.3475 | 15 |  | 0.44 | Per Unit
Manufactured Home | New | Low Wattage T8 Fixture | 0 | 1.191e-09 |  | 6.3475 | 15 |  | 0.44 | Per Unit
Single Family | Turnover | Energy Star Bathroom Ventilating Fan | 0.00020675 | 0.00082699 |  | 5.9063 | 10 |  | 12.1 | Per Unit
Multi-Family | Turnover | Energy Star Bathroom Ventilating Fan | 0.00020675 | 0.00082699 |  | 5.9063 | 10 |  | 12.1 | Per Unit
Manufactured Home | Turnover | Energy Star Bathroom Ventilating Fan | 0.00020675 | 0.00082699 |  | 5.9063 | 10 |  | 12.1 | Per Unit
Single Family | New | Energy Star Bathroom Ventilating Fan | 0.00020675 | 0.00082699 |  | 5.9063 | 10 |  | 12.1 | Per Unit
Multi-Family | New | Energy Star Bathroom Ventilating Fan | 0.00020675 | 0.00082699 |  | 5.9063 | 10 |  | 12.1 | Per Unit
Manufactured Home | New | Energy Star Bathroom Ventilating Fan | 0.00020675 | 0.00082699 |  | 5.9063 | 10 |  | 12.1 | Per Unit
Single Family | Turnover | Energy Star Ceiling Fan | 0 | 2.4186e-06 |  | 21.4818 | 20 |  | 45 | Per Unit
Multi-Family | Turnover | Energy Star Ceiling Fan | 0 | 2.4186e-06 |  | 21.4818 | 20 |  | 45 | Per Unit
Manufactured Home | Turnover | Energy Star Ceiling Fan | 0 | 2.4186e-06 |  | 21.4818 | 20 |  | 45 | Per Unit
Single Family | New | Energy Star Ceiling Fan | 0 | 4.4863e-06 |  | 21.4818 | 20 |  | 45 | Per Unit
Multi-Family | New | Energy Star Ceiling Fan | 0 | 4.4863e-06 |  | 21.4818 | 20 |  | 45 | Per Unit
Manufactured Home | New | Energy Star Ceiling Fan | 0 | 4.4863e-06 |  | 21.4818 | 20 |  | 45 | Per Unit
Single Family | Turnover | Energy Star Dehumidifier | 0.035168 | 0.0066615 |  | 214.4267 | 12 |  | 20 | Per Unit
Multi-Family | Turnover | Energy Star Dehumidifier | 0.035168 | 0.0066615 |  | 214.4267 | 12 |  | 20 | Per Unit
Manufactured Home | Turnover | Energy Star Dehumidifier | 0.035168 | 0.0066615 |  | 214.4267 | 12 |  | 20 | Per Unit
Single Family | New | Energy Star Dehumidifier | 0.035168 | 0.0066615 |  | 214.4267 | 12 |  | 20 | Per Unit
Multi-Family | New | Energy Star Dehumidifier | 0.035168 | 0.0066615 |  | 214.4267 | 12 |  | 20 | Per Unit
Manufactured Home | New | Energy Star Dehumidifier | 0.03241 | 0.006139 |  | 197.6089 | 12 |  | 20 | Per Unit
Single Family | Turnover | Heat Pump Pool Heater | 0 | 0 |  | 9411.7647 | 15 |  | 906.95 | Per Unit
Multi-Family | Turnover | Heat Pump Pool Heater | 0 | 0 |  | 9411.7647 | 15 |  | 906.95 | Per Unit
Manufactured Home | Turnover | Heat Pump Pool Heater | 0 | 0 |  | 9411.7647 | 15 |  | 906.95 | Per Unit
Single Family | New | Heat Pump Pool Heater | 0 | 0 |  | 9411.7647 | 15 |  | 906.95 | Per Unit
Multi-Family | New | Heat Pump Pool Heater | 0 | 0 |  | 9411.7647 | 15 |  | 906.95 | Per Unit
Manufactured Home | New | Heat Pump Pool Heater | 0 | 0 |  | 9411.7647 | 15 |  | 906.95 | Per Unit
Single Family | Turnover | Solar Pool Heater | 0 | 0 |  | 10130.719 | 15 |  | 3477 | Per Unit
Multi-Family | Turnover | Solar Pool Heater | 0 | 0 |  | 10130.719 | 15 |  | 3477 | Per Unit
Manufactured Home | Turnover | Solar Pool Heater | 0 | 0 |  | 10130.719 | 15 |  | 3477 | Per Unit
Single Family | New | Solar Pool Heater | 0 | 0 |  | 10130.719 | 15 |  | 3477 | Per Unit
Multi-Family | New | Solar Pool Heater | 0 | 0 |  | 10130.719 | 15 |  | 3477 | Per Unit
Manufactured Home | New | Solar Pool Heater | 0 | 0 |  | 10130.719 | 15 |  | 3477 | Per Unit
Single Family | Turnover | Solar Powered Pool Pumps | 0.32661 | 0.36796 |  | 2184.0332 | 10 |  | 2259.01 | Per Unit
Multi-Family | Turnover | Solar Powered Pool Pumps | 0.32661 | 0.36796 |  | 2184.0332 | 10 |  | 2259.01 | Per Unit
Manufactured Home | Turnover | Solar Powered Pool Pumps | 0.32661 | 0.36796 |  | 2184.0332 | 10 |  | 2259.01 | Per Unit
Single Family | New | Solar Powered Pool Pumps | 0.32661 | 0.36796 |  | 2184.0332 | 10 |  | 2259.01 | Per Unit
Multi-Family | New | Solar Powered Pool Pumps | 0.32661 | 0.36796 |  | 2184.0332 | 10 |  | 2259.01 | Per Unit
Manufactured Home | New | Solar Powered Pool Pumps | 0.32661 | 0.36796 |  | 2184.0332 | 10 |  | 2259.01 | Per Unit
Single Family | Turnover | Two Speed Pool Pump | 0.15643 | 0.17624 |  | 1046.06 | 10 |  | 359.01 | Per Hp
Multi-Family | Turnover | Two Speed Pool Pump | 0.15643 | 0.17624 |  | 1046.06 | 10 |  | 359.01 | Per Hp
Manufactured Home | Turnover | Two Speed Pool Pump | 0.15643 | 0.17624 |  | 1046.06 | 10 |  | 359.01 | Per Hp
Single Family | New | Two Speed Pool Pump | 0.15643 | 0.17624 |  | 1046.06 | 10 |  | 359.01 | Per Hp
Multi-Family | New | Two Speed Pool Pump | 0.15643 | 0.17624 |  | 1046.06 | 10 |  | 359.01 | Per Hp
Manufactured Home | New | Two Speed Pool Pump | 0.15643 | 0.17624 |  | 1046.06 | 10 |  | 359.01 | Per Hp
Single Family | Turnover | Variable Speed Pool Pump | 0.47257 | 0.5324 |  | 3160.064 | 10 |  | 1085.01 | Per Hp
Multi-Family | Turnover | Variable Speed Pool Pump | 0.47257 | 0.5324 |  | 3160.064 | 10 |  | 1085.01 | Per Hp
Manufactured Home | Turnover | Variable Speed Pool Pump | 0.47257 | 0.5324 |  | 3160.064 | 10 |  | 1085.01 | Per Hp
Single Family | New | Variable Speed Pool Pump | 0.47257 | 0.5324 |  | 3160.064 | 10 |  | 1085.01 | Per Hp
Multi-Family | New | Variable Speed Pool Pump | 0.47257 | 0.5324 |  | 3160.064 | 10 |  | 1085.01 | Per Hp
Manufactured Home | New | Variable Speed Pool Pump | 0.47257 | 0.5324 |  | 3160.064 | 10 |  | 1085.01 | Per Hp
Single Family | Existing | Removal of 2nd Refrigerator-Freezer | 0.12011 | 0.10754 |  | 1052.5805 | 5 |  | 50 | Per Unit
Multi-Family | Existing | Removal of 2nd Refrigerator-Freezer | 0.12011 | 0.10754 |  | 1052.5805 | 5 |  | 50 | Per Unit
Manufactured Home | Existing | Removal of 2nd Refrigerator-Freezer | 0.12011 | 0.10754 |  | 1052.5805 | 5 |  | 50 | Per Unit
Single Family | New | Removal of 2nd Refrigerator-Freezer | 0.12011 | 0.10754 |  | 1052.5805 | 5 |  | 50 | Per Unit
Multi-Family | New | Removal of 2nd Refrigerator-Freezer | 0.12011 | 0.10754 |  | 1052.5805 | 5 |  | 50 | Per Unit
Manufactured Home | New | Removal of 2nd Refrigerator-Freezer | 0.12011 | 0.10754 |  | 1052.5805 | 5 |  | 50 | Per Unit
Single Family | Existing | Drain Water Heat Recovery | 0.021393 | 0.046051 |  | 237.513 | 15 |  | 1025 | Per Unit
Multi-Family | Existing | Drain Water Heat Recovery | 0.018324 | 0.039445 |  | 203.442 | 15 |  | 1025 | Per Unit
Manufactured Home | Existing | Drain Water Heat Recovery | 0.027132 | 0.058404 |  | 301.227 | 15 |  | 1025 | Per Unit
Single Family | New | Drain Water Heat Recovery | 0.021393 | 0.046051 |  | 237.513 | 15 |  | 815 | Per Unit
Multi-Family | New | Drain Water Heat Recovery | 0.018324 | 0.039445 |  | 203.442 | 15 |  | 815 | Per Unit
Manufactured Home | New | Drain Water Heat Recovery | 0.027132 | 0.058404 |  | 301.227 | 15 |  | 815 | Per Unit
Single Family | Existing | Faucet Aerator | 0.0062678 | 0.013492 |  | 69.5871 | 10 |  | 3 | Per Home
Multi-Family | Existing | Faucet Aerator | 0.0049254 | 0.010602 |  | 54.6832 | 10 |  | 3 | Per Home
Manufactured Home | Existing | Faucet Aerator | 0.004889 | 0.010524 |  | 54.28 | 10 |  | 3 | Per Home
Single Family | New | Faucet Aerator | 0.0026116 | 0.0056217 |  | 28.9946 | 10 |  | 3 | Per Home
Multi-Family | New | Faucet Aerator | 0.0020522 | 0.0044176 |  | 22.7846 | 10 |  | 3 | Per Home
Manufactured Home | New | Faucet Aerator | 0.0020371 | 0.0043851 |  | 22.6167 | 10 |  | 3 | Per Home
Single Family | Existing | Heat Trap | 0.011912 | 0.025641 |  | 132.247 | 10 |  | 116.77 | Per Unit
Multi-Family | Existing | Heat Trap | 0.0093633 | 0.020155 |  | 103.9549 | 10 |  | 116.77 | Per Unit
Manufactured Home | Existing | Heat Trap | 0.0092887 | 0.019995 |  | 103.1262 | 10 |  | 116.77 | Per Unit
Single Family | New | Heat Trap | 0.011912 | 0.025641 |  | 132.247 | 10 |  | 116.77 | Per Unit
Multi-Family | New | Heat Trap | 0.0093633 | 0.020155 |  | 103.9549 | 10 |  | 116.77 | Per Unit
Manufactured Home | New | Heat Trap | 0.0092887 | 0.019995 |  | 103.1262 | 10 |  | 116.77 | Per Unit
Single Family | Existing | Hot Water Pipe Insulation | 0.01332 | 0.028672 |  | 147.8828 | 13 |  | 18 | Per 6 LF
Multi-Family | Existing | Hot Water Pipe Insulation | 0.011413 | 0.024567 |  | 126.7083 | 13 |  | 18 | Per 6 LF
Manufactured Home | Existing | Hot Water Pipe Insulation | 0.016888 | 0.036353 |  | 187.4977 | 13 |  | 18 | Per 6 LF
Single Family | New | Hot Water Pipe Insulation | 0.01332 | 0.028672 |  | 147.8828 | 13 |  | 18 | Per 6 LF
Multi-Family | New | Hot Water Pipe Insulation | 0.011413 | 0.024567 |  | 126.7083 | 13 |  | 18 | Per 6 LF
Manufactured Home | New | Hot Water Pipe Insulation | 0.016888 | 0.036353 |  | 187.4977 | 13 |  | 18 | Per 6 LF
Single Family | Existing | Low Flow Showerhead | 0.026571 | 0.057197 |  | 295.0025 | 9 |  | 7 | Per Unit
Multi-Family | Existing | Low Flow Showerhead | 0.020887 | 0.044961 |  | 231.8914 | 9 |  | 7 | Per Unit
Manufactured Home | Existing | Low Flow Showerhead | 0.02072 | 0.044602 |  | 230.0428 | 9 |  | 7 | Per Unit
Single Family | New | Low Flow Showerhead | 0.026571 | 0.057197 |  | 295.0025 | 9 |  | 7 | Per Unit
Multi-Family | New | Low Flow Showerhead | 0.020887 | 0.044961 |  | 231.8914 | 9 |  | 7 | Per Unit
Manufactured Home | New | Low Flow Showerhead | 0.02072 | 0.044602 |  | 230.0428 | 9 |  | 7 | Per Unit
Single Family | Existing | Thermostatic Shower Restriction Valve | 0.0083443 | 0.017962 |  | 92.6413 | 10 |  | 29.95 | Per Unit
Multi-Family | Existing | Thermostatic Shower Restriction Valve | 0.0065592 | 0.014119 |  | 72.8222 | 10 |  | 29.95 | Per Unit
Manufactured Home | Existing | Thermostatic Shower Restriction Valve | 0.0065069 | 0.014007 |  | 72.2416 | 10 |  | 29.95 | Per Unit
Single Family | New | Thermostatic Shower Restriction Valve | 0.0083443 | 0.017962 |  | 92.6413 | 10 |  | 29.95 | Per Unit
Multi-Family | New | Thermostatic Shower Restriction Valve | 0.0065592 | 0.014119 |  | 72.8222 | 10 |  | 29.95 | Per Unit
Manufactured Home | New | Thermostatic Shower Restriction Valve | 0.0065069 | 0.014007 |  | 72.2416 | 10 |  | 29.95 | Per Unit
Single Family | Existing | Water Heater Blanket | 0.023774 | 0.051176 |  | 263.9459 | 7 |  | 167.92 | Per Unit
Multi-Family | Existing | Water Heater Blanket | 0.023774 | 0.051176 |  | 263.9459 | 7 |  | 167.92 | Per Unit
Manufactured Home | Existing | Water Heater Blanket | 0.023774 | 0.051176 |  | 263.9459 | 7 |  | 167.92 | Per Unit
Single Family | New | Water Heater Blanket | 0.022742 | 0.048955 |  | 252.4943 | 7 |  | 167.92 | Per Unit
Multi-Family | New | Water Heater Blanket | 0.022742 | 0.048955 |  | 252.4943 | 7 |  | 167.92 | Per Unit
Manufactured Home | New | Water Heater Blanket | 0.022742 | 0.048955 |  | 252.4943 | 7 |  | 167.92 | Per Unit
Single Family | Existing | Water Heater Thermostat Setback | 0.003295 | 0.0070929 |  | 36.5826 | 4 |  | 1.65 | Per Unit
Multi-Family | Existing | Water Heater Thermostat Setback | 0.003295 | 0.0070929 |  | 36.5826 | 4 |  | 1.65 | Per Unit
Manufactured Home | Existing | Water Heater Thermostat Setback | 0.003295 | 0.0070929 |  | 36.5826 | 4 |  | 1.65 | Per Unit
Single Family | New | Water Heater Thermostat Setback | 0.003295 | 0.0070929 |  | 36.5826 | 4 |  | 1.65 | Per Unit
Multi-Family | New | Water Heater Thermostat Setback | 0.003295 | 0.0070929 |  | 36.5826 | 4 |  | 1.65 | Per Unit
Manufactured Home | New | Water Heater Thermostat Setback | 0.003295 | 0.0070929 |  | 36.5826 | 4 |  | 1.65 | Per Unit
Single Family | Existing | Water Heater Timeclock | 0 | 0 |  | 96.55 | 7 |  | 143.33 | Per Unit
Multi-Family | Existing | Water Heater Timeclock | 0 | 0 |  | 82.7 | 7 |  | 143.33 | Per Unit
Manufactured Home | Existing | Water Heater Timeclock | 0 | 0 |  | 122.45 | 7 |  | 143.33 | Per Unit
Single Family | New | Water Heater Timeclock | 0 | 0 |  | 96.55 | 7 |  | 143.33 | Per Unit
Multi-Family | New | Water Heater Timeclock | 0 | 0 |  | 82.7 | 7 |  | 143.33 | Per Unit
Manufactured Home | New | Water Heater Timeclock | 0 | 0 |  | 122.45 | 7 |  | 143.33 | Per Unit
Single Family | Existing | Smart Power Strip | 0.0059262 | 0.0046242 |  | 53.801 | 5 |  | 10 | Per Unit
Multi-Family | Existing | Smart Power Strip | 0.0059262 | 0.0046242 |  | 53.801 | 5 |  | 10 | Per Unit
Manufactured Home | Existing | Smart Power Strip | 0.0059262 | 0.0046242 |  | 53.801 | 5 |  | 10 | Per Unit
Single Family | New | Smart Power Strip | 0.0059262 | 0.0046242 |  | 53.801 | 5 |  | 10 | Per Unit
Multi-Family | New | Smart Power Strip | 0.0059262 | 0.0046242 |  | 53.801 | 5 |  | 10 | Per Unit
Manufactured Home | New | Smart Power Strip | 0.0059262 | 0.0046242 |  | 53.801 | 5 |  | 10 | Per Unit
Single Family | Existing | Air Sealing-Infiltration Control | 0.26132 | 0.3859 |  | 595.5471 | 11 |  | 578.496 | Per Home
Multi-Family | Existing | Air Sealing-Infiltration Control | 0.16993 | 0.25094 |  | 387.27 | 11 |  | 343.22 | Per Home
Manufactured Home | Existing | Air Sealing-Infiltration Control | 0.25563 | 0.37749 |  | 582.57 | 11 |  | 362.084 | Per Home
Single Family | New | Air Sealing-Infiltration Control | 0 | 0 |  | 0 | 11 |  | 578.496 | Per Home
Multi-Family | New | Air Sealing-Infiltration Control | 0 | 0 |  | 0 | 11 |  | 343.22 | Per Home
Manufactured Home | New | Air Sealing-Infiltration Control | 0 | 0 |  | 0 | 11 |  | 362.084 | Per Home
Single Family | Existing | Ceiling Insulation(R12 to R38) | 0.3699 | 0.54624 |  | 843 | 20 |  | 842.0071 | Per Home
Multi-Family | Existing | Ceiling Insulation(R12 to R38) | 0.22905 | 0.33824 |  | 522 | 20 |  | 699.3845 | Per Home
Manufactured Home | Existing | Ceiling Insulation(R12 to R38) | 0.22694 | 0.33513 |  | 517.2 | 20 |  | 737.8239 | Per Home
Single Family | New | Ceiling Insulation(R12 to R38) | 0.3699 | 0.54624 |  | 843 | 20 |  | 842.0071 | Per Home
Multi-Family | New | Ceiling Insulation(R12 to R38) | 0.22905 | 0.33824 |  | 522 | 20 |  | 699.3845 | Per Home
Manufactured Home | New | Ceiling Insulation(R12 to R38) | 0.22694 | 0.33513 |  | 517.2 | 20 |  | 737.8239 | Per Home
Single Family | Existing | Ceiling Insulation(R19 to R38) | 0.18693 | 0.27604 |  | 426 | 20 |  | 721.5516 | Per Home
Multi-Family | Existing | Ceiling Insulation(R19 to R38) | 0.11628 | 0.17171 |  | 265 | 20 |  | 599.3323 | Per Home
Manufactured Home | Existing | Ceiling Insulation(R19 to R38) | 0.11163 | 0.16485 |  | 254.41 | 20 |  | 632.2727 | Per Home
Single Family | New | Ceiling Insulation(R19 to R38) | 0.18693 | 0.27604 |  | 426 | 20 |  | 721.5516 | Per Home
Multi-Family | New | Ceiling Insulation(R19 to R38) | 0.11628 | 0.17171 |  | 265 | 20 |  | 599.3323 | Per Home
Manufactured Home | New | Ceiling Insulation(R19 to R38) | 0.11163 | 0.16485 |  | 254.41 | 20 |  | 632.2727 | Per Home
Single Family | Existing | Ceiling Insulation(R2 to R38) | 1.4199 | 2.0968 |  | 3236 | 20 |  | 1014.0863 | Per Home
Multi-Family | Existing | Ceiling Insulation(R2 to R38) | 0.85521 | 1.2629 |  | 1949 | 20 |  | 842.3162 | Per Home
Manufactured Home | Existing | Ceiling Insulation(R2 to R38) | 0.88093 | 1.3009 |  | 2007.61 | 20 |  | 888.6115 | Per Home
Single Family | New | Ceiling Insulation(R2 to R38) | 1.4199 | 2.0968 |  | 3236 | 20 |  | 1014.0863 | Per Home
Multi-Family | New | Ceiling Insulation(R2 to R38) | 0.85521 | 1.2629 |  | 1949 | 20 |  | 842.3162 | Per Home
Manufactured Home | New | Ceiling Insulation(R2 to R38) | 0.88093 | 1.3009 |  | 2007.61 | 20 |  | 888.6115 | Per Home
Single Family | Existing | Ceiling Insulation(R30 to R38) | 0.053972 | 0.079701 |  | 123 | 20 |  | 532.2645 | Per Home
Multi-Family | Existing | Ceiling Insulation(R30 to R38) | 0.03291 | 0.048598 |  | 75 | 20 |  | 442.1074 | Per Home
Manufactured Home | Existing | Ceiling Insulation(R30 to R38) | 0.031462 | 0.04646 |  | 71.7 | 20 |  | 466.4064 | Per Home
Single Family | New | Ceiling Insulation(R30 to R38) | 0.053972 | 0.079701 |  | 123 | 20 |  | 532.2645 | Per Home
Multi-Family | New | Ceiling Insulation(R30 to R38) | 0.03291 | 0.048598 |  | 75 | 20 |  | 442.1074 | Per Home
Manufactured Home | New | Ceiling Insulation(R30 to R38) | 0.031462 | 0.04646 |  | 71.7 | 20 |  | 466.4064 | Per Home
Single Family | Existing | Central AC Tune Up | 0.082209 | 0 |  | 187.352 | 2 |  | 175 | Per Visit
Multi-Family | Existing | Central AC Tune Up | 0.039821 | 0 |  | 90.75 | 2 |  | 175 | Per Visit
Manufactured Home | Existing | Central AC Tune Up | 0.054696 | 0 |  | 124.65 | 2 |  | 175 | Per Visit
Single Family | New | Central AC Tune Up | 0 | 0 |  | 0 | 2 |  | 175 | Per Visit
Multi-Family | New | Central AC Tune Up | 0 | 0 |  | 0 | 2 |  | 175 | Per Visit
Manufactured Home | New | Central AC Tune Up | 0 | 0 |  | 0 | 2 |  | 175 | Per Visit
Single Family | Existing | Duct Insulation | 0.059386 | 0.087696 |  | 135.3381 | 15 |  | 1515.9757 | Per Home
Multi-Family | Existing | Duct Insulation | 0.038617 | 0.057026 |  | 88.0071 | 15 |  | 1259.2375 | Per Home
Manufactured Home | Existing | Duct Insulation | 0.058092 | 0.085785 |  | 132.389 | 15 |  | 1328.4475 | Per Home
Single Family | New | Duct Insulation | 0 | 0 |  | 0 | 15 |  | 1515.9757 | Per Home
Multi-Family | New | Duct Insulation | 0 | 0 |  | 0 | 15 |  | 1259.2375 | Per Home
Manufactured Home | New | Duct Insulation | 0 | 0 |  | 0 | 15 |  | 1328.4475 | Per Home
Single Family | Existing | Duct Repair | 0.34843 | 0.51453 |  | 794.0628 | 11 |  | 275 | Per Home
Multi-Family | Existing | Duct Repair | 0.22658 | 0.33459 |  | 516.36 | 11 |  | 275 | Per Home
Manufactured Home | Existing | Duct Repair | 0.34084 | 0.50332 |  | 776.76 | 11 |  | 275 | Per Home
Single Family | New | Duct Repair | 0 | 0 |  | 0 | 11 |  | 275 | Per Home
Multi-Family | New | Duct Repair | 0 | 0 |  | 0 | 11 |  | 275 | Per Home
Manufactured Home | New | Duct Repair | 0 | 0 |  | 0 | 11 |  | 275 | Per Home
Single Family | Existing | Energy Star Certified Roof Products | 0.36295 | 0.53597 |  | 827.1487 | 20 |  | 0 | Per Home
Multi-Family | Existing | Energy Star Certified Roof Products | 0.23602 | 0.34853 |  | 537.875 | 20 |  | 0 | Per Home
Manufactured Home | Existing | Energy Star Certified Roof Products | 0.35504 | 0.52429 |  | 809.125 | 20 |  | 0 | Per Home
Single Family | New | Energy Star Certified Roof Products | 0.36295 | 0.53597 |  | 827.1487 | 20 |  | 0 | Per Home
Multi-Family | New | Energy Star Certified Roof Products | 0.23602 | 0.34853 |  | 537.875 | 20 |  | 0 | Per Home
Manufactured Home | New | Energy Star Certified Roof Products | 0.35504 | 0.52429 |  | 809.125 | 20 |  | 0 | Per Home
Single Family | Existing | Energy Star Door | 0.061324 | 0.090558 |  | 139.7551 | 20 |  | 278.02 | Per Unit
Multi-Family | Existing | Energy Star Door | 0.061324 | 0.090558 |  | 139.7551 | 20 |  | 278.02 | Per Unit
Manufactured Home | Existing | Energy Star Door | 0.061324 | 0.090558 |  | 139.7551 | 20 |  | 278.02 | Per Unit
Single Family | New | Energy Star Door | 0.04352 | 0.064267 |  | 99.181 | 20 |  | 278.02 | Per Unit
Multi-Family | New | Energy Star Door | 0.04352 | 0.064267 |  | 99.181 | 20 |  | 278.02 | Per Unit
Manufactured Home | New | Energy Star Door | 0.04352 | 0.064267 |  | 99.181 | 20 |  | 278.02 | Per Unit
Single Family | Existing | Energy Star Windows | 0.24944 | 0.36836 |  | 568.4708 | 20 |  | 360 | Per 100 SF
Multi-Family | Existing | Energy Star Windows | 0.24944 | 0.36836 |  | 568.4708 | 20 |  | 360 | Per 100 SF
Manufactured Home | Existing | Energy Star Windows | 0.24944 | 0.36836 |  | 568.4708 | 20 |  | 360 | Per 100 SF
Single Family | New | Energy Star Windows | 0.085336 | 0.12602 |  | 194.4769 | 20 |  | 360 | Per 100 SF
Multi-Family | New | Energy Star Windows | 0.085336 | 0.12602 |  | 194.4769 | 20 |  | 360 | Per 100 SF
Manufactured Home | New | Energy Star Windows | 0.085336 | 0.12602 |  | 194.4769 | 20 |  | 360 | Per 100 SF
Single Family | Existing | Floor Insulation | 0 | 0.047302 |  | 73 | 20 |  | 2201.3816 | Per Home
Multi-Family | Existing | Floor Insulation | 0 | 0.019439 |  | 30 | 20 |  | 1828.5027 | Per Home
Manufactured Home | Existing | Floor Insulation | 0 | 0.038231 |  | 59 | 20 |  | 1929.0005 | Per Home
Single Family | New | Floor Insulation | 0 | 0 |  | 0 | 20 |  | 2201.3816 | Per Home
Multi-Family | New | Floor Insulation | 0 | 0 |  | 0 | 20 |  | 1828.5027 | Per Home
Manufactured Home | New | Floor Insulation | 0 | 0 |  | 0 | 20 |  | 1929.0005 | Per Home
Single Family | Existing | Green Roof | 0.42549 | 0.62832 |  | 969.6678 | 20 |  | 26072.6495 | Per Home
Multi-Family | Existing | Green Roof | 0.27668 | 0.40858 |  | 630.5517 | 20 |  | 21656.3583 | Per Home
Manufactured Home | Existing | Green Roof | 0.41621 | 0.61463 |  | 948.5385 | 20 |  | 22846.6314 | Per Home
Single Family | New | Green Roof | 0.42549 | 0.62832 |  | 969.6678 | 20 |  | 26072.6495 | Per Home
Multi-Family | New | Green Roof | 0.27668 | 0.40858 |  | 630.5517 | 20 |  | 21656.3583 | Per Home
Manufactured Home | New | Green Roof | 0.41621 | 0.61463 |  | 948.5385 | 20 |  | 22846.6314 | Per Home
Single Family | Existing | Heat Pump Tune Up | 0.14518 | 0.21439 |  | 330.8595 | 2 |  | 175 | Per Visit
Multi-Family | Existing | Heat Pump Tune Up | 0.094407 | 0.13941 |  | 215.15 | 2 |  | 175 | Per Visit
Manufactured Home | Existing | Heat Pump Tune Up | 0.14202 | 0.20972 |  | 323.65 | 2 |  | 175 | Per Visit
Single Family | New | Heat Pump Tune Up | 0 | 0 |  | 0 | 2 |  | 175 | Per Visit
Multi-Family | New | Heat Pump Tune Up | 0 | 0 |  | 0 | 2 |  | 175 | Per Visit
Manufactured Home | New | Heat Pump Tune Up | 0 | 0 |  | 0 | 2 |  | 175 | Per Visit
Single Family | Existing | Home Energy Management System | 0.30598 | 0.45184 |  | 697.3117 | 11 |  | 481.26 | Per Unit
Multi-Family | Existing | Home Energy Management System | 0.22046 | 0.32556 |  | 502.428 | 11 |  | 481.26 | Per Unit
Manufactured Home | Existing | Home Energy Management System | 0.33985 | 0.50186 |  | 774.5016 | 11 |  | 481.26 | Per Unit
Single Family | New | Home Energy Management System | 0.30598 | 0.45184 |  | 697.3117 | 11 |  | 481.26 | Per Unit
Multi-Family | New | Home Energy Management System | 0.22046 | 0.32556 |  | 502.428 | 11 |  | 481.26 | Per Unit
Manufactured Home | New | Home Energy Management System | 0.33985 | 0.50186 |  | 774.5016 | 11 |  | 481.26 | Per Unit
Single Family | Existing | HVAC ECM Motor | 0.02107 | 0.031114 |  | 48.0178 | 15 |  | 287 | Per Unit
Multi-Family | Existing | HVAC ECM Motor | 0.02107 | 0.031114 |  | 48.0178 | 15 |  | 287 | Per Unit
Manufactured Home | Existing | HVAC ECM Motor | 0.02107 | 0.031114 |  | 48.0178 | 15 |  | 287 | Per Unit
Single Family | New | HVAC ECM Motor | 0.02107 | 0.031114 |  | 48.0178 | 15 |  | 287 | Per Unit
Multi-Family | New | HVAC ECM Motor | 0.02107 | 0.031114 |  | 48.0178 | 15 |  | 287 | Per Unit
Manufactured Home | New | HVAC ECM Motor | 0.02107 | 0.031114 |  | 48.0178 | 15 |  | 287 | Per Unit
Single Family | Existing | Programmable Thermostat | 0 | 0 |  | 113.8157 | 11 |  | 174.99 | Per Unit
Multi-Family | Existing | Programmable Thermostat | 0 | 0 |  | 74.0116 | 11 |  | 174.99 | Per Unit
Manufactured Home | Existing | Programmable Thermostat | 0 | 0 |  | 111.3356 | 11 |  | 174.99 | Per Unit
Single Family | New | Programmable Thermostat | 0 | 0 |  | 113.8157 | 11 |  | 33 | Per Unit
Multi-Family | New | Programmable Thermostat | 0 | 0 |  | 74.0116 | 11 |  | 33 | Per Unit
Manufactured Home | New | Programmable Thermostat | 0 | 0 |  | 111.3356 | 11 |  | 33 | Per Unit
Single Family | Existing | Radiant Barrier | 0.29036 | 0.42878 |  | 661.719 | 20 |  | 1413.5714 | Per Home
Multi-Family | Existing | Radiant Barrier | 0.18881 | 0.27882 |  | 430.3 | 20 |  | 1155 | Per Home
Manufactured Home | Existing | Radiant Barrier | 0.28403 | 0.41943 |  | 647.3 | 20 |  | 1191 | Per Home
Single Family | New | Radiant Barrier | 0.29036 | 0.42878 |  | 661.719 | 20 |  | 1413.5714 | Per Home
Multi-Family | New | Radiant Barrier | 0.18881 | 0.27882 |  | 430.3 | 20 |  | 1155 | Per Home
Manufactured Home | New | Radiant Barrier | 0.28403 | 0.41943 |  | 647.3 | 20 |  | 1191 | Per Home
Single Family | Existing | Sealed crawlspace | 0.071111 | 0.10501 |  | 162.06 | 11 |  | 5500 | Per Home
Multi-Family | Existing | Sealed crawlspace | 0.029224 | 0.043155 |  | 66.6 | 11 |  | 4568.3877 | Per Home
Manufactured Home | Existing | Sealed crawlspace | 0.057473 | 0.084872 |  | 130.98 | 11 |  | 4819.4746 | Per Home
Single Family | New | Sealed crawlspace | 0 | 0 |  | 0 | 11 |  | 5500 | Per Home
Multi-Family | New | Sealed crawlspace | 0 | 0 |  | 0 | 11 |  | 4568.3877 | Per Home
Manufactured Home | New | Sealed crawlspace | 0 | 0 |  | 0 | 11 |  | 4819.4746 | Per Home
Single Family | Existing | Smart Thermostat | 0 | 0 |  | 264.6876 | 11 |  | 274 | Per Unit
Multi-Family | Existing | Smart Thermostat | 0 | 0 |  | 172.12 | 11 |  | 274 | Per Unit
Manufactured Home | Existing | Smart Thermostat | 0 | 0 |  | 258.92 | 11 |  | 274 | Per Unit
Single Family | New | Smart Thermostat | 0 | 0 |  | 264.6876 | 11 |  | 132.01 | Per Unit
Multi-Family | New | Smart Thermostat | 0 | 0 |  | 172.12 | 11 |  | 132.01 | Per Unit
Manufactured Home | New | Smart Thermostat | 0 | 0 |  | 258.92 | 11 |  | 132.01 | Per Unit
Single Family | Existing | Spray Foam Insulation(Base R12) | 0.54849 | 0.80997 |  | 1250 | 20 |  | 5204.5714 | Per Home
Multi-Family | Existing | Spray Foam Insulation(Base R12) | 0.36596 | 0.54041 |  | 834 | 20 |  | 4323 | Per Home
Manufactured Home | Existing | Spray Foam Insulation(Base R12) | 0.45439 | 0.67101 |  | 1035.55 | 20 |  | 4560.6 | Per Home
Single Family | New | Spray Foam Insulation(Base R12) | 0.54849 | 0.80997 |  | 1250 | 20 |  | 5204.5714 | Per Home
Multi-Family | New | Spray Foam Insulation(Base R12) | 0.36596 | 0.54041 |  | 834 | 20 |  | 4323 | Per Home
Manufactured Home | New | Spray Foam Insulation(Base R12) | 0.45439 | 0.67101 |  | 1035.55 | 20 |  | 4560.6 | Per Home
Single Family | Existing | Spray Foam Insulation(Base R19) | 0.38614 | 0.57022 |  | 880 | 20 |  | 5204.5714 | Per Home
Multi-Family | Existing | Spray Foam Insulation(Base R19) | 0.26459 | 0.39073 |  | 603 | 20 |  | 4323 | Per Home
Manufactured Home | Existing | Spray Foam Insulation(Base R19) | 0.34946 | 0.51605 |  | 796.41 | 20 |  | 4560.6 | Per Home
Single Family | New | Spray Foam Insulation(Base R19) | 0.38614 | 0.57022 |  | 880 | 20 |  | 5204.5714 | Per Home
Multi-Family | New | Spray Foam Insulation(Base R19) | 0.26459 | 0.39073 |  | 603 | 20 |  | 4323 | Per Home
Manufactured Home | New | Spray Foam Insulation(Base R19) | 0.34946 | 0.51605 |  | 796.41 | 20 |  | 4560.6 | Per Home
Single Family | Existing | Spray Foam Insulation(Base R2) | 1.5292 | 2.2582 |  | 3485 | 20 |  | 5204.5714 | Per Home
Multi-Family | Existing | Spray Foam Insulation(Base R2) | 0.94604 | 1.397 |  | 2156 | 20 |  | 4323 | Per Home
Manufactured Home | Existing | Spray Foam Insulation(Base R2) | 1.0725 | 1.5837 |  | 2444.11 | 20 |  | 4560.6 | Per Home
Single Family | New | Spray Foam Insulation(Base R2) | 1.5292 | 2.2582 |  | 3485 | 20 |  | 5204.5714 | Per Home
Multi-Family | New | Spray Foam Insulation(Base R2) | 0.94604 | 1.397 |  | 2156 | 20 |  | 4323 | Per Home
Manufactured Home | New | Spray Foam Insulation(Base R2) | 1.0725 | 1.5837 |  | 2444.11 | 20 |  | 4560.6 | Per Home
Single Family | Existing | Spray Foam Insulation(Base R30) | 0.27118 | 0.40045 |  | 618 | 20 |  | 5204.5714 | Per Home
Multi-Family | Existing | Spray Foam Insulation(Base R30) | 0.18824 | 0.27798 |  | 429 | 20 |  | 4323 | Per Home
Manufactured Home | Existing | Spray Foam Insulation(Base R30) | 0.27882 | 0.41174 |  | 635.42 | 20 |  | 4560.6 | Per Home
Single Family | New | Spray Foam Insulation(Base R30) | 0.27118 | 0.40045 |  | 618 | 20 |  | 4293.7327 | Per Home
Multi-Family | New | Spray Foam Insulation(Base R30) | 0.18824 | 0.27798 |  | 429 | 20 |  | 3566.4428 | Per Home
Manufactured Home | New | Spray Foam Insulation(Base R30) | 0.27882 | 0.41174 |  | 635.42 | 20 |  | 3762.4611 | Per Home
Single Family | Existing | Storm Door | 0.052752 | 0.077899 |  | 120.2194 | 20 |  | 329.0418 | Per 21 SF
Multi-Family | Existing | Storm Door | 0.052752 | 0.077899 |  | 120.2194 | 20 |  | 329.0418 | Per 21 SF
Manufactured Home | Existing | Storm Door | 0.052752 | 0.077899 |  | 120.2194 | 20 |  | 329.0418 | Per 21 SF
Single Family | New | Storm Door | 0.034948 | 0.051608 |  | 79.6454 | 20 |  | 329.0418 | Per 21 SF
Multi-Family | New | Storm Door | 0.034948 | 0.051608 |  | 79.6454 | 20 |  | 329.0418 | Per 21 SF
Manufactured Home | New | Storm Door | 0.034948 | 0.051608 |  | 79.6454 | 20 |  | 329.0418 | Per 21 SF
Single Family | Existing | Wall Insulation | 0.48838 | 0.7212 |  | 1113 | 20 |  | 1886.262 | Per Home
Multi-Family | Existing | Wall Insulation | 0.17157 | 0.25336 |  | 391 | 20 |  | 1227.9314 | Per Home
Manufactured Home | Existing | Wall Insulation | 0.37693 | 0.55661 |  | 859 | 20 |  | 1261.2248 | Per Home
Single Family | New | Wall Insulation | 0 | 0 |  | 0 | 20 |  | 1886.262 | Per Home
Multi-Family | New | Wall Insulation | 0 | 0 |  | 0 | 20 |  | 1227.9314 | Per Home
Manufactured Home | New | Wall Insulation | 0 | 0 |  | 0 | 20 |  | 1261.2248 | Per Home
Single Family | Existing | Window Sun Protection | 0.1335 | -0.20945 |  | 304.2475 | 10 |  | 1099.584 | Per Home
Multi-Family | Existing | Window Sun Protection | 0.066005 | -0.10355 |  | 150.4243 | 10 |  | 652.38 | Per Home
Manufactured Home | Existing | Window Sun Protection | 0.055707 | -0.087395 |  | 126.9535 | 10 |  | 688.236 | Per Home
Single Family | New | Window Sun Protection | 0.1335 | -0.20945 |  | 304.2475 | 10 |  | 1099.584 | Per Home
Multi-Family | New | Window Sun Protection | 0.066005 | -0.10355 |  | 150.4243 | 10 |  | 652.38 | Per Home
Manufactured Home | New | Window Sun Protection | 0.055707 | -0.087395 |  | 126.9535 | 10 |  | 688.236 | Per Home
Single Family | Existing | Exterior Lighting Controls | 0 | 0 |  | 56.94 | 10 |  | 52.3496 | Per Control
Multi-Family | Existing | Exterior Lighting Controls | 0 | 0 |  | 56.94 | 10 |  | 52.3496 | Per Control
Manufactured Home | Existing | Exterior Lighting Controls | 0 | 0 |  | 56.94 | 10 |  | 52.3496 | Per Control
Single Family | New | Exterior Lighting Controls | 0 | 0 |  | 56.94 | 10 |  | 52.3496 | Per Control
Multi-Family | New | Exterior Lighting Controls | 0 | 0 |  | 56.94 | 10 |  | 52.3496 | Per Control
Manufactured Home | New | Exterior Lighting Controls | 0 | 0 |  | 56.94 | 10 |  | 52.3496 | Per Control
Single Family | Existing | Interior Lighting Controls | 0.0049193 | 0.0037144 |  | 36.2714 | 8 |  | 63.5396 | Per Control
Multi-Family | Existing | Interior Lighting Controls | 0.0049193 | 0.0037144 |  | 36.2714 | 8 |  | 63.5396 | Per Control
Manufactured Home | Existing | Interior Lighting Controls | 0.0049193 | 0.0037144 |  | 36.2714 | 8 |  | 63.5396 | Per Control
Single Family | New | Interior Lighting Controls | 0.0049193 | 0.0037144 |  | 36.2714 | 8 |  | 63.5396 | Per Control
Multi-Family | New | Interior Lighting Controls | 0.0049193 | 0.0037144 |  | 36.2714 | 8 |  | 63.5396 | Per Control
Manufactured Home | New | Interior Lighting Controls | 0.0049193 | 0.0037144 |  | 36.2714 | 8 |  | 63.5396 | Per Control
Single Family | Existing | Solar Attic Fan | 0.077312 | 0 |  | 224.8224 | 15 |  | 575 | Per Unit
Multi-Family | Existing | Solar Attic Fan | 0.037449 | 0 |  | 108.9 | 15 |  | 575 | Per Unit
Manufactured Home | Existing | Solar Attic Fan | 0.051438 | 0 |  | 149.58 | 15 |  | 575 | Per Unit
Single Family | New | Solar Attic Fan | 0.077312 | 0 |  | 224.8224 | 15 |  | 575 | Per Unit
Multi-Family | New | Solar Attic Fan | 0.037449 | 0 |  | 108.9 | 15 |  | 575 | Per Unit
Manufactured Home | New | Solar Attic Fan | 0.051438 | 0 |  | 149.58 | 15 |  | 575 | Per Unit
Single Family | Existing | ENERGY STAR Certified Home | #DIV/0! | #DIV/0! |  | #DIV/0! | #DIV/0! |  | #DIV/0! | #N/A
Multi-Family | Existing | ENERGY STAR Certified Home | #DIV/0! | #DIV/0! |  | #DIV/0! | #DIV/0! |  | #DIV/0! | #N/A
Manufactured Home | Existing | ENERGY STAR Certified Home | #DIV/0! | #DIV/0! |  | #DIV/0! | #DIV/0! |  | #DIV/0! | #N/A
Single Family | New | ENERGY STAR Certified Home | #DIV/0! | #DIV/0! |  | #DIV/0! | #DIV/0! |  | #DIV/0! | #N/A
Multi-Family | New | ENERGY STAR Certified Home | #DIV/0! | #DIV/0! |  | #DIV/0! | #DIV/0! |  | #DIV/0! | #N/A
Manufactured Home | New | ENERGY STAR Certified Home | #DIV/0! | #DIV/0! |  | #DIV/0! | #DIV/0! |  | #DIV/0! | #N/A

## PerCustomerTemplate-COM (hidden)
|  | Note: will need separate sheets for Residential, Commercial and Industrial | [10 empty] | Projected Particpation
Segment | Vintage | (1) Measure | (2) Summer Peak Per Cust (kW) | (3) Winter Peak Per Cust (kW) | Blank Column | (4) Annual energy Per Cust (kWh) | (5 ) service Life(Yrs) | Blank Column | (7) Measure incremental cost | Per Unit Cost | Units | # Units | 2020 | 2021 | 2022 | 2023 | 2024 | 2025 | 2026 | 2027 | 2028 | 2029 | 2030 | 2031 | 2032 | 2033 | 2034 | 2035 | 2036 | 2037 | 2038 | 2039 | 2040 | 2041 | 2042 | 2043 | 2044 | 2045 | 2046 | 2047 | 2048 | 2049
Assembly | Turnover | Efficient Exhaust Hood | 1.7635 | 0.69217 |  | 8066.5 | 15 |  | 1988 | 1988 | unit | 0
College and University | Turnover | Efficient Exhaust Hood | 1.7635 | 0.69217 |  | 8066.5 | 15 |  | 1988 | 1988 | unit | 0
Grocery | Turnover | Efficient Exhaust Hood | 1.7635 | 0.69217 |  | 8066.5 | 15 |  | 1988 | 1988 | unit | 0
Healthcare | Turnover | Efficient Exhaust Hood | 1.7635 | 0.69217 |  | 8066.5 | 15 |  | 1988 | 1988 | unit | 0
Hospitals | Turnover | Efficient Exhaust Hood | 1.7635 | 0.69217 |  | 8066.5 | 15 |  | 1988 | 1988 | unit | 0
Institutional | Turnover | Efficient Exhaust Hood | 1.7635 | 0.69217 |  | 8066.5 | 15 |  | 1988 | 1988 | unit | 0
Lodging/Hospitality | Turnover | Efficient Exhaust Hood | 1.7635 | 0.69217 |  | 8066.5 | 15 |  | 1988 | 1988 | unit | 0
Miscellaneous | Turnover | Efficient Exhaust Hood | 1.7635 | 0.69217 |  | 8066.5 | 15 |  | 1988 | 1988 | unit | 0
Offices | Turnover | Efficient Exhaust Hood | 1.7635 | 0.69217 |  | 8066.5 | 15 |  | 1988 | 1988 | unit | 0
Restaurants | Turnover | Efficient Exhaust Hood | 1.7635 | 0.69217 |  | 8066.5 | 15 |  | 1988 | 1988 | unit | 0
Retail | Turnover | Efficient Exhaust Hood | 1.7635 | 0.69217 |  | 8066.5 | 15 |  | 1988 | 1988 | unit | 0
Schools K-12 | Turnover | Efficient Exhaust Hood | 1.7635 | 0.69217 |  | 8066.5 | 15 |  | 1988 | 1988 | unit | 0
Warehouse | Turnover | Efficient Exhaust Hood | 1.7635 | 0.69217 |  | 8066.5 | 15 |  | 1988 | 1988 | unit | 0
Assembly | New | Efficient Exhaust Hood | 1.7635 | 0.69217 |  | 8066.5 | 15 |  | 1988 | 1988 | unit | 0
College and University | New | Efficient Exhaust Hood | 1.7635 | 0.69217 |  | 8066.5 | 15 |  | 1988 | 1988 | unit | 0
Grocery | New | Efficient Exhaust Hood | 1.7635 | 0.69217 |  | 8066.5 | 15 |  | 1988 | 1988 | unit | 0
Healthcare | New | Efficient Exhaust Hood | 1.7635 | 0.69217 |  | 8066.5 | 15 |  | 1988 | 1988 | unit | 0
Hospitals | New | Efficient Exhaust Hood | 1.7635 | 0.69217 |  | 8066.5 | 15 |  | 1988 | 1988 | unit | 0
Institutional | New | Efficient Exhaust Hood | 1.7635 | 0.69217 |  | 8066.5 | 15 |  | 1988 | 1988 | unit | 0
Lodging/Hospitality | New | Efficient Exhaust Hood | 1.7635 | 0.69217 |  | 8066.5 | 15 |  | 1988 | 1988 | unit | 0
Miscellaneous | New | Efficient Exhaust Hood | 1.7635 | 0.69217 |  | 8066.5 | 15 |  | 1988 | 1988 | unit | 0
Offices | New | Efficient Exhaust Hood | 1.7635 | 0.69217 |  | 8066.5 | 15 |  | 1988 | 1988 | unit | 0
Restaurants | New | Efficient Exhaust Hood | 1.7635 | 0.69217 |  | 8066.5 | 15 |  | 1988 | 1988 | unit | 0
Retail | New | Efficient Exhaust Hood | 1.7635 | 0.69217 |  | 8066.5 | 15 |  | 1988 | 1988 | unit | 0
Schools K-12 | New | Efficient Exhaust Hood | 1.7635 | 0.69217 |  | 8066.5 | 15 |  | 1988 | 1988 | unit | 0
Warehouse | New | Efficient Exhaust Hood | 1.7635 | 0.69217 |  | 8066.5 | 15 |  | 1988 | 1988 | unit | 0
Assembly | Turnover | Energy Star Commercial Oven | 1.0341 | 0.54113 |  | 6368 | 12 |  | 1191 | 1191 | unit | 0
College and University | Turnover | Energy Star Commercial Oven | 1.0341 | 0.54113 |  | 6368 | 12 |  | 1191 | 1191 | unit | 0
Grocery | Turnover | Energy Star Commercial Oven | 1.0341 | 0.54113 |  | 6368 | 12 |  | 1191 | 1191 | unit | 0
Healthcare | Turnover | Energy Star Commercial Oven | 1.0341 | 0.54113 |  | 6368 | 12 |  | 1191 | 1191 | unit | 0
Hospitals | Turnover | Energy Star Commercial Oven | 1.0341 | 0.54113 |  | 6368 | 12 |  | 1191 | 1191 | unit | 0
Institutional | Turnover | Energy Star Commercial Oven | 1.0341 | 0.54113 |  | 6368 | 12 |  | 1191 | 1191 | unit | 0
Lodging/Hospitality | Turnover | Energy Star Commercial Oven | 1.0341 | 0.54113 |  | 6368 | 12 |  | 1191 | 1191 | unit | 0
Miscellaneous | Turnover | Energy Star Commercial Oven | 1.0341 | 0.54113 |  | 6368 | 12 |  | 1191 | 1191 | unit | 0
Offices | Turnover | Energy Star Commercial Oven | 1.0341 | 0.54113 |  | 6368 | 12 |  | 1191 | 1191 | unit | 0
Restaurants | Turnover | Energy Star Commercial Oven | 1.0341 | 0.54113 |  | 6368 | 12 |  | 1191 | 1191 | unit | 0
Retail | Turnover | Energy Star Commercial Oven | 1.0341 | 0.54113 |  | 6368 | 12 |  | 1191 | 1191 | unit | 0
Schools K-12 | Turnover | Energy Star Commercial Oven | 1.0341 | 0.54113 |  | 6368 | 12 |  | 1191 | 1191 | unit | 0
Warehouse | Turnover | Energy Star Commercial Oven | 1.0341 | 0.54113 |  | 6368 | 12 |  | 1191 | 1191 | unit | 0
Assembly | New | Energy Star Commercial Oven | 1.0341 | 0.54113 |  | 6368 | 12 |  | 1191 | 1191 | unit | 0
College and University | New | Energy Star Commercial Oven | 1.0341 | 0.54113 |  | 6368 | 12 |  | 1191 | 1191 | unit | 0
Grocery | New | Energy Star Commercial Oven | 1.0341 | 0.54113 |  | 6368 | 12 |  | 1191 | 1191 | unit | 0
Healthcare | New | Energy Star Commercial Oven | 1.0341 | 0.54113 |  | 6368 | 12 |  | 1191 | 1191 | unit | 0
Hospitals | New | Energy Star Commercial Oven | 1.0341 | 0.54113 |  | 6368 | 12 |  | 1191 | 1191 | unit | 0
Institutional | New | Energy Star Commercial Oven | 1.0341 | 0.54113 |  | 6368 | 12 |  | 1191 | 1191 | unit | 0
Lodging/Hospitality | New | Energy Star Commercial Oven | 1.0341 | 0.54113 |  | 6368 | 12 |  | 1191 | 1191 | unit | 0
Miscellaneous | New | Energy Star Commercial Oven | 1.0341 | 0.54113 |  | 6368 | 12 |  | 1191 | 1191 | unit | 0
Offices | New | Energy Star Commercial Oven | 1.0341 | 0.54113 |  | 6368 | 12 |  | 1191 | 1191 | unit | 0
Restaurants | New | Energy Star Commercial Oven | 1.0341 | 0.54113 |  | 6368 | 12 |  | 1191 | 1191 | unit | 0
Retail | New | Energy Star Commercial Oven | 1.0341 | 0.54113 |  | 6368 | 12 |  | 1191 | 1191 | unit | 0
Schools K-12 | New | Energy Star Commercial Oven | 1.0341 | 0.54113 |  | 6368 | 12 |  | 1191 | 1191 | unit | 0
Warehouse | New | Energy Star Commercial Oven | 1.0341 | 0.54113 |  | 6368 | 12 |  | 1191 | 1191 | unit | 0
Assembly | Turnover | Energy Star Fryer | 0.14651 | 0.045305 |  | 903.8223 | 12 |  | 2175 | 2175 | unit | 0
College and University | Turnover | Energy Star Fryer | 0.14651 | 0.045305 |  | 903.8223 | 12 |  | 2175 | 2175 | unit | 0
Grocery | Turnover | Energy Star Fryer | 0.14651 | 0.045305 |  | 903.8223 | 12 |  | 2175 | 2175 | unit | 0
Healthcare | Turnover | Energy Star Fryer | 0.14651 | 0.045305 |  | 903.8223 | 12 |  | 2175 | 2175 | unit | 0
Hospitals | Turnover | Energy Star Fryer | 0.14651 | 0.045305 |  | 903.8223 | 12 |  | 2175 | 2175 | unit | 0
Institutional | Turnover | Energy Star Fryer | 0.14651 | 0.045305 |  | 903.8223 | 12 |  | 2175 | 2175 | unit | 0
Lodging/Hospitality | Turnover | Energy Star Fryer | 0.14651 | 0.045305 |  | 903.8223 | 12 |  | 2175 | 2175 | unit | 0
Miscellaneous | Turnover | Energy Star Fryer | 0.14651 | 0.045305 |  | 903.8223 | 12 |  | 2175 | 2175 | unit | 0
Offices | Turnover | Energy Star Fryer | 0.14651 | 0.045305 |  | 903.8223 | 12 |  | 2175 | 2175 | unit | 0
Restaurants | Turnover | Energy Star Fryer | 0.14651 | 0.045305 |  | 903.8223 | 12 |  | 2175 | 2175 | unit | 0
Retail | Turnover | Energy Star Fryer | 0.14651 | 0.045305 |  | 903.8223 | 12 |  | 2175 | 2175 | unit | 0
Schools K-12 | Turnover | Energy Star Fryer | 0.14651 | 0.045305 |  | 903.8223 | 12 |  | 2175 | 2175 | unit | 0
Warehouse | Turnover | Energy Star Fryer | 0.14651 | 0.045305 |  | 903.8223 | 12 |  | 2175 | 2175 | unit | 0
Assembly | New | Energy Star Fryer | 0.14651 | 0.045305 |  | 903.8223 | 12 |  | 2175 | 2175 | unit | 0
College and University | New | Energy Star Fryer | 0.14651 | 0.045305 |  | 903.8223 | 12 |  | 2175 | 2175 | unit | 0
Grocery | New | Energy Star Fryer | 0.14651 | 0.045305 |  | 903.8223 | 12 |  | 2175 | 2175 | unit | 0
Healthcare | New | Energy Star Fryer | 0.14651 | 0.045305 |  | 903.8223 | 12 |  | 2175 | 2175 | unit | 0
Hospitals | New | Energy Star Fryer | 0.14651 | 0.045305 |  | 903.8223 | 12 |  | 2175 | 2175 | unit | 0
Institutional | New | Energy Star Fryer | 0.14651 | 0.045305 |  | 903.8223 | 12 |  | 2175 | 2175 | unit | 0
Lodging/Hospitality | New | Energy Star Fryer | 0.14651 | 0.045305 |  | 903.8223 | 12 |  | 2175 | 2175 | unit | 0
Miscellaneous | New | Energy Star Fryer | 0.14651 | 0.045305 |  | 903.8223 | 12 |  | 2175 | 2175 | unit | 0
Offices | New | Energy Star Fryer | 0.14651 | 0.045305 |  | 903.8223 | 12 |  | 2175 | 2175 | unit | 0
Restaurants | New | Energy Star Fryer | 0.14651 | 0.045305 |  | 903.8223 | 12 |  | 2175 | 2175 | unit | 0
Retail | New | Energy Star Fryer | 0.14651 | 0.045305 |  | 903.8223 | 12 |  | 2175 | 2175 | unit | 0
Schools K-12 | New | Energy Star Fryer | 0.14651 | 0.045305 |  | 903.8223 | 12 |  | 2175 | 2175 | unit | 0
Warehouse | New | Energy Star Fryer | 0.14651 | 0.045305 |  | 903.8223 | 12 |  | 2175 | 2175 | unit | 0
Assembly | Turnover | Energy Star Griddle | 0.3156 | 0.080771 |  | 1910 | 12 |  | 0 | 0 | unit | 0
College and University | Turnover | Energy Star Griddle | 0.3156 | 0.080771 |  | 1910 | 12 |  | 0 | 0 | unit | 0
Grocery | Turnover | Energy Star Griddle | 0.3156 | 0.080771 |  | 1910 | 12 |  | 0 | 0 | unit | 0
Healthcare | Turnover | Energy Star Griddle | 0.3156 | 0.080771 |  | 1910 | 12 |  | 0 | 0 | unit | 0
Hospitals | Turnover | Energy Star Griddle | 0.3156 | 0.080771 |  | 1910 | 12 |  | 0 | 0 | unit | 0
Institutional | Turnover | Energy Star Griddle | 0.3156 | 0.080771 |  | 1910 | 12 |  | 0 | 0 | unit | 0
Lodging/Hospitality | Turnover | Energy Star Griddle | 0.3156 | 0.080771 |  | 1910 | 12 |  | 0 | 0 | unit | 0
Miscellaneous | Turnover | Energy Star Griddle | 0.3156 | 0.080771 |  | 1910 | 12 |  | 0 | 0 | unit | 0
Offices | Turnover | Energy Star Griddle | 0.3156 | 0.080771 |  | 1910 | 12 |  | 0 | 0 | unit | 0
Restaurants | Turnover | Energy Star Griddle | 0.3156 | 0.080771 |  | 1910 | 12 |  | 0 | 0 | unit | 0
Retail | Turnover | Energy Star Griddle | 0.3156 | 0.080771 |  | 1910 | 12 |  | 0 | 0 | unit | 0
Schools K-12 | Turnover | Energy Star Griddle | 0.3156 | 0.080771 |  | 1910 | 12 |  | 0 | 0 | unit | 0
Warehouse | Turnover | Energy Star Griddle | 0.3156 | 0.080771 |  | 1910 | 12 |  | 0 | 0 | unit | 0
Assembly | New | Energy Star Griddle | 0.3156 | 0.080771 |  | 1910 | 12 |  | 0 | 0 | unit | 0
College and University | New | Energy Star Griddle | 0.3156 | 0.080771 |  | 1910 | 12 |  | 0 | 0 | unit | 0
Grocery | New | Energy Star Griddle | 0.3156 | 0.080771 |  | 1910 | 12 |  | 0 | 0 | unit | 0
Healthcare | New | Energy Star Griddle | 0.3156 | 0.080771 |  | 1910 | 12 |  | 0 | 0 | unit | 0
Hospitals | New | Energy Star Griddle | 0.3156 | 0.080771 |  | 1910 | 12 |  | 0 | 0 | unit | 0
Institutional | New | Energy Star Griddle | 0.3156 | 0.080771 |  | 1910 | 12 |  | 0 | 0 | unit | 0
Lodging/Hospitality | New | Energy Star Griddle | 0.3156 | 0.080771 |  | 1910 | 12 |  | 0 | 0 | unit | 0
Miscellaneous | New | Energy Star Griddle | 0.3156 | 0.080771 |  | 1910 | 12 |  | 0 | 0 | unit | 0
Offices | New | Energy Star Griddle | 0.3156 | 0.080771 |  | 1910 | 12 |  | 0 | 0 | unit | 0
Restaurants | New | Energy Star Griddle | 0.3156 | 0.080771 |  | 1910 | 12 |  | 0 | 0 | unit | 0
Retail | New | Energy Star Griddle | 0.3156 | 0.080771 |  | 1910 | 12 |  | 0 | 0 | unit | 0
Schools K-12 | New | Energy Star Griddle | 0.3156 | 0.080771 |  | 1910 | 12 |  | 0 | 0 | unit | 0
Warehouse | New | Energy Star Griddle | 0.3156 | 0.080771 |  | 1910 | 12 |  | 0 | 0 | unit | 0
Assembly | Turnover | Energy Star Hot Food Holding Cabinet | 0.31862 | 0.15417 |  | 1730.1 | 12 |  | 811 | 811 | unit | 0
College and University | Turnover | Energy Star Hot Food Holding Cabinet | 0.31862 | 0.15417 |  | 1730.1 | 12 |  | 811 | 811 | unit | 0
Grocery | Turnover | Energy Star Hot Food Holding Cabinet | 0.31862 | 0.15417 |  | 1730.1 | 12 |  | 811 | 811 | unit | 0
Healthcare | Turnover | Energy Star Hot Food Holding Cabinet | 0.31862 | 0.15417 |  | 1730.1 | 12 |  | 811 | 811 | unit | 0
Hospitals | Turnover | Energy Star Hot Food Holding Cabinet | 0.31862 | 0.15417 |  | 1730.1 | 12 |  | 811 | 811 | unit | 0
Institutional | Turnover | Energy Star Hot Food Holding Cabinet | 0.31862 | 0.15417 |  | 1730.1 | 12 |  | 811 | 811 | unit | 0
Lodging/Hospitality | Turnover | Energy Star Hot Food Holding Cabinet | 0.31862 | 0.15417 |  | 1730.1 | 12 |  | 811 | 811 | unit | 0
Miscellaneous | Turnover | Energy Star Hot Food Holding Cabinet | 0.31862 | 0.15417 |  | 1730.1 | 12 |  | 811 | 811 | unit | 0
Offices | Turnover | Energy Star Hot Food Holding Cabinet | 0.31862 | 0.15417 |  | 1730.1 | 12 |  | 811 | 811 | unit | 0
Restaurants | Turnover | Energy Star Hot Food Holding Cabinet | 0.31862 | 0.15417 |  | 1730.1 | 12 |  | 811 | 811 | unit | 0
Retail | Turnover | Energy Star Hot Food Holding Cabinet | 0.31862 | 0.15417 |  | 1730.1 | 12 |  | 811 | 811 | unit | 0
Schools K-12 | Turnover | Energy Star Hot Food Holding Cabinet | 0.31862 | 0.15417 |  | 1730.1 | 12 |  | 811 | 811 | unit | 0
Warehouse | Turnover | Energy Star Hot Food Holding Cabinet | 0.31862 | 0.15417 |  | 1730.1 | 12 |  | 811 | 811 | unit | 0
Assembly | New | Energy Star Hot Food Holding Cabinet | 0.31862 | 0.15417 |  | 1730.1 | 12 |  | 811 | 811 | unit | 0
College and University | New | Energy Star Hot Food Holding Cabinet | 0.31862 | 0.15417 |  | 1730.1 | 12 |  | 811 | 811 | unit | 0
Grocery | New | Energy Star Hot Food Holding Cabinet | 0.31862 | 0.15417 |  | 1730.1 | 12 |  | 811 | 811 | unit | 0
Healthcare | New | Energy Star Hot Food Holding Cabinet | 0.31862 | 0.15417 |  | 1730.1 | 12 |  | 811 | 811 | unit | 0
Hospitals | New | Energy Star Hot Food Holding Cabinet | 0.31862 | 0.15417 |  | 1730.1 | 12 |  | 811 | 811 | unit | 0
Institutional | New | Energy Star Hot Food Holding Cabinet | 0.31862 | 0.15417 |  | 1730.1 | 12 |  | 811 | 811 | unit | 0
Lodging/Hospitality | New | Energy Star Hot Food Holding Cabinet | 0.31862 | 0.15417 |  | 1730.1 | 12 |  | 811 | 811 | unit | 0
Miscellaneous | New | Energy Star Hot Food Holding Cabinet | 0.31862 | 0.15417 |  | 1730.1 | 12 |  | 811 | 811 | unit | 0
Offices | New | Energy Star Hot Food Holding Cabinet | 0.31862 | 0.15417 |  | 1730.1 | 12 |  | 811 | 811 | unit | 0
Restaurants | New | Energy Star Hot Food Holding Cabinet | 0.31862 | 0.15417 |  | 1730.1 | 12 |  | 811 | 811 | unit | 0
Retail | New | Energy Star Hot Food Holding Cabinet | 0.31862 | 0.15417 |  | 1730.1 | 12 |  | 811 | 811 | unit | 0
Schools K-12 | New | Energy Star Hot Food Holding Cabinet | 0.31862 | 0.15417 |  | 1730.1 | 12 |  | 811 | 811 | unit | 0
Warehouse | New | Energy Star Hot Food Holding Cabinet | 0.31862 | 0.15417 |  | 1730.1 | 12 |  | 811 | 811 | unit | 0
Assembly | Turnover | Energy Star Steamer | 1.4645 | 0.85037 |  | 9967 | 12 |  | 825.72 | 825.72 | unit | 0
College and University | Turnover | Energy Star Steamer | 1.4645 | 0.85037 |  | 9967 | 12 |  | 825.72 | 825.72 | unit | 0
Grocery | Turnover | Energy Star Steamer | 1.4645 | 0.85037 |  | 9967 | 12 |  | 825.72 | 825.72 | unit | 0
Healthcare | Turnover | Energy Star Steamer | 1.4645 | 0.85037 |  | 9967 | 12 |  | 825.72 | 825.72 | unit | 0
Hospitals | Turnover | Energy Star Steamer | 1.4645 | 0.85037 |  | 9967 | 12 |  | 825.72 | 825.72 | unit | 0
Institutional | Turnover | Energy Star Steamer | 1.4645 | 0.85037 |  | 9967 | 12 |  | 825.72 | 825.72 | unit | 0
Lodging/Hospitality | Turnover | Energy Star Steamer | 1.4645 | 0.85037 |  | 9967 | 12 |  | 825.72 | 825.72 | unit | 0
Miscellaneous | Turnover | Energy Star Steamer | 1.4645 | 0.85037 |  | 9967 | 12 |  | 825.72 | 825.72 | unit | 0
Offices | Turnover | Energy Star Steamer | 1.4645 | 0.85037 |  | 9967 | 12 |  | 825.72 | 825.72 | unit | 0
Restaurants | Turnover | Energy Star Steamer | 1.4645 | 0.85037 |  | 9967 | 12 |  | 825.72 | 825.72 | unit | 0
Retail | Turnover | Energy Star Steamer | 1.4645 | 0.85037 |  | 9967 | 12 |  | 825.72 | 825.72 | unit | 0
Schools K-12 | Turnover | Energy Star Steamer | 1.4645 | 0.85037 |  | 9967 | 12 |  | 825.72 | 825.72 | unit | 0
Warehouse | Turnover | Energy Star Steamer | 1.4645 | 0.85037 |  | 9967 | 12 |  | 825.72 | 825.72 | unit | 0
Assembly | New | Energy Star Steamer | 1.4645 | 0.85037 |  | 9967 | 12 |  | 825.72 | 825.72 | unit | 0
College and University | New | Energy Star Steamer | 1.4645 | 0.85037 |  | 9967 | 12 |  | 825.72 | 825.72 | unit | 0
Grocery | New | Energy Star Steamer | 1.4645 | 0.85037 |  | 9967 | 12 |  | 825.72 | 825.72 | unit | 0
Healthcare | New | Energy Star Steamer | 1.4645 | 0.85037 |  | 9967 | 12 |  | 825.72 | 825.72 | unit | 0
Hospitals | New | Energy Star Steamer | 1.4645 | 0.85037 |  | 9967 | 12 |  | 825.72 | 825.72 | unit | 0
Institutional | New | Energy Star Steamer | 1.4645 | 0.85037 |  | 9967 | 12 |  | 825.72 | 825.72 | unit | 0
Lodging/Hospitality | New | Energy Star Steamer | 1.4645 | 0.85037 |  | 9967 | 12 |  | 825.72 | 825.72 | unit | 0
Miscellaneous | New | Energy Star Steamer | 1.4645 | 0.85037 |  | 9967 | 12 |  | 825.72 | 825.72 | unit | 0
Offices | New | Energy Star Steamer | 1.4645 | 0.85037 |  | 9967 | 12 |  | 825.72 | 825.72 | unit | 0
Restaurants | New | Energy Star Steamer | 1.4645 | 0.85037 |  | 9967 | 12 |  | 825.72 | 825.72 | unit | 0
Retail | New | Energy Star Steamer | 1.4645 | 0.85037 |  | 9967 | 12 |  | 825.72 | 825.72 | unit | 0
Schools K-12 | New | Energy Star Steamer | 1.4645 | 0.85037 |  | 9967 | 12 |  | 825.72 | 825.72 | unit | 0
Warehouse | New | Energy Star Steamer | 1.4645 | 0.85037 |  | 9967 | 12 |  | 825.72 | 825.72 | unit | 0
Assembly | Turnover | Induction Cooktops | 0.4257 | 0.17529 |  | 1974.24 | 10 |  | 2693.65 | 2693.65 | unit | 0
College and University | Turnover | Induction Cooktops | 0.4257 | 0.17529 |  | 1974.24 | 10 |  | 2693.65 | 2693.65 | unit | 0
Grocery | Turnover | Induction Cooktops | 0.4257 | 0.17529 |  | 1974.24 | 10 |  | 2693.65 | 2693.65 | unit | 0
Healthcare | Turnover | Induction Cooktops | 0.4257 | 0.17529 |  | 1974.24 | 10 |  | 2693.65 | 2693.65 | unit | 0
Hospitals | Turnover | Induction Cooktops | 0.4257 | 0.17529 |  | 1974.24 | 10 |  | 2693.65 | 2693.65 | unit | 0
Institutional | Turnover | Induction Cooktops | 0.4257 | 0.17529 |  | 1974.24 | 10 |  | 2693.65 | 2693.65 | unit | 0
Lodging/Hospitality | Turnover | Induction Cooktops | 0.4257 | 0.17529 |  | 1974.24 | 10 |  | 2693.65 | 2693.65 | unit | 0
Miscellaneous | Turnover | Induction Cooktops | 0.4257 | 0.17529 |  | 1974.24 | 10 |  | 2693.65 | 2693.65 | unit | 0
Offices | Turnover | Induction Cooktops | 0.4257 | 0.17529 |  | 1974.24 | 10 |  | 2693.65 | 2693.65 | unit | 0
Restaurants | Turnover | Induction Cooktops | 0.4257 | 0.17529 |  | 1974.24 | 10 |  | 2693.65 | 2693.65 | unit | 0
Retail | Turnover | Induction Cooktops | 0.4257 | 0.17529 |  | 1974.24 | 10 |  | 2693.65 | 2693.65 | unit | 0
Schools K-12 | Turnover | Induction Cooktops | 0.4257 | 0.17529 |  | 1974.24 | 10 |  | 2693.65 | 2693.65 | unit | 0
Warehouse | Turnover | Induction Cooktops | 0.4257 | 0.17529 |  | 1974.24 | 10 |  | 2693.65 | 2693.65 | unit | 0
Assembly | New | Induction Cooktops | 0.4257 | 0.17529 |  | 1974.24 | 10 |  | 2693.65 | 2693.65 | unit | 0
College and University | New | Induction Cooktops | 0.4257 | 0.17529 |  | 1974.24 | 10 |  | 2693.65 | 2693.65 | unit | 0
Grocery | New | Induction Cooktops | 0.4257 | 0.17529 |  | 1974.24 | 10 |  | 2693.65 | 2693.65 | unit | 0
Healthcare | New | Induction Cooktops | 0.4257 | 0.17529 |  | 1974.24 | 10 |  | 2693.65 | 2693.65 | unit | 0
Hospitals | New | Induction Cooktops | 0.4257 | 0.17529 |  | 1974.24 | 10 |  | 2693.65 | 2693.65 | unit | 0
Institutional | New | Induction Cooktops | 0.4257 | 0.17529 |  | 1974.24 | 10 |  | 2693.65 | 2693.65 | unit | 0
Lodging/Hospitality | New | Induction Cooktops | 0.4257 | 0.17529 |  | 1974.24 | 10 |  | 2693.65 | 2693.65 | unit | 0
Miscellaneous | New | Induction Cooktops | 0.4257 | 0.17529 |  | 1974.24 | 10 |  | 2693.65 | 2693.65 | unit | 0
Offices | New | Induction Cooktops | 0.4257 | 0.17529 |  | 1974.24 | 10 |  | 2693.65 | 2693.65 | unit | 0
Restaurants | New | Induction Cooktops | 0.4257 | 0.17529 |  | 1974.24 | 10 |  | 2693.65 | 2693.65 | unit | 0
Retail | New | Induction Cooktops | 0.4257 | 0.17529 |  | 1974.24 | 10 |  | 2693.65 | 2693.65 | unit | 0
Schools K-12 | New | Induction Cooktops | 0.4257 | 0.17529 |  | 1974.24 | 10 |  | 2693.65 | 2693.65 | unit | 0
Warehouse | New | Induction Cooktops | 0.4257 | 0.17529 |  | 1974.24 | 10 |  | 2693.65 | 2693.65 | unit | 0
Assembly | Turnover | Energy Star Commercial Dishwasher | 1.3826 | -0.0001471 |  | 19054.1268 | 15 |  | 737.7778 | 737.7778 | unit | 0
College and University | Turnover | Energy Star Commercial Dishwasher | 1.3826 | -0.0001471 |  | 19054.1268 | 15 |  | 737.7778 | 737.7778 | unit | 0
Grocery | Turnover | Energy Star Commercial Dishwasher | 1.3826 | -0.0001471 |  | 19054.1268 | 15 |  | 737.7778 | 737.7778 | unit | 0
Healthcare | Turnover | Energy Star Commercial Dishwasher | 1.3826 | -0.0001471 |  | 19054.1268 | 15 |  | 737.7778 | 737.7778 | unit | 0
Hospitals | Turnover | Energy Star Commercial Dishwasher | 1.3826 | -0.0001471 |  | 19054.1268 | 15 |  | 737.7778 | 737.7778 | unit | 0
Institutional | Turnover | Energy Star Commercial Dishwasher | 1.3826 | -0.0001471 |  | 19054.1268 | 15 |  | 737.7778 | 737.7778 | unit | 0
Lodging/Hospitality | Turnover | Energy Star Commercial Dishwasher | 1.3826 | -0.0001471 |  | 19054.1268 | 15 |  | 737.7778 | 737.7778 | unit | 0
Miscellaneous | Turnover | Energy Star Commercial Dishwasher | 1.3826 | -0.0001471 |  | 19054.1268 | 15 |  | 737.7778 | 737.7778 | unit | 0
Offices | Turnover | Energy Star Commercial Dishwasher | 1.3826 | -0.0001471 |  | 19054.1268 | 15 |  | 737.7778 | 737.7778 | unit | 0
Restaurants | Turnover | Energy Star Commercial Dishwasher | 1.3826 | -0.0001471 |  | 19054.1268 | 15 |  | 737.7778 | 737.7778 | unit | 0
Retail | Turnover | Energy Star Commercial Dishwasher | 1.3826 | -0.0001471 |  | 19054.1268 | 15 |  | 737.7778 | 737.7778 | unit | 0
Schools K-12 | Turnover | Energy Star Commercial Dishwasher | 1.3826 | -0.0001471 |  | 19054.1268 | 15 |  | 737.7778 | 737.7778 | unit | 0
Warehouse | Turnover | Energy Star Commercial Dishwasher | 1.3826 | -0.0001471 |  | 19054.1268 | 15 |  | 737.7778 | 737.7778 | unit | 0
Assembly | New | Energy Star Commercial Dishwasher | 1.3826 | -0.0001471 |  | 19054.1268 | 15 |  | 737.7778 | 737.7778 | unit | 0
College and University | New | Energy Star Commercial Dishwasher | 1.3826 | -0.0001471 |  | 19054.1268 | 15 |  | 737.7778 | 737.7778 | unit | 0
Grocery | New | Energy Star Commercial Dishwasher | 1.3826 | -0.0001471 |  | 19054.1268 | 15 |  | 737.7778 | 737.7778 | unit | 0
Healthcare | New | Energy Star Commercial Dishwasher | 1.3826 | -0.0001471 |  | 19054.1268 | 15 |  | 737.7778 | 737.7778 | unit | 0
Hospitals | New | Energy Star Commercial Dishwasher | 1.3826 | -0.0001471 |  | 19054.1268 | 15 |  | 737.7778 | 737.7778 | unit | 0
Institutional | New | Energy Star Commercial Dishwasher | 1.3826 | -0.0001471 |  | 19054.1268 | 15 |  | 737.7778 | 737.7778 | unit | 0
Lodging/Hospitality | New | Energy Star Commercial Dishwasher | 1.3826 | -0.0001471 |  | 19054.1268 | 15 |  | 737.7778 | 737.7778 | unit | 0
Miscellaneous | New | Energy Star Commercial Dishwasher | 1.3826 | -0.0001471 |  | 19054.1268 | 15 |  | 737.7778 | 737.7778 | unit | 0
Offices | New | Energy Star Commercial Dishwasher | 1.3826 | -0.0001471 |  | 19054.1268 | 15 |  | 737.7778 | 737.7778 | unit | 0
Restaurants | New | Energy Star Commercial Dishwasher | 1.3826 | -0.0001471 |  | 19054.1268 | 15 |  | 737.7778 | 737.7778 | unit | 0
Retail | New | Energy Star Commercial Dishwasher | 1.3826 | -0.0001471 |  | 19054.1268 | 15 |  | 737.7778 | 737.7778 | unit | 0
Schools K-12 | New | Energy Star Commercial Dishwasher | 1.3826 | -0.0001471 |  | 19054.1268 | 15 |  | 737.7778 | 737.7778 | unit | 0
Warehouse | New | Energy Star Commercial Dishwasher | 1.3826 | -0.0001471 |  | 19054.1268 | 15 |  | 737.7778 | 737.7778 | unit | 0
Assembly | Turnover | Heat Pump Water Heater | 0.79397 | 0.52808 |  | 4698.2135 | 10 |  | 1006 | 1006 | unit | 1
College and University | Turnover | Heat Pump Water Heater | 5.7477 | 31.0919 |  | 108058.9101 | 10 |  | 10060 | 1006 | unit | 10
Grocery | Turnover | Heat Pump Water Heater | 0.65925 | 3.4586 |  | 9396.427 | 10 |  | 1006 | 1006 | unit | 1
Healthcare | Turnover | Heat Pump Water Heater | 1.0586 | 0.70411 |  | 6264.2846 | 10 |  | 1006 | 1006 | unit | 1
Hospitals | Turnover | Heat Pump Water Heater | 10.0793 | 54.5234 |  | 189494.6105 | 10 |  | 15090 | 1006 | unit | 15
Institutional | Turnover | Heat Pump Water Heater | 63.5174 | 42.2467 |  | 375857.0786 | 10 |  | 25150 | 1006 | unit | 25
Lodging/Hospitality | Turnover | Heat Pump Water Heater | 3.1644 | 16.6011 |  | 45102.8494 | 10 |  | 3018 | 1006 | unit | 3
Miscellaneous | Turnover | Heat Pump Water Heater | 47.638 | 31.685 |  | 281892.809 | 10 |  | 20120 | 1006 | unit | 20
Offices | Turnover | Heat Pump Water Heater | 6.6164 | 4.4007 |  | 39151.779 | 10 |  | 3018 | 1006 | unit | 3
Restaurants | Turnover | Heat Pump Water Heater | 1.0987 | 5.7643 |  | 15660.7116 | 10 |  | 2012 | 1006 | unit | 2
Retail | Turnover | Heat Pump Water Heater | 1.958 | 10.2719 |  | 27907.3881 | 10 |  | 3018 | 1006 | unit | 3
Schools K-12 | Turnover | Heat Pump Water Heater | 0.33083 | 0.22004 |  | 1957.6319 | 10 |  | 1006 | 1006 | unit | 1
Warehouse | Turnover | Heat Pump Water Heater | 1.5879 | 1.0562 |  | 9396.427 | 10 |  | 1006 | 1006 | unit | 1
Assembly | New | Heat Pump Water Heater | 0.79397 | 0.52808 |  | 4698.2135 | 10 |  | 1006 | 1006 | unit | 1
College and University | New | Heat Pump Water Heater | 5.7477 | 31.0919 |  | 108058.9101 | 10 |  | 10060 | 1006 | unit | 10
Grocery | New | Heat Pump Water Heater | 0.65925 | 3.4586 |  | 9396.427 | 10 |  | 1006 | 1006 | unit | 1
Healthcare | New | Heat Pump Water Heater | 1.0586 | 0.70411 |  | 6264.2846 | 10 |  | 1006 | 1006 | unit | 1
Hospitals | New | Heat Pump Water Heater | 10.0793 | 54.5234 |  | 189494.6105 | 10 |  | 15090 | 1006 | unit | 15
Institutional | New | Heat Pump Water Heater | 63.5174 | 42.2467 |  | 375857.0786 | 10 |  | 25150 | 1006 | unit | 25
Lodging/Hospitality | New | Heat Pump Water Heater | 3.1644 | 16.6011 |  | 45102.8494 | 10 |  | 3018 | 1006 | unit | 3
Miscellaneous | New | Heat Pump Water Heater | 47.638 | 31.685 |  | 281892.809 | 10 |  | 20120 | 1006 | unit | 20
Offices | New | Heat Pump Water Heater | 6.6164 | 4.4007 |  | 39151.779 | 10 |  | 3018 | 1006 | unit | 3
Restaurants | New | Heat Pump Water Heater | 1.0987 | 5.7643 |  | 15660.7116 | 10 |  | 2012 | 1006 | unit | 2
Retail | New | Heat Pump Water Heater | 1.958 | 10.2719 |  | 27907.3881 | 10 |  | 3018 | 1006 | unit | 3
Schools K-12 | New | Heat Pump Water Heater | 0.33083 | 0.22004 |  | 1957.6319 | 10 |  | 1006 | 1006 | unit | 1
Warehouse | New | Heat Pump Water Heater | 1.5879 | 1.0562 |  | 9396.427 | 10 |  | 1006 | 1006 | unit | 1
Assembly | Turnover | Instantaneous Hot Water System | 0.042084 | 0.048493 |  | 379.8836 | 20 |  | 2967 | 2967 | unit | 1
College and University | Turnover | Instantaneous Hot Water System | 0.82565 | 1.9915 |  | 8737.3234 | 20 |  | 29670 | 2967 | unit | 10
Grocery | Turnover | Instantaneous Hot Water System | 0.084523 | 0.088194 |  | 759.7673 | 20 |  | 2967 | 2967 | unit | 1
Healthcare | Turnover | Instantaneous Hot Water System | 0.056112 | 0.064657 |  | 506.5115 | 20 |  | 2967 | 2967 | unit | 1
Hospitals | Turnover | Instantaneous Hot Water System | 1.4479 | 3.4923 |  | 15321.9729 | 20 |  | 44505 | 2967 | unit | 15
Institutional | Turnover | Instantaneous Hot Water System | 3.3667 | 3.8794 |  | 30390.6901 | 20 |  | 74175 | 2967 | unit | 25
Lodging/Hospitality | Turnover | Instantaneous Hot Water System | 0.40571 | 0.42333 |  | 3646.8828 | 20 |  | 8901 | 2967 | unit | 3
Miscellaneous | Turnover | Instantaneous Hot Water System | 2.525 | 2.9096 |  | 22793.0176 | 20 |  | 59340 | 2967 | unit | 20
Offices | Turnover | Instantaneous Hot Water System | 0.3507 | 0.4041 |  | 3165.6969 | 20 |  | 8901 | 2967 | unit | 3
Restaurants | Turnover | Instantaneous Hot Water System | 0.14087 | 0.14699 |  | 1266.2788 | 20 |  | 5934 | 2967 | unit | 2
Retail | Turnover | Instantaneous Hot Water System | 0.25103 | 0.26194 |  | 2256.5087 | 20 |  | 8901 | 2967 | unit | 3
Schools K-12 | Turnover | Instantaneous Hot Water System | 0.017535 | 0.020206 |  | 158.2883 | 20 |  | 2967 | 2967 | unit | 1
Warehouse | Turnover | Instantaneous Hot Water System | 0.084168 | 0.096985 |  | 759.7673 | 20 |  | 2967 | 2967 | unit | 1
Assembly | New | Instantaneous Hot Water System | 0.042084 | 0.048493 |  | 379.8836 | 20 |  | 2967 | 2967 | unit | 1
College and University | New | Instantaneous Hot Water System | 0.82565 | 1.9915 |  | 8737.3234 | 20 |  | 29670 | 2967 | unit | 10
Grocery | New | Instantaneous Hot Water System | 0.084523 | 0.088194 |  | 759.7673 | 20 |  | 2967 | 2967 | unit | 1
Healthcare | New | Instantaneous Hot Water System | 0.056112 | 0.064657 |  | 506.5115 | 20 |  | 2967 | 2967 | unit | 1
Hospitals | New | Instantaneous Hot Water System | 1.4479 | 3.4923 |  | 15321.9729 | 20 |  | 44505 | 2967 | unit | 15
Institutional | New | Instantaneous Hot Water System | 3.3667 | 3.8794 |  | 30390.6901 | 20 |  | 74175 | 2967 | unit | 25
Lodging/Hospitality | New | Instantaneous Hot Water System | 0.40571 | 0.42333 |  | 3646.8828 | 20 |  | 8901 | 2967 | unit | 3
Miscellaneous | New | Instantaneous Hot Water System | 2.525 | 2.9096 |  | 22793.0176 | 20 |  | 59340 | 2967 | unit | 20
Offices | New | Instantaneous Hot Water System | 0.3507 | 0.4041 |  | 3165.6969 | 20 |  | 8901 | 2967 | unit | 3
Restaurants | New | Instantaneous Hot Water System | 0.14087 | 0.14699 |  | 1266.2788 | 20 |  | 5934 | 2967 | unit | 2
Retail | New | Instantaneous Hot Water System | 0.25103 | 0.26194 |  | 2256.5087 | 20 |  | 8901 | 2967 | unit | 3
Schools K-12 | New | Instantaneous Hot Water System | 0.017535 | 0.020206 |  | 158.2883 | 20 |  | 2967 | 2967 | unit | 1
Warehouse | New | Instantaneous Hot Water System | 0.084168 | 0.096985 |  | 759.7673 | 20 |  | 2967 | 2967 | unit | 1
Assembly | Turnover | Solar Water Heater | 0.41215 | 0.057863 |  | 5514.2421 | 15 |  | 6767 | 6767 | unit | 1
College and University | Turnover | Solar Water Heater | 9.4793 | 1.3308 |  | 126827.5691 | 15 |  | 67670 | 6767 | unit | 10
Grocery | Turnover | Solar Water Heater | 0.82429 | 0.11573 |  | 11028.4843 | 15 |  | 6767 | 6767 | unit | 1
Healthcare | Turnover | Solar Water Heater | 0.54953 | 0.07715 |  | 7352.3228 | 15 |  | 6767 | 6767 | unit | 1
Hospitals | Turnover | Solar Water Heater | 16.6232 | 2.3338 |  | 222407.7661 | 15 |  | 101505 | 6767 | unit | 15
Institutional | Turnover | Solar Water Heater | 32.9716 | 4.629 |  | 441139.3708 | 15 |  | 169175 | 6767 | unit | 25
Lodging/Hospitality | Turnover | Solar Water Heater | 3.9566 | 0.55548 |  | 52936.7245 | 15 |  | 20301 | 6767 | unit | 3
Miscellaneous | Turnover | Solar Water Heater | 24.7287 | 3.4718 |  | 330854.5281 | 15 |  | 135340 | 6767 | unit | 20
Offices | Turnover | Solar Water Heater | 3.4345 | 0.48219 |  | 45952.0178 | 15 |  | 20301 | 6767 | unit | 3
Restaurants | Turnover | Solar Water Heater | 1.3738 | 0.19288 |  | 18380.8071 | 15 |  | 13534 | 6767 | unit | 2
Retail | Turnover | Solar Water Heater | 2.4481 | 0.3437 |  | 32754.5983 | 15 |  | 20301 | 6767 | unit | 3
Schools K-12 | Turnover | Solar Water Heater | 0.17173 | 0.02411 |  | 2297.6512 | 15 |  | 6767 | 6767 | unit | 1
Warehouse | Turnover | Solar Water Heater | 0.82429 | 0.11573 |  | 11028.4843 | 15 |  | 6767 | 6767 | unit | 1
Assembly | New | Solar Water Heater | 0.41215 | 0.057863 |  | 5514.2421 | 15 |  | 6767 | 6767 | unit | 1
College and University | New | Solar Water Heater | 9.4793 | 1.3308 |  | 126827.5691 | 15 |  | 67670 | 6767 | unit | 10
Grocery | New | Solar Water Heater | 0.82429 | 0.11573 |  | 11028.4843 | 15 |  | 6767 | 6767 | unit | 1
Healthcare | New | Solar Water Heater | 0.54953 | 0.07715 |  | 7352.3228 | 15 |  | 6767 | 6767 | unit | 1
Hospitals | New | Solar Water Heater | 16.6232 | 2.3338 |  | 222407.7661 | 15 |  | 101505 | 6767 | unit | 15
Institutional | New | Solar Water Heater | 32.9716 | 4.629 |  | 441139.3708 | 15 |  | 169175 | 6767 | unit | 25
Lodging/Hospitality | New | Solar Water Heater | 3.9566 | 0.55548 |  | 52936.7245 | 15 |  | 20301 | 6767 | unit | 3
Miscellaneous | New | Solar Water Heater | 24.7287 | 3.4718 |  | 330854.5281 | 15 |  | 135340 | 6767 | unit | 20
Offices | New | Solar Water Heater | 3.4345 | 0.48219 |  | 45952.0178 | 15 |  | 20301 | 6767 | unit | 3
Restaurants | New | Solar Water Heater | 1.3738 | 0.19288 |  | 18380.8071 | 15 |  | 13534 | 6767 | unit | 2
Retail | New | Solar Water Heater | 2.4481 | 0.3437 |  | 32754.5983 | 15 |  | 20301 | 6767 | unit | 3
Schools K-12 | New | Solar Water Heater | 0.17173 | 0.02411 |  | 2297.6512 | 15 |  | 6767 | 6767 | unit | 1
Warehouse | New | Solar Water Heater | 0.82429 | 0.11573 |  | 11028.4843 | 15 |  | 6767 | 6767 | unit | 1
Assembly | Turnover | CFL - 15W Flood | 0 | 0 |  | 200.9 | 7.8 |  | 3.92 | 3.92 | bulb | 0
College and University | Turnover | CFL - 15W Flood | 0 | 0 |  | 200.9 | 7.8 |  | 3.92 | 3.92 | bulb | 0
Grocery | Turnover | CFL - 15W Flood | 0 | 0 |  | 200.9 | 7.8 |  | 3.92 | 3.92 | bulb | 0
Healthcare | Turnover | CFL - 15W Flood | 0 | 0 |  | 200.9 | 7.8 |  | 3.92 | 3.92 | bulb | 0
Hospitals | Turnover | CFL - 15W Flood | 0 | 0 |  | 200.9 | 7.8 |  | 3.92 | 3.92 | bulb | 0
Institutional | Turnover | CFL - 15W Flood | 0 | 0 |  | 200.9 | 7.8 |  | 3.92 | 3.92 | bulb | 0
Lodging/Hospitality | Turnover | CFL - 15W Flood | 0 | 0 |  | 200.9 | 7.8 |  | 3.92 | 3.92 | bulb | 0
Miscellaneous | Turnover | CFL - 15W Flood | 0 | 0 |  | 200.9 | 7.8 |  | 3.92 | 3.92 | bulb | 0
Offices | Turnover | CFL - 15W Flood | 0 | 0 |  | 200.9 | 7.8 |  | 3.92 | 3.92 | bulb | 0
Restaurants | Turnover | CFL - 15W Flood | 0 | 0 |  | 200.9 | 7.8 |  | 3.92 | 3.92 | bulb | 0
Retail | Turnover | CFL - 15W Flood | 0 | 0 |  | 200.9 | 7.8 |  | 3.92 | 3.92 | bulb | 0
Schools K-12 | Turnover | CFL - 15W Flood | 0 | 0 |  | 200.9 | 7.8 |  | 3.92 | 3.92 | bulb | 0
Warehouse | Turnover | CFL - 15W Flood | 0 | 0 |  | 200.9 | 7.8 |  | 3.92 | 3.92 | bulb | 0
Assembly | New | CFL - 15W Flood | 0 | 0 |  | 200.9 | 7.8 |  | 3.92 | 3.92 | bulb | 0
College and University | New | CFL - 15W Flood | 0 | 0 |  | 200.9 | 7.8 |  | 3.92 | 3.92 | bulb | 0
Grocery | New | CFL - 15W Flood | 0 | 0 |  | 200.9 | 7.8 |  | 3.92 | 3.92 | bulb | 0
Healthcare | New | CFL - 15W Flood | 0 | 0 |  | 200.9 | 7.8 |  | 3.92 | 3.92 | bulb | 0
Hospitals | New | CFL - 15W Flood | 0 | 0 |  | 200.9 | 7.8 |  | 3.92 | 3.92 | bulb | 0
Institutional | New | CFL - 15W Flood | 0 | 0 |  | 200.9 | 7.8 |  | 3.92 | 3.92 | bulb | 0
Lodging/Hospitality | New | CFL - 15W Flood | 0 | 0 |  | 200.9 | 7.8 |  | 3.92 | 3.92 | bulb | 0
Miscellaneous | New | CFL - 15W Flood | 0 | 0 |  | 200.9 | 7.8 |  | 3.92 | 3.92 | bulb | 0
Offices | New | CFL - 15W Flood | 0 | 0 |  | 200.9 | 7.8 |  | 3.92 | 3.92 | bulb | 0
Restaurants | New | CFL - 15W Flood | 0 | 0 |  | 200.9 | 7.8 |  | 3.92 | 3.92 | bulb | 0
Retail | New | CFL - 15W Flood | 0 | 0 |  | 200.9 | 7.8 |  | 3.92 | 3.92 | bulb | 0
Schools K-12 | New | CFL - 15W Flood | 0 | 0 |  | 200.9 | 7.8 |  | 3.92 | 3.92 | bulb | 0
Warehouse | New | CFL - 15W Flood | 0 | 0 |  | 200.9 | 7.8 |  | 3.92 | 3.92 | bulb | 0
Assembly | Turnover | High Efficiency HID Lighting | 0 | 0 |  | 484.169 | 13 |  | 193.44 | 193.44 | fixture | 0
College and University | Turnover | High Efficiency HID Lighting | 0 | 0 |  | 484.169 | 13 |  | 193.44 | 193.44 | fixture | 0
Grocery | Turnover | High Efficiency HID Lighting | 0 | 0 |  | 484.169 | 13 |  | 193.44 | 193.44 | fixture | 0
Healthcare | Turnover | High Efficiency HID Lighting | 0 | 0 |  | 484.169 | 13 |  | 193.44 | 193.44 | fixture | 0
Hospitals | Turnover | High Efficiency HID Lighting | 0 | 0 |  | 484.169 | 13 |  | 193.44 | 193.44 | fixture | 0
Institutional | Turnover | High Efficiency HID Lighting | 0 | 0 |  | 484.169 | 13 |  | 193.44 | 193.44 | fixture | 0
Lodging/Hospitality | Turnover | High Efficiency HID Lighting | 0 | 0 |  | 484.169 | 13 |  | 193.44 | 193.44 | fixture | 0
Miscellaneous | Turnover | High Efficiency HID Lighting | 0 | 0 |  | 484.169 | 13 |  | 193.44 | 193.44 | fixture | 0
Offices | Turnover | High Efficiency HID Lighting | 0 | 0 |  | 484.169 | 13 |  | 193.44 | 193.44 | fixture | 0
Restaurants | Turnover | High Efficiency HID Lighting | 0 | 0 |  | 484.169 | 13 |  | 193.44 | 193.44 | fixture | 0
Retail | Turnover | High Efficiency HID Lighting | 0 | 0 |  | 484.169 | 13 |  | 193.44 | 193.44 | fixture | 0
Schools K-12 | Turnover | High Efficiency HID Lighting | 0 | 0 |  | 484.169 | 13 |  | 193.44 | 193.44 | fixture | 0
Warehouse | Turnover | High Efficiency HID Lighting | 0 | 0 |  | 484.169 | 13 |  | 193.44 | 193.44 | fixture | 0
Assembly | New | High Efficiency HID Lighting | 0 | 0 |  | 484.169 | 13 |  | 193.44 | 193.44 | fixture | 0
College and University | New | High Efficiency HID Lighting | 0 | 0 |  | 484.169 | 13 |  | 193.44 | 193.44 | fixture | 0
Grocery | New | High Efficiency HID Lighting | 0 | 0 |  | 484.169 | 13 |  | 193.44 | 193.44 | fixture | 0
Healthcare | New | High Efficiency HID Lighting | 0 | 0 |  | 484.169 | 13 |  | 193.44 | 193.44 | fixture | 0
Hospitals | New | High Efficiency HID Lighting | 0 | 0 |  | 484.169 | 13 |  | 193.44 | 193.44 | fixture | 0
Institutional | New | High Efficiency HID Lighting | 0 | 0 |  | 484.169 | 13 |  | 193.44 | 193.44 | fixture | 0
Lodging/Hospitality | New | High Efficiency HID Lighting | 0 | 0 |  | 484.169 | 13 |  | 193.44 | 193.44 | fixture | 0
Miscellaneous | New | High Efficiency HID Lighting | 0 | 0 |  | 484.169 | 13 |  | 193.44 | 193.44 | fixture | 0
Offices | New | High Efficiency HID Lighting | 0 | 0 |  | 484.169 | 13 |  | 193.44 | 193.44 | fixture | 0
Restaurants | New | High Efficiency HID Lighting | 0 | 0 |  | 484.169 | 13 |  | 193.44 | 193.44 | fixture | 0
Retail | New | High Efficiency HID Lighting | 0 | 0 |  | 484.169 | 13 |  | 193.44 | 193.44 | fixture | 0
Schools K-12 | New | High Efficiency HID Lighting | 0 | 0 |  | 484.169 | 13 |  | 193.44 | 193.44 | fixture | 0
Warehouse | New | High Efficiency HID Lighting | 0 | 0 |  | 484.169 | 13 |  | 193.44 | 193.44 | fixture | 0
Assembly | Turnover | LED - 9W Flood | 0 | 0 |  | 225.008 | 15 |  | 3.14 | 3.14 | bulb | 0
College and University | Turnover | LED - 9W Flood | 0 | 0 |  | 225.008 | 15 |  | 3.14 | 3.14 | bulb | 0
Grocery | Turnover | LED - 9W Flood | 0 | 0 |  | 225.008 | 15 |  | 3.14 | 3.14 | bulb | 0
Healthcare | Turnover | LED - 9W Flood | 0 | 0 |  | 225.008 | 15 |  | 3.14 | 3.14 | bulb | 0
Hospitals | Turnover | LED - 9W Flood | 0 | 0 |  | 225.008 | 15 |  | 3.14 | 3.14 | bulb | 0
Institutional | Turnover | LED - 9W Flood | 0 | 0 |  | 225.008 | 15 |  | 3.14 | 3.14 | bulb | 0
Lodging/Hospitality | Turnover | LED - 9W Flood | 0 | 0 |  | 225.008 | 15 |  | 3.14 | 3.14 | bulb | 0
Miscellaneous | Turnover | LED - 9W Flood | 0 | 0 |  | 225.008 | 15 |  | 3.14 | 3.14 | bulb | 0
Offices | Turnover | LED - 9W Flood | 0 | 0 |  | 225.008 | 15 |  | 3.14 | 3.14 | bulb | 0
Restaurants | Turnover | LED - 9W Flood | 0 | 0 |  | 225.008 | 15 |  | 3.14 | 3.14 | bulb | 0
Retail | Turnover | LED - 9W Flood | 0 | 0 |  | 225.008 | 15 |  | 3.14 | 3.14 | bulb | 0
Schools K-12 | Turnover | LED - 9W Flood | 0 | 0 |  | 225.008 | 15 |  | 3.14 | 3.14 | bulb | 0
Warehouse | Turnover | LED - 9W Flood | 0 | 0 |  | 225.008 | 15 |  | 3.14 | 3.14 | bulb | 0
Assembly | New | LED - 9W Flood | 0 | 0 |  | 225.008 | 15 |  | 3.14 | 3.14 | bulb | 0
College and University | New | LED - 9W Flood | 0 | 0 |  | 225.008 | 15 |  | 3.14 | 3.14 | bulb | 0
Grocery | New | LED - 9W Flood | 0 | 0 |  | 225.008 | 15 |  | 3.14 | 3.14 | bulb | 0
Healthcare | New | LED - 9W Flood | 0 | 0 |  | 225.008 | 15 |  | 3.14 | 3.14 | bulb | 0
Hospitals | New | LED - 9W Flood | 0 | 0 |  | 225.008 | 15 |  | 3.14 | 3.14 | bulb | 0
Institutional | New | LED - 9W Flood | 0 | 0 |  | 225.008 | 15 |  | 3.14 | 3.14 | bulb | 0
Lodging/Hospitality | New | LED - 9W Flood | 0 | 0 |  | 225.008 | 15 |  | 3.14 | 3.14 | bulb | 0
Miscellaneous | New | LED - 9W Flood | 0 | 0 |  | 225.008 | 15 |  | 3.14 | 3.14 | bulb | 0
Offices | New | LED - 9W Flood | 0 | 0 |  | 225.008 | 15 |  | 3.14 | 3.14 | bulb | 0
Restaurants | New | LED - 9W Flood | 0 | 0 |  | 225.008 | 15 |  | 3.14 | 3.14 | bulb | 0
Retail | New | LED - 9W Flood | 0 | 0 |  | 225.008 | 15 |  | 3.14 | 3.14 | bulb | 0
Schools K-12 | New | LED - 9W Flood | 0 | 0 |  | 225.008 | 15 |  | 3.14 | 3.14 | bulb | 0
Warehouse | New | LED - 9W Flood | 0 | 0 |  | 225.008 | 15 |  | 3.14 | 3.14 | bulb | 0
Assembly | Turnover | LED Display Lighting (Exterior) | 0 | 0 |  | 377.692 | 15 |  | 35 | 35 | fixture | 0
College and University | Turnover | LED Display Lighting (Exterior) | 0 | 0 |  | 377.692 | 15 |  | 35 | 35 | fixture | 0
Grocery | Turnover | LED Display Lighting (Exterior) | 0 | 0 |  | 377.692 | 15 |  | 35 | 35 | fixture | 0
Healthcare | Turnover | LED Display Lighting (Exterior) | 0 | 0 |  | 377.692 | 15 |  | 35 | 35 | fixture | 0
Hospitals | Turnover | LED Display Lighting (Exterior) | 0 | 0 |  | 377.692 | 15 |  | 35 | 35 | fixture | 0
Institutional | Turnover | LED Display Lighting (Exterior) | 0 | 0 |  | 377.692 | 15 |  | 35 | 35 | fixture | 0
Lodging/Hospitality | Turnover | LED Display Lighting (Exterior) | 0 | 0 |  | 377.692 | 15 |  | 35 | 35 | fixture | 0
Miscellaneous | Turnover | LED Display Lighting (Exterior) | 0 | 0 |  | 377.692 | 15 |  | 35 | 35 | fixture | 0
Offices | Turnover | LED Display Lighting (Exterior) | 0 | 0 |  | 377.692 | 15 |  | 35 | 35 | fixture | 0
Restaurants | Turnover | LED Display Lighting (Exterior) | 0 | 0 |  | 377.692 | 15 |  | 35 | 35 | fixture | 0
Retail | Turnover | LED Display Lighting (Exterior) | 0 | 0 |  | 377.692 | 15 |  | 35 | 35 | fixture | 0
Schools K-12 | Turnover | LED Display Lighting (Exterior) | 0 | 0 |  | 377.692 | 15 |  | 35 | 35 | fixture | 0
Warehouse | Turnover | LED Display Lighting (Exterior) | 0 | 0 |  | 377.692 | 15 |  | 35 | 35 | fixture | 0
Assembly | New | LED Display Lighting (Exterior) | 0 | 0 |  | 377.692 | 15 |  | 35 | 35 | fixture | 0
College and University | New | LED Display Lighting (Exterior) | 0 | 0 |  | 377.692 | 15 |  | 35 | 35 | fixture | 0
Grocery | New | LED Display Lighting (Exterior) | 0 | 0 |  | 377.692 | 15 |  | 35 | 35 | fixture | 0
Healthcare | New | LED Display Lighting (Exterior) | 0 | 0 |  | 377.692 | 15 |  | 35 | 35 | fixture | 0
Hospitals | New | LED Display Lighting (Exterior) | 0 | 0 |  | 377.692 | 15 |  | 35 | 35 | fixture | 0
Institutional | New | LED Display Lighting (Exterior) | 0 | 0 |  | 377.692 | 15 |  | 35 | 35 | fixture | 0
Lodging/Hospitality | New | LED Display Lighting (Exterior) | 0 | 0 |  | 377.692 | 15 |  | 35 | 35 | fixture | 0
Miscellaneous | New | LED Display Lighting (Exterior) | 0 | 0 |  | 377.692 | 15 |  | 35 | 35 | fixture | 0
Offices | New | LED Display Lighting (Exterior) | 0 | 0 |  | 377.692 | 15 |  | 35 | 35 | fixture | 0
Restaurants | New | LED Display Lighting (Exterior) | 0 | 0 |  | 377.692 | 15 |  | 35 | 35 | fixture | 0
Retail | New | LED Display Lighting (Exterior) | 0 | 0 |  | 377.692 | 15 |  | 35 | 35 | fixture | 0
Schools K-12 | New | LED Display Lighting (Exterior) | 0 | 0 |  | 377.692 | 15 |  | 35 | 35 | fixture | 0
Warehouse | New | LED Display Lighting (Exterior) | 0 | 0 |  | 377.692 | 15 |  | 35 | 35 | fixture | 0
Assembly | Turnover | LED Exterior Lighting | 0 | 0 |  | 763.42 | 13 |  | 287 | 287 | fixture | 0
College and University | Turnover | LED Exterior Lighting | 0 | 0 |  | 763.42 | 13 |  | 287 | 287 | fixture | 0
Grocery | Turnover | LED Exterior Lighting | 0 | 0 |  | 763.42 | 13 |  | 287 | 287 | fixture | 0
Healthcare | Turnover | LED Exterior Lighting | 0 | 0 |  | 763.42 | 13 |  | 287 | 287 | fixture | 0
Hospitals | Turnover | LED Exterior Lighting | 0 | 0 |  | 763.42 | 13 |  | 287 | 287 | fixture | 0
Institutional | Turnover | LED Exterior Lighting | 0 | 0 |  | 763.42 | 13 |  | 287 | 287 | fixture | 0
Lodging/Hospitality | Turnover | LED Exterior Lighting | 0 | 0 |  | 763.42 | 13 |  | 287 | 287 | fixture | 0
Miscellaneous | Turnover | LED Exterior Lighting | 0 | 0 |  | 763.42 | 13 |  | 287 | 287 | fixture | 0
Offices | Turnover | LED Exterior Lighting | 0 | 0 |  | 763.42 | 13 |  | 287 | 287 | fixture | 0
Restaurants | Turnover | LED Exterior Lighting | 0 | 0 |  | 763.42 | 13 |  | 287 | 287 | fixture | 0
Retail | Turnover | LED Exterior Lighting | 0 | 0 |  | 763.42 | 13 |  | 287 | 287 | fixture | 0
Schools K-12 | Turnover | LED Exterior Lighting | 0 | 0 |  | 763.42 | 13 |  | 287 | 287 | fixture | 0
Warehouse | Turnover | LED Exterior Lighting | 0 | 0 |  | 763.42 | 13 |  | 287 | 287 | fixture | 0
Assembly | New | LED Exterior Lighting | 0 | 0 |  | 763.42 | 13 |  | 287 | 287 | fixture | 0
College and University | New | LED Exterior Lighting | 0 | 0 |  | 763.42 | 13 |  | 287 | 287 | fixture | 0
Grocery | New | LED Exterior Lighting | 0 | 0 |  | 763.42 | 13 |  | 287 | 287 | fixture | 0
Healthcare | New | LED Exterior Lighting | 0 | 0 |  | 763.42 | 13 |  | 287 | 287 | fixture | 0
Hospitals | New | LED Exterior Lighting | 0 | 0 |  | 763.42 | 13 |  | 287 | 287 | fixture | 0
Institutional | New | LED Exterior Lighting | 0 | 0 |  | 763.42 | 13 |  | 287 | 287 | fixture | 0
Lodging/Hospitality | New | LED Exterior Lighting | 0 | 0 |  | 763.42 | 13 |  | 287 | 287 | fixture | 0
Miscellaneous | New | LED Exterior Lighting | 0 | 0 |  | 763.42 | 13 |  | 287 | 287 | fixture | 0
Offices | New | LED Exterior Lighting | 0 | 0 |  | 763.42 | 13 |  | 287 | 287 | fixture | 0
Restaurants | New | LED Exterior Lighting | 0 | 0 |  | 763.42 | 13 |  | 287 | 287 | fixture | 0
Retail | New | LED Exterior Lighting | 0 | 0 |  | 763.42 | 13 |  | 287 | 287 | fixture | 0
Schools K-12 | New | LED Exterior Lighting | 0 | 0 |  | 763.42 | 13 |  | 287 | 287 | fixture | 0
Warehouse | New | LED Exterior Lighting | 0 | 0 |  | 763.42 | 13 |  | 287 | 287 | fixture | 0
Assembly | Turnover | LED Parking Lighting | 0 | 0 |  | 3375.12 | 18 |  | 161.85 | 161.85 | fixture | 0
College and University | Turnover | LED Parking Lighting | 0 | 0 |  | 3375.12 | 18 |  | 161.85 | 161.85 | fixture | 0
Grocery | Turnover | LED Parking Lighting | 0 | 0 |  | 3375.12 | 18 |  | 161.85 | 161.85 | fixture | 0
Healthcare | Turnover | LED Parking Lighting | 0 | 0 |  | 3375.12 | 18 |  | 161.85 | 161.85 | fixture | 0
Hospitals | Turnover | LED Parking Lighting | 0 | 0 |  | 3375.12 | 18 |  | 161.85 | 161.85 | fixture | 0
Institutional | Turnover | LED Parking Lighting | 0 | 0 |  | 3375.12 | 18 |  | 161.85 | 161.85 | fixture | 0
Lodging/Hospitality | Turnover | LED Parking Lighting | 0 | 0 |  | 3375.12 | 18 |  | 161.85 | 161.85 | fixture | 0
Miscellaneous | Turnover | LED Parking Lighting | 0 | 0 |  | 3375.12 | 18 |  | 161.85 | 161.85 | fixture | 0
Offices | Turnover | LED Parking Lighting | 0 | 0 |  | 3375.12 | 18 |  | 161.85 | 161.85 | fixture | 0
Restaurants | Turnover | LED Parking Lighting | 0 | 0 |  | 3375.12 | 18 |  | 161.85 | 161.85 | fixture | 0
Retail | Turnover | LED Parking Lighting | 0 | 0 |  | 3375.12 | 18 |  | 161.85 | 161.85 | fixture | 0
Schools K-12 | Turnover | LED Parking Lighting | 0 | 0 |  | 3375.12 | 18 |  | 161.85 | 161.85 | fixture | 0
Warehouse | Turnover | LED Parking Lighting | 0 | 0 |  | 3375.12 | 18 |  | 161.85 | 161.85 | fixture | 0
Assembly | New | LED Parking Lighting | 0 | 0 |  | 3375.12 | 18 |  | 161.85 | 161.85 | fixture | 0
College and University | New | LED Parking Lighting | 0 | 0 |  | 3375.12 | 18 |  | 161.85 | 161.85 | fixture | 0
Grocery | New | LED Parking Lighting | 0 | 0 |  | 3375.12 | 18 |  | 161.85 | 161.85 | fixture | 0
Healthcare | New | LED Parking Lighting | 0 | 0 |  | 3375.12 | 18 |  | 161.85 | 161.85 | fixture | 0
Hospitals | New | LED Parking Lighting | 0 | 0 |  | 3375.12 | 18 |  | 161.85 | 161.85 | fixture | 0
Institutional | New | LED Parking Lighting | 0 | 0 |  | 3375.12 | 18 |  | 161.85 | 161.85 | fixture | 0
Lodging/Hospitality | New | LED Parking Lighting | 0 | 0 |  | 3375.12 | 18 |  | 161.85 | 161.85 | fixture | 0
Miscellaneous | New | LED Parking Lighting | 0 | 0 |  | 3375.12 | 18 |  | 161.85 | 161.85 | fixture | 0
Offices | New | LED Parking Lighting | 0 | 0 |  | 3375.12 | 18 |  | 161.85 | 161.85 | fixture | 0
Restaurants | New | LED Parking Lighting | 0 | 0 |  | 3375.12 | 18 |  | 161.85 | 161.85 | fixture | 0
Retail | New | LED Parking Lighting | 0 | 0 |  | 3375.12 | 18 |  | 161.85 | 161.85 | fixture | 0
Schools K-12 | New | LED Parking Lighting | 0 | 0 |  | 3375.12 | 18 |  | 161.85 | 161.85 | fixture | 0
Warehouse | New | LED Parking Lighting | 0 | 0 |  | 3375.12 | 18 |  | 161.85 | 161.85 | fixture | 0
Assembly | Turnover | LED Street Lights | 0 | 0 |  | 1691.1226 | 18 |  | 238.57 | 238.57 | fixture | 0
College and University | Turnover | LED Street Lights | 0 | 0 |  | 1691.1226 | 18 |  | 238.57 | 238.57 | fixture | 0
Grocery | Turnover | LED Street Lights | 0 | 0 |  | 1691.1226 | 18 |  | 238.57 | 238.57 | fixture | 0
Healthcare | Turnover | LED Street Lights | 0 | 0 |  | 1691.1226 | 18 |  | 238.57 | 238.57 | fixture | 0
Hospitals | Turnover | LED Street Lights | 0 | 0 |  | 1691.1226 | 18 |  | 238.57 | 238.57 | fixture | 0
Institutional | Turnover | LED Street Lights | 0 | 0 |  | 1691.1226 | 18 |  | 238.57 | 238.57 | fixture | 0
Lodging/Hospitality | Turnover | LED Street Lights | 0 | 0 |  | 1691.1226 | 18 |  | 238.57 | 238.57 | fixture | 0
Miscellaneous | Turnover | LED Street Lights | 0 | 0 |  | 1691.1226 | 18 |  | 238.57 | 238.57 | fixture | 0
Offices | Turnover | LED Street Lights | 0 | 0 |  | 1691.1226 | 18 |  | 238.57 | 238.57 | fixture | 0
Restaurants | Turnover | LED Street Lights | 0 | 0 |  | 1691.1226 | 18 |  | 238.57 | 238.57 | fixture | 0
Retail | Turnover | LED Street Lights | 0 | 0 |  | 1691.1226 | 18 |  | 238.57 | 238.57 | fixture | 0
Schools K-12 | Turnover | LED Street Lights | 0 | 0 |  | 1691.1226 | 18 |  | 238.57 | 238.57 | fixture | 0
Warehouse | Turnover | LED Street Lights | 0 | 0 |  | 1691.1226 | 18 |  | 238.57 | 238.57 | fixture | 0
Assembly | New | LED Street Lights | 0 | 0 |  | 1691.1226 | 18 |  | 238.57 | 238.57 | fixture | 0
College and University | New | LED Street Lights | 0 | 0 |  | 1691.1226 | 18 |  | 238.57 | 238.57 | fixture | 0
Grocery | New | LED Street Lights | 0 | 0 |  | 1691.1226 | 18 |  | 238.57 | 238.57 | fixture | 0
Healthcare | New | LED Street Lights | 0 | 0 |  | 1691.1226 | 18 |  | 238.57 | 238.57 | fixture | 0
Hospitals | New | LED Street Lights | 0 | 0 |  | 1691.1226 | 18 |  | 238.57 | 238.57 | fixture | 0
Institutional | New | LED Street Lights | 0 | 0 |  | 1691.1226 | 18 |  | 238.57 | 238.57 | fixture | 0
Lodging/Hospitality | New | LED Street Lights | 0 | 0 |  | 1691.1226 | 18 |  | 238.57 | 238.57 | fixture | 0
Miscellaneous | New | LED Street Lights | 0 | 0 |  | 1691.1226 | 18 |  | 238.57 | 238.57 | fixture | 0
Offices | New | LED Street Lights | 0 | 0 |  | 1691.1226 | 18 |  | 238.57 | 238.57 | fixture | 0
Restaurants | New | LED Street Lights | 0 | 0 |  | 1691.1226 | 18 |  | 238.57 | 238.57 | fixture | 0
Retail | New | LED Street Lights | 0 | 0 |  | 1691.1226 | 18 |  | 238.57 | 238.57 | fixture | 0
Schools K-12 | New | LED Street Lights | 0 | 0 |  | 1691.1226 | 18 |  | 238.57 | 238.57 | fixture | 0
Warehouse | New | LED Street Lights | 0 | 0 |  | 1691.1226 | 18 |  | 238.57 | 238.57 | fixture | 0
Assembly | Turnover | LED Traffic and Crosswalk Lighting | 0 | 0 |  | 37.96 | 10 |  | 71 | 71 | fixture | 0
College and University | Turnover | LED Traffic and Crosswalk Lighting | 0 | 0 |  | 37.96 | 10 |  | 71 | 71 | fixture | 0
Grocery | Turnover | LED Traffic and Crosswalk Lighting | 0 | 0 |  | 37.96 | 10 |  | 71 | 71 | fixture | 0
Healthcare | Turnover | LED Traffic and Crosswalk Lighting | 0 | 0 |  | 37.96 | 10 |  | 71 | 71 | fixture | 0
Hospitals | Turnover | LED Traffic and Crosswalk Lighting | 0 | 0 |  | 37.96 | 10 |  | 71 | 71 | fixture | 0
Institutional | Turnover | LED Traffic and Crosswalk Lighting | 0 | 0 |  | 37.96 | 10 |  | 71 | 71 | fixture | 0
Lodging/Hospitality | Turnover | LED Traffic and Crosswalk Lighting | 0 | 0 |  | 37.96 | 10 |  | 71 | 71 | fixture | 0
Miscellaneous | Turnover | LED Traffic and Crosswalk Lighting | 0 | 0 |  | 37.96 | 10 |  | 71 | 71 | fixture | 0
Offices | Turnover | LED Traffic and Crosswalk Lighting | 0 | 0 |  | 37.96 | 10 |  | 71 | 71 | fixture | 0
Restaurants | Turnover | LED Traffic and Crosswalk Lighting | 0 | 0 |  | 37.96 | 10 |  | 71 | 71 | fixture | 0
Retail | Turnover | LED Traffic and Crosswalk Lighting | 0 | 0 |  | 37.96 | 10 |  | 71 | 71 | fixture | 0
Schools K-12 | Turnover | LED Traffic and Crosswalk Lighting | 0 | 0 |  | 37.96 | 10 |  | 71 | 71 | fixture | 0
Warehouse | Turnover | LED Traffic and Crosswalk Lighting | 0 | 0 |  | 37.96 | 10 |  | 71 | 71 | fixture | 0
Assembly | New | LED Traffic and Crosswalk Lighting | 0 | 0 |  | 37.96 | 10 |  | 71 | 71 | fixture | 0
College and University | New | LED Traffic and Crosswalk Lighting | 0 | 0 |  | 37.96 | 10 |  | 71 | 71 | fixture | 0
Grocery | New | LED Traffic and Crosswalk Lighting | 0 | 0 |  | 37.96 | 10 |  | 71 | 71 | fixture | 0
Healthcare | New | LED Traffic and Crosswalk Lighting | 0 | 0 |  | 37.96 | 10 |  | 71 | 71 | fixture | 0
Hospitals | New | LED Traffic and Crosswalk Lighting | 0 | 0 |  | 37.96 | 10 |  | 71 | 71 | fixture | 0
Institutional | New | LED Traffic and Crosswalk Lighting | 0 | 0 |  | 37.96 | 10 |  | 71 | 71 | fixture | 0
Lodging/Hospitality | New | LED Traffic and Crosswalk Lighting | 0 | 0 |  | 37.96 | 10 |  | 71 | 71 | fixture | 0
Miscellaneous | New | LED Traffic and Crosswalk Lighting | 0 | 0 |  | 37.96 | 10 |  | 71 | 71 | fixture | 0
Offices | New | LED Traffic and Crosswalk Lighting | 0 | 0 |  | 37.96 | 10 |  | 71 | 71 | fixture | 0
Restaurants | New | LED Traffic and Crosswalk Lighting | 0 | 0 |  | 37.96 | 10 |  | 71 | 71 | fixture | 0
Retail | New | LED Traffic and Crosswalk Lighting | 0 | 0 |  | 37.96 | 10 |  | 71 | 71 | fixture | 0
Schools K-12 | New | LED Traffic and Crosswalk Lighting | 0 | 0 |  | 37.96 | 10 |  | 71 | 71 | fixture | 0
Warehouse | New | LED Traffic and Crosswalk Lighting | 0 | 0 |  | 37.96 | 10 |  | 71 | 71 | fixture | 0
Assembly | Turnover | Geothermal Heat Pump | 1.2025 | 0.9236 |  | 2796.1681 | 15 |  | 48798.42 | 4879.842 | ton | 10
College and University | Turnover | Geothermal Heat Pump | 0.545 | 0.51001 |  | 3099.9381 | 15 |  | 48798.42 | 4879.842 | ton | 10
Grocery | Turnover | Geothermal Heat Pump | 0.67418 | 0.51782 |  | 1567.694 | 15 |  | 48798.42 | 4879.842 | ton | 10
Healthcare | Turnover | Geothermal Heat Pump | 2.6114 | 2.0058 |  | 6072.3844 | 15 |  | 48798.42 | 4879.842 | ton | 10
Hospitals | Turnover | Geothermal Heat Pump | 1.0123 | 0.94732 |  | 5758.0109 | 15 |  | 48798.42 | 4879.842 | ton | 10
Institutional | Turnover | Geothermal Heat Pump | 0.65236 | 0.50106 |  | 1516.9558 | 15 |  | 48798.42 | 4879.842 | ton | 10
Lodging/Hospitality | Turnover | Geothermal Heat Pump | 1.9813 | 1.5218 |  | 4607.1489 | 15 |  | 48798.42 | 4879.842 | ton | 10
Miscellaneous | Turnover | Geothermal Heat Pump | 0.67157 | 0.51582 |  | 1561.6175 | 15 |  | 48798.42 | 4879.842 | ton | 10
Offices | Turnover | Geothermal Heat Pump | 1.3488 | 1.036 |  | 3136.3308 | 15 |  | 48798.42 | 4879.842 | ton | 10
Restaurants | Turnover | Geothermal Heat Pump | 1.9662 | 1.5102 |  | 4572.0419 | 15 |  | 48798.42 | 4879.842 | ton | 10
Retail | Turnover | Geothermal Heat Pump | 1.5361 | 1.1798 |  | 3571.9489 | 15 |  | 48798.42 | 4879.842 | ton | 10
Schools K-12 | Turnover | Geothermal Heat Pump | 1.3363 | 1.0264 |  | 3107.3488 | 15 |  | 48798.42 | 4879.842 | ton | 10
Warehouse | Turnover | Geothermal Heat Pump | 0.29428 | 0.22603 |  | 684.2956 | 15 |  | 48798.42 | 4879.842 | ton | 10
Assembly | New | Geothermal Heat Pump | 1.2025 | 0.9236 |  | 2796.1681 | 15 |  | 48798.42 | 4879.842 | ton | 10
College and University | New | Geothermal Heat Pump | 0.545 | 0.51001 |  | 3099.9381 | 15 |  | 48798.42 | 4879.842 | ton | 10
Grocery | New | Geothermal Heat Pump | 0.67418 | 0.51782 |  | 1567.694 | 15 |  | 48798.42 | 4879.842 | ton | 10
Healthcare | New | Geothermal Heat Pump | 2.6114 | 2.0058 |  | 6072.3844 | 15 |  | 48798.42 | 4879.842 | ton | 10
Hospitals | New | Geothermal Heat Pump | 1.0123 | 0.94732 |  | 5758.0109 | 15 |  | 48798.42 | 4879.842 | ton | 10
Institutional | New | Geothermal Heat Pump | 0.65236 | 0.50106 |  | 1516.9558 | 15 |  | 48798.42 | 4879.842 | ton | 10
Lodging/Hospitality | New | Geothermal Heat Pump | 1.9813 | 1.5218 |  | 4607.1489 | 15 |  | 48798.42 | 4879.842 | ton | 10
Miscellaneous | New | Geothermal Heat Pump | 0.67157 | 0.51582 |  | 1561.6175 | 15 |  | 48798.42 | 4879.842 | ton | 10
Offices | New | Geothermal Heat Pump | 1.3488 | 1.036 |  | 3136.3308 | 15 |  | 48798.42 | 4879.842 | ton | 10
Restaurants | New | Geothermal Heat Pump | 1.9662 | 1.5102 |  | 4572.0419 | 15 |  | 48798.42 | 4879.842 | ton | 10
Retail | New | Geothermal Heat Pump | 1.5361 | 1.1798 |  | 3571.9489 | 15 |  | 48798.42 | 4879.842 | ton | 10
Schools K-12 | New | Geothermal Heat Pump | 1.3363 | 1.0264 |  | 3107.3488 | 15 |  | 48798.42 | 4879.842 | ton | 10
Warehouse | New | Geothermal Heat Pump | 0.29428 | 0.22603 |  | 684.2956 | 15 |  | 48798.42 | 4879.842 | ton | 10
Assembly | Turnover | High Efficiency Chiller (Air Cooled, 50 tons) | 3.5038 | 3.5558 |  | 12310.8035 | 20 |  | 6800 | 6800 | unit (50 tons) | 0
College and University | Turnover | High Efficiency Chiller (Air Cooled, 50 tons) | 3.8872 | 3.9448 |  | 13657.7391 | 20 |  | 6800 | 6800 | unit (50 tons) | 0
Grocery | Turnover | High Efficiency Chiller (Air Cooled, 50 tons) | 1.9355 | 1.9643 |  | 6800.6122 | 20 |  | 6800 | 6800 | unit (50 tons) | 0
Healthcare | Turnover | High Efficiency Chiller (Air Cooled, 50 tons) | 7.6242 | 7.7373 |  | 26788.0069 | 20 |  | 6800 | 6800 | unit (50 tons) | 0
Hospitals | Turnover | High Efficiency Chiller (Air Cooled, 50 tons) | 7.2221 | 7.3293 |  | 25375.1374 | 20 |  | 6800 | 6800 | unit (50 tons) | 0
Institutional | Turnover | High Efficiency Chiller (Air Cooled, 50 tons) | 1.8927 | 1.9207 |  | 6649.9061 | 20 |  | 6800 | 6800 | unit (50 tons) | 0
Lodging/Hospitality | Turnover | High Efficiency Chiller (Air Cooled, 50 tons) | 5.7879 | 5.8737 |  | 20335.9026 | 20 |  | 6800 | 6800 | unit (50 tons) | 0
Miscellaneous | Turnover | High Efficiency Chiller (Air Cooled, 50 tons) | 1.957 | 1.986 |  | 6875.9652 | 20 |  | 6800 | 6800 | unit (50 tons) | 0
Offices | Turnover | High Efficiency Chiller (Air Cooled, 50 tons) | 3.9435 | 4.002 |  | 13855.5409 | 20 |  | 6800 | 6800 | unit (50 tons) | 0
Restaurants | Turnover | High Efficiency Chiller (Air Cooled, 50 tons) | 5.678 | 5.7622 |  | 19949.7182 | 20 |  | 6800 | 6800 | unit (50 tons) | 0
Retail | Turnover | High Efficiency Chiller (Air Cooled, 50 tons) | 4.4502 | 4.5162 |  | 15635.7565 | 20 |  | 6800 | 6800 | unit (50 tons) | 0
Schools K-12 | Turnover | High Efficiency Chiller (Air Cooled, 50 tons) | 3.8684 | 3.9258 |  | 13591.8052 | 20 |  | 6800 | 6800 | unit (50 tons) | 0
Warehouse | Turnover | High Efficiency Chiller (Air Cooled, 50 tons) | 0.84982 | 0.86243 |  | 2985.8643 | 20 |  | 6800 | 6800 | unit (50 tons) | 0
Assembly | New | High Efficiency Chiller (Air Cooled, 50 tons) | 3.5038 | 3.5558 |  | 12310.8035 | 20 |  | 6800 | 6800 | unit (50 tons) | 0
College and University | New | High Efficiency Chiller (Air Cooled, 50 tons) | 3.8872 | 3.9448 |  | 13657.7391 | 20 |  | 6800 | 6800 | unit (50 tons) | 0
Grocery | New | High Efficiency Chiller (Air Cooled, 50 tons) | 1.9355 | 1.9643 |  | 6800.6122 | 20 |  | 6800 | 6800 | unit (50 tons) | 0
Healthcare | New | High Efficiency Chiller (Air Cooled, 50 tons) | 7.6242 | 7.7373 |  | 26788.0069 | 20 |  | 6800 | 6800 | unit (50 tons) | 0
Hospitals | New | High Efficiency Chiller (Air Cooled, 50 tons) | 7.2221 | 7.3293 |  | 25375.1374 | 20 |  | 6800 | 6800 | unit (50 tons) | 0
Institutional | New | High Efficiency Chiller (Air Cooled, 50 tons) | 1.8927 | 1.9207 |  | 6649.9061 | 20 |  | 6800 | 6800 | unit (50 tons) | 0
Lodging/Hospitality | New | High Efficiency Chiller (Air Cooled, 50 tons) | 5.7879 | 5.8737 |  | 20335.9026 | 20 |  | 6800 | 6800 | unit (50 tons) | 0
Miscellaneous | New | High Efficiency Chiller (Air Cooled, 50 tons) | 1.957 | 1.986 |  | 6875.9652 | 20 |  | 6800 | 6800 | unit (50 tons) | 0
Offices | New | High Efficiency Chiller (Air Cooled, 50 tons) | 3.9435 | 4.002 |  | 13855.5409 | 20 |  | 6800 | 6800 | unit (50 tons) | 0
Restaurants | New | High Efficiency Chiller (Air Cooled, 50 tons) | 5.678 | 5.7622 |  | 19949.7182 | 20 |  | 6800 | 6800 | unit (50 tons) | 0
Retail | New | High Efficiency Chiller (Air Cooled, 50 tons) | 4.4502 | 4.5162 |  | 15635.7565 | 20 |  | 6800 | 6800 | unit (50 tons) | 0
Schools K-12 | New | High Efficiency Chiller (Air Cooled, 50 tons) | 3.8684 | 3.9258 |  | 13591.8052 | 20 |  | 6800 | 6800 | unit (50 tons) | 0
Warehouse | New | High Efficiency Chiller (Air Cooled, 50 tons) | 0.84982 | 0.86243 |  | 2985.8643 | 20 |  | 6800 | 6800 | unit (50 tons) | 0
Assembly | Turnover | High Efficiency Chiller (Water cooled-centrifugal, 200 tons) | 5.9946 | 0.25965 |  | 15226.0701 | 20 |  | 9533.3333 | 9533.3333 | unit 200 tons) | 0
College and University | Turnover | High Efficiency Chiller (Water cooled-centrifugal, 200 tons) | 6.6505 | 0.28806 |  | 16891.9676 | 20 |  | 9533.3333 | 9533.3333 | unit 200 tons) | 0
Grocery | Turnover | High Efficiency Chiller (Water cooled-centrifugal, 200 tons) | 3.3115 | 0.14343 |  | 8411.0349 | 20 |  | 9533.3333 | 9533.3333 | unit 200 tons) | 0
Healthcare | Turnover | High Efficiency Chiller (Water cooled-centrifugal, 200 tons) | 13.0442 | 0.565 |  | 33131.5558 | 20 |  | 9533.3333 | 9533.3333 | unit 200 tons) | 0
Hospitals | Turnover | High Efficiency Chiller (Water cooled-centrifugal, 200 tons) | 12.3562 | 0.5352 |  | 31384.1109 | 20 |  | 9533.3333 | 9533.3333 | unit 200 tons) | 0
Institutional | Turnover | High Efficiency Chiller (Water cooled-centrifugal, 200 tons) | 3.2381 | 0.14026 |  | 8224.6408 | 20 |  | 9533.3333 | 9533.3333 | unit 200 tons) | 0
Lodging/Hospitality | Turnover | High Efficiency Chiller (Water cooled-centrifugal, 200 tons) | 9.9024 | 0.42891 |  | 25151.5573 | 20 |  | 9533.3333 | 9533.3333 | unit 200 tons) | 0
Miscellaneous | Turnover | High Efficiency Chiller (Water cooled-centrifugal, 200 tons) | 3.3482 | 0.14502 |  | 8504.232 | 20 |  | 9533.3333 | 9533.3333 | unit 200 tons) | 0
Offices | Turnover | High Efficiency Chiller (Water cooled-centrifugal, 200 tons) | 6.7468 | 0.29223 |  | 17136.6099 | 20 |  | 9533.3333 | 9533.3333 | unit 200 tons) | 0
Restaurants | Turnover | High Efficiency Chiller (Water cooled-centrifugal, 200 tons) | 9.7143 | 0.42077 |  | 24673.9224 | 20 |  | 9533.3333 | 9533.3333 | unit 200 tons) | 0
Retail | Turnover | High Efficiency Chiller (Water cooled-centrifugal, 200 tons) | 7.6137 | 0.32978 |  | 19338.3905 | 20 |  | 9533.3333 | 9533.3333 | unit 200 tons) | 0
Schools K-12 | Turnover | High Efficiency Chiller (Water cooled-centrifugal, 200 tons) | 6.6184 | 0.28667 |  | 16810.4202 | 20 |  | 9533.3333 | 9533.3333 | unit 200 tons) | 0
Warehouse | Turnover | High Efficiency Chiller (Water cooled-centrifugal, 200 tons) | 1.4539 | 0.062976 |  | 3692.9336 | 20 |  | 9533.3333 | 9533.3333 | unit 200 tons) | 0
Assembly | New | High Efficiency Chiller (Water cooled-centrifugal, 200 tons) | 5.9946 | 0.25965 |  | 15226.0701 | 20 |  | 9533.3333 | 9533.3333 | unit 200 tons) | 0
College and University | New | High Efficiency Chiller (Water cooled-centrifugal, 200 tons) | 6.6505 | 0.28806 |  | 16891.9676 | 20 |  | 9533.3333 | 9533.3333 | unit 200 tons) | 0
Grocery | New | High Efficiency Chiller (Water cooled-centrifugal, 200 tons) | 3.3115 | 0.14343 |  | 8411.0349 | 20 |  | 9533.3333 | 9533.3333 | unit 200 tons) | 0
Healthcare | New | High Efficiency Chiller (Water cooled-centrifugal, 200 tons) | 13.0442 | 0.565 |  | 33131.5558 | 20 |  | 9533.3333 | 9533.3333 | unit 200 tons) | 0
Hospitals | New | High Efficiency Chiller (Water cooled-centrifugal, 200 tons) | 12.3562 | 0.5352 |  | 31384.1109 | 20 |  | 9533.3333 | 9533.3333 | unit 200 tons) | 0
Institutional | New | High Efficiency Chiller (Water cooled-centrifugal, 200 tons) | 3.2381 | 0.14026 |  | 8224.6408 | 20 |  | 9533.3333 | 9533.3333 | unit 200 tons) | 0
Lodging/Hospitality | New | High Efficiency Chiller (Water cooled-centrifugal, 200 tons) | 9.9024 | 0.42891 |  | 25151.5573 | 20 |  | 9533.3333 | 9533.3333 | unit 200 tons) | 0
Miscellaneous | New | High Efficiency Chiller (Water cooled-centrifugal, 200 tons) | 3.3482 | 0.14502 |  | 8504.232 | 20 |  | 9533.3333 | 9533.3333 | unit 200 tons) | 0
Offices | New | High Efficiency Chiller (Water cooled-centrifugal, 200 tons) | 6.7468 | 0.29223 |  | 17136.6099 | 20 |  | 9533.3333 | 9533.3333 | unit 200 tons) | 0
Restaurants | New | High Efficiency Chiller (Water cooled-centrifugal, 200 tons) | 9.7143 | 0.42077 |  | 24673.9224 | 20 |  | 9533.3333 | 9533.3333 | unit 200 tons) | 0
Retail | New | High Efficiency Chiller (Water cooled-centrifugal, 200 tons) | 7.6137 | 0.32978 |  | 19338.3905 | 20 |  | 9533.3333 | 9533.3333 | unit 200 tons) | 0
Schools K-12 | New | High Efficiency Chiller (Water cooled-centrifugal, 200 tons) | 6.6184 | 0.28667 |  | 16810.4202 | 20 |  | 9533.3333 | 9533.3333 | unit 200 tons) | 0
Warehouse | New | High Efficiency Chiller (Water cooled-centrifugal, 200 tons) | 1.4539 | 0.062976 |  | 3692.9336 | 20 |  | 9533.3333 | 9533.3333 | unit 200 tons) | 0
Assembly | Turnover | High Efficiency Chiller (Water cooled-positive displacement, 100 tons) | 1.9021 | 0.08239 |  | 4831.3492 | 20 |  | 5200 | 5200 | unit (100 tons) | 0
College and University | Turnover | High Efficiency Chiller (Water cooled-positive displacement, 100 tons) | 2.1103 | 0.091404 |  | 5359.9513 | 20 |  | 5200 | 5200 | unit (100 tons) | 0
Grocery | Turnover | High Efficiency Chiller (Water cooled-positive displacement, 100 tons) | 1.0508 | 0.045513 |  | 2668.8861 | 20 |  | 5200 | 5200 | unit (100 tons) | 0
Healthcare | Turnover | High Efficiency Chiller (Water cooled-positive displacement, 100 tons) | 4.139 | 0.17928 |  | 10512.8975 | 20 |  | 5200 | 5200 | unit (100 tons) | 0
Hospitals | Turnover | High Efficiency Chiller (Water cooled-positive displacement, 100 tons) | 3.9207 | 0.16982 |  | 9958.4198 | 20 |  | 5200 | 5200 | unit (100 tons) | 0
Institutional | Turnover | High Efficiency Chiller (Water cooled-positive displacement, 100 tons) | 1.0275 | 0.044504 |  | 2609.7418 | 20 |  | 5200 | 5200 | unit (100 tons) | 0
Lodging/Hospitality | Turnover | High Efficiency Chiller (Water cooled-positive displacement, 100 tons) | 3.1421 | 0.1361 |  | 7980.7826 | 20 |  | 5200 | 5200 | unit (100 tons) | 0
Miscellaneous | Turnover | High Efficiency Chiller (Water cooled-positive displacement, 100 tons) | 1.0624 | 0.046017 |  | 2698.4582 | 20 |  | 5200 | 5200 | unit (100 tons) | 0
Offices | Turnover | High Efficiency Chiller (Water cooled-positive displacement, 100 tons) | 2.1408 | 0.092728 |  | 5437.5781 | 20 |  | 5200 | 5200 | unit (100 tons) | 0
Restaurants | Turnover | High Efficiency Chiller (Water cooled-positive displacement, 100 tons) | 3.0824 | 0.13351 |  | 7829.2254 | 20 |  | 5200 | 5200 | unit (100 tons) | 0
Retail | Turnover | High Efficiency Chiller (Water cooled-positive displacement, 100 tons) | 2.4159 | 0.10464 |  | 6136.2201 | 20 |  | 5200 | 5200 | unit (100 tons) | 0
Schools K-12 | Turnover | High Efficiency Chiller (Water cooled-positive displacement, 100 tons) | 2.1001 | 0.090963 |  | 5334.0756 | 20 |  | 5200 | 5200 | unit (100 tons) | 0
Warehouse | Turnover | High Efficiency Chiller (Water cooled-positive displacement, 100 tons) | 0.46135 | 0.019983 |  | 1171.7962 | 20 |  | 5200 | 5200 | unit (100 tons) | 0
Assembly | New | High Efficiency Chiller (Water cooled-positive displacement, 100 tons) | 1.9021 | 0.08239 |  | 4831.3492 | 20 |  | 5200 | 5200 | unit (100 tons) | 0
College and University | New | High Efficiency Chiller (Water cooled-positive displacement, 100 tons) | 2.1103 | 0.091404 |  | 5359.9513 | 20 |  | 5200 | 5200 | unit (100 tons) | 0
Grocery | New | High Efficiency Chiller (Water cooled-positive displacement, 100 tons) | 1.0508 | 0.045513 |  | 2668.8861 | 20 |  | 5200 | 5200 | unit (100 tons) | 0
Healthcare | New | High Efficiency Chiller (Water cooled-positive displacement, 100 tons) | 4.139 | 0.17928 |  | 10512.8975 | 20 |  | 5200 | 5200 | unit (100 tons) | 0
Hospitals | New | High Efficiency Chiller (Water cooled-positive displacement, 100 tons) | 3.9207 | 0.16982 |  | 9958.4198 | 20 |  | 5200 | 5200 | unit (100 tons) | 0
Institutional | New | High Efficiency Chiller (Water cooled-positive displacement, 100 tons) | 1.0275 | 0.044504 |  | 2609.7418 | 20 |  | 5200 | 5200 | unit (100 tons) | 0
Lodging/Hospitality | New | High Efficiency Chiller (Water cooled-positive displacement, 100 tons) | 3.1421 | 0.1361 |  | 7980.7826 | 20 |  | 5200 | 5200 | unit (100 tons) | 0
Miscellaneous | New | High Efficiency Chiller (Water cooled-positive displacement, 100 tons) | 1.0624 | 0.046017 |  | 2698.4582 | 20 |  | 5200 | 5200 | unit (100 tons) | 0
Offices | New | High Efficiency Chiller (Water cooled-positive displacement, 100 tons) | 2.1408 | 0.092728 |  | 5437.5781 | 20 |  | 5200 | 5200 | unit (100 tons) | 0
Restaurants | New | High Efficiency Chiller (Water cooled-positive displacement, 100 tons) | 3.0824 | 0.13351 |  | 7829.2254 | 20 |  | 5200 | 5200 | unit (100 tons) | 0
Retail | New | High Efficiency Chiller (Water cooled-positive displacement, 100 tons) | 2.4159 | 0.10464 |  | 6136.2201 | 20 |  | 5200 | 5200 | unit (100 tons) | 0
Schools K-12 | New | High Efficiency Chiller (Water cooled-positive displacement, 100 tons) | 2.1001 | 0.090963 |  | 5334.0756 | 20 |  | 5200 | 5200 | unit (100 tons) | 0
Warehouse | New | High Efficiency Chiller (Water cooled-positive displacement, 100 tons) | 0.46135 | 0.019983 |  | 1171.7962 | 20 |  | 5200 | 5200 | unit (100 tons) | 0
Assembly | Turnover | High Efficiency Data Center Cooling | 29.7567 | 17.1868 |  | 129796.7956 | 20 |  | 213000 | 213000 | system (284 tons) | 0
College and University | Turnover | High Efficiency Data Center Cooling | 29.7567 | 17.1868 |  | 129796.7956 | 20 |  | 213000 | 213000 | system (284 tons) | 0
Grocery | Turnover | High Efficiency Data Center Cooling | 29.7567 | 17.1868 |  | 129796.7956 | 20 |  | 213000 | 213000 | system (284 tons) | 0
Healthcare | Turnover | High Efficiency Data Center Cooling | 29.7567 | 17.1868 |  | 129796.7956 | 20 |  | 213000 | 213000 | system (284 tons) | 0
Hospitals | Turnover | High Efficiency Data Center Cooling | 29.7567 | 17.1868 |  | 129796.7956 | 20 |  | 213000 | 213000 | system (284 tons) | 0
Institutional | Turnover | High Efficiency Data Center Cooling | 29.7567 | 17.1868 |  | 129796.7956 | 20 |  | 213000 | 213000 | system (284 tons) | 0
Lodging/Hospitality | Turnover | High Efficiency Data Center Cooling | 29.7567 | 17.1868 |  | 129796.7956 | 20 |  | 213000 | 213000 | system (284 tons) | 0
Miscellaneous | Turnover | High Efficiency Data Center Cooling | 29.7567 | 17.1868 |  | 129796.7956 | 20 |  | 213000 | 213000 | system (284 tons) | 0
Offices | Turnover | High Efficiency Data Center Cooling | 29.7567 | 17.1868 |  | 129796.7956 | 20 |  | 213000 | 213000 | system (284 tons) | 0
Restaurants | Turnover | High Efficiency Data Center Cooling | 29.7567 | 17.1868 |  | 129796.7956 | 20 |  | 213000 | 213000 | system (284 tons) | 0
Retail | Turnover | High Efficiency Data Center Cooling | 29.7567 | 17.1868 |  | 129796.7956 | 20 |  | 213000 | 213000 | system (284 tons) | 0
Schools K-12 | Turnover | High Efficiency Data Center Cooling | 29.7567 | 17.1868 |  | 129796.7956 | 20 |  | 213000 | 213000 | system (284 tons) | 0
Warehouse | Turnover | High Efficiency Data Center Cooling | 29.7567 | 17.1868 |  | 129796.7956 | 20 |  | 213000 | 213000 | system (284 tons) | 0
Assembly | New | High Efficiency Data Center Cooling | 29.7567 | 17.1868 |  | 129796.7956 | 20 |  | 213000 | 213000 | system (284 tons) | 0
College and University | New | High Efficiency Data Center Cooling | 29.7567 | 17.1868 |  | 129796.7956 | 20 |  | 213000 | 213000 | system (284 tons) | 0
Grocery | New | High Efficiency Data Center Cooling | 29.7567 | 17.1868 |  | 129796.7956 | 20 |  | 213000 | 213000 | system (284 tons) | 0
Healthcare | New | High Efficiency Data Center Cooling | 29.7567 | 17.1868 |  | 129796.7956 | 20 |  | 213000 | 213000 | system (284 tons) | 0
Hospitals | New | High Efficiency Data Center Cooling | 29.7567 | 17.1868 |  | 129796.7956 | 20 |  | 213000 | 213000 | system (284 tons) | 0
Institutional | New | High Efficiency Data Center Cooling | 29.7567 | 17.1868 |  | 129796.7956 | 20 |  | 213000 | 213000 | system (284 tons) | 0
Lodging/Hospitality | New | High Efficiency Data Center Cooling | 29.7567 | 17.1868 |  | 129796.7956 | 20 |  | 213000 | 213000 | system (284 tons) | 0
Miscellaneous | New | High Efficiency Data Center Cooling | 29.7567 | 17.1868 |  | 129796.7956 | 20 |  | 213000 | 213000 | system (284 tons) | 0
Offices | New | High Efficiency Data Center Cooling | 29.7567 | 17.1868 |  | 129796.7956 | 20 |  | 213000 | 213000 | system (284 tons) | 0
Restaurants | New | High Efficiency Data Center Cooling | 29.7567 | 17.1868 |  | 129796.7956 | 20 |  | 213000 | 213000 | system (284 tons) | 0
Retail | New | High Efficiency Data Center Cooling | 29.7567 | 17.1868 |  | 129796.7956 | 20 |  | 213000 | 213000 | system (284 tons) | 0
Schools K-12 | New | High Efficiency Data Center Cooling | 29.7567 | 17.1868 |  | 129796.7956 | 20 |  | 213000 | 213000 | system (284 tons) | 0
Warehouse | New | High Efficiency Data Center Cooling | 29.7567 | 17.1868 |  | 129796.7956 | 20 |  | 213000 | 213000 | system (284 tons) | 0
Assembly | Turnover | High Efficiency DX 135k- less than 240k BTU | 0.73317 | 0 |  | 1773.0117 | 15 |  | 3329.61 | 3329.61 | unit | 0
College and University | Turnover | High Efficiency DX 135k- less than 240k BTU | 0.81338 | 0 |  | 1966.9984 | 15 |  | 3329.61 | 3329.61 | unit | 0
Grocery | Turnover | High Efficiency DX 135k- less than 240k BTU | 0.40501 | 0 |  | 979.4295 | 15 |  | 3329.61 | 3329.61 | unit | 0
Healthcare | Turnover | High Efficiency DX 135k- less than 240k BTU | 1.5953 | 0 |  | 3858.03 | 15 |  | 3329.61 | 3329.61 | unit | 0
Hospitals | Turnover | High Efficiency DX 135k- less than 240k BTU | 1.5112 | 0 |  | 3654.5474 | 15 |  | 3329.61 | 3329.61 | unit | 0
Institutional | Turnover | High Efficiency DX 135k- less than 240k BTU | 0.39603 | 0 |  | 957.7247 | 15 |  | 3329.61 | 3329.61 | unit | 0
Lodging/Hospitality | Turnover | High Efficiency DX 135k- less than 240k BTU | 1.2111 | 0 |  | 2928.7928 | 15 |  | 3329.61 | 3329.61 | unit | 0
Miscellaneous | Turnover | High Efficiency DX 135k- less than 240k BTU | 0.4095 | 0 |  | 990.282 | 15 |  | 3329.61 | 3329.61 | unit | 0
Offices | Turnover | High Efficiency DX 135k- less than 240k BTU | 0.82516 | 0 |  | 1995.486 | 15 |  | 3329.61 | 3329.61 | unit | 0
Restaurants | Turnover | High Efficiency DX 135k- less than 240k BTU | 1.1881 | 0 |  | 2873.1742 | 15 |  | 3329.61 | 3329.61 | unit | 0
Retail | Turnover | High Efficiency DX 135k- less than 240k BTU | 0.93118 | 0 |  | 2251.874 | 15 |  | 3329.61 | 3329.61 | unit | 0
Schools K-12 | Turnover | High Efficiency DX 135k- less than 240k BTU | 0.80945 | 0 |  | 1957.5025 | 15 |  | 3329.61 | 3329.61 | unit | 0
Warehouse | Turnover | High Efficiency DX 135k- less than 240k BTU | 0.17782 | 0 |  | 430.0265 | 15 |  | 3329.61 | 3329.61 | unit | 0
Assembly | New | High Efficiency DX 135k- less than 240k BTU | 0.73317 | 0 |  | 1773.0117 | 15 |  | 3329.61 | 3329.61 | unit | 0
College and University | New | High Efficiency DX 135k- less than 240k BTU | 0.81338 | 0 |  | 1966.9984 | 15 |  | 3329.61 | 3329.61 | unit | 0
Grocery | New | High Efficiency DX 135k- less than 240k BTU | 0.40501 | 0 |  | 979.4295 | 15 |  | 3329.61 | 3329.61 | unit | 0
Healthcare | New | High Efficiency DX 135k- less than 240k BTU | 1.5953 | 0 |  | 3858.03 | 15 |  | 3329.61 | 3329.61 | unit | 0
Hospitals | New | High Efficiency DX 135k- less than 240k BTU | 1.5112 | 0 |  | 3654.5474 | 15 |  | 3329.61 | 3329.61 | unit | 0
Institutional | New | High Efficiency DX 135k- less than 240k BTU | 0.39603 | 0 |  | 957.7247 | 15 |  | 3329.61 | 3329.61 | unit | 0
Lodging/Hospitality | New | High Efficiency DX 135k- less than 240k BTU | 1.2111 | 0 |  | 2928.7928 | 15 |  | 3329.61 | 3329.61 | unit | 0
Miscellaneous | New | High Efficiency DX 135k- less than 240k BTU | 0.4095 | 0 |  | 990.282 | 15 |  | 3329.61 | 3329.61 | unit | 0
Offices | New | High Efficiency DX 135k- less than 240k BTU | 0.82516 | 0 |  | 1995.486 | 15 |  | 3329.61 | 3329.61 | unit | 0
Restaurants | New | High Efficiency DX 135k- less than 240k BTU | 1.1881 | 0 |  | 2873.1742 | 15 |  | 3329.61 | 3329.61 | unit | 0
Retail | New | High Efficiency DX 135k- less than 240k BTU | 0.93118 | 0 |  | 2251.874 | 15 |  | 3329.61 | 3329.61 | unit | 0
Schools K-12 | New | High Efficiency DX 135k- less than 240k BTU | 0.80945 | 0 |  | 1957.5025 | 15 |  | 3329.61 | 3329.61 | unit | 0
Warehouse | New | High Efficiency DX 135k- less than 240k BTU | 0.17782 | 0 |  | 430.0265 | 15 |  | 3329.61 | 3329.61 | unit | 0
Assembly | Turnover | High Efficiency PTAC | 0.36892 | 0 |  | 741.5294 | 15 |  | 126 | 126 | unit (1.5 ton) | 0
College and University | Turnover | High Efficiency PTAC | 0.23497 | 0 |  | 822.6608 | 15 |  | 126 | 126 | unit (1.5 ton) | 0
Grocery | Turnover | High Efficiency PTAC | 0.2038 | 0 |  | 409.6283 | 15 |  | 126 | 126 | unit (1.5 ton) | 0
Healthcare | Turnover | High Efficiency PTAC | 0.80276 | 0 |  | 1613.5498 | 15 |  | 126 | 126 | unit (1.5 ton) | 0
Hospitals | Turnover | High Efficiency PTAC | 0.43656 | 0 |  | 1528.447 | 15 |  | 126 | 126 | unit (1.5 ton) | 0
Institutional | Turnover | High Efficiency PTAC | 0.19928 | 0 |  | 400.5507 | 15 |  | 126 | 126 | unit (1.5 ton) | 0
Lodging/Hospitality | Turnover | High Efficiency PTAC | 0.60941 | 0 |  | 1224.9135 | 15 |  | 126 | 126 | unit (1.5 ton) | 0
Miscellaneous | Turnover | High Efficiency PTAC | 0.17146 | 0 |  | 414.1671 | 15 |  | 126 | 126 | unit (1.5 ton) | 0
Offices | Turnover | High Efficiency PTAC | 0.3455 | 0 |  | 834.5752 | 15 |  | 126 | 126 | unit (1.5 ton) | 0
Restaurants | Turnover | High Efficiency PTAC | 0.59784 | 0 |  | 1201.6521 | 15 |  | 126 | 126 | unit (1.5 ton) | 0
Retail | Turnover | High Efficiency PTAC | 0.46856 | 0 |  | 941.8047 | 15 |  | 126 | 126 | unit (1.5 ton) | 0
Schools K-12 | Turnover | High Efficiency PTAC | 0.40731 | 0 |  | 818.6893 | 15 |  | 126 | 126 | unit (1.5 ton) | 0
Warehouse | Turnover | High Efficiency PTAC | 0.089478 | 0 |  | 179.8507 | 15 |  | 126 | 126 | unit (1.5 ton) | 0
Assembly | New | High Efficiency PTAC | 0.36892 | 0 |  | 741.5294 | 15 |  | 126 | 126 | unit (1.5 ton) | 0
College and University | New | High Efficiency PTAC | 0.23497 | 0 |  | 822.6608 | 15 |  | 126 | 126 | unit (1.5 ton) | 0
Grocery | New | High Efficiency PTAC | 0.2038 | 0 |  | 409.6283 | 15 |  | 126 | 126 | unit (1.5 ton) | 0
Healthcare | New | High Efficiency PTAC | 0.80276 | 0 |  | 1613.5498 | 15 |  | 126 | 126 | unit (1.5 ton) | 0
Hospitals | New | High Efficiency PTAC | 0.43656 | 0 |  | 1528.447 | 15 |  | 126 | 126 | unit (1.5 ton) | 0
Institutional | New | High Efficiency PTAC | 0.19928 | 0 |  | 400.5507 | 15 |  | 126 | 126 | unit (1.5 ton) | 0
Lodging/Hospitality | New | High Efficiency PTAC | 0.60941 | 0 |  | 1224.9135 | 15 |  | 126 | 126 | unit (1.5 ton) | 0
Miscellaneous | New | High Efficiency PTAC | 0.17146 | 0 |  | 414.1671 | 15 |  | 126 | 126 | unit (1.5 ton) | 0
Offices | New | High Efficiency PTAC | 0.3455 | 0 |  | 834.5752 | 15 |  | 126 | 126 | unit (1.5 ton) | 0
Restaurants | New | High Efficiency PTAC | 0.59784 | 0 |  | 1201.6521 | 15 |  | 126 | 126 | unit (1.5 ton) | 0
Retail | New | High Efficiency PTAC | 0.46856 | 0 |  | 941.8047 | 15 |  | 126 | 126 | unit (1.5 ton) | 0
Schools K-12 | New | High Efficiency PTAC | 0.40731 | 0 |  | 818.6893 | 15 |  | 126 | 126 | unit (1.5 ton) | 0
Warehouse | New | High Efficiency PTAC | 0.089478 | 0 |  | 179.8507 | 15 |  | 126 | 126 | unit (1.5 ton) | 0
Assembly | Turnover | High Efficiency PTHP | 0.37416 | 0.00013699 |  | 752.276 | 15 |  | 126 | 126 | unit (1.5 ton) | 0
College and University | Turnover | High Efficiency PTHP | 0.23711 | 0.071694 |  | 833.4074 | 15 |  | 126 | 126 | unit (1.5 ton) | 0
Grocery | Turnover | High Efficiency PTHP | 0.21293 | 7.7962e-05 |  | 428.1126 | 15 |  | 126 | 126 | unit (1.5 ton) | 0
Healthcare | Turnover | High Efficiency PTHP | 0.81091 | 0.00029691 |  | 1630.4006 | 15 |  | 126 | 126 | unit (1.5 ton) | 0
Hospitals | Turnover | High Efficiency PTHP | 0.4403 | 0.13313 |  | 1547.619 | 15 |  | 126 | 126 | unit (1.5 ton) | 0
Institutional | Turnover | High Efficiency PTHP | 0.20388 | 7.465e-05 |  | 409.9218 | 15 |  | 126 | 126 | unit (1.5 ton) | 0
Lodging/Hospitality | Turnover | High Efficiency PTHP | 0.61488 | 0.00022513 |  | 1236.262 | 15 |  | 126 | 126 | unit (1.5 ton) | 0
Miscellaneous | Turnover | High Efficiency PTHP | 0.20894 | 7.6503e-05 |  | 420.0993 | 15 |  | 126 | 126 | unit (1.5 ton) | 0
Offices | Turnover | High Efficiency PTHP | 0.41821 | 0.00015312 |  | 840.8512 | 15 |  | 126 | 126 | unit (1.5 ton) | 0
Restaurants | Turnover | High Efficiency PTHP | 0.61738 | 0.00022605 |  | 1241.2857 | 15 |  | 126 | 126 | unit (1.5 ton) | 0
Retail | Turnover | High Efficiency PTHP | 0.48078 | 0.00017603 |  | 966.651 | 15 |  | 126 | 126 | unit (1.5 ton) | 0
Schools K-12 | Turnover | High Efficiency PTHP | 0.41856 | 0.00015325 |  | 841.5582 | 15 |  | 126 | 126 | unit (1.5 ton) | 0
Warehouse | Turnover | High Efficiency PTHP | 0.092403 | 3.3832e-05 |  | 185.7828 | 15 |  | 126 | 126 | unit (1.5 ton) | 0
Assembly | New | High Efficiency PTHP | 0.37416 | 0.00013699 |  | 752.276 | 15 |  | 126 | 126 | unit (1.5 ton) | 0
College and University | New | High Efficiency PTHP | 0.23711 | 0.071694 |  | 833.4074 | 15 |  | 126 | 126 | unit (1.5 ton) | 0
Grocery | New | High Efficiency PTHP | 0.21293 | 7.7962e-05 |  | 428.1126 | 15 |  | 126 | 126 | unit (1.5 ton) | 0
Healthcare | New | High Efficiency PTHP | 0.81091 | 0.00029691 |  | 1630.4006 | 15 |  | 126 | 126 | unit (1.5 ton) | 0
Hospitals | New | High Efficiency PTHP | 0.4403 | 0.13313 |  | 1547.619 | 15 |  | 126 | 126 | unit (1.5 ton) | 0
Institutional | New | High Efficiency PTHP | 0.20388 | 7.465e-05 |  | 409.9218 | 15 |  | 126 | 126 | unit (1.5 ton) | 0
Lodging/Hospitality | New | High Efficiency PTHP | 0.61488 | 0.00022513 |  | 1236.262 | 15 |  | 126 | 126 | unit (1.5 ton) | 0
Miscellaneous | New | High Efficiency PTHP | 0.20894 | 7.6503e-05 |  | 420.0993 | 15 |  | 126 | 126 | unit (1.5 ton) | 0
Offices | New | High Efficiency PTHP | 0.41821 | 0.00015312 |  | 840.8512 | 15 |  | 126 | 126 | unit (1.5 ton) | 0
Restaurants | New | High Efficiency PTHP | 0.61738 | 0.00022605 |  | 1241.2857 | 15 |  | 126 | 126 | unit (1.5 ton) | 0
Retail | New | High Efficiency PTHP | 0.48078 | 0.00017603 |  | 966.651 | 15 |  | 126 | 126 | unit (1.5 ton) | 0
Schools K-12 | New | High Efficiency PTHP | 0.41856 | 0.00015325 |  | 841.5582 | 15 |  | 126 | 126 | unit (1.5 ton) | 0
Warehouse | New | High Efficiency PTHP | 0.092403 | 3.3832e-05 |  | 185.7828 | 15 |  | 126 | 126 | unit (1.5 ton) | 0
Assembly | Turnover | Variable Refrigerant Flow (VRF) HVAC Systems | 0.8243 | 0.83315 |  | 2708.9165 | 15 |  | 3295 | 3295 | unit (4 tons) | 0
College and University | Turnover | Variable Refrigerant Flow (VRF) HVAC Systems | 0.6343 | 0.46601 |  | 2989.6323 | 15 |  | 3295 | 3295 | unit (4 tons) | 0
Grocery | Turnover | Variable Refrigerant Flow (VRF) HVAC Systems | 0.50623 | 0.51167 |  | 1663.6475 | 15 |  | 3295 | 3295 | unit (4 tons) | 0
Healthcare | Turnover | Variable Refrigerant Flow (VRF) HVAC Systems | 1.7672 | 1.7861 |  | 5807.4657 | 15 |  | 3295 | 3295 | unit (4 tons) | 0
Hospitals | Turnover | Variable Refrigerant Flow (VRF) HVAC Systems | 1.687 | 1.7051 |  | 5543.9427 | 15 |  | 3295 | 3295 | unit (4 tons) | 0
Institutional | Turnover | Variable Refrigerant Flow (VRF) HVAC Systems | 0.45972 | 0.46466 |  | 1510.7937 | 15 |  | 3295 | 3295 | unit (4 tons) | 0
Lodging/Hospitality | Turnover | Variable Refrigerant Flow (VRF) HVAC Systems | 0.9313 | 0.68421 |  | 4389.4529 | 15 |  | 3295 | 3295 | unit (4 tons) | 0
Miscellaneous | Turnover | Variable Refrigerant Flow (VRF) HVAC Systems | 0.46011 | 0.46505 |  | 1512.0785 | 15 |  | 3295 | 3295 | unit (4 tons) | 0
Offices | Turnover | Variable Refrigerant Flow (VRF) HVAC Systems | 0.90414 | 0.91384 |  | 2971.2795 | 15 |  | 3295 | 3295 | unit (4 tons) | 0
Restaurants | Turnover | Variable Refrigerant Flow (VRF) HVAC Systems | 1.4259 | 1.4412 |  | 4685.906 | 15 |  | 3295 | 3295 | unit (4 tons) | 0
Retail | Turnover | Variable Refrigerant Flow (VRF) HVAC Systems | 1.0923 | 1.1041 |  | 3589.7684 | 15 |  | 3295 | 3295 | unit (4 tons) | 0
Schools K-12 | Turnover | Variable Refrigerant Flow (VRF) HVAC Systems | 0.9547 | 0.96495 |  | 3137.4359 | 15 |  | 3295 | 3295 | unit (4 tons) | 0
Warehouse | Turnover | Variable Refrigerant Flow (VRF) HVAC Systems | 0.21341 | 0.2157 |  | 701.3399 | 15 |  | 3295 | 3295 | unit (4 tons) | 0
Assembly | New | Variable Refrigerant Flow (VRF) HVAC Systems | 0.8243 | 0.83315 |  | 2708.9165 | 15 |  | 3295 | 3295 | unit (4 tons) | 0
College and University | New | Variable Refrigerant Flow (VRF) HVAC Systems | 0.6343 | 0.46601 |  | 2989.6323 | 15 |  | 3295 | 3295 | unit (4 tons) | 0
Grocery | New | Variable Refrigerant Flow (VRF) HVAC Systems | 0.50623 | 0.51167 |  | 1663.6475 | 15 |  | 3295 | 3295 | unit (4 tons) | 0
Healthcare | New | Variable Refrigerant Flow (VRF) HVAC Systems | 1.7672 | 1.7861 |  | 5807.4657 | 15 |  | 3295 | 3295 | unit (4 tons) | 0
Hospitals | New | Variable Refrigerant Flow (VRF) HVAC Systems | 1.687 | 1.7051 |  | 5543.9427 | 15 |  | 3295 | 3295 | unit (4 tons) | 0
Institutional | New | Variable Refrigerant Flow (VRF) HVAC Systems | 0.45972 | 0.46466 |  | 1510.7937 | 15 |  | 3295 | 3295 | unit (4 tons) | 0
Lodging/Hospitality | New | Variable Refrigerant Flow (VRF) HVAC Systems | 0.9313 | 0.68421 |  | 4389.4529 | 15 |  | 3295 | 3295 | unit (4 tons) | 0
Miscellaneous | New | Variable Refrigerant Flow (VRF) HVAC Systems | 0.46011 | 0.46505 |  | 1512.0785 | 15 |  | 3295 | 3295 | unit (4 tons) | 0
Offices | New | Variable Refrigerant Flow (VRF) HVAC Systems | 0.90414 | 0.91384 |  | 2971.2795 | 15 |  | 3295 | 3295 | unit (4 tons) | 0
Restaurants | New | Variable Refrigerant Flow (VRF) HVAC Systems | 1.4259 | 1.4412 |  | 4685.906 | 15 |  | 3295 | 3295 | unit (4 tons) | 0
Retail | New | Variable Refrigerant Flow (VRF) HVAC Systems | 1.0923 | 1.1041 |  | 3589.7684 | 15 |  | 3295 | 3295 | unit (4 tons) | 0
Schools K-12 | New | Variable Refrigerant Flow (VRF) HVAC Systems | 0.9547 | 0.96495 |  | 3137.4359 | 15 |  | 3295 | 3295 | unit (4 tons) | 0
Warehouse | New | Variable Refrigerant Flow (VRF) HVAC Systems | 0.21341 | 0.2157 |  | 701.3399 | 15 |  | 3295 | 3295 | unit (4 tons) | 0
Assembly | Turnover | CFL-23W | 0.0048304 | 0.0011168 |  | 20.132 | 7.8 |  | 0.85 | 0.85 | bulb | 0
College and University | Turnover | CFL-23W | 0.0031363 | 0.0030714 |  | 30.856 | 7.8 |  | 0.85 | 0.85 | bulb | 0
Grocery | Turnover | CFL-23W | 0.0093469 | 2.5304e-06 |  | 38.808 | 7.8 |  | 0.85 | 0.85 | bulb | 0
Healthcare | Turnover | CFL-23W | 0.0084448 | 0.0019525 |  | 35.196 | 7.8 |  | 0.85 | 0.85 | bulb | 0
Hospitals | Turnover | CFL-23W | 0.0048396 | 0.0047395 |  | 47.614 | 7.8 |  | 0.85 | 0.85 | bulb | 0
Institutional | Turnover | CFL-23W | 0.0055408 | 0.0012811 |  | 23.093 | 7.8 |  | 0.85 | 0.85 | bulb | 0
Lodging/Hospitality | Turnover | CFL-23W | 0.006329 | 1.7134e-06 |  | 26.278 | 7.8 |  | 0.85 | 0.85 | bulb | 0
Miscellaneous | Turnover | CFL-23W | 0.0074035 | 0.0017117 |  | 30.856 | 7.8 |  | 0.85 | 0.85 | bulb | 0
Offices | Turnover | CFL-23W | 0.0054636 | 0.0012632 |  | 22.771 | 7.8 |  | 0.85 | 0.85 | bulb | 0
Restaurants | Turnover | CFL-23W | 0.0056597 | 1.5322e-06 |  | 23.499 | 7.8 |  | 0.85 | 0.85 | bulb | 0
Retail | Turnover | CFL-23W | 0.0084028 | 2.2748e-06 |  | 34.888 | 7.8 |  | 0.85 | 0.85 | bulb | 0
Schools K-12 | Turnover | CFL-23W | 0.0039956 | 0.00092383 |  | 16.653 | 7.8 |  | 0.85 | 0.85 | bulb | 0
Warehouse | Turnover | CFL-23W | 0.0064226 | 0.001485 |  | 26.768 | 7.8 |  | 0.85 | 0.85 | bulb | 0
Assembly | New | CFL-23W | 0.0048304 | 0.0011168 |  | 20.132 | 7.8 |  | 0.85 | 0.85 | bulb | 0
College and University | New | CFL-23W | 0.0031363 | 0.0030714 |  | 30.856 | 7.8 |  | 0.85 | 0.85 | bulb | 0
Grocery | New | CFL-23W | 0.0093469 | 2.5304e-06 |  | 38.808 | 7.8 |  | 0.85 | 0.85 | bulb | 0
Healthcare | New | CFL-23W | 0.0084448 | 0.0019525 |  | 35.196 | 7.8 |  | 0.85 | 0.85 | bulb | 0
Hospitals | New | CFL-23W | 0.0048396 | 0.0047395 |  | 47.614 | 7.8 |  | 0.85 | 0.85 | bulb | 0
Institutional | New | CFL-23W | 0.0055408 | 0.0012811 |  | 23.093 | 7.8 |  | 0.85 | 0.85 | bulb | 0
Lodging/Hospitality | New | CFL-23W | 0.006329 | 1.7134e-06 |  | 26.278 | 7.8 |  | 0.85 | 0.85 | bulb | 0
Miscellaneous | New | CFL-23W | 0.0074035 | 0.0017117 |  | 30.856 | 7.8 |  | 0.85 | 0.85 | bulb | 0
Offices | New | CFL-23W | 0.0054636 | 0.0012632 |  | 22.771 | 7.8 |  | 0.85 | 0.85 | bulb | 0
Restaurants | New | CFL-23W | 0.0056597 | 1.5322e-06 |  | 23.499 | 7.8 |  | 0.85 | 0.85 | bulb | 0
Retail | New | CFL-23W | 0.0084028 | 2.2748e-06 |  | 34.888 | 7.8 |  | 0.85 | 0.85 | bulb | 0
Schools K-12 | New | CFL-23W | 0.0039956 | 0.00092383 |  | 16.653 | 7.8 |  | 0.85 | 0.85 | bulb | 0
Warehouse | New | CFL-23W | 0.0064226 | 0.001485 |  | 26.768 | 7.8 |  | 0.85 | 0.85 | bulb | 0
Assembly | Turnover | High Bay Fluorescent (T5) | 0.10655 | 0.10454 |  | 576.1587 | 15 |  | 100 | 100 | fixture | 0
College and University | Turnover | High Bay Fluorescent (T5) | 0.16331 | 0.16022 |  | 883.0693 | 15 |  | 100 | 100 | fixture | 0
Grocery | Turnover | High Bay Fluorescent (T5) | 0.20539 | 0.20151 |  | 1110.648 | 15 |  | 100 | 100 | fixture | 0
Healthcare | Turnover | High Bay Fluorescent (T5) | 0.18628 | 0.18276 |  | 1007.276 | 15 |  | 100 | 100 | fixture | 0
Hospitals | Turnover | High Bay Fluorescent (T5) | 0.252 | 0.24724 |  | 1362.6673 | 15 |  | 100 | 100 | fixture | 0
Institutional | Turnover | High Bay Fluorescent (T5) | 0.12222 | 0.11991 |  | 660.8997 | 15 |  | 100 | 100 | fixture | 0
Lodging/Hospitality | Turnover | High Bay Fluorescent (T5) | 0.13908 | 0.13645 |  | 752.0513 | 15 |  | 100 | 100 | fixture | 0
Miscellaneous | Turnover | High Bay Fluorescent (T5) | 0.16331 | 0.16022 |  | 883.0693 | 15 |  | 100 | 100 | fixture | 0
Offices | Turnover | High Bay Fluorescent (T5) | 0.12052 | 0.11824 |  | 651.6843 | 15 |  | 100 | 100 | fixture | 0
Restaurants | Turnover | High Bay Fluorescent (T5) | 0.12437 | 0.12202 |  | 672.519 | 15 |  | 100 | 100 | fixture | 0
Retail | Turnover | High Bay Fluorescent (T5) | 0.18465 | 0.18116 |  | 998.4613 | 15 |  | 100 | 100 | fixture | 0
Schools K-12 | Turnover | High Bay Fluorescent (T5) | 0.088136 | 0.086472 |  | 476.593 | 15 |  | 100 | 100 | fixture | 0
Warehouse | Turnover | High Bay Fluorescent (T5) | 0.14167 | 0.13899 |  | 766.0747 | 15 |  | 100 | 100 | fixture | 0
Assembly | New | High Bay Fluorescent (T5) | 0.10655 | 0.10454 |  | 576.1587 | 15 |  | 100 | 100 | fixture | 0
College and University | New | High Bay Fluorescent (T5) | 0.16331 | 0.16022 |  | 883.0693 | 15 |  | 100 | 100 | fixture | 0
Grocery | New | High Bay Fluorescent (T5) | 0.20539 | 0.20151 |  | 1110.648 | 15 |  | 100 | 100 | fixture | 0
Healthcare | New | High Bay Fluorescent (T5) | 0.18628 | 0.18276 |  | 1007.276 | 15 |  | 100 | 100 | fixture | 0
Hospitals | New | High Bay Fluorescent (T5) | 0.252 | 0.24724 |  | 1362.6673 | 15 |  | 100 | 100 | fixture | 0
Institutional | New | High Bay Fluorescent (T5) | 0.12222 | 0.11991 |  | 660.8997 | 15 |  | 100 | 100 | fixture | 0
Lodging/Hospitality | New | High Bay Fluorescent (T5) | 0.13908 | 0.13645 |  | 752.0513 | 15 |  | 100 | 100 | fixture | 0
Miscellaneous | New | High Bay Fluorescent (T5) | 0.16331 | 0.16022 |  | 883.0693 | 15 |  | 100 | 100 | fixture | 0
Offices | New | High Bay Fluorescent (T5) | 0.12052 | 0.11824 |  | 651.6843 | 15 |  | 100 | 100 | fixture | 0
Restaurants | New | High Bay Fluorescent (T5) | 0.12437 | 0.12202 |  | 672.519 | 15 |  | 100 | 100 | fixture | 0
Retail | New | High Bay Fluorescent (T5) | 0.18465 | 0.18116 |  | 998.4613 | 15 |  | 100 | 100 | fixture | 0
Schools K-12 | New | High Bay Fluorescent (T5) | 0.088136 | 0.086472 |  | 476.593 | 15 |  | 100 | 100 | fixture | 0
Warehouse | New | High Bay Fluorescent (T5) | 0.14167 | 0.13899 |  | 766.0747 | 15 |  | 100 | 100 | fixture | 0
Assembly | Turnover | High Bay LED | 0.10761 | 0.10558 |  | 581.9107 | 15 |  | 149 | 149 | fixture | 0
College and University | Turnover | High Bay LED | 0.16494 | 0.16182 |  | 891.8853 | 15 |  | 149 | 149 | fixture | 0
Grocery | Turnover | High Bay LED | 0.20744 | 0.20353 |  | 1121.736 | 15 |  | 149 | 149 | fixture | 0
Healthcare | Turnover | High Bay LED | 0.18814 | 0.18458 |  | 1017.332 | 15 |  | 149 | 149 | fixture | 0
Hospitals | Turnover | High Bay LED | 0.25451 | 0.24971 |  | 1376.2713 | 15 |  | 149 | 149 | fixture | 0
Institutional | Turnover | High Bay LED | 0.12344 | 0.12111 |  | 667.4977 | 15 |  | 149 | 149 | fixture | 0
Lodging/Hospitality | Turnover | High Bay LED | 0.14047 | 0.13781 |  | 759.5593 | 15 |  | 149 | 149 | fixture | 0
Miscellaneous | Turnover | High Bay LED | 0.16494 | 0.16182 |  | 891.8853 | 15 |  | 149 | 149 | fixture | 0
Offices | Turnover | High Bay LED | 0.12172 | 0.11942 |  | 658.1903 | 15 |  | 149 | 149 | fixture | 0
Restaurants | Turnover | High Bay LED | 0.12561 | 0.12324 |  | 679.233 | 15 |  | 149 | 149 | fixture | 0
Retail | Turnover | High Bay LED | 0.18649 | 0.18297 |  | 1008.4293 | 15 |  | 149 | 149 | fixture | 0
Schools K-12 | Turnover | High Bay LED | 0.089016 | 0.087335 |  | 481.351 | 15 |  | 149 | 149 | fixture | 0
Warehouse | Turnover | High Bay LED | 0.14308 | 0.14038 |  | 773.7227 | 15 |  | 149 | 149 | fixture | 0
Assembly | New | High Bay LED | 0.10761 | 0.10558 |  | 581.9107 | 15 |  | 149 | 149 | fixture | 0
College and University | New | High Bay LED | 0.16494 | 0.16182 |  | 891.8853 | 15 |  | 149 | 149 | fixture | 0
Grocery | New | High Bay LED | 0.20744 | 0.20353 |  | 1121.736 | 15 |  | 149 | 149 | fixture | 0
Healthcare | New | High Bay LED | 0.18814 | 0.18458 |  | 1017.332 | 15 |  | 149 | 149 | fixture | 0
Hospitals | New | High Bay LED | 0.25451 | 0.24971 |  | 1376.2713 | 15 |  | 149 | 149 | fixture | 0
Institutional | New | High Bay LED | 0.12344 | 0.12111 |  | 667.4977 | 15 |  | 149 | 149 | fixture | 0
Lodging/Hospitality | New | High Bay LED | 0.14047 | 0.13781 |  | 759.5593 | 15 |  | 149 | 149 | fixture | 0
Miscellaneous | New | High Bay LED | 0.16494 | 0.16182 |  | 891.8853 | 15 |  | 149 | 149 | fixture | 0
Offices | New | High Bay LED | 0.12172 | 0.11942 |  | 658.1903 | 15 |  | 149 | 149 | fixture | 0
Restaurants | New | High Bay LED | 0.12561 | 0.12324 |  | 679.233 | 15 |  | 149 | 149 | fixture | 0
Retail | New | High Bay LED | 0.18649 | 0.18297 |  | 1008.4293 | 15 |  | 149 | 149 | fixture | 0
Schools K-12 | New | High Bay LED | 0.089016 | 0.087335 |  | 481.351 | 15 |  | 149 | 149 | fixture | 0
Warehouse | New | High Bay LED | 0.14308 | 0.14038 |  | 773.7227 | 15 |  | 149 | 149 | fixture | 0
Assembly | Turnover | LED - 14W | 0.011041 | 0.0025527 |  | 46.016 | 15 |  | 1.88 | 1.88 | bulb | 0
College and University | Turnover | LED - 14W | 0.0071686 | 0.0070204 |  | 70.528 | 15 |  | 1.88 | 1.88 | bulb | 0
Grocery | Turnover | LED - 14W | 0.021364 | 5.7838e-06 |  | 88.704 | 15 |  | 1.88 | 1.88 | bulb | 0
Healthcare | Turnover | LED - 14W | 0.019302 | 0.0044629 |  | 80.448 | 15 |  | 1.88 | 1.88 | bulb | 0
Hospitals | Turnover | LED - 14W | 0.011062 | 0.010833 |  | 108.832 | 15 |  | 1.88 | 1.88 | bulb | 0
Institutional | Turnover | LED - 14W | 0.012665 | 0.0029282 |  | 52.784 | 15 |  | 1.88 | 1.88 | bulb | 0
Lodging/Hospitality | Turnover | LED - 14W | 0.014466 | 3.9164e-06 |  | 60.064 | 15 |  | 1.88 | 1.88 | bulb | 0
Miscellaneous | Turnover | LED - 14W | 0.016922 | 0.0039125 |  | 70.528 | 15 |  | 1.88 | 1.88 | bulb | 0
Offices | Turnover | LED - 14W | 0.012488 | 0.0028874 |  | 52.048 | 15 |  | 1.88 | 1.88 | bulb | 0
Restaurants | Turnover | LED - 14W | 0.012937 | 3.5022e-06 |  | 53.712 | 15 |  | 1.88 | 1.88 | bulb | 0
Retail | Turnover | LED - 14W | 0.019206 | 5.1996e-06 |  | 79.744 | 15 |  | 1.88 | 1.88 | bulb | 0
Schools K-12 | Turnover | LED - 14W | 0.0091329 | 0.0021116 |  | 38.064 | 15 |  | 1.88 | 1.88 | bulb | 0
Warehouse | Turnover | LED - 14W | 0.01468 | 0.0033942 |  | 61.184 | 15 |  | 1.88 | 1.88 | bulb | 0
Assembly | New | LED - 14W | 0.011041 | 0.0025527 |  | 46.016 | 15 |  | 1.88 | 1.88 | bulb | 0
College and University | New | LED - 14W | 0.0071686 | 0.0070204 |  | 70.528 | 15 |  | 1.88 | 1.88 | bulb | 0
Grocery | New | LED - 14W | 0.021364 | 5.7838e-06 |  | 88.704 | 15 |  | 1.88 | 1.88 | bulb | 0
Healthcare | New | LED - 14W | 0.019302 | 0.0044629 |  | 80.448 | 15 |  | 1.88 | 1.88 | bulb | 0
Hospitals | New | LED - 14W | 0.011062 | 0.010833 |  | 108.832 | 15 |  | 1.88 | 1.88 | bulb | 0
Institutional | New | LED - 14W | 0.012665 | 0.0029282 |  | 52.784 | 15 |  | 1.88 | 1.88 | bulb | 0
Lodging/Hospitality | New | LED - 14W | 0.014466 | 3.9164e-06 |  | 60.064 | 15 |  | 1.88 | 1.88 | bulb | 0
Miscellaneous | New | LED - 14W | 0.016922 | 0.0039125 |  | 70.528 | 15 |  | 1.88 | 1.88 | bulb | 0
Offices | New | LED - 14W | 0.012488 | 0.0028874 |  | 52.048 | 15 |  | 1.88 | 1.88 | bulb | 0
Restaurants | New | LED - 14W | 0.012937 | 3.5022e-06 |  | 53.712 | 15 |  | 1.88 | 1.88 | bulb | 0
Retail | New | LED - 14W | 0.019206 | 5.1996e-06 |  | 79.744 | 15 |  | 1.88 | 1.88 | bulb | 0
Schools K-12 | New | LED - 14W | 0.0091329 | 0.0021116 |  | 38.064 | 15 |  | 1.88 | 1.88 | bulb | 0
Warehouse | New | LED - 14W | 0.01468 | 0.0033942 |  | 61.184 | 15 |  | 1.88 | 1.88 | bulb | 0
Assembly | Turnover | LED Display Lighting (Interior) | 0.066388 | 0.014997 |  | 270.344 | 15 |  | 35 | 35 | fixture | 0
College and University | Turnover | LED Display Lighting (Interior) | 0.043517 | 0.04079 |  | 414.352 | 15 |  | 35 | 35 | fixture | 0
Grocery | Turnover | LED Display Lighting (Interior) | 0.1264 | 9.1014e-06 |  | 521.136 | 15 |  | 35 | 35 | fixture | 0
Healthcare | Turnover | LED Display Lighting (Interior) | 0.11606 | 0.026219 |  | 472.632 | 15 |  | 35 | 35 | fixture | 0
Hospitals | Turnover | LED Display Lighting (Interior) | 0.067152 | 0.062943 |  | 639.388 | 15 |  | 35 | 35 | fixture | 0
Institutional | Turnover | LED Display Lighting (Interior) | 0.076152 | 0.017203 |  | 310.106 | 15 |  | 35 | 35 | fixture | 0
Lodging/Hospitality | Turnover | LED Display Lighting (Interior) | 0.085589 | 6.1628e-06 |  | 352.876 | 15 |  | 35 | 35 | fixture | 0
Miscellaneous | Turnover | LED Display Lighting (Interior) | 0.10175 | 0.022986 |  | 414.352 | 15 |  | 35 | 35 | fixture | 0
Offices | Turnover | LED Display Lighting (Interior) | 0.07509 | 0.016963 |  | 305.782 | 15 |  | 35 | 35 | fixture | 0
Restaurants | Turnover | LED Display Lighting (Interior) | 0.076537 | 5.511e-06 |  | 315.558 | 15 |  | 35 | 35 | fixture | 0
Retail | Turnover | LED Display Lighting (Interior) | 0.11363 | 8.182e-06 |  | 468.496 | 15 |  | 35 | 35 | fixture | 0
Schools K-12 | Turnover | LED Display Lighting (Interior) | 0.054915 | 0.012405 |  | 223.626 | 15 |  | 35 | 35 | fixture | 0
Warehouse | Turnover | LED Display Lighting (Interior) | 0.08827 | 0.01994 |  | 359.456 | 15 |  | 35 | 35 | fixture | 0
Assembly | New | LED Display Lighting (Interior) | 0.066388 | 0.014997 |  | 270.344 | 15 |  | 35 | 35 | fixture | 0
College and University | New | LED Display Lighting (Interior) | 0.043517 | 0.04079 |  | 414.352 | 15 |  | 35 | 35 | fixture | 0
Grocery | New | LED Display Lighting (Interior) | 0.1264 | 9.1014e-06 |  | 521.136 | 15 |  | 35 | 35 | fixture | 0
Healthcare | New | LED Display Lighting (Interior) | 0.11606 | 0.026219 |  | 472.632 | 15 |  | 35 | 35 | fixture | 0
Hospitals | New | LED Display Lighting (Interior) | 0.067152 | 0.062943 |  | 639.388 | 15 |  | 35 | 35 | fixture | 0
Institutional | New | LED Display Lighting (Interior) | 0.076152 | 0.017203 |  | 310.106 | 15 |  | 35 | 35 | fixture | 0
Lodging/Hospitality | New | LED Display Lighting (Interior) | 0.085589 | 6.1628e-06 |  | 352.876 | 15 |  | 35 | 35 | fixture | 0
Miscellaneous | New | LED Display Lighting (Interior) | 0.10175 | 0.022986 |  | 414.352 | 15 |  | 35 | 35 | fixture | 0
Offices | New | LED Display Lighting (Interior) | 0.07509 | 0.016963 |  | 305.782 | 15 |  | 35 | 35 | fixture | 0
Restaurants | New | LED Display Lighting (Interior) | 0.076537 | 5.511e-06 |  | 315.558 | 15 |  | 35 | 35 | fixture | 0
Retail | New | LED Display Lighting (Interior) | 0.11363 | 8.182e-06 |  | 468.496 | 15 |  | 35 | 35 | fixture | 0
Schools K-12 | New | LED Display Lighting (Interior) | 0.054915 | 0.012405 |  | 223.626 | 15 |  | 35 | 35 | fixture | 0
Warehouse | New | LED Display Lighting (Interior) | 0.08827 | 0.01994 |  | 359.456 | 15 |  | 35 | 35 | fixture | 0
Assembly | Turnover | LED Linear - Fixture Replacement | 0.05923 | 0.01355 |  | 244.345 | 15 |  | 20 | 20 | fixture | 0
College and University | Turnover | LED Linear - Fixture Replacement | 0.039245 | 0.036402 |  | 374.5037 | 15 |  | 20 | 20 | fixture | 0
Grocery | Turnover | LED Linear - Fixture Replacement | 0.11487 | 6.293e-06 |  | 471.0182 | 15 |  | 20 | 20 | fixture | 0
Healthcare | Turnover | LED Linear - Fixture Replacement | 0.10355 | 0.023688 |  | 427.1789 | 15 |  | 20 | 20 | fixture | 0
Hospitals | Turnover | LED Linear - Fixture Replacement | 0.060559 | 0.056172 |  | 577.8979 | 15 |  | 20 | 20 | fixture | 0
Institutional | Turnover | LED Linear - Fixture Replacement | 0.067942 | 0.015543 |  | 280.283 | 15 |  | 20 | 20 | fixture | 0
Lodging/Hospitality | Turnover | LED Linear - Fixture Replacement | 0.07778 | 4.2611e-06 |  | 318.9398 | 15 |  | 20 | 20 | fixture | 0
Miscellaneous | Turnover | LED Linear - Fixture Replacement | 0.090781 | 0.020767 |  | 374.5037 | 15 |  | 20 | 20 | fixture | 0
Offices | Turnover | LED Linear - Fixture Replacement | 0.066994 | 0.015326 |  | 276.3749 | 15 |  | 20 | 20 | fixture | 0
Restaurants | Turnover | LED Linear - Fixture Replacement | 0.069555 | 3.8105e-06 |  | 285.2107 | 15 |  | 20 | 20 | fixture | 0
Retail | Turnover | LED Linear - Fixture Replacement | 0.10326 | 5.6573e-06 |  | 423.4406 | 15 |  | 20 | 20 | fixture | 0
Schools K-12 | Turnover | LED Linear - Fixture Replacement | 0.048995 | 0.011208 |  | 202.1198 | 15 |  | 20 | 20 | fixture | 0
Warehouse | Turnover | LED Linear - Fixture Replacement | 0.078754 | 0.018016 |  | 324.887 | 15 |  | 20 | 20 | fixture | 0
Assembly | New | LED Linear - Fixture Replacement | 0.05923 | 0.01355 |  | 244.345 | 15 |  | 20 | 20 | fixture | 0
College and University | New | LED Linear - Fixture Replacement | 0.039245 | 0.036402 |  | 374.5037 | 15 |  | 20 | 20 | fixture | 0
Grocery | New | LED Linear - Fixture Replacement | 0.11487 | 6.293e-06 |  | 471.0182 | 15 |  | 20 | 20 | fixture | 0
Healthcare | New | LED Linear - Fixture Replacement | 0.10355 | 0.023688 |  | 427.1789 | 15 |  | 20 | 20 | fixture | 0
Hospitals | New | LED Linear - Fixture Replacement | 0.060559 | 0.056172 |  | 577.8979 | 15 |  | 20 | 20 | fixture | 0
Institutional | New | LED Linear - Fixture Replacement | 0.067942 | 0.015543 |  | 280.283 | 15 |  | 20 | 20 | fixture | 0
Lodging/Hospitality | New | LED Linear - Fixture Replacement | 0.07778 | 4.2611e-06 |  | 318.9398 | 15 |  | 20 | 20 | fixture | 0
Miscellaneous | New | LED Linear - Fixture Replacement | 0.090781 | 0.020767 |  | 374.5037 | 15 |  | 20 | 20 | fixture | 0
Offices | New | LED Linear - Fixture Replacement | 0.066994 | 0.015326 |  | 276.3749 | 15 |  | 20 | 20 | fixture | 0
Restaurants | New | LED Linear - Fixture Replacement | 0.069555 | 3.8105e-06 |  | 285.2107 | 15 |  | 20 | 20 | fixture | 0
Retail | New | LED Linear - Fixture Replacement | 0.10326 | 5.6573e-06 |  | 423.4406 | 15 |  | 20 | 20 | fixture | 0
Schools K-12 | New | LED Linear - Fixture Replacement | 0.048995 | 0.011208 |  | 202.1198 | 15 |  | 20 | 20 | fixture | 0
Warehouse | New | LED Linear - Fixture Replacement | 0.078754 | 0.018016 |  | 324.887 | 15 |  | 20 | 20 | fixture | 0
Assembly | Turnover | LED Linear - Lamp Replacement | 0.0049742 | 0.0011421 |  | 20.5922 | 15 |  | 2.15 | 2.15 | lamp | 0
College and University | Turnover | LED Linear - Lamp Replacement | 0.0032689 | 0.0031387 |  | 31.5613 | 15 |  | 2.15 | 2.15 | lamp | 0
Grocery | Turnover | LED Linear - Lamp Replacement | 0.0095754 | 1.6038e-06 |  | 39.695 | 15 |  | 2.15 | 2.15 | lamp | 0
Healthcare | Turnover | LED Linear - Lamp Replacement | 0.0086962 | 0.0019966 |  | 36.0005 | 15 |  | 2.15 | 2.15 | lamp | 0
Hospitals | Turnover | LED Linear - Lamp Replacement | 0.0050442 | 0.0048434 |  | 48.7023 | 15 |  | 2.15 | 2.15 | lamp | 0
Institutional | Turnover | LED Linear - Lamp Replacement | 0.0057058 | 0.00131 |  | 23.6208 | 15 |  | 2.15 | 2.15 | lamp | 0
Lodging/Hospitality | Turnover | LED Linear - Lamp Replacement | 0.0064838 | 1.086e-06 |  | 26.8786 | 15 |  | 2.15 | 2.15 | lamp | 0
Miscellaneous | Turnover | LED Linear - Lamp Replacement | 0.0076239 | 0.0017504 |  | 31.5613 | 15 |  | 2.15 | 2.15 | lamp | 0
Offices | Turnover | LED Linear - Lamp Replacement | 0.0056262 | 0.0012918 |  | 23.2915 | 15 |  | 2.15 | 2.15 | lamp | 0
Restaurants | Turnover | LED Linear - Lamp Replacement | 0.0057981 | 9.7112e-07 |  | 24.0361 | 15 |  | 2.15 | 2.15 | lamp | 0
Retail | Turnover | LED Linear - Lamp Replacement | 0.0086082 | 1.4418e-06 |  | 35.6854 | 15 |  | 2.15 | 2.15 | lamp | 0
Schools K-12 | Turnover | LED Linear - Lamp Replacement | 0.0041146 | 0.00094471 |  | 17.0336 | 15 |  | 2.15 | 2.15 | lamp | 0
Warehouse | Turnover | LED Linear - Lamp Replacement | 0.0066138 | 0.0015185 |  | 27.3798 | 15 |  | 2.15 | 2.15 | lamp | 0
Assembly | New | LED Linear - Lamp Replacement | 0.0049742 | 0.0011421 |  | 20.5922 | 15 |  | 2.15 | 2.15 | lamp | 0
College and University | New | LED Linear - Lamp Replacement | 0.0032689 | 0.0031387 |  | 31.5613 | 15 |  | 2.15 | 2.15 | lamp | 0
Grocery | New | LED Linear - Lamp Replacement | 0.0095754 | 1.6038e-06 |  | 39.695 | 15 |  | 2.15 | 2.15 | lamp | 0
Healthcare | New | LED Linear - Lamp Replacement | 0.0086962 | 0.0019966 |  | 36.0005 | 15 |  | 2.15 | 2.15 | lamp | 0
Hospitals | New | LED Linear - Lamp Replacement | 0.0050442 | 0.0048434 |  | 48.7023 | 15 |  | 2.15 | 2.15 | lamp | 0
Institutional | New | LED Linear - Lamp Replacement | 0.0057058 | 0.00131 |  | 23.6208 | 15 |  | 2.15 | 2.15 | lamp | 0
Lodging/Hospitality | New | LED Linear - Lamp Replacement | 0.0064838 | 1.086e-06 |  | 26.8786 | 15 |  | 2.15 | 2.15 | lamp | 0
Miscellaneous | New | LED Linear - Lamp Replacement | 0.0076239 | 0.0017504 |  | 31.5613 | 15 |  | 2.15 | 2.15 | lamp | 0
Offices | New | LED Linear - Lamp Replacement | 0.0056262 | 0.0012918 |  | 23.2915 | 15 |  | 2.15 | 2.15 | lamp | 0
Restaurants | New | LED Linear - Lamp Replacement | 0.0057981 | 9.7112e-07 |  | 24.0361 | 15 |  | 2.15 | 2.15 | lamp | 0
Retail | New | LED Linear - Lamp Replacement | 0.0086082 | 1.4418e-06 |  | 35.6854 | 15 |  | 2.15 | 2.15 | lamp | 0
Schools K-12 | New | LED Linear - Lamp Replacement | 0.0041146 | 0.00094471 |  | 17.0336 | 15 |  | 2.15 | 2.15 | lamp | 0
Warehouse | New | LED Linear - Lamp Replacement | 0.0066138 | 0.0015185 |  | 27.3798 | 15 |  | 2.15 | 2.15 | lamp | 0
Assembly | Turnover | Premium T8 - Fixture Replacement | 0.0073619 | 0.0016841 |  | 30.3706 | 8 |  | 20 | 20 | fixture | 0
College and University | Turnover | Premium T8 - Fixture Replacement | 0.0048779 | 0.0045245 |  | 46.5485 | 8 |  | 20 | 20 | fixture | 0
Grocery | Turnover | Premium T8 - Fixture Replacement | 0.014277 | 7.8218e-07 |  | 58.5446 | 8 |  | 20 | 20 | fixture | 0
Healthcare | Turnover | Premium T8 - Fixture Replacement | 0.012871 | 0.0029443 |  | 53.0957 | 8 |  | 20 | 20 | fixture | 0
Hospitals | Turnover | Premium T8 - Fixture Replacement | 0.0075271 | 0.0069818 |  | 71.8291 | 8 |  | 20 | 20 | fixture | 0
Institutional | Turnover | Premium T8 - Fixture Replacement | 0.0084447 | 0.0019318 |  | 34.8374 | 8 |  | 20 | 20 | fixture | 0
Lodging/Hospitality | Turnover | Premium T8 - Fixture Replacement | 0.0096676 | 5.2963e-07 |  | 39.6422 | 8 |  | 20 | 20 | fixture | 0
Miscellaneous | Turnover | Premium T8 - Fixture Replacement | 0.011284 | 0.0025813 |  | 46.5485 | 8 |  | 20 | 20 | fixture | 0
Offices | Turnover | Premium T8 - Fixture Replacement | 0.008327 | 0.0019049 |  | 34.3517 | 8 |  | 20 | 20 | fixture | 0
Restaurants | Turnover | Premium T8 - Fixture Replacement | 0.0086452 | 4.7362e-07 |  | 35.4499 | 8 |  | 20 | 20 | fixture | 0
Retail | Turnover | Premium T8 - Fixture Replacement | 0.012835 | 7.0317e-07 |  | 52.631 | 8 |  | 20 | 20 | fixture | 0
Schools K-12 | Turnover | Premium T8 - Fixture Replacement | 0.0060897 | 0.0013931 |  | 25.1222 | 8 |  | 20 | 20 | fixture | 0
Warehouse | Turnover | Premium T8 - Fixture Replacement | 0.0097886 | 0.0022393 |  | 40.3814 | 8 |  | 20 | 20 | fixture | 0
Assembly | New | Premium T8 - Fixture Replacement | 0.0073619 | 0.0016841 |  | 30.3706 | 8 |  | 20 | 20 | fixture | 0
College and University | New | Premium T8 - Fixture Replacement | 0.0048779 | 0.0045245 |  | 46.5485 | 8 |  | 20 | 20 | fixture | 0
Grocery | New | Premium T8 - Fixture Replacement | 0.014277 | 7.8218e-07 |  | 58.5446 | 8 |  | 20 | 20 | fixture | 0
Healthcare | New | Premium T8 - Fixture Replacement | 0.012871 | 0.0029443 |  | 53.0957 | 8 |  | 20 | 20 | fixture | 0
Hospitals | New | Premium T8 - Fixture Replacement | 0.0075271 | 0.0069818 |  | 71.8291 | 8 |  | 20 | 20 | fixture | 0
Institutional | New | Premium T8 - Fixture Replacement | 0.0084447 | 0.0019318 |  | 34.8374 | 8 |  | 20 | 20 | fixture | 0
Lodging/Hospitality | New | Premium T8 - Fixture Replacement | 0.0096676 | 5.2963e-07 |  | 39.6422 | 8 |  | 20 | 20 | fixture | 0
Miscellaneous | New | Premium T8 - Fixture Replacement | 0.011284 | 0.0025813 |  | 46.5485 | 8 |  | 20 | 20 | fixture | 0
Offices | New | Premium T8 - Fixture Replacement | 0.008327 | 0.0019049 |  | 34.3517 | 8 |  | 20 | 20 | fixture | 0
Restaurants | New | Premium T8 - Fixture Replacement | 0.0086452 | 4.7362e-07 |  | 35.4499 | 8 |  | 20 | 20 | fixture | 0
Retail | New | Premium T8 - Fixture Replacement | 0.012835 | 7.0317e-07 |  | 52.631 | 8 |  | 20 | 20 | fixture | 0
Schools K-12 | New | Premium T8 - Fixture Replacement | 0.0060897 | 0.0013931 |  | 25.1222 | 8 |  | 20 | 20 | fixture | 0
Warehouse | New | Premium T8 - Fixture Replacement | 0.0097886 | 0.0022393 |  | 40.3814 | 8 |  | 20 | 20 | fixture | 0
Assembly | Turnover | Premium T8 - Lamp Replacement | 0.0024454 | 0.00056146 |  | 10.1235 | 8 |  | 0.44 | 0.44 | lamp | 0
College and University | Turnover | Premium T8 - Lamp Replacement | 0.001607 | 0.0015431 |  | 15.5162 | 8 |  | 0.44 | 0.44 | lamp | 0
Grocery | Turnover | Premium T8 - Lamp Replacement | 0.0047075 | 7.8845e-07 |  | 19.5149 | 8 |  | 0.44 | 0.44 | lamp | 0
Healthcare | Turnover | Premium T8 - Lamp Replacement | 0.0042752 | 0.00098159 |  | 17.6986 | 8 |  | 0.44 | 0.44 | lamp | 0
Hospitals | Turnover | Premium T8 - Lamp Replacement | 0.0024798 | 0.0023811 |  | 23.943 | 8 |  | 0.44 | 0.44 | lamp | 0
Institutional | Turnover | Premium T8 - Lamp Replacement | 0.0028051 | 0.00064404 |  | 11.6125 | 8 |  | 0.44 | 0.44 | lamp | 0
Lodging/Hospitality | Turnover | Premium T8 - Lamp Replacement | 0.0031876 | 5.3388e-07 |  | 13.2141 | 8 |  | 0.44 | 0.44 | lamp | 0
Miscellaneous | Turnover | Premium T8 - Lamp Replacement | 0.003748 | 0.00086055 |  | 15.5162 | 8 |  | 0.44 | 0.44 | lamp | 0
Offices | Turnover | Premium T8 - Lamp Replacement | 0.002766 | 0.00063506 |  | 11.4506 | 8 |  | 0.44 | 0.44 | lamp | 0
Restaurants | Turnover | Premium T8 - Lamp Replacement | 0.0028505 | 4.7742e-07 |  | 11.8166 | 8 |  | 0.44 | 0.44 | lamp | 0
Retail | Turnover | Premium T8 - Lamp Replacement | 0.004232 | 7.0881e-07 |  | 17.5437 | 8 |  | 0.44 | 0.44 | lamp | 0
Schools K-12 | Turnover | Premium T8 - Lamp Replacement | 0.0020228 | 0.00046444 |  | 8.3741 | 8 |  | 0.44 | 0.44 | lamp | 0
Warehouse | Turnover | Premium T8 - Lamp Replacement | 0.0032515 | 0.00074654 |  | 13.4605 | 8 |  | 0.44 | 0.44 | lamp | 0
Assembly | New | Premium T8 - Lamp Replacement | 0.0024454 | 0.00056146 |  | 10.1235 | 8 |  | 0.44 | 0.44 | lamp | 0
College and University | New | Premium T8 - Lamp Replacement | 0.001607 | 0.0015431 |  | 15.5162 | 8 |  | 0.44 | 0.44 | lamp | 0
Grocery | New | Premium T8 - Lamp Replacement | 0.0047075 | 7.8845e-07 |  | 19.5149 | 8 |  | 0.44 | 0.44 | lamp | 0
Healthcare | New | Premium T8 - Lamp Replacement | 0.0042752 | 0.00098159 |  | 17.6986 | 8 |  | 0.44 | 0.44 | lamp | 0
Hospitals | New | Premium T8 - Lamp Replacement | 0.0024798 | 0.0023811 |  | 23.943 | 8 |  | 0.44 | 0.44 | lamp | 0
Institutional | New | Premium T8 - Lamp Replacement | 0.0028051 | 0.00064404 |  | 11.6125 | 8 |  | 0.44 | 0.44 | lamp | 0
Lodging/Hospitality | New | Premium T8 - Lamp Replacement | 0.0031876 | 5.3388e-07 |  | 13.2141 | 8 |  | 0.44 | 0.44 | lamp | 0
Miscellaneous | New | Premium T8 - Lamp Replacement | 0.003748 | 0.00086055 |  | 15.5162 | 8 |  | 0.44 | 0.44 | lamp | 0
Offices | New | Premium T8 - Lamp Replacement | 0.002766 | 0.00063506 |  | 11.4506 | 8 |  | 0.44 | 0.44 | lamp | 0
Restaurants | New | Premium T8 - Lamp Replacement | 0.0028505 | 4.7742e-07 |  | 11.8166 | 8 |  | 0.44 | 0.44 | lamp | 0
Retail | New | Premium T8 - Lamp Replacement | 0.004232 | 7.0881e-07 |  | 17.5437 | 8 |  | 0.44 | 0.44 | lamp | 0
Schools K-12 | New | Premium T8 - Lamp Replacement | 0.0020228 | 0.00046444 |  | 8.3741 | 8 |  | 0.44 | 0.44 | lamp | 0
Warehouse | New | Premium T8 - Lamp Replacement | 0.0032515 | 0.00074654 |  | 13.4605 | 8 |  | 0.44 | 0.44 | lamp | 0
Assembly | Turnover | Efficient Battery Charger | 0.60888 | 0 |  | 1111.206 | 7 |  | 400 | 400 | unit | 0
College and University | Turnover | Efficient Battery Charger | 0.60888 | 0 |  | 1111.206 | 7 |  | 400 | 400 | unit | 0
Grocery | Turnover | Efficient Battery Charger | 0.60888 | 0 |  | 1111.206 | 7 |  | 400 | 400 | unit | 0
Healthcare | Turnover | Efficient Battery Charger | 0.60888 | 0 |  | 1111.206 | 7 |  | 400 | 400 | unit | 0
Hospitals | Turnover | Efficient Battery Charger | 0.60888 | 0 |  | 1111.206 | 7 |  | 400 | 400 | unit | 0
Institutional | Turnover | Efficient Battery Charger | 0.60888 | 0 |  | 1111.206 | 7 |  | 400 | 400 | unit | 0
Lodging/Hospitality | Turnover | Efficient Battery Charger | 0.60888 | 0 |  | 1111.206 | 7 |  | 400 | 400 | unit | 0
Miscellaneous | Turnover | Efficient Battery Charger | 0.60888 | 0 |  | 1111.206 | 7 |  | 400 | 400 | unit | 0
Offices | Turnover | Efficient Battery Charger | 0.60888 | 0 |  | 1111.206 | 7 |  | 400 | 400 | unit | 0
Restaurants | Turnover | Efficient Battery Charger | 0.60888 | 0 |  | 1111.206 | 7 |  | 400 | 400 | unit | 0
Retail | Turnover | Efficient Battery Charger | 0.60888 | 0 |  | 1111.206 | 7 |  | 400 | 400 | unit | 0
Schools K-12 | Turnover | Efficient Battery Charger | 0.60888 | 0 |  | 1111.206 | 7 |  | 400 | 400 | unit | 0
Warehouse | Turnover | Efficient Battery Charger | 0.60888 | 0 |  | 1111.206 | 7 |  | 400 | 400 | unit | 0
Assembly | New | Efficient Battery Charger | 0.60888 | 0 |  | 1111.206 | 7 |  | 400 | 400 | unit | 0
College and University | New | Efficient Battery Charger | 0.60888 | 0 |  | 1111.206 | 7 |  | 400 | 400 | unit | 0
Grocery | New | Efficient Battery Charger | 0.60888 | 0 |  | 1111.206 | 7 |  | 400 | 400 | unit | 0
Healthcare | New | Efficient Battery Charger | 0.60888 | 0 |  | 1111.206 | 7 |  | 400 | 400 | unit | 0
Hospitals | New | Efficient Battery Charger | 0.60888 | 0 |  | 1111.206 | 7 |  | 400 | 400 | unit | 0
Institutional | New | Efficient Battery Charger | 0.60888 | 0 |  | 1111.206 | 7 |  | 400 | 400 | unit | 0
Lodging/Hospitality | New | Efficient Battery Charger | 0.60888 | 0 |  | 1111.206 | 7 |  | 400 | 400 | unit | 0
Miscellaneous | New | Efficient Battery Charger | 0.60888 | 0 |  | 1111.206 | 7 |  | 400 | 400 | unit | 0
Offices | New | Efficient Battery Charger | 0.60888 | 0 |  | 1111.206 | 7 |  | 400 | 400 | unit | 0
Restaurants | New | Efficient Battery Charger | 0.60888 | 0 |  | 1111.206 | 7 |  | 400 | 400 | unit | 0
Retail | New | Efficient Battery Charger | 0.60888 | 0 |  | 1111.206 | 7 |  | 400 | 400 | unit | 0
Schools K-12 | New | Efficient Battery Charger | 0.60888 | 0 |  | 1111.206 | 7 |  | 400 | 400 | unit | 0
Warehouse | New | Efficient Battery Charger | 0.60888 | 0 |  | 1111.206 | 7 |  | 400 | 400 | unit | 0
Assembly | Turnover | ENERGY STAR Commercial Clothes Washer | 0 | 0 |  | 1060.1591 | 7 |  | 550 | 550 | unit | 0
College and University | Turnover | ENERGY STAR Commercial Clothes Washer | 0.10782 | 0.1241 |  | 1060.1591 | 7 |  | 550 | 550 | unit | 0
Grocery | Turnover | ENERGY STAR Commercial Clothes Washer | 0.092846 | 0.067168 |  | 1060.1591 | 7 |  | 550 | 550 | unit | 0
Healthcare | Turnover | ENERGY STAR Commercial Clothes Washer | 0.092846 | 0.067168 |  | 1060.1591 | 7 |  | 550 | 550 | unit | 0
Hospitals | Turnover | ENERGY STAR Commercial Clothes Washer | 0.10782 | 0.1241 |  | 1060.1591 | 7 |  | 550 | 550 | unit | 0
Institutional | Turnover | ENERGY STAR Commercial Clothes Washer | 0 | 0 |  | 1060.1591 | 7 |  | 550 | 550 | unit | 0
Lodging/Hospitality | Turnover | ENERGY STAR Commercial Clothes Washer | 0.10782 | 0.1241 |  | 1060.1591 | 7 |  | 550 | 550 | unit | 0
Miscellaneous | Turnover | ENERGY STAR Commercial Clothes Washer | 0 | 0 |  | 1060.1591 | 7 |  | 550 | 550 | unit | 0
Offices | Turnover | ENERGY STAR Commercial Clothes Washer | 0.092846 | 0.067168 |  | 1060.1591 | 7 |  | 550 | 550 | unit | 0
Restaurants | Turnover | ENERGY STAR Commercial Clothes Washer | 0 | 0 |  | 1060.1591 | 7 |  | 550 | 550 | unit | 0
Retail | Turnover | ENERGY STAR Commercial Clothes Washer | 0.092846 | 0.067168 |  | 1060.1591 | 7 |  | 550 | 550 | unit | 0
Schools K-12 | Turnover | ENERGY STAR Commercial Clothes Washer | 0.10782 | 0.1241 |  | 1060.1591 | 7 |  | 550 | 550 | unit | 0
Warehouse | Turnover | ENERGY STAR Commercial Clothes Washer | 0 | 0 |  | 1060.1591 | 7 |  | 550 | 550 | unit | 0
Assembly | New | ENERGY STAR Commercial Clothes Washer | 0 | 0 |  | 1060.1591 | 7 |  | 550 | 550 | unit | 0
College and University | New | ENERGY STAR Commercial Clothes Washer | 0.10782 | 0.1241 |  | 1060.1591 | 7 |  | 550 | 550 | unit | 0
Grocery | New | ENERGY STAR Commercial Clothes Washer | 0.092846 | 0.067168 |  | 1060.1591 | 7 |  | 550 | 550 | unit | 0
Healthcare | New | ENERGY STAR Commercial Clothes Washer | 0.092846 | 0.067168 |  | 1060.1591 | 7 |  | 550 | 550 | unit | 0
Hospitals | New | ENERGY STAR Commercial Clothes Washer | 0.10782 | 0.1241 |  | 1060.1591 | 7 |  | 550 | 550 | unit | 0
Institutional | New | ENERGY STAR Commercial Clothes Washer | 0 | 0 |  | 1060.1591 | 7 |  | 550 | 550 | unit | 0
Lodging/Hospitality | New | ENERGY STAR Commercial Clothes Washer | 0.10782 | 0.1241 |  | 1060.1591 | 7 |  | 550 | 550 | unit | 0
Miscellaneous | New | ENERGY STAR Commercial Clothes Washer | 0 | 0 |  | 1060.1591 | 7 |  | 550 | 550 | unit | 0
Offices | New | ENERGY STAR Commercial Clothes Washer | 0.092846 | 0.067168 |  | 1060.1591 | 7 |  | 550 | 550 | unit | 0
Restaurants | New | ENERGY STAR Commercial Clothes Washer | 0 | 0 |  | 1060.1591 | 7 |  | 550 | 550 | unit | 0
Retail | New | ENERGY STAR Commercial Clothes Washer | 0.092846 | 0.067168 |  | 1060.1591 | 7 |  | 550 | 550 | unit | 0
Schools K-12 | New | ENERGY STAR Commercial Clothes Washer | 0.10782 | 0.1241 |  | 1060.1591 | 7 |  | 550 | 550 | unit | 0
Warehouse | New | ENERGY STAR Commercial Clothes Washer | 0 | 0 |  | 1060.1591 | 7 |  | 550 | 550 | unit | 0
Assembly | Turnover | ENERGY STAR Water Cooler | 0.095219 | 0.095219 |  | 547.5 | 10 |  | 85 | 85 | unit | 0
College and University | Turnover | ENERGY STAR Water Cooler | 0.095219 | 0.095219 |  | 547.5 | 10 |  | 85 | 85 | unit | 0
Grocery | Turnover | ENERGY STAR Water Cooler | 0.095219 | 0.095219 |  | 547.5 | 10 |  | 85 | 85 | unit | 0
Healthcare | Turnover | ENERGY STAR Water Cooler | 0.095219 | 0.095219 |  | 547.5 | 10 |  | 85 | 85 | unit | 0
Hospitals | Turnover | ENERGY STAR Water Cooler | 0.095219 | 0.095219 |  | 547.5 | 10 |  | 85 | 85 | unit | 0
Institutional | Turnover | ENERGY STAR Water Cooler | 0.095219 | 0.095219 |  | 547.5 | 10 |  | 85 | 85 | unit | 0
Lodging/Hospitality | Turnover | ENERGY STAR Water Cooler | 0.095219 | 0.095219 |  | 547.5 | 10 |  | 85 | 85 | unit | 0
Miscellaneous | Turnover | ENERGY STAR Water Cooler | 0.095219 | 0.095219 |  | 547.5 | 10 |  | 85 | 85 | unit | 0
Offices | Turnover | ENERGY STAR Water Cooler | 0.095219 | 0.095219 |  | 547.5 | 10 |  | 85 | 85 | unit | 0
Restaurants | Turnover | ENERGY STAR Water Cooler | 0.095219 | 0.095219 |  | 547.5 | 10 |  | 85 | 85 | unit | 0
Retail | Turnover | ENERGY STAR Water Cooler | 0.095219 | 0.095219 |  | 547.5 | 10 |  | 85 | 85 | unit | 0
Schools K-12 | Turnover | ENERGY STAR Water Cooler | 0.095219 | 0.095219 |  | 547.5 | 10 |  | 85 | 85 | unit | 0
Warehouse | Turnover | ENERGY STAR Water Cooler | 0.095219 | 0.095219 |  | 547.5 | 10 |  | 85 | 85 | unit | 0
Assembly | New | ENERGY STAR Water Cooler | 0.095219 | 0.095219 |  | 547.5 | 10 |  | 85 | 85 | unit | 0
College and University | New | ENERGY STAR Water Cooler | 0.095219 | 0.095219 |  | 547.5 | 10 |  | 85 | 85 | unit | 0
Grocery | New | ENERGY STAR Water Cooler | 0.095219 | 0.095219 |  | 547.5 | 10 |  | 85 | 85 | unit | 0
Healthcare | New | ENERGY STAR Water Cooler | 0.095219 | 0.095219 |  | 547.5 | 10 |  | 85 | 85 | unit | 0
Hospitals | New | ENERGY STAR Water Cooler | 0.095219 | 0.095219 |  | 547.5 | 10 |  | 85 | 85 | unit | 0
Institutional | New | ENERGY STAR Water Cooler | 0.095219 | 0.095219 |  | 547.5 | 10 |  | 85 | 85 | unit | 0
Lodging/Hospitality | New | ENERGY STAR Water Cooler | 0.095219 | 0.095219 |  | 547.5 | 10 |  | 85 | 85 | unit | 0
Miscellaneous | New | ENERGY STAR Water Cooler | 0.095219 | 0.095219 |  | 547.5 | 10 |  | 85 | 85 | unit | 0
Offices | New | ENERGY STAR Water Cooler | 0.095219 | 0.095219 |  | 547.5 | 10 |  | 85 | 85 | unit | 0
Restaurants | New | ENERGY STAR Water Cooler | 0.095219 | 0.095219 |  | 547.5 | 10 |  | 85 | 85 | unit | 0
Retail | New | ENERGY STAR Water Cooler | 0.095219 | 0.095219 |  | 547.5 | 10 |  | 85 | 85 | unit | 0
Schools K-12 | New | ENERGY STAR Water Cooler | 0.095219 | 0.095219 |  | 547.5 | 10 |  | 85 | 85 | unit | 0
Warehouse | New | ENERGY STAR Water Cooler | 0.095219 | 0.095219 |  | 547.5 | 10 |  | 85 | 85 | unit | 0
Assembly | Turnover | Heat Pump Pool Heater | 0 | 0.34381 |  | 9411.7647 | 15 |  | 906.95 | 906.95 | unit | 0
College and University | Turnover | Heat Pump Pool Heater | 0 | 0.34381 |  | 9411.7647 | 15 |  | 906.95 | 906.95 | unit | 0
Grocery | Turnover | Heat Pump Pool Heater | 0 | 0.34381 |  | 9411.7647 | 15 |  | 906.95 | 906.95 | unit | 0
Healthcare | Turnover | Heat Pump Pool Heater | 0 | 0.34381 |  | 9411.7647 | 15 |  | 906.95 | 906.95 | unit | 0
Hospitals | Turnover | Heat Pump Pool Heater | 0 | 0.34381 |  | 9411.7647 | 15 |  | 906.95 | 906.95 | unit | 0
Institutional | Turnover | Heat Pump Pool Heater | 0 | 0.34381 |  | 9411.7647 | 15 |  | 906.95 | 906.95 | unit | 0
Lodging/Hospitality | Turnover | Heat Pump Pool Heater | 0 | 0.34381 |  | 9411.7647 | 15 |  | 906.95 | 906.95 | unit | 0
Miscellaneous | Turnover | Heat Pump Pool Heater | 0 | 0.34381 |  | 9411.7647 | 15 |  | 906.95 | 906.95 | unit | 0
Offices | Turnover | Heat Pump Pool Heater | 0 | 0.34381 |  | 9411.7647 | 15 |  | 906.95 | 906.95 | unit | 0
Restaurants | Turnover | Heat Pump Pool Heater | 0 | 0.34381 |  | 9411.7647 | 15 |  | 906.95 | 906.95 | unit | 0
Retail | Turnover | Heat Pump Pool Heater | 0 | 0.34381 |  | 9411.7647 | 15 |  | 906.95 | 906.95 | unit | 0
Schools K-12 | Turnover | Heat Pump Pool Heater | 0 | 0.34381 |  | 9411.7647 | 15 |  | 906.95 | 906.95 | unit | 0
Warehouse | Turnover | Heat Pump Pool Heater | 0 | 0.34381 |  | 9411.7647 | 15 |  | 906.95 | 906.95 | unit | 0
Assembly | New | Heat Pump Pool Heater | 0 | 0.34381 |  | 9411.7647 | 15 |  | 906.95 | 906.95 | unit | 0
College and University | New | Heat Pump Pool Heater | 0 | 0.34381 |  | 9411.7647 | 15 |  | 906.95 | 906.95 | unit | 0
Grocery | New | Heat Pump Pool Heater | 0 | 0.34381 |  | 9411.7647 | 15 |  | 906.95 | 906.95 | unit | 0
Healthcare | New | Heat Pump Pool Heater | 0 | 0.34381 |  | 9411.7647 | 15 |  | 906.95 | 906.95 | unit | 0
Hospitals | New | Heat Pump Pool Heater | 0 | 0.34381 |  | 9411.7647 | 15 |  | 906.95 | 906.95 | unit | 0
Institutional | New | Heat Pump Pool Heater | 0 | 0.34381 |  | 9411.7647 | 15 |  | 906.95 | 906.95 | unit | 0
Lodging/Hospitality | New | Heat Pump Pool Heater | 0 | 0.34381 |  | 9411.7647 | 15 |  | 906.95 | 906.95 | unit | 0
Miscellaneous | New | Heat Pump Pool Heater | 0 | 0.34381 |  | 9411.7647 | 15 |  | 906.95 | 906.95 | unit | 0
Offices | New | Heat Pump Pool Heater | 0 | 0.34381 |  | 9411.7647 | 15 |  | 906.95 | 906.95 | unit | 0
Restaurants | New | Heat Pump Pool Heater | 0 | 0.34381 |  | 9411.7647 | 15 |  | 906.95 | 906.95 | unit | 0
Retail | New | Heat Pump Pool Heater | 0 | 0.34381 |  | 9411.7647 | 15 |  | 906.95 | 906.95 | unit | 0
Schools K-12 | New | Heat Pump Pool Heater | 0 | 0.34381 |  | 9411.7647 | 15 |  | 906.95 | 906.95 | unit | 0
Warehouse | New | Heat Pump Pool Heater | 0 | 0.34381 |  | 9411.7647 | 15 |  | 906.95 | 906.95 | unit | 0
Assembly | Turnover | Solar Pool Heater | 0 | 0.37007 |  | 10130.719 | 15 |  | 3477 | 3477 | unit | 0
College and University | Turnover | Solar Pool Heater | 0 | 0.37007 |  | 10130.719 | 15 |  | 3477 | 3477 | unit | 0
Grocery | Turnover | Solar Pool Heater | 0 | 0.37007 |  | 10130.719 | 15 |  | 3477 | 3477 | unit | 0
Healthcare | Turnover | Solar Pool Heater | 0 | 0.37007 |  | 10130.719 | 15 |  | 3477 | 3477 | unit | 0
Hospitals | Turnover | Solar Pool Heater | 0 | 0.37007 |  | 10130.719 | 15 |  | 3477 | 3477 | unit | 0
Institutional | Turnover | Solar Pool Heater | 0 | 0.37007 |  | 10130.719 | 15 |  | 3477 | 3477 | unit | 0
Lodging/Hospitality | Turnover | Solar Pool Heater | 0 | 0.37007 |  | 10130.719 | 15 |  | 3477 | 3477 | unit | 0
Miscellaneous | Turnover | Solar Pool Heater | 0 | 0.37007 |  | 10130.719 | 15 |  | 3477 | 3477 | unit | 0
Offices | Turnover | Solar Pool Heater | 0 | 0.37007 |  | 10130.719 | 15 |  | 3477 | 3477 | unit | 0
Restaurants | Turnover | Solar Pool Heater | 0 | 0.37007 |  | 10130.719 | 15 |  | 3477 | 3477 | unit | 0
Retail | Turnover | Solar Pool Heater | 0 | 0.37007 |  | 10130.719 | 15 |  | 3477 | 3477 | unit | 0
Schools K-12 | Turnover | Solar Pool Heater | 0 | 0.37007 |  | 10130.719 | 15 |  | 3477 | 3477 | unit | 0
Warehouse | Turnover | Solar Pool Heater | 0 | 0.37007 |  | 10130.719 | 15 |  | 3477 | 3477 | unit | 0
Assembly | New | Solar Pool Heater | 0 | 0.37007 |  | 10130.719 | 15 |  | 3477 | 3477 | unit | 0
College and University | New | Solar Pool Heater | 0 | 0.37007 |  | 10130.719 | 15 |  | 3477 | 3477 | unit | 0
Grocery | New | Solar Pool Heater | 0 | 0.37007 |  | 10130.719 | 15 |  | 3477 | 3477 | unit | 0
Healthcare | New | Solar Pool Heater | 0 | 0.37007 |  | 10130.719 | 15 |  | 3477 | 3477 | unit | 0
Hospitals | New | Solar Pool Heater | 0 | 0.37007 |  | 10130.719 | 15 |  | 3477 | 3477 | unit | 0
Institutional | New | Solar Pool Heater | 0 | 0.37007 |  | 10130.719 | 15 |  | 3477 | 3477 | unit | 0
Lodging/Hospitality | New | Solar Pool Heater | 0 | 0.37007 |  | 10130.719 | 15 |  | 3477 | 3477 | unit | 0
Miscellaneous | New | Solar Pool Heater | 0 | 0.37007 |  | 10130.719 | 15 |  | 3477 | 3477 | unit | 0
Offices | New | Solar Pool Heater | 0 | 0.37007 |  | 10130.719 | 15 |  | 3477 | 3477 | unit | 0
Restaurants | New | Solar Pool Heater | 0 | 0.37007 |  | 10130.719 | 15 |  | 3477 | 3477 | unit | 0
Retail | New | Solar Pool Heater | 0 | 0.37007 |  | 10130.719 | 15 |  | 3477 | 3477 | unit | 0
Schools K-12 | New | Solar Pool Heater | 0 | 0.37007 |  | 10130.719 | 15 |  | 3477 | 3477 | unit | 0
Warehouse | New | Solar Pool Heater | 0 | 0.37007 |  | 10130.719 | 15 |  | 3477 | 3477 | unit | 0
Assembly | Turnover | Solar Powered Pool Pump | 0.9567 | 0.1485 |  | 4065.1875 | 10 |  | 2259.01 | 2259.01 | motor | 0
College and University | Turnover | Solar Powered Pool Pump | 0.9567 | 0.1485 |  | 4065.1875 | 10 |  | 2259.01 | 2259.01 | motor | 0
Grocery | Turnover | Solar Powered Pool Pump | 0.9567 | 0.1485 |  | 4065.1875 | 10 |  | 2259.01 | 2259.01 | motor | 0
Healthcare | Turnover | Solar Powered Pool Pump | 0.9567 | 0.1485 |  | 4065.1875 | 10 |  | 2259.01 | 2259.01 | motor | 0
Hospitals | Turnover | Solar Powered Pool Pump | 0.9567 | 0.1485 |  | 4065.1875 | 10 |  | 2259.01 | 2259.01 | motor | 0
Institutional | Turnover | Solar Powered Pool Pump | 0.9567 | 0.1485 |  | 4065.1875 | 10 |  | 2259.01 | 2259.01 | motor | 0
Lodging/Hospitality | Turnover | Solar Powered Pool Pump | 0.9567 | 0.1485 |  | 4065.1875 | 10 |  | 2259.01 | 2259.01 | motor | 0
Miscellaneous | Turnover | Solar Powered Pool Pump | 0.9567 | 0.1485 |  | 4065.1875 | 10 |  | 2259.01 | 2259.01 | motor | 0
Offices | Turnover | Solar Powered Pool Pump | 0.9567 | 0.1485 |  | 4065.1875 | 10 |  | 2259.01 | 2259.01 | motor | 0
Restaurants | Turnover | Solar Powered Pool Pump | 0.9567 | 0.1485 |  | 4065.1875 | 10 |  | 2259.01 | 2259.01 | motor | 0
Retail | Turnover | Solar Powered Pool Pump | 0.9567 | 0.1485 |  | 4065.1875 | 10 |  | 2259.01 | 2259.01 | motor | 0
Schools K-12 | Turnover | Solar Powered Pool Pump | 0.9567 | 0.1485 |  | 4065.1875 | 10 |  | 2259.01 | 2259.01 | motor | 0
Assembly | New | Solar Powered Pool Pump | 0.9567 | 0.1485 |  | 4065.1875 | 10 |  | 2259.01 | 2259.01 | motor | 0
College and University | New | Solar Powered Pool Pump | 0.9567 | 0.1485 |  | 4065.1875 | 10 |  | 2259.01 | 2259.01 | motor | 0
Grocery | New | Solar Powered Pool Pump | 0.9567 | 0.1485 |  | 4065.1875 | 10 |  | 2259.01 | 2259.01 | motor | 0
Healthcare | New | Solar Powered Pool Pump | 0.9567 | 0.1485 |  | 4065.1875 | 10 |  | 2259.01 | 2259.01 | motor | 0
Hospitals | New | Solar Powered Pool Pump | 0.9567 | 0.1485 |  | 4065.1875 | 10 |  | 2259.01 | 2259.01 | motor | 0
Institutional | New | Solar Powered Pool Pump | 0.9567 | 0.1485 |  | 4065.1875 | 10 |  | 2259.01 | 2259.01 | motor | 0
Lodging/Hospitality | New | Solar Powered Pool Pump | 0.9567 | 0.1485 |  | 4065.1875 | 10 |  | 2259.01 | 2259.01 | motor | 0
Miscellaneous | New | Solar Powered Pool Pump | 0.9567 | 0.1485 |  | 4065.1875 | 10 |  | 2259.01 | 2259.01 | motor | 0
Offices | New | Solar Powered Pool Pump | 0.9567 | 0.1485 |  | 4065.1875 | 10 |  | 2259.01 | 2259.01 | motor | 0
Restaurants | New | Solar Powered Pool Pump | 0.9567 | 0.1485 |  | 4065.1875 | 10 |  | 2259.01 | 2259.01 | motor | 0
Retail | New | Solar Powered Pool Pump | 0.9567 | 0.1485 |  | 4065.1875 | 10 |  | 2259.01 | 2259.01 | motor | 0
Schools K-12 | New | Solar Powered Pool Pump | 0.9567 | 0.1485 |  | 4065.1875 | 10 |  | 2259.01 | 2259.01 | motor | 0
Assembly | Turnover | Two Speed Pool Pump | 0.72975 | 0.11327 |  | 3100.8409 | 10 |  | 359.01 | 359.01 | motor | 0
College and University | Turnover | Two Speed Pool Pump | 0.72975 | 0.11327 |  | 3100.8409 | 10 |  | 359.01 | 359.01 | motor | 0
Grocery | Turnover | Two Speed Pool Pump | 0.72975 | 0.11327 |  | 3100.8409 | 10 |  | 359.01 | 359.01 | motor | 0
Healthcare | Turnover | Two Speed Pool Pump | 0.72975 | 0.11327 |  | 3100.8409 | 10 |  | 359.01 | 359.01 | motor | 0
Hospitals | Turnover | Two Speed Pool Pump | 0.72975 | 0.11327 |  | 3100.8409 | 10 |  | 359.01 | 359.01 | motor | 0
Institutional | Turnover | Two Speed Pool Pump | 0.72975 | 0.11327 |  | 3100.8409 | 10 |  | 359.01 | 359.01 | motor | 0
Lodging/Hospitality | Turnover | Two Speed Pool Pump | 0.72975 | 0.11327 |  | 3100.8409 | 10 |  | 359.01 | 359.01 | motor | 0
Miscellaneous | Turnover | Two Speed Pool Pump | 0.72975 | 0.11327 |  | 3100.8409 | 10 |  | 359.01 | 359.01 | motor | 0
Offices | Turnover | Two Speed Pool Pump | 0.72975 | 0.11327 |  | 3100.8409 | 10 |  | 359.01 | 359.01 | motor | 0
Restaurants | Turnover | Two Speed Pool Pump | 0.72975 | 0.11327 |  | 3100.8409 | 10 |  | 359.01 | 359.01 | motor | 0
Retail | Turnover | Two Speed Pool Pump | 0.72975 | 0.11327 |  | 3100.8409 | 10 |  | 359.01 | 359.01 | motor | 0
Schools K-12 | Turnover | Two Speed Pool Pump | 0.72975 | 0.11327 |  | 3100.8409 | 10 |  | 359.01 | 359.01 | motor | 0
Warehouse | Turnover | Two Speed Pool Pump | 0.72975 | 0.11327 |  | 3100.8409 | 10 |  | 359.01 | 359.01 | motor | 0
Assembly | New | Two Speed Pool Pump | 0.72975 | 0.11327 |  | 3100.8409 | 10 |  | 359.01 | 359.01 | motor | 0
College and University | New | Two Speed Pool Pump | 0.72975 | 0.11327 |  | 3100.8409 | 10 |  | 359.01 | 359.01 | motor | 0
Grocery | New | Two Speed Pool Pump | 0.72975 | 0.11327 |  | 3100.8409 | 10 |  | 359.01 | 359.01 | motor | 0
Healthcare | New | Two Speed Pool Pump | 0.72975 | 0.11327 |  | 3100.8409 | 10 |  | 359.01 | 359.01 | motor | 0
Hospitals | New | Two Speed Pool Pump | 0.72975 | 0.11327 |  | 3100.8409 | 10 |  | 359.01 | 359.01 | motor | 0
Institutional | New | Two Speed Pool Pump | 0.72975 | 0.11327 |  | 3100.8409 | 10 |  | 359.01 | 359.01 | motor | 0
Lodging/Hospitality | New | Two Speed Pool Pump | 0.72975 | 0.11327 |  | 3100.8409 | 10 |  | 359.01 | 359.01 | motor | 0
Miscellaneous | New | Two Speed Pool Pump | 0.72975 | 0.11327 |  | 3100.8409 | 10 |  | 359.01 | 359.01 | motor | 0
Offices | New | Two Speed Pool Pump | 0.72975 | 0.11327 |  | 3100.8409 | 10 |  | 359.01 | 359.01 | motor | 0
Restaurants | New | Two Speed Pool Pump | 0.72975 | 0.11327 |  | 3100.8409 | 10 |  | 359.01 | 359.01 | motor | 0
Retail | New | Two Speed Pool Pump | 0.72975 | 0.11327 |  | 3100.8409 | 10 |  | 359.01 | 359.01 | motor | 0
Schools K-12 | New | Two Speed Pool Pump | 0.72975 | 0.11327 |  | 3100.8409 | 10 |  | 359.01 | 359.01 | motor | 0
Warehouse | New | Two Speed Pool Pump | 0.72975 | 0.11327 |  | 3100.8409 | 10 |  | 359.01 | 359.01 | motor | 0
Assembly | Turnover | Variable Speed Pool Pump | 0.7602 | 0.118 |  | 3230.25 | 10 |  | 1085.01 | 1085.01 | motor | 0
College and University | Turnover | Variable Speed Pool Pump | 0.7602 | 0.118 |  | 3230.25 | 10 |  | 1085.01 | 1085.01 | motor | 0
Grocery | Turnover | Variable Speed Pool Pump | 0.7602 | 0.118 |  | 3230.25 | 10 |  | 1085.01 | 1085.01 | motor | 0
Healthcare | Turnover | Variable Speed Pool Pump | 0.7602 | 0.118 |  | 3230.25 | 10 |  | 1085.01 | 1085.01 | motor | 0
Hospitals | Turnover | Variable Speed Pool Pump | 0.7602 | 0.118 |  | 3230.25 | 10 |  | 1085.01 | 1085.01 | motor | 0
Institutional | Turnover | Variable Speed Pool Pump | 0.7602 | 0.118 |  | 3230.25 | 10 |  | 1085.01 | 1085.01 | motor | 0
Lodging/Hospitality | Turnover | Variable Speed Pool Pump | 0.7602 | 0.118 |  | 3230.25 | 10 |  | 1085.01 | 1085.01 | motor | 0
Miscellaneous | Turnover | Variable Speed Pool Pump | 0.7602 | 0.118 |  | 3230.25 | 10 |  | 1085.01 | 1085.01 | motor | 0
Offices | Turnover | Variable Speed Pool Pump | 0.7602 | 0.118 |  | 3230.25 | 10 |  | 1085.01 | 1085.01 | motor | 0
Restaurants | Turnover | Variable Speed Pool Pump | 0.7602 | 0.118 |  | 3230.25 | 10 |  | 1085.01 | 1085.01 | motor | 0
Retail | Turnover | Variable Speed Pool Pump | 0.7602 | 0.118 |  | 3230.25 | 10 |  | 1085.01 | 1085.01 | motor | 0
Schools K-12 | Turnover | Variable Speed Pool Pump | 0.7602 | 0.118 |  | 3230.25 | 10 |  | 1085.01 | 1085.01 | motor | 0
Assembly | New | Variable Speed Pool Pump | 0.7602 | 0.118 |  | 3230.25 | 10 |  | 1085.01 | 1085.01 | motor | 0
College and University | New | Variable Speed Pool Pump | 0.7602 | 0.118 |  | 3230.25 | 10 |  | 1085.01 | 1085.01 | motor | 0
Grocery | New | Variable Speed Pool Pump | 0.7602 | 0.118 |  | 3230.25 | 10 |  | 1085.01 | 1085.01 | motor | 0
Healthcare | New | Variable Speed Pool Pump | 0.7602 | 0.118 |  | 3230.25 | 10 |  | 1085.01 | 1085.01 | motor | 0
Hospitals | New | Variable Speed Pool Pump | 0.7602 | 0.118 |  | 3230.25 | 10 |  | 1085.01 | 1085.01 | motor | 0
Institutional | New | Variable Speed Pool Pump | 0.7602 | 0.118 |  | 3230.25 | 10 |  | 1085.01 | 1085.01 | motor | 0
Lodging/Hospitality | New | Variable Speed Pool Pump | 0.7602 | 0.118 |  | 3230.25 | 10 |  | 1085.01 | 1085.01 | motor | 0
Miscellaneous | New | Variable Speed Pool Pump | 0.7602 | 0.118 |  | 3230.25 | 10 |  | 1085.01 | 1085.01 | motor | 0
Offices | New | Variable Speed Pool Pump | 0.7602 | 0.118 |  | 3230.25 | 10 |  | 1085.01 | 1085.01 | motor | 0
Restaurants | New | Variable Speed Pool Pump | 0.7602 | 0.118 |  | 3230.25 | 10 |  | 1085.01 | 1085.01 | motor | 0
Retail | New | Variable Speed Pool Pump | 0.7602 | 0.118 |  | 3230.25 | 10 |  | 1085.01 | 1085.01 | motor | 0
Schools K-12 | New | Variable Speed Pool Pump | 0.7602 | 0.118 |  | 3230.25 | 10 |  | 1085.01 | 1085.01 | motor | 0
Assembly | Turnover | ENERGY STAR Imaging Equipment | 0.0578 | 0.038813 |  | 416.8 | 6 |  | 585.14 | 585.14 | unit | 0
College and University | Turnover | ENERGY STAR Imaging Equipment | 0.0578 | 0.038813 |  | 416.8 | 6 |  | 585.14 | 585.14 | unit | 0
Grocery | Turnover | ENERGY STAR Imaging Equipment | 0.0578 | 0.038813 |  | 416.8 | 6 |  | 585.14 | 585.14 | unit | 0
Healthcare | Turnover | ENERGY STAR Imaging Equipment | 0.0578 | 0.038813 |  | 416.8 | 6 |  | 585.14 | 585.14 | unit | 0
Hospitals | Turnover | ENERGY STAR Imaging Equipment | 0.0578 | 0.038813 |  | 416.8 | 6 |  | 585.14 | 585.14 | unit | 0
Institutional | Turnover | ENERGY STAR Imaging Equipment | 0.0578 | 0.038813 |  | 416.8 | 6 |  | 585.14 | 585.14 | unit | 0
Lodging/Hospitality | Turnover | ENERGY STAR Imaging Equipment | 0.0578 | 0.038813 |  | 416.8 | 6 |  | 585.14 | 585.14 | unit | 0
Miscellaneous | Turnover | ENERGY STAR Imaging Equipment | 0.0578 | 0.038813 |  | 416.8 | 6 |  | 585.14 | 585.14 | unit | 0
Offices | Turnover | ENERGY STAR Imaging Equipment | 0.0578 | 0.038813 |  | 416.8 | 6 |  | 585.14 | 585.14 | unit | 0
Restaurants | Turnover | ENERGY STAR Imaging Equipment | 0.0578 | 0.038813 |  | 416.8 | 6 |  | 585.14 | 585.14 | unit | 0
Retail | Turnover | ENERGY STAR Imaging Equipment | 0.0578 | 0.038813 |  | 416.8 | 6 |  | 585.14 | 585.14 | unit | 0
Schools K-12 | Turnover | ENERGY STAR Imaging Equipment | 0.0578 | 0.038813 |  | 416.8 | 6 |  | 585.14 | 585.14 | unit | 0
Warehouse | Turnover | ENERGY STAR Imaging Equipment | 0.0578 | 0.038813 |  | 416.8 | 6 |  | 585.14 | 585.14 | unit | 0
Assembly | New | ENERGY STAR Imaging Equipment | 0.0578 | 0.038813 |  | 416.8 | 6 |  | 585.14 | 585.14 | unit | 0
College and University | New | ENERGY STAR Imaging Equipment | 0.0578 | 0.038813 |  | 416.8 | 6 |  | 585.14 | 585.14 | unit | 0
Grocery | New | ENERGY STAR Imaging Equipment | 0.0578 | 0.038813 |  | 416.8 | 6 |  | 585.14 | 585.14 | unit | 0
Healthcare | New | ENERGY STAR Imaging Equipment | 0.0578 | 0.038813 |  | 416.8 | 6 |  | 585.14 | 585.14 | unit | 0
Hospitals | New | ENERGY STAR Imaging Equipment | 0.0578 | 0.038813 |  | 416.8 | 6 |  | 585.14 | 585.14 | unit | 0
Institutional | New | ENERGY STAR Imaging Equipment | 0.0578 | 0.038813 |  | 416.8 | 6 |  | 585.14 | 585.14 | unit | 0
Lodging/Hospitality | New | ENERGY STAR Imaging Equipment | 0.0578 | 0.038813 |  | 416.8 | 6 |  | 585.14 | 585.14 | unit | 0
Miscellaneous | New | ENERGY STAR Imaging Equipment | 0.0578 | 0.038813 |  | 416.8 | 6 |  | 585.14 | 585.14 | unit | 0
Offices | New | ENERGY STAR Imaging Equipment | 0.0578 | 0.038813 |  | 416.8 | 6 |  | 585.14 | 585.14 | unit | 0
Restaurants | New | ENERGY STAR Imaging Equipment | 0.0578 | 0.038813 |  | 416.8 | 6 |  | 585.14 | 585.14 | unit | 0
Retail | New | ENERGY STAR Imaging Equipment | 0.0578 | 0.038813 |  | 416.8 | 6 |  | 585.14 | 585.14 | unit | 0
Schools K-12 | New | ENERGY STAR Imaging Equipment | 0.0578 | 0.038813 |  | 416.8 | 6 |  | 585.14 | 585.14 | unit | 0
Warehouse | New | ENERGY STAR Imaging Equipment | 0.0578 | 0.038813 |  | 416.8 | 6 |  | 585.14 | 585.14 | unit | 0
Assembly | Turnover | Energy Star PCs | 0.017591 | 0 |  | 123.5154 | 4 |  | 20 | 20 | unit | 0
College and University | Turnover | Energy Star PCs | 0.023703 | 0.023703 |  | 123.5154 | 4 |  | 20 | 20 | unit | 0
Grocery | Turnover | Energy Star PCs | 0.017591 | 0.0068231 |  | 123.5154 | 4 |  | 20 | 20 | unit | 0
Healthcare | Turnover | Energy Star PCs | 0.017591 | 0.0068231 |  | 123.5154 | 4 |  | 20 | 20 | unit | 0
Hospitals | Turnover | Energy Star PCs | 0.023703 | 0.023703 |  | 123.5154 | 4 |  | 20 | 20 | unit | 0
Institutional | Turnover | Energy Star PCs | 0.017591 | 0 |  | 123.5154 | 4 |  | 20 | 20 | unit | 0
Lodging/Hospitality | Turnover | Energy Star PCs | 0.017591 | 0.0068231 |  | 123.5154 | 4 |  | 20 | 20 | unit | 0
Miscellaneous | Turnover | Energy Star PCs | 0.017591 | 0 |  | 123.5154 | 4 |  | 20 | 20 | unit | 0
Offices | Turnover | Energy Star PCs | 0.017591 | 0.0068231 |  | 123.5154 | 4 |  | 20 | 20 | unit | 0
Restaurants | Turnover | Energy Star PCs | 0.017591 | 0 |  | 123.5154 | 4 |  | 20 | 20 | unit | 0
Retail | Turnover | Energy Star PCs | 0.017591 | 0.0068231 |  | 123.5154 | 4 |  | 20 | 20 | unit | 0
Schools K-12 | Turnover | Energy Star PCs | 0.017591 | 0.0068231 |  | 123.5154 | 4 |  | 20 | 20 | unit | 0
Warehouse | Turnover | Energy Star PCs | 0.017591 | 0 |  | 123.5154 | 4 |  | 20 | 20 | unit | 0
Assembly | New | Energy Star PCs | 0.017591 | 0 |  | 123.5154 | 4 |  | 20 | 20 | unit | 0
College and University | New | Energy Star PCs | 0.023703 | 0.023703 |  | 123.5154 | 4 |  | 20 | 20 | unit | 0
Grocery | New | Energy Star PCs | 0.017591 | 0.0068231 |  | 123.5154 | 4 |  | 20 | 20 | unit | 0
Healthcare | New | Energy Star PCs | 0.017591 | 0.0068231 |  | 123.5154 | 4 |  | 20 | 20 | unit | 0
Hospitals | New | Energy Star PCs | 0.023703 | 0.023703 |  | 123.5154 | 4 |  | 20 | 20 | unit | 0
Institutional | New | Energy Star PCs | 0.017591 | 0 |  | 123.5154 | 4 |  | 20 | 20 | unit | 0
Lodging/Hospitality | New | Energy Star PCs | 0.017591 | 0.0068231 |  | 123.5154 | 4 |  | 20 | 20 | unit | 0
Miscellaneous | New | Energy Star PCs | 0.017591 | 0 |  | 123.5154 | 4 |  | 20 | 20 | unit | 0
Offices | New | Energy Star PCs | 0.017591 | 0.0068231 |  | 123.5154 | 4 |  | 20 | 20 | unit | 0
Restaurants | New | Energy Star PCs | 0.017591 | 0 |  | 123.5154 | 4 |  | 20 | 20 | unit | 0
Retail | New | Energy Star PCs | 0.017591 | 0.0068231 |  | 123.5154 | 4 |  | 20 | 20 | unit | 0
Schools K-12 | New | Energy Star PCs | 0.017591 | 0.0068231 |  | 123.5154 | 4 |  | 20 | 20 | unit | 0
Warehouse | New | Energy Star PCs | 0.017591 | 0 |  | 123.5154 | 4 |  | 20 | 20 | unit | 0
Assembly | Turnover | Energy Star Servers | 0.16919 | 0.11767 |  | 1136.6997 | 4 |  | 70 | 70 | unit | 0
College and University | Turnover | Energy Star Servers | 0.16919 | 0.11767 |  | 1136.6997 | 4 |  | 70 | 70 | unit | 0
Grocery | Turnover | Energy Star Servers | 0.16919 | 0.11767 |  | 1136.6997 | 4 |  | 70 | 70 | unit | 0
Healthcare | Turnover | Energy Star Servers | 0.16919 | 0.11767 |  | 1136.6997 | 4 |  | 70 | 70 | unit | 0
Hospitals | Turnover | Energy Star Servers | 0.16919 | 0.11767 |  | 1136.6997 | 4 |  | 70 | 70 | unit | 0
Institutional | Turnover | Energy Star Servers | 0.16919 | 0.11767 |  | 1136.6997 | 4 |  | 70 | 70 | unit | 0
Lodging/Hospitality | Turnover | Energy Star Servers | 0.16919 | 0.11767 |  | 1136.6997 | 4 |  | 70 | 70 | unit | 0
Miscellaneous | Turnover | Energy Star Servers | 0.16919 | 0.11767 |  | 1136.6997 | 4 |  | 70 | 70 | unit | 0
Offices | Turnover | Energy Star Servers | 0.16919 | 0.11767 |  | 1136.6997 | 4 |  | 70 | 70 | unit | 0
Restaurants | Turnover | Energy Star Servers | 0.16919 | 0.11767 |  | 1136.6997 | 4 |  | 70 | 70 | unit | 0
Retail | Turnover | Energy Star Servers | 0.16919 | 0.11767 |  | 1136.6997 | 4 |  | 70 | 70 | unit | 0
Schools K-12 | Turnover | Energy Star Servers | 0.16919 | 0.11767 |  | 1136.6997 | 4 |  | 70 | 70 | unit | 0
Warehouse | Turnover | Energy Star Servers | 0.16919 | 0.11767 |  | 1136.6997 | 4 |  | 70 | 70 | unit | 0
Assembly | New | Energy Star Servers | 0.16919 | 0.11767 |  | 1136.6997 | 4 |  | 70 | 70 | unit | 0
College and University | New | Energy Star Servers | 0.16919 | 0.11767 |  | 1136.6997 | 4 |  | 70 | 70 | unit | 0
Grocery | New | Energy Star Servers | 0.16919 | 0.11767 |  | 1136.6997 | 4 |  | 70 | 70 | unit | 0
Healthcare | New | Energy Star Servers | 0.16919 | 0.11767 |  | 1136.6997 | 4 |  | 70 | 70 | unit | 0
Hospitals | New | Energy Star Servers | 0.16919 | 0.11767 |  | 1136.6997 | 4 |  | 70 | 70 | unit | 0
Institutional | New | Energy Star Servers | 0.16919 | 0.11767 |  | 1136.6997 | 4 |  | 70 | 70 | unit | 0
Lodging/Hospitality | New | Energy Star Servers | 0.16919 | 0.11767 |  | 1136.6997 | 4 |  | 70 | 70 | unit | 0
Miscellaneous | New | Energy Star Servers | 0.16919 | 0.11767 |  | 1136.6997 | 4 |  | 70 | 70 | unit | 0
Offices | New | Energy Star Servers | 0.16919 | 0.11767 |  | 1136.6997 | 4 |  | 70 | 70 | unit | 0
Restaurants | New | Energy Star Servers | 0.16919 | 0.11767 |  | 1136.6997 | 4 |  | 70 | 70 | unit | 0
Retail | New | Energy Star Servers | 0.16919 | 0.11767 |  | 1136.6997 | 4 |  | 70 | 70 | unit | 0
Schools K-12 | New | Energy Star Servers | 0.16919 | 0.11767 |  | 1136.6997 | 4 |  | 70 | 70 | unit | 0
Warehouse | New | Energy Star Servers | 0.16919 | 0.11767 |  | 1136.6997 | 4 |  | 70 | 70 | unit | 0
Assembly | Turnover | Energy Star Uninterruptable Power Supply | 0.00061097 | 0.00061097 |  | 5.3521 | 10 |  | 1.5473 | 1.5473 | unit | 0
College and University | Turnover | Energy Star Uninterruptable Power Supply | 0.00061097 | 0.00061097 |  | 5.3521 | 10 |  | 1.5473 | 1.5473 | unit | 0
Grocery | Turnover | Energy Star Uninterruptable Power Supply | 0.00061097 | 0.00061097 |  | 5.3521 | 10 |  | 1.5473 | 1.5473 | unit | 0
Healthcare | Turnover | Energy Star Uninterruptable Power Supply | 0.00061097 | 0.00061097 |  | 5.3521 | 10 |  | 1.5473 | 1.5473 | unit | 0
Hospitals | Turnover | Energy Star Uninterruptable Power Supply | 0.00061097 | 0.00061097 |  | 5.3521 | 10 |  | 1.5473 | 1.5473 | unit | 0
Institutional | Turnover | Energy Star Uninterruptable Power Supply | 0.00061097 | 0.00061097 |  | 5.3521 | 10 |  | 1.5473 | 1.5473 | unit | 0
Lodging/Hospitality | Turnover | Energy Star Uninterruptable Power Supply | 0.00061097 | 0.00061097 |  | 5.3521 | 10 |  | 1.5473 | 1.5473 | unit | 0
Miscellaneous | Turnover | Energy Star Uninterruptable Power Supply | 0.00061097 | 0.00061097 |  | 5.3521 | 10 |  | 1.5473 | 1.5473 | unit | 0
Offices | Turnover | Energy Star Uninterruptable Power Supply | 0.00061097 | 0.00061097 |  | 5.3521 | 10 |  | 1.5473 | 1.5473 | unit | 0
Restaurants | Turnover | Energy Star Uninterruptable Power Supply | 0.00061097 | 0.00061097 |  | 5.3521 | 10 |  | 1.5473 | 1.5473 | unit | 0
Retail | Turnover | Energy Star Uninterruptable Power Supply | 0.00061097 | 0.00061097 |  | 5.3521 | 10 |  | 1.5473 | 1.5473 | unit | 0
Schools K-12 | Turnover | Energy Star Uninterruptable Power Supply | 0.00061097 | 0.00061097 |  | 5.3521 | 10 |  | 1.5473 | 1.5473 | unit | 0
Warehouse | Turnover | Energy Star Uninterruptable Power Supply | 0.00061097 | 0.00061097 |  | 5.3521 | 10 |  | 1.5473 | 1.5473 | unit | 0
Assembly | New | Energy Star Uninterruptable Power Supply | 0.00061097 | 0.00061097 |  | 5.3521 | 10 |  | 1.5473 | 1.5473 | unit | 0
College and University | New | Energy Star Uninterruptable Power Supply | 0.00061097 | 0.00061097 |  | 5.3521 | 10 |  | 1.5473 | 1.5473 | unit | 0
Grocery | New | Energy Star Uninterruptable Power Supply | 0.00061097 | 0.00061097 |  | 5.3521 | 10 |  | 1.5473 | 1.5473 | unit | 0
Healthcare | New | Energy Star Uninterruptable Power Supply | 0.00061097 | 0.00061097 |  | 5.3521 | 10 |  | 1.5473 | 1.5473 | unit | 0
Hospitals | New | Energy Star Uninterruptable Power Supply | 0.00061097 | 0.00061097 |  | 5.3521 | 10 |  | 1.5473 | 1.5473 | unit | 0
Institutional | New | Energy Star Uninterruptable Power Supply | 0.00061097 | 0.00061097 |  | 5.3521 | 10 |  | 1.5473 | 1.5473 | unit | 0
Lodging/Hospitality | New | Energy Star Uninterruptable Power Supply | 0.00061097 | 0.00061097 |  | 5.3521 | 10 |  | 1.5473 | 1.5473 | unit | 0
Miscellaneous | New | Energy Star Uninterruptable Power Supply | 0.00061097 | 0.00061097 |  | 5.3521 | 10 |  | 1.5473 | 1.5473 | unit | 0
Offices | New | Energy Star Uninterruptable Power Supply | 0.00061097 | 0.00061097 |  | 5.3521 | 10 |  | 1.5473 | 1.5473 | unit | 0
Restaurants | New | Energy Star Uninterruptable Power Supply | 0.00061097 | 0.00061097 |  | 5.3521 | 10 |  | 1.5473 | 1.5473 | unit | 0
Retail | New | Energy Star Uninterruptable Power Supply | 0.00061097 | 0.00061097 |  | 5.3521 | 10 |  | 1.5473 | 1.5473 | unit | 0
Schools K-12 | New | Energy Star Uninterruptable Power Supply | 0.00061097 | 0.00061097 |  | 5.3521 | 10 |  | 1.5473 | 1.5473 | unit | 0
Warehouse | New | Energy Star Uninterruptable Power Supply | 0.00061097 | 0.00061097 |  | 5.3521 | 10 |  | 1.5473 | 1.5473 | unit | 0
Assembly | Turnover | Server Virtualization | 3.1292 | 2.1764 |  | 21024 | 3 |  | 17700 | 17700 | system | 0
College and University | Turnover | Server Virtualization | 3.1292 | 2.1764 |  | 21024 | 3 |  | 17700 | 17700 | system | 0
Grocery | Turnover | Server Virtualization | 3.1292 | 2.1764 |  | 21024 | 3 |  | 17700 | 17700 | system | 0
Healthcare | Turnover | Server Virtualization | 3.1292 | 2.1764 |  | 21024 | 3 |  | 17700 | 17700 | system | 0
Hospitals | Turnover | Server Virtualization | 3.1292 | 2.1764 |  | 21024 | 3 |  | 17700 | 17700 | system | 0
Institutional | Turnover | Server Virtualization | 3.1292 | 2.1764 |  | 21024 | 3 |  | 17700 | 17700 | system | 0
Lodging/Hospitality | Turnover | Server Virtualization | 3.1292 | 2.1764 |  | 21024 | 3 |  | 17700 | 17700 | system | 0
Miscellaneous | Turnover | Server Virtualization | 3.1292 | 2.1764 |  | 21024 | 3 |  | 17700 | 17700 | system | 0
Offices | Turnover | Server Virtualization | 3.1292 | 2.1764 |  | 21024 | 3 |  | 17700 | 17700 | system | 0
Restaurants | Turnover | Server Virtualization | 3.1292 | 2.1764 |  | 21024 | 3 |  | 17700 | 17700 | system | 0
Retail | Turnover | Server Virtualization | 3.1292 | 2.1764 |  | 21024 | 3 |  | 17700 | 17700 | system | 0
Schools K-12 | Turnover | Server Virtualization | 3.1292 | 2.1764 |  | 21024 | 3 |  | 17700 | 17700 | system | 0
Warehouse | Turnover | Server Virtualization | 3.1292 | 2.1764 |  | 21024 | 3 |  | 17700 | 17700 | system | 0
Assembly | New | Server Virtualization | 3.1292 | 2.1764 |  | 21024 | 3 |  | 17700 | 17700 | system | 0
College and University | New | Server Virtualization | 3.1292 | 2.1764 |  | 21024 | 3 |  | 17700 | 17700 | system | 0
Grocery | New | Server Virtualization | 3.1292 | 2.1764 |  | 21024 | 3 |  | 17700 | 17700 | system | 0
Healthcare | New | Server Virtualization | 3.1292 | 2.1764 |  | 21024 | 3 |  | 17700 | 17700 | system | 0
Hospitals | New | Server Virtualization | 3.1292 | 2.1764 |  | 21024 | 3 |  | 17700 | 17700 | system | 0
Institutional | New | Server Virtualization | 3.1292 | 2.1764 |  | 21024 | 3 |  | 17700 | 17700 | system | 0
Lodging/Hospitality | New | Server Virtualization | 3.1292 | 2.1764 |  | 21024 | 3 |  | 17700 | 17700 | system | 0
Miscellaneous | New | Server Virtualization | 3.1292 | 2.1764 |  | 21024 | 3 |  | 17700 | 17700 | system | 0
Offices | New | Server Virtualization | 3.1292 | 2.1764 |  | 21024 | 3 |  | 17700 | 17700 | system | 0
Restaurants | New | Server Virtualization | 3.1292 | 2.1764 |  | 21024 | 3 |  | 17700 | 17700 | system | 0
Retail | New | Server Virtualization | 3.1292 | 2.1764 |  | 21024 | 3 |  | 17700 | 17700 | system | 0
Schools K-12 | New | Server Virtualization | 3.1292 | 2.1764 |  | 21024 | 3 |  | 17700 | 17700 | system | 0
Warehouse | New | Server Virtualization | 3.1292 | 2.1764 |  | 21024 | 3 |  | 17700 | 17700 | system | 0
Assembly | Turnover | Energy Star Commercial Glass Door Freezer | 0.64112 | 0.22051 |  | 4389.9823 | 12 |  | 166 | 166 | freezer | 0
College and University | Turnover | Energy Star Commercial Glass Door Freezer | 0.56918 | 0.47676 |  | 4389.9823 | 12 |  | 166 | 166 | freezer | 0
Grocery | Turnover | Energy Star Commercial Glass Door Freezer | 0.64112 | 0.22051 |  | 4389.9823 | 12 |  | 166 | 166 | freezer | 0
Healthcare | Turnover | Energy Star Commercial Glass Door Freezer | 0.56918 | 0.47676 |  | 4389.9823 | 12 |  | 166 | 166 | freezer | 0
Hospitals | Turnover | Energy Star Commercial Glass Door Freezer | 0.56918 | 0.47676 |  | 4389.9823 | 12 |  | 166 | 166 | freezer | 0
Institutional | Turnover | Energy Star Commercial Glass Door Freezer | 0.64112 | 0.22051 |  | 4389.9823 | 12 |  | 166 | 166 | freezer | 0
Lodging/Hospitality | Turnover | Energy Star Commercial Glass Door Freezer | 0.56918 | 0.47676 |  | 4389.9823 | 12 |  | 166 | 166 | freezer | 0
Miscellaneous | Turnover | Energy Star Commercial Glass Door Freezer | 0.64112 | 0.22051 |  | 4389.9823 | 12 |  | 166 | 166 | freezer | 0
Offices | Turnover | Energy Star Commercial Glass Door Freezer | 0.64112 | 0.22051 |  | 4389.9823 | 12 |  | 166 | 166 | freezer | 0
Restaurants | Turnover | Energy Star Commercial Glass Door Freezer | 0.56918 | 0.47676 |  | 4389.9823 | 12 |  | 166 | 166 | freezer | 0
Retail | Turnover | Energy Star Commercial Glass Door Freezer | 0.64112 | 0.22051 |  | 4389.9823 | 12 |  | 166 | 166 | freezer | 0
Schools K-12 | Turnover | Energy Star Commercial Glass Door Freezer | 0.56918 | 0.47676 |  | 4389.9823 | 12 |  | 166 | 166 | freezer | 0
Warehouse | Turnover | Energy Star Commercial Glass Door Freezer | 0.64112 | 0.22051 |  | 4389.9823 | 12 |  | 166 | 166 | freezer | 0
Assembly | New | Energy Star Commercial Glass Door Freezer | 0.64112 | 0.22051 |  | 4389.9823 | 12 |  | 166 | 166 | freezer | 0
College and University | New | Energy Star Commercial Glass Door Freezer | 0.56918 | 0.47676 |  | 4389.9823 | 12 |  | 166 | 166 | freezer | 0
Grocery | New | Energy Star Commercial Glass Door Freezer | 0.64112 | 0.22051 |  | 4389.9823 | 12 |  | 166 | 166 | freezer | 0
Healthcare | New | Energy Star Commercial Glass Door Freezer | 0.56918 | 0.47676 |  | 4389.9823 | 12 |  | 166 | 166 | freezer | 0
Hospitals | New | Energy Star Commercial Glass Door Freezer | 0.56918 | 0.47676 |  | 4389.9823 | 12 |  | 166 | 166 | freezer | 0
Institutional | New | Energy Star Commercial Glass Door Freezer | 0.64112 | 0.22051 |  | 4389.9823 | 12 |  | 166 | 166 | freezer | 0
Lodging/Hospitality | New | Energy Star Commercial Glass Door Freezer | 0.56918 | 0.47676 |  | 4389.9823 | 12 |  | 166 | 166 | freezer | 0
Miscellaneous | New | Energy Star Commercial Glass Door Freezer | 0.64112 | 0.22051 |  | 4389.9823 | 12 |  | 166 | 166 | freezer | 0
Offices | New | Energy Star Commercial Glass Door Freezer | 0.64112 | 0.22051 |  | 4389.9823 | 12 |  | 166 | 166 | freezer | 0
Restaurants | New | Energy Star Commercial Glass Door Freezer | 0.56918 | 0.47676 |  | 4389.9823 | 12 |  | 166 | 166 | freezer | 0
Retail | New | Energy Star Commercial Glass Door Freezer | 0.64112 | 0.22051 |  | 4389.9823 | 12 |  | 166 | 166 | freezer | 0
Schools K-12 | New | Energy Star Commercial Glass Door Freezer | 0.56918 | 0.47676 |  | 4389.9823 | 12 |  | 166 | 166 | freezer | 0
Warehouse | New | Energy Star Commercial Glass Door Freezer | 0.64112 | 0.22051 |  | 4389.9823 | 12 |  | 166 | 166 | freezer | 0
Assembly | Turnover | Energy Star Commercial Glass Door Refrigerator | 0.13478 | 0.046356 |  | 922.8665 | 12 |  | 164 | 164 | refrigerator | 0
College and University | Turnover | Energy Star Commercial Glass Door Refrigerator | 0.11965 | 0.10023 |  | 922.8665 | 12 |  | 164 | 164 | refrigerator | 0
Grocery | Turnover | Energy Star Commercial Glass Door Refrigerator | 0.13478 | 0.046356 |  | 922.8665 | 12 |  | 164 | 164 | refrigerator | 0
Healthcare | Turnover | Energy Star Commercial Glass Door Refrigerator | 0.11965 | 0.10023 |  | 922.8665 | 12 |  | 164 | 164 | refrigerator | 0
Hospitals | Turnover | Energy Star Commercial Glass Door Refrigerator | 0.11965 | 0.10023 |  | 922.8665 | 12 |  | 164 | 164 | refrigerator | 0
Institutional | Turnover | Energy Star Commercial Glass Door Refrigerator | 0.13478 | 0.046356 |  | 922.8665 | 12 |  | 164 | 164 | refrigerator | 0
Lodging/Hospitality | Turnover | Energy Star Commercial Glass Door Refrigerator | 0.11965 | 0.10023 |  | 922.8665 | 12 |  | 164 | 164 | refrigerator | 0
Miscellaneous | Turnover | Energy Star Commercial Glass Door Refrigerator | 0.13478 | 0.046356 |  | 922.8665 | 12 |  | 164 | 164 | refrigerator | 0
Offices | Turnover | Energy Star Commercial Glass Door Refrigerator | 0.13478 | 0.046356 |  | 922.8665 | 12 |  | 164 | 164 | refrigerator | 0
Restaurants | Turnover | Energy Star Commercial Glass Door Refrigerator | 0.11965 | 0.10023 |  | 922.8665 | 12 |  | 164 | 164 | refrigerator | 0
Retail | Turnover | Energy Star Commercial Glass Door Refrigerator | 0.13478 | 0.046356 |  | 922.8665 | 12 |  | 164 | 164 | refrigerator | 0
Schools K-12 | Turnover | Energy Star Commercial Glass Door Refrigerator | 0.11965 | 0.10023 |  | 922.8665 | 12 |  | 164 | 164 | refrigerator | 0
Warehouse | Turnover | Energy Star Commercial Glass Door Refrigerator | 0.13478 | 0.046356 |  | 922.8665 | 12 |  | 164 | 164 | refrigerator | 0
Assembly | New | Energy Star Commercial Glass Door Refrigerator | 0.13478 | 0.046356 |  | 922.8665 | 12 |  | 164 | 164 | refrigerator | 0
College and University | New | Energy Star Commercial Glass Door Refrigerator | 0.11965 | 0.10023 |  | 922.8665 | 12 |  | 164 | 164 | refrigerator | 0
Grocery | New | Energy Star Commercial Glass Door Refrigerator | 0.13478 | 0.046356 |  | 922.8665 | 12 |  | 164 | 164 | refrigerator | 0
Healthcare | New | Energy Star Commercial Glass Door Refrigerator | 0.11965 | 0.10023 |  | 922.8665 | 12 |  | 164 | 164 | refrigerator | 0
Hospitals | New | Energy Star Commercial Glass Door Refrigerator | 0.11965 | 0.10023 |  | 922.8665 | 12 |  | 164 | 164 | refrigerator | 0
Institutional | New | Energy Star Commercial Glass Door Refrigerator | 0.13478 | 0.046356 |  | 922.8665 | 12 |  | 164 | 164 | refrigerator | 0
Lodging/Hospitality | New | Energy Star Commercial Glass Door Refrigerator | 0.11965 | 0.10023 |  | 922.8665 | 12 |  | 164 | 164 | refrigerator | 0
Miscellaneous | New | Energy Star Commercial Glass Door Refrigerator | 0.13478 | 0.046356 |  | 922.8665 | 12 |  | 164 | 164 | refrigerator | 0
Offices | New | Energy Star Commercial Glass Door Refrigerator | 0.13478 | 0.046356 |  | 922.8665 | 12 |  | 164 | 164 | refrigerator | 0
Restaurants | New | Energy Star Commercial Glass Door Refrigerator | 0.11965 | 0.10023 |  | 922.8665 | 12 |  | 164 | 164 | refrigerator | 0
Retail | New | Energy Star Commercial Glass Door Refrigerator | 0.13478 | 0.046356 |  | 922.8665 | 12 |  | 164 | 164 | refrigerator | 0
Schools K-12 | New | Energy Star Commercial Glass Door Refrigerator | 0.11965 | 0.10023 |  | 922.8665 | 12 |  | 164 | 164 | refrigerator | 0
Warehouse | New | Energy Star Commercial Glass Door Refrigerator | 0.13478 | 0.046356 |  | 922.8665 | 12 |  | 164 | 164 | refrigerator | 0
Assembly | Turnover | Energy Star Commercial Solid Door Freezer | 0.37834 | 0.16907 |  | 2533.0469 | 12 |  | 166 | 166 | freezer | 0
College and University | Turnover | Energy Star Commercial Solid Door Freezer | 0.32842 | 0.27509 |  | 2533.0469 | 12 |  | 166 | 166 | freezer | 0
Grocery | Turnover | Energy Star Commercial Solid Door Freezer | 0.37834 | 0.16907 |  | 2533.0469 | 12 |  | 166 | 166 | freezer | 0
Healthcare | Turnover | Energy Star Commercial Solid Door Freezer | 0.32842 | 0.27509 |  | 2533.0469 | 12 |  | 166 | 166 | freezer | 0
Hospitals | Turnover | Energy Star Commercial Solid Door Freezer | 0.32842 | 0.27509 |  | 2533.0469 | 12 |  | 166 | 166 | freezer | 0
Institutional | Turnover | Energy Star Commercial Solid Door Freezer | 0.37834 | 0.16907 |  | 2533.0469 | 12 |  | 166 | 166 | freezer | 0
Lodging/Hospitality | Turnover | Energy Star Commercial Solid Door Freezer | 0.32842 | 0.27509 |  | 2533.0469 | 12 |  | 166 | 166 | freezer | 0
Miscellaneous | Turnover | Energy Star Commercial Solid Door Freezer | 0.37834 | 0.16907 |  | 2533.0469 | 12 |  | 166 | 166 | freezer | 0
Offices | Turnover | Energy Star Commercial Solid Door Freezer | 0.37834 | 0.16907 |  | 2533.0469 | 12 |  | 166 | 166 | freezer | 0
Restaurants | Turnover | Energy Star Commercial Solid Door Freezer | 0.32842 | 0.27509 |  | 2533.0469 | 12 |  | 166 | 166 | freezer | 0
Retail | Turnover | Energy Star Commercial Solid Door Freezer | 0.37834 | 0.16907 |  | 2533.0469 | 12 |  | 166 | 166 | freezer | 0
Schools K-12 | Turnover | Energy Star Commercial Solid Door Freezer | 0.32842 | 0.27509 |  | 2533.0469 | 12 |  | 166 | 166 | freezer | 0
Warehouse | Turnover | Energy Star Commercial Solid Door Freezer | 0.37834 | 0.16907 |  | 2533.0469 | 12 |  | 166 | 166 | freezer | 0
Assembly | New | Energy Star Commercial Solid Door Freezer | 0.37834 | 0.16907 |  | 2533.0469 | 12 |  | 166 | 166 | freezer | 0
College and University | New | Energy Star Commercial Solid Door Freezer | 0.32842 | 0.27509 |  | 2533.0469 | 12 |  | 166 | 166 | freezer | 0
Grocery | New | Energy Star Commercial Solid Door Freezer | 0.37834 | 0.16907 |  | 2533.0469 | 12 |  | 166 | 166 | freezer | 0
Healthcare | New | Energy Star Commercial Solid Door Freezer | 0.32842 | 0.27509 |  | 2533.0469 | 12 |  | 166 | 166 | freezer | 0
Hospitals | New | Energy Star Commercial Solid Door Freezer | 0.32842 | 0.27509 |  | 2533.0469 | 12 |  | 166 | 166 | freezer | 0
Institutional | New | Energy Star Commercial Solid Door Freezer | 0.37834 | 0.16907 |  | 2533.0469 | 12 |  | 166 | 166 | freezer | 0
Lodging/Hospitality | New | Energy Star Commercial Solid Door Freezer | 0.32842 | 0.27509 |  | 2533.0469 | 12 |  | 166 | 166 | freezer | 0
Miscellaneous | New | Energy Star Commercial Solid Door Freezer | 0.37834 | 0.16907 |  | 2533.0469 | 12 |  | 166 | 166 | freezer | 0
Offices | New | Energy Star Commercial Solid Door Freezer | 0.37834 | 0.16907 |  | 2533.0469 | 12 |  | 166 | 166 | freezer | 0
Restaurants | New | Energy Star Commercial Solid Door Freezer | 0.32842 | 0.27509 |  | 2533.0469 | 12 |  | 166 | 166 | freezer | 0
Retail | New | Energy Star Commercial Solid Door Freezer | 0.37834 | 0.16907 |  | 2533.0469 | 12 |  | 166 | 166 | freezer | 0
Schools K-12 | New | Energy Star Commercial Solid Door Freezer | 0.32842 | 0.27509 |  | 2533.0469 | 12 |  | 166 | 166 | freezer | 0
Warehouse | New | Energy Star Commercial Solid Door Freezer | 0.37834 | 0.16907 |  | 2533.0469 | 12 |  | 166 | 166 | freezer | 0
Assembly | Turnover | Energy Star Commercial Solid Door Refrigerator | 0.12695 | 0.056728 |  | 849.9239 | 12 |  | 164 | 164 | refrigerator | 0
College and University | Turnover | Energy Star Commercial Solid Door Refrigerator | 0.1102 | 0.092304 |  | 849.9239 | 12 |  | 164 | 164 | refrigerator | 0
Grocery | Turnover | Energy Star Commercial Solid Door Refrigerator | 0.12695 | 0.056728 |  | 849.9239 | 12 |  | 164 | 164 | refrigerator | 0
Healthcare | Turnover | Energy Star Commercial Solid Door Refrigerator | 0.1102 | 0.092304 |  | 849.9239 | 12 |  | 164 | 164 | refrigerator | 0
Hospitals | Turnover | Energy Star Commercial Solid Door Refrigerator | 0.1102 | 0.092304 |  | 849.9239 | 12 |  | 164 | 164 | refrigerator | 0
Institutional | Turnover | Energy Star Commercial Solid Door Refrigerator | 0.12695 | 0.056728 |  | 849.9239 | 12 |  | 164 | 164 | refrigerator | 0
Lodging/Hospitality | Turnover | Energy Star Commercial Solid Door Refrigerator | 0.1102 | 0.092304 |  | 849.9239 | 12 |  | 164 | 164 | refrigerator | 0
Miscellaneous | Turnover | Energy Star Commercial Solid Door Refrigerator | 0.12695 | 0.056728 |  | 849.9239 | 12 |  | 164 | 164 | refrigerator | 0
Offices | Turnover | Energy Star Commercial Solid Door Refrigerator | 0.12695 | 0.056728 |  | 849.9239 | 12 |  | 164 | 164 | refrigerator | 0
Restaurants | Turnover | Energy Star Commercial Solid Door Refrigerator | 0.1102 | 0.092304 |  | 849.9239 | 12 |  | 164 | 164 | refrigerator | 0
Retail | Turnover | Energy Star Commercial Solid Door Refrigerator | 0.12695 | 0.056728 |  | 849.9239 | 12 |  | 164 | 164 | refrigerator | 0
Schools K-12 | Turnover | Energy Star Commercial Solid Door Refrigerator | 0.1102 | 0.092304 |  | 849.9239 | 12 |  | 164 | 164 | refrigerator | 0
Warehouse | Turnover | Energy Star Commercial Solid Door Refrigerator | 0.12695 | 0.056728 |  | 849.9239 | 12 |  | 164 | 164 | refrigerator | 0
Assembly | New | Energy Star Commercial Solid Door Refrigerator | 0.12695 | 0.056728 |  | 849.9239 | 12 |  | 164 | 164 | refrigerator | 0
College and University | New | Energy Star Commercial Solid Door Refrigerator | 0.1102 | 0.092304 |  | 849.9239 | 12 |  | 164 | 164 | refrigerator | 0
Grocery | New | Energy Star Commercial Solid Door Refrigerator | 0.12695 | 0.056728 |  | 849.9239 | 12 |  | 164 | 164 | refrigerator | 0
Healthcare | New | Energy Star Commercial Solid Door Refrigerator | 0.1102 | 0.092304 |  | 849.9239 | 12 |  | 164 | 164 | refrigerator | 0
Hospitals | New | Energy Star Commercial Solid Door Refrigerator | 0.1102 | 0.092304 |  | 849.9239 | 12 |  | 164 | 164 | refrigerator | 0
Institutional | New | Energy Star Commercial Solid Door Refrigerator | 0.12695 | 0.056728 |  | 849.9239 | 12 |  | 164 | 164 | refrigerator | 0
Lodging/Hospitality | New | Energy Star Commercial Solid Door Refrigerator | 0.1102 | 0.092304 |  | 849.9239 | 12 |  | 164 | 164 | refrigerator | 0
Miscellaneous | New | Energy Star Commercial Solid Door Refrigerator | 0.12695 | 0.056728 |  | 849.9239 | 12 |  | 164 | 164 | refrigerator | 0
Offices | New | Energy Star Commercial Solid Door Refrigerator | 0.12695 | 0.056728 |  | 849.9239 | 12 |  | 164 | 164 | refrigerator | 0
Restaurants | New | Energy Star Commercial Solid Door Refrigerator | 0.1102 | 0.092304 |  | 849.9239 | 12 |  | 164 | 164 | refrigerator | 0
Retail | New | Energy Star Commercial Solid Door Refrigerator | 0.12695 | 0.056728 |  | 849.9239 | 12 |  | 164 | 164 | refrigerator | 0
Schools K-12 | New | Energy Star Commercial Solid Door Refrigerator | 0.1102 | 0.092304 |  | 849.9239 | 12 |  | 164 | 164 | refrigerator | 0
Warehouse | New | Energy Star Commercial Solid Door Refrigerator | 0.12695 | 0.056728 |  | 849.9239 | 12 |  | 164 | 164 | refrigerator | 0
Assembly | Turnover | Energy Star Ice Maker | 0.036863 | 0.023275 |  | 237.861 | 8 |  | 249 | 249 | ice maker | 0
College and University | Turnover | Energy Star Ice Maker | 0.03084 | 0.025832 |  | 237.861 | 8 |  | 249 | 249 | ice maker | 0
Grocery | Turnover | Energy Star Ice Maker | 0.036863 | 0.023275 |  | 237.861 | 8 |  | 249 | 249 | ice maker | 0
Healthcare | Turnover | Energy Star Ice Maker | 0.03084 | 0.025832 |  | 237.861 | 8 |  | 249 | 249 | ice maker | 0
Hospitals | Turnover | Energy Star Ice Maker | 0.03084 | 0.025832 |  | 237.861 | 8 |  | 249 | 249 | ice maker | 0
Institutional | Turnover | Energy Star Ice Maker | 0.036863 | 0.023275 |  | 237.861 | 8 |  | 249 | 249 | ice maker | 0
Lodging/Hospitality | Turnover | Energy Star Ice Maker | 0.03084 | 0.025832 |  | 237.861 | 8 |  | 249 | 249 | ice maker | 0
Miscellaneous | Turnover | Energy Star Ice Maker | 0.036863 | 0.023275 |  | 237.861 | 8 |  | 249 | 249 | ice maker | 0
Offices | Turnover | Energy Star Ice Maker | 0.036863 | 0.023275 |  | 237.861 | 8 |  | 249 | 249 | ice maker | 0
Restaurants | Turnover | Energy Star Ice Maker | 0.03084 | 0.025832 |  | 237.861 | 8 |  | 249 | 249 | ice maker | 0
Retail | Turnover | Energy Star Ice Maker | 0.036863 | 0.023275 |  | 237.861 | 8 |  | 249 | 249 | ice maker | 0
Schools K-12 | Turnover | Energy Star Ice Maker | 0.03084 | 0.025832 |  | 237.861 | 8 |  | 249 | 249 | ice maker | 0
Warehouse | Turnover | Energy Star Ice Maker | 0.036863 | 0.023275 |  | 237.861 | 8 |  | 249 | 249 | ice maker | 0
Assembly | New | Energy Star Ice Maker | 0.036863 | 0.023275 |  | 237.861 | 8 |  | 249 | 249 | ice maker | 0
College and University | New | Energy Star Ice Maker | 0.03084 | 0.025832 |  | 237.861 | 8 |  | 249 | 249 | ice maker | 0
Grocery | New | Energy Star Ice Maker | 0.036863 | 0.023275 |  | 237.861 | 8 |  | 249 | 249 | ice maker | 0
Healthcare | New | Energy Star Ice Maker | 0.03084 | 0.025832 |  | 237.861 | 8 |  | 249 | 249 | ice maker | 0
Hospitals | New | Energy Star Ice Maker | 0.03084 | 0.025832 |  | 237.861 | 8 |  | 249 | 249 | ice maker | 0
Institutional | New | Energy Star Ice Maker | 0.036863 | 0.023275 |  | 237.861 | 8 |  | 249 | 249 | ice maker | 0
Lodging/Hospitality | New | Energy Star Ice Maker | 0.03084 | 0.025832 |  | 237.861 | 8 |  | 249 | 249 | ice maker | 0
Miscellaneous | New | Energy Star Ice Maker | 0.036863 | 0.023275 |  | 237.861 | 8 |  | 249 | 249 | ice maker | 0
Offices | New | Energy Star Ice Maker | 0.036863 | 0.023275 |  | 237.861 | 8 |  | 249 | 249 | ice maker | 0
Restaurants | New | Energy Star Ice Maker | 0.03084 | 0.025832 |  | 237.861 | 8 |  | 249 | 249 | ice maker | 0
Retail | New | Energy Star Ice Maker | 0.036863 | 0.023275 |  | 237.861 | 8 |  | 249 | 249 | ice maker | 0
Schools K-12 | New | Energy Star Ice Maker | 0.03084 | 0.025832 |  | 237.861 | 8 |  | 249 | 249 | ice maker | 0
Warehouse | New | Energy Star Ice Maker | 0.036863 | 0.023275 |  | 237.861 | 8 |  | 249 | 249 | ice maker | 0
Assembly | Turnover | Energy Star Refrigerator | 0.017577 | 0.01383 |  | 133.5 | 12 |  | 122 | 122 | refrigerator | 0
College and University | Turnover | Energy Star Refrigerator | 0.017577 | 0.01383 |  | 133.5 | 12 |  | 122 | 122 | refrigerator | 0
Grocery | Turnover | Energy Star Refrigerator | 0.017577 | 0.01383 |  | 133.5 | 12 |  | 122 | 122 | refrigerator | 0
Healthcare | Turnover | Energy Star Refrigerator | 0.017577 | 0.01383 |  | 133.5 | 12 |  | 122 | 122 | refrigerator | 0
Hospitals | Turnover | Energy Star Refrigerator | 0.017577 | 0.01383 |  | 133.5 | 12 |  | 122 | 122 | refrigerator | 0
Institutional | Turnover | Energy Star Refrigerator | 0.017577 | 0.01383 |  | 133.5 | 12 |  | 122 | 122 | refrigerator | 0
Lodging/Hospitality | Turnover | Energy Star Refrigerator | 0.017577 | 0.01383 |  | 133.5 | 12 |  | 122 | 122 | refrigerator | 0
Miscellaneous | Turnover | Energy Star Refrigerator | 0.017577 | 0.01383 |  | 133.5 | 12 |  | 122 | 122 | refrigerator | 0
Offices | Turnover | Energy Star Refrigerator | 0.017577 | 0.01383 |  | 133.5 | 12 |  | 122 | 122 | refrigerator | 0
Restaurants | Turnover | Energy Star Refrigerator | 0.017577 | 0.01383 |  | 133.5 | 12 |  | 122 | 122 | refrigerator | 0
Retail | Turnover | Energy Star Refrigerator | 0.017577 | 0.01383 |  | 133.5 | 12 |  | 122 | 122 | refrigerator | 0
Schools K-12 | Turnover | Energy Star Refrigerator | 0.017577 | 0.01383 |  | 133.5 | 12 |  | 122 | 122 | refrigerator | 0
Warehouse | Turnover | Energy Star Refrigerator | 0.017577 | 0.01383 |  | 133.5 | 12 |  | 122 | 122 | refrigerator | 0
Assembly | New | Energy Star Refrigerator | 0.017577 | 0.01383 |  | 133.5 | 12 |  | 122 | 122 | refrigerator | 0
College and University | New | Energy Star Refrigerator | 0.017577 | 0.01383 |  | 133.5 | 12 |  | 122 | 122 | refrigerator | 0
Grocery | New | Energy Star Refrigerator | 0.017577 | 0.01383 |  | 133.5 | 12 |  | 122 | 122 | refrigerator | 0
Healthcare | New | Energy Star Refrigerator | 0.017577 | 0.01383 |  | 133.5 | 12 |  | 122 | 122 | refrigerator | 0
Hospitals | New | Energy Star Refrigerator | 0.017577 | 0.01383 |  | 133.5 | 12 |  | 122 | 122 | refrigerator | 0
Institutional | New | Energy Star Refrigerator | 0.017577 | 0.01383 |  | 133.5 | 12 |  | 122 | 122 | refrigerator | 0
Lodging/Hospitality | New | Energy Star Refrigerator | 0.017577 | 0.01383 |  | 133.5 | 12 |  | 122 | 122 | refrigerator | 0
Miscellaneous | New | Energy Star Refrigerator | 0.017577 | 0.01383 |  | 133.5 | 12 |  | 122 | 122 | refrigerator | 0
Offices | New | Energy Star Refrigerator | 0.017577 | 0.01383 |  | 133.5 | 12 |  | 122 | 122 | refrigerator | 0
Restaurants | New | Energy Star Refrigerator | 0.017577 | 0.01383 |  | 133.5 | 12 |  | 122 | 122 | refrigerator | 0
Retail | New | Energy Star Refrigerator | 0.017577 | 0.01383 |  | 133.5 | 12 |  | 122 | 122 | refrigerator | 0
Schools K-12 | New | Energy Star Refrigerator | 0.017577 | 0.01383 |  | 133.5 | 12 |  | 122 | 122 | refrigerator | 0
Warehouse | New | Energy Star Refrigerator | 0.017577 | 0.01383 |  | 133.5 | 12 |  | 122 | 122 | refrigerator | 0
Assembly | Turnover | Energy Star Vending Machine | 0.082226 | 0.051367 |  | 525.7314 | 14 |  | 500 | 500 | vending machine | 0
College and University | Turnover | Energy Star Vending Machine | 0.082504 | 0.051277 |  | 525.7314 | 14 |  | 500 | 500 | vending machine | 0
Grocery | Turnover | Energy Star Vending Machine | 0.082226 | 0.051367 |  | 525.7314 | 14 |  | 500 | 500 | vending machine | 0
Healthcare | Turnover | Energy Star Vending Machine | 0.082504 | 0.051277 |  | 525.7314 | 14 |  | 500 | 500 | vending machine | 0
Hospitals | Turnover | Energy Star Vending Machine | 0.082504 | 0.051277 |  | 525.7314 | 14 |  | 500 | 500 | vending machine | 0
Institutional | Turnover | Energy Star Vending Machine | 0.082226 | 0.051367 |  | 525.7314 | 14 |  | 500 | 500 | vending machine | 0
Lodging/Hospitality | Turnover | Energy Star Vending Machine | 0.082504 | 0.051277 |  | 525.7314 | 14 |  | 500 | 500 | vending machine | 0
Miscellaneous | Turnover | Energy Star Vending Machine | 0.082226 | 0.051367 |  | 525.7314 | 14 |  | 500 | 500 | vending machine | 0
Offices | Turnover | Energy Star Vending Machine | 0.082226 | 0.051367 |  | 525.7314 | 14 |  | 500 | 500 | vending machine | 0
Restaurants | Turnover | Energy Star Vending Machine | 0.082504 | 0.051277 |  | 525.7314 | 14 |  | 500 | 500 | vending machine | 0
Retail | Turnover | Energy Star Vending Machine | 0.082226 | 0.051367 |  | 525.7314 | 14 |  | 500 | 500 | vending machine | 0
Schools K-12 | Turnover | Energy Star Vending Machine | 0.082504 | 0.051277 |  | 525.7314 | 14 |  | 500 | 500 | vending machine | 0
Warehouse | Turnover | Energy Star Vending Machine | 0.082226 | 0.051367 |  | 525.7314 | 14 |  | 500 | 500 | vending machine | 0
Assembly | New | Energy Star Vending Machine | 0.082226 | 0.051367 |  | 525.7314 | 14 |  | 500 | 500 | vending machine | 0
College and University | New | Energy Star Vending Machine | 0.082504 | 0.051277 |  | 525.7314 | 14 |  | 500 | 500 | vending machine | 0
Grocery | New | Energy Star Vending Machine | 0.082226 | 0.051367 |  | 525.7314 | 14 |  | 500 | 500 | vending machine | 0
Healthcare | New | Energy Star Vending Machine | 0.082504 | 0.051277 |  | 525.7314 | 14 |  | 500 | 500 | vending machine | 0
Hospitals | New | Energy Star Vending Machine | 0.082504 | 0.051277 |  | 525.7314 | 14 |  | 500 | 500 | vending machine | 0
Institutional | New | Energy Star Vending Machine | 0.082226 | 0.051367 |  | 525.7314 | 14 |  | 500 | 500 | vending machine | 0
Lodging/Hospitality | New | Energy Star Vending Machine | 0.082504 | 0.051277 |  | 525.7314 | 14 |  | 500 | 500 | vending machine | 0
Miscellaneous | New | Energy Star Vending Machine | 0.082226 | 0.051367 |  | 525.7314 | 14 |  | 500 | 500 | vending machine | 0
Offices | New | Energy Star Vending Machine | 0.082226 | 0.051367 |  | 525.7314 | 14 |  | 500 | 500 | vending machine | 0
Restaurants | New | Energy Star Vending Machine | 0.082504 | 0.051277 |  | 525.7314 | 14 |  | 500 | 500 | vending machine | 0
Retail | New | Energy Star Vending Machine | 0.082226 | 0.051367 |  | 525.7314 | 14 |  | 500 | 500 | vending machine | 0
Schools K-12 | New | Energy Star Vending Machine | 0.082504 | 0.051277 |  | 525.7314 | 14 |  | 500 | 500 | vending machine | 0
Warehouse | New | Energy Star Vending Machine | 0.082226 | 0.051367 |  | 525.7314 | 14 |  | 500 | 500 | vending machine | 0
Assembly | Turnover | Refrigerated Display Case LED Lighting | 0.024002 | 0.013074 |  | 160.9897 | 8 |  | 55 | 55 | fixture (5 ft lamp) | 0
College and University | Turnover | Refrigerated Display Case LED Lighting | 0.020873 | 0.017484 |  | 160.9897 | 8 |  | 55 | 55 | fixture (5 ft lamp) | 0
Grocery | Turnover | Refrigerated Display Case LED Lighting | 0.024002 | 0.013074 |  | 160.9897 | 8 |  | 55 | 55 | fixture (5 ft lamp) | 0
Healthcare | Turnover | Refrigerated Display Case LED Lighting | 0.020873 | 0.017484 |  | 160.9897 | 8 |  | 55 | 55 | fixture (5 ft lamp) | 0
Hospitals | Turnover | Refrigerated Display Case LED Lighting | 0.020873 | 0.017484 |  | 160.9897 | 8 |  | 55 | 55 | fixture (5 ft lamp) | 0
Institutional | Turnover | Refrigerated Display Case LED Lighting | 0.024002 | 0.013074 |  | 160.9897 | 8 |  | 55 | 55 | fixture (5 ft lamp) | 0
Lodging/Hospitality | Turnover | Refrigerated Display Case LED Lighting | 0.020873 | 0.017484 |  | 160.9897 | 8 |  | 55 | 55 | fixture (5 ft lamp) | 0
Miscellaneous | Turnover | Refrigerated Display Case LED Lighting | 0.024002 | 0.013074 |  | 160.9897 | 8 |  | 55 | 55 | fixture (5 ft lamp) | 0
Offices | Turnover | Refrigerated Display Case LED Lighting | 0.024002 | 0.013074 |  | 160.9897 | 8 |  | 55 | 55 | fixture (5 ft lamp) | 0
Restaurants | Turnover | Refrigerated Display Case LED Lighting | 0.020873 | 0.017484 |  | 160.9897 | 8 |  | 55 | 55 | fixture (5 ft lamp) | 0
Retail | Turnover | Refrigerated Display Case LED Lighting | 0.024002 | 0.013074 |  | 160.9897 | 8 |  | 55 | 55 | fixture (5 ft lamp) | 0
Schools K-12 | Turnover | Refrigerated Display Case LED Lighting | 0.020873 | 0.017484 |  | 160.9897 | 8 |  | 55 | 55 | fixture (5 ft lamp) | 0
Warehouse | Turnover | Refrigerated Display Case LED Lighting | 0.024002 | 0.013074 |  | 160.9897 | 8 |  | 55 | 55 | fixture (5 ft lamp) | 0
Assembly | New | Refrigerated Display Case LED Lighting | 0 | 0 |  | 0 | 8 |  | 55 | 55 | fixture (5 ft lamp) | 0
College and University | New | Refrigerated Display Case LED Lighting | 0 | 0 |  | 0 | 8 |  | 55 | 55 | fixture (5 ft lamp) | 0
Grocery | New | Refrigerated Display Case LED Lighting | 0 | 0 |  | 0 | 8 |  | 55 | 55 | fixture (5 ft lamp) | 0
Healthcare | New | Refrigerated Display Case LED Lighting | 0 | 0 |  | 0 | 8 |  | 55 | 55 | fixture (5 ft lamp) | 0
Hospitals | New | Refrigerated Display Case LED Lighting | 0 | 0 |  | 0 | 8 |  | 55 | 55 | fixture (5 ft lamp) | 0
Institutional | New | Refrigerated Display Case LED Lighting | 0 | 0 |  | 0 | 8 |  | 55 | 55 | fixture (5 ft lamp) | 0
Lodging/Hospitality | New | Refrigerated Display Case LED Lighting | 0 | 0 |  | 0 | 8 |  | 55 | 55 | fixture (5 ft lamp) | 0
Miscellaneous | New | Refrigerated Display Case LED Lighting | 0 | 0 |  | 0 | 8 |  | 55 | 55 | fixture (5 ft lamp) | 0
Offices | New | Refrigerated Display Case LED Lighting | 0 | 0 |  | 0 | 8 |  | 55 | 55 | fixture (5 ft lamp) | 0
Restaurants | New | Refrigerated Display Case LED Lighting | 0 | 0 |  | 0 | 8 |  | 55 | 55 | fixture (5 ft lamp) | 0
Retail | New | Refrigerated Display Case LED Lighting | 0 | 0 |  | 0 | 8 |  | 55 | 55 | fixture (5 ft lamp) | 0
Schools K-12 | New | Refrigerated Display Case LED Lighting | 0 | 0 |  | 0 | 8 |  | 55 | 55 | fixture (5 ft lamp) | 0
Warehouse | New | Refrigerated Display Case LED Lighting | 0 | 0 |  | 0 | 8 |  | 55 | 55 | fixture (5 ft lamp) | 0
Assembly | Turnover | 10HP Open Drip-Proof(ODP) Motor | 0.030596 | 0.0075551 |  | 223.1921 | 15 |  | 745.15 | 745.15 | motor (10 hp) | 0
College and University | Turnover | 10HP Open Drip-Proof(ODP) Motor | 0.028938 | 0.024239 |  | 223.1921 | 15 |  | 745.15 | 745.15 | motor (10 hp) | 0
Grocery | Turnover | 10HP Open Drip-Proof(ODP) Motor | 0.030596 | 0.0075551 |  | 223.1921 | 15 |  | 745.15 | 745.15 | motor (10 hp) | 0
Healthcare | Turnover | 10HP Open Drip-Proof(ODP) Motor | 0.028938 | 0.024239 |  | 223.1921 | 15 |  | 745.15 | 745.15 | motor (10 hp) | 0
Hospitals | Turnover | 10HP Open Drip-Proof(ODP) Motor | 0.028938 | 0.024239 |  | 223.1921 | 15 |  | 745.15 | 745.15 | motor (10 hp) | 0
Institutional | Turnover | 10HP Open Drip-Proof(ODP) Motor | 0.030596 | 0.0075551 |  | 223.1921 | 15 |  | 745.15 | 745.15 | motor (10 hp) | 0
Lodging/Hospitality | Turnover | 10HP Open Drip-Proof(ODP) Motor | 0.028938 | 0.024239 |  | 223.1921 | 15 |  | 745.15 | 745.15 | motor (10 hp) | 0
Miscellaneous | Turnover | 10HP Open Drip-Proof(ODP) Motor | 0.030596 | 0.0075551 |  | 223.1921 | 15 |  | 745.15 | 745.15 | motor (10 hp) | 0
Offices | Turnover | 10HP Open Drip-Proof(ODP) Motor | 0.030596 | 0.0075551 |  | 223.1921 | 15 |  | 745.15 | 745.15 | motor (10 hp) | 0
Restaurants | Turnover | 10HP Open Drip-Proof(ODP) Motor | 0.028938 | 0.024239 |  | 223.1921 | 15 |  | 745.15 | 745.15 | motor (10 hp) | 0
Retail | Turnover | 10HP Open Drip-Proof(ODP) Motor | 0.030596 | 0.0075551 |  | 223.1921 | 15 |  | 745.15 | 745.15 | motor (10 hp) | 0
Schools K-12 | Turnover | 10HP Open Drip-Proof(ODP) Motor | 0.028938 | 0.024239 |  | 223.1921 | 15 |  | 745.15 | 745.15 | motor (10 hp) | 0
Warehouse | Turnover | 10HP Open Drip-Proof(ODP) Motor | 0.030596 | 0.0075551 |  | 223.1921 | 15 |  | 745.15 | 745.15 | motor (10 hp) | 0
Assembly | New | 10HP Open Drip-Proof(ODP) Motor | 0.030596 | 0.0075551 |  | 223.1921 | 15 |  | 745.15 | 745.15 | motor (10 hp) | 0
College and University | New | 10HP Open Drip-Proof(ODP) Motor | 0.028938 | 0.024239 |  | 223.1921 | 15 |  | 745.15 | 745.15 | motor (10 hp) | 0
Grocery | New | 10HP Open Drip-Proof(ODP) Motor | 0.030596 | 0.0075551 |  | 223.1921 | 15 |  | 745.15 | 745.15 | motor (10 hp) | 0
Healthcare | New | 10HP Open Drip-Proof(ODP) Motor | 0.028938 | 0.024239 |  | 223.1921 | 15 |  | 745.15 | 745.15 | motor (10 hp) | 0
Hospitals | New | 10HP Open Drip-Proof(ODP) Motor | 0.028938 | 0.024239 |  | 223.1921 | 15 |  | 745.15 | 745.15 | motor (10 hp) | 0
Institutional | New | 10HP Open Drip-Proof(ODP) Motor | 0.030596 | 0.0075551 |  | 223.1921 | 15 |  | 745.15 | 745.15 | motor (10 hp) | 0
Lodging/Hospitality | New | 10HP Open Drip-Proof(ODP) Motor | 0.028938 | 0.024239 |  | 223.1921 | 15 |  | 745.15 | 745.15 | motor (10 hp) | 0
Miscellaneous | New | 10HP Open Drip-Proof(ODP) Motor | 0.030596 | 0.0075551 |  | 223.1921 | 15 |  | 745.15 | 745.15 | motor (10 hp) | 0
Offices | New | 10HP Open Drip-Proof(ODP) Motor | 0.030596 | 0.0075551 |  | 223.1921 | 15 |  | 745.15 | 745.15 | motor (10 hp) | 0
Restaurants | New | 10HP Open Drip-Proof(ODP) Motor | 0.028938 | 0.024239 |  | 223.1921 | 15 |  | 745.15 | 745.15 | motor (10 hp) | 0
Retail | New | 10HP Open Drip-Proof(ODP) Motor | 0.030596 | 0.0075551 |  | 223.1921 | 15 |  | 745.15 | 745.15 | motor (10 hp) | 0
Schools K-12 | New | 10HP Open Drip-Proof(ODP) Motor | 0.028938 | 0.024239 |  | 223.1921 | 15 |  | 745.15 | 745.15 | motor (10 hp) | 0
Warehouse | New | 10HP Open Drip-Proof(ODP) Motor | 0.030596 | 0.0075551 |  | 223.1921 | 15 |  | 745.15 | 745.15 | motor (10 hp) | 0
Assembly | Turnover | High Speed Fans | 0.070783 | 0.0064843 |  | 508.5618 | 7 |  | 150 | 150 | fan | 0
College and University | Turnover | High Speed Fans | 0.065938 | 0.055231 |  | 508.5618 | 7 |  | 150 | 150 | fan | 0
Grocery | Turnover | High Speed Fans | 0.070783 | 0.0064843 |  | 508.5618 | 7 |  | 150 | 150 | fan | 0
Healthcare | Turnover | High Speed Fans | 0.065938 | 0.055231 |  | 508.5618 | 7 |  | 150 | 150 | fan | 0
Hospitals | Turnover | High Speed Fans | 0.065938 | 0.055231 |  | 508.5618 | 7 |  | 150 | 150 | fan | 0
Institutional | Turnover | High Speed Fans | 0.070783 | 0.0064843 |  | 508.5618 | 7 |  | 150 | 150 | fan | 0
Lodging/Hospitality | Turnover | High Speed Fans | 0.065938 | 0.055231 |  | 508.5618 | 7 |  | 150 | 150 | fan | 0
Miscellaneous | Turnover | High Speed Fans | 0.070783 | 0.0064843 |  | 508.5618 | 7 |  | 150 | 150 | fan | 0
Offices | Turnover | High Speed Fans | 0.070783 | 0.0064843 |  | 508.5618 | 7 |  | 150 | 150 | fan | 0
Restaurants | Turnover | High Speed Fans | 0.065938 | 0.055231 |  | 508.5618 | 7 |  | 150 | 150 | fan | 0
Retail | Turnover | High Speed Fans | 0.070783 | 0.0064843 |  | 508.5618 | 7 |  | 150 | 150 | fan | 0
Schools K-12 | Turnover | High Speed Fans | 0.065938 | 0.055231 |  | 508.5618 | 7 |  | 150 | 150 | fan | 0
Warehouse | Turnover | High Speed Fans | 0.070783 | 0.0064843 |  | 508.5618 | 7 |  | 150 | 150 | fan | 0
Assembly | New | High Speed Fans | 0.070783 | 0.0064843 |  | 508.5618 | 7 |  | 150 | 150 | fan | 0
College and University | New | High Speed Fans | 0.065938 | 0.055231 |  | 508.5618 | 7 |  | 150 | 150 | fan | 0
Grocery | New | High Speed Fans | 0.070783 | 0.0064843 |  | 508.5618 | 7 |  | 150 | 150 | fan | 0
Healthcare | New | High Speed Fans | 0.065938 | 0.055231 |  | 508.5618 | 7 |  | 150 | 150 | fan | 0
Hospitals | New | High Speed Fans | 0.065938 | 0.055231 |  | 508.5618 | 7 |  | 150 | 150 | fan | 0
Institutional | New | High Speed Fans | 0.070783 | 0.0064843 |  | 508.5618 | 7 |  | 150 | 150 | fan | 0
Lodging/Hospitality | New | High Speed Fans | 0.065938 | 0.055231 |  | 508.5618 | 7 |  | 150 | 150 | fan | 0
Miscellaneous | New | High Speed Fans | 0.070783 | 0.0064843 |  | 508.5618 | 7 |  | 150 | 150 | fan | 0
Offices | New | High Speed Fans | 0.070783 | 0.0064843 |  | 508.5618 | 7 |  | 150 | 150 | fan | 0
Restaurants | New | High Speed Fans | 0.065938 | 0.055231 |  | 508.5618 | 7 |  | 150 | 150 | fan | 0
Retail | New | High Speed Fans | 0.070783 | 0.0064843 |  | 508.5618 | 7 |  | 150 | 150 | fan | 0
Schools K-12 | New | High Speed Fans | 0.065938 | 0.055231 |  | 508.5618 | 7 |  | 150 | 150 | fan | 0
Warehouse | New | High Speed Fans | 0.070783 | 0.0064843 |  | 508.5618 | 7 |  | 150 | 150 | fan | 0
Assembly | Existing | Drain Water Heat Recovery | 0.22336 | 0.10621 |  | 922.7493 | 15 |  | 7592 | 7592 | system | 1
College and University | Existing | Drain Water Heat Recovery | 2.1673 | 4.8102 |  | 21223.2333 | 15 |  | 75920 | 7592 | system | 10
Grocery | Existing | Drain Water Heat Recovery | 0.11154 | 0.77467 |  | 1845.4985 | 15 |  | 7592 | 7592 | system | 1
Healthcare | Existing | Drain Water Heat Recovery | 0.29781 | 0.14162 |  | 1230.3324 | 15 |  | 7592 | 7592 | system | 1
Hospitals | Existing | Drain Water Heat Recovery | 3.8005 | 8.4354 |  | 37217.5541 | 15 |  | 113880 | 7592 | system | 15
Institutional | Existing | Drain Water Heat Recovery | 17.8685 | 8.497 |  | 73819.942 | 15 |  | 189800 | 7592 | system | 25
Lodging/Hospitality | Existing | Drain Water Heat Recovery | 0.53539 | 3.7184 |  | 8858.393 | 15 |  | 22776 | 7592 | system | 3
Miscellaneous | Existing | Drain Water Heat Recovery | 13.4013 | 6.3728 |  | 55364.9565 | 15 |  | 151840 | 7592 | system | 20
Offices | Existing | Drain Water Heat Recovery | 1.8613 | 0.88511 |  | 7689.5773 | 15 |  | 22776 | 7592 | system | 3
Restaurants | Existing | Drain Water Heat Recovery | 0.1859 | 1.2911 |  | 3075.8309 | 15 |  | 15184 | 7592 | system | 2
Retail | Existing | Drain Water Heat Recovery | 0.33127 | 2.3008 |  | 5481.1307 | 15 |  | 22776 | 7592 | system | 3
Schools K-12 | Existing | Drain Water Heat Recovery | 0.093067 | 0.044256 |  | 384.4873 | 15 |  | 7592 | 7592 | system | 1
Warehouse | Existing | Drain Water Heat Recovery | 0.44671 | 0.21243 |  | 1845.4985 | 15 |  | 7592 | 7592 | system | 1
Assembly | New | Drain Water Heat Recovery | 0.21367 | 0.1016 |  | 882.7147 | 15 |  | 7592 | 7592 | system | 1
College and University | New | Drain Water Heat Recovery | 2.0732 | 4.6015 |  | 20302.437 | 15 |  | 75920 | 7592 | system | 10
Grocery | New | Drain Water Heat Recovery | 0.1067 | 0.74106 |  | 1765.4293 | 15 |  | 7592 | 7592 | system | 1
Healthcare | New | Drain Water Heat Recovery | 0.28489 | 0.13547 |  | 1176.9529 | 15 |  | 7592 | 7592 | system | 1
Hospitals | New | Drain Water Heat Recovery | 3.6357 | 8.0694 |  | 35602.8242 | 15 |  | 113880 | 7592 | system | 15
Institutional | New | Drain Water Heat Recovery | 17.0932 | 8.1284 |  | 70617.172 | 15 |  | 189800 | 7592 | system | 25
Lodging/Hospitality | New | Drain Water Heat Recovery | 0.51216 | 3.5571 |  | 8474.0606 | 15 |  | 22776 | 7592 | system | 3
Miscellaneous | New | Drain Water Heat Recovery | 12.8199 | 6.0963 |  | 52962.879 | 15 |  | 151840 | 7592 | system | 20
Offices | New | Drain Water Heat Recovery | 1.7805 | 0.8467 |  | 7355.9554 | 15 |  | 22776 | 7592 | system | 3
Restaurants | New | Drain Water Heat Recovery | 0.17783 | 1.2351 |  | 2942.3822 | 15 |  | 15184 | 7592 | system | 2
Retail | New | Drain Water Heat Recovery | 0.3169 | 2.201 |  | 5243.325 | 15 |  | 22776 | 7592 | system | 3
Schools K-12 | New | Drain Water Heat Recovery | 0.089029 | 0.042336 |  | 367.8058 | 15 |  | 7592 | 7592 | system | 1
Warehouse | New | Drain Water Heat Recovery | 0.42733 | 0.20321 |  | 1765.4293 | 15 |  | 7592 | 7592 | system | 1
Assembly | Existing | Faucet Aerator | 0.05118 | 0.030823 |  | 245.5646 | 10 |  | 19.65 | 6.55 | aerator | 3
College and University | Existing | Faucet Aerator | 0.25657 | 0.67071 |  | 2783.0649 | 10 |  | 222.7 | 6.55 | aerator | 34
Grocery | Existing | Faucet Aerator | 0.013033 | 0.11121 |  | 245.5646 | 10 |  | 19.65 | 6.55 | aerator | 3
Healthcare | Existing | Faucet Aerator | 0.05118 | 0.030823 |  | 245.5646 | 10 |  | 19.65 | 6.55 | aerator | 3
Hospitals | Existing | Faucet Aerator | 0.2943 | 0.76934 |  | 3192.3392 | 10 |  | 255.45 | 6.55 | aerator | 39
Institutional | Existing | Faucet Aerator | 2.7637 | 1.6644 |  | 13260.4858 | 10 |  | 1061.1 | 6.55 | aerator | 162
Lodging/Hospitality | Existing | Faucet Aerator | 0.034753 | 0.29655 |  | 654.8388 | 10 |  | 52.4 | 6.55 | aerator | 8
Miscellaneous | Existing | Faucet Aerator | 0.40944 | 0.24658 |  | 1964.5164 | 10 |  | 157.2 | 6.55 | aerator | 24
Offices | Existing | Faucet Aerator | 0.05118 | 0.030823 |  | 245.5646 | 10 |  | 19.65 | 6.55 | aerator | 3
Restaurants | Existing | Faucet Aerator | 0.0043442 | 0.037069 |  | 81.8549 | 10 |  | 6.55 | 6.55 | aerator | 1
Retail | Existing | Faucet Aerator | 0.0086884 | 0.074138 |  | 163.7097 | 10 |  | 13.1 | 6.55 | aerator | 2
Schools K-12 | Existing | Faucet Aerator | 0.01706 | 0.010274 |  | 81.8549 | 10 |  | 6.55 | 6.55 | aerator | 1
Warehouse | Existing | Faucet Aerator | 0.01706 | 0.010274 |  | 81.8549 | 10 |  | 6.55 | 6.55 | aerator | 1
Assembly | New | Faucet Aerator | 0.05118 | 0.030823 |  | 245.5646 | 10 |  | 19.65 | 6.55 | aerator | 3
College and University | New | Faucet Aerator | 0.25657 | 0.67071 |  | 2783.0649 | 10 |  | 222.7 | 6.55 | aerator | 34
Grocery | New | Faucet Aerator | 0.013033 | 0.11121 |  | 245.5646 | 10 |  | 19.65 | 6.55 | aerator | 3
Healthcare | New | Faucet Aerator | 0.05118 | 0.030823 |  | 245.5646 | 10 |  | 19.65 | 6.55 | aerator | 3
Hospitals | New | Faucet Aerator | 0.2943 | 0.76934 |  | 3192.3392 | 10 |  | 255.45 | 6.55 | aerator | 39
Institutional | New | Faucet Aerator | 2.7637 | 1.6644 |  | 13260.4858 | 10 |  | 1061.1 | 6.55 | aerator | 162
Lodging/Hospitality | New | Faucet Aerator | 0.034753 | 0.29655 |  | 654.8388 | 10 |  | 52.4 | 6.55 | aerator | 8
Miscellaneous | New | Faucet Aerator | 0.40944 | 0.24658 |  | 1964.5164 | 10 |  | 157.2 | 6.55 | aerator | 24
Offices | New | Faucet Aerator | 0.05118 | 0.030823 |  | 245.5646 | 10 |  | 19.65 | 6.55 | aerator | 3
Restaurants | New | Faucet Aerator | 0.0043442 | 0.037069 |  | 81.8549 | 10 |  | 6.55 | 6.55 | aerator | 1
Retail | New | Faucet Aerator | 0.0086884 | 0.074138 |  | 163.7097 | 10 |  | 13.1 | 6.55 | aerator | 2
Schools K-12 | New | Faucet Aerator | 0.01706 | 0.010274 |  | 81.8549 | 10 |  | 6.55 | 6.55 | aerator | 1
Warehouse | New | Faucet Aerator | 0.01706 | 0.010274 |  | 81.8549 | 10 |  | 6.55 | 6.55 | aerator | 1
Assembly | Existing | Hot Water Circulation Pump Control | 0.030962 | 0.032526 |  | 651 | 15 |  | 459 | 459 | pump | 1
College and University | Existing | Hot Water Circulation Pump Control | 0.8107 | 0.8107 |  | 6510 | 15 |  | 4590 | 459 | pump | 10
Grocery | Existing | Hot Water Circulation Pump Control | 0 | 0 |  | 651 | 15 |  | 459 | 459 | pump | 1
Healthcare | Existing | Hot Water Circulation Pump Control | 0.030962 | 0.032526 |  | 651 | 15 |  | 459 | 459 | pump | 1
Hospitals | Existing | Hot Water Circulation Pump Control | 1.2161 | 1.2161 |  | 9765 | 15 |  | 6885 | 459 | pump | 15
Institutional | Existing | Hot Water Circulation Pump Control | 0.77405 | 0.81316 |  | 16275 | 15 |  | 11475 | 459 | pump | 25
Lodging/Hospitality | Existing | Hot Water Circulation Pump Control | 0 | 0 |  | 1953 | 15 |  | 1377 | 459 | pump | 3
Miscellaneous | Existing | Hot Water Circulation Pump Control | 0.61924 | 0.65053 |  | 13020 | 15 |  | 9180 | 459 | pump | 20
Offices | Existing | Hot Water Circulation Pump Control | 0.092886 | 0.097579 |  | 1953 | 15 |  | 1377 | 459 | pump | 3
Restaurants | Existing | Hot Water Circulation Pump Control | 0 | 0 |  | 1302 | 15 |  | 918 | 459 | pump | 2
Retail | Existing | Hot Water Circulation Pump Control | 0 | 0 |  | 1953 | 15 |  | 1377 | 459 | pump | 3
Schools K-12 | Existing | Hot Water Circulation Pump Control | 0.030962 | 0.032526 |  | 651 | 15 |  | 459 | 459 | pump | 1
Warehouse | Existing | Hot Water Circulation Pump Control | 0.030962 | 0.032526 |  | 651 | 15 |  | 459 | 459 | pump | 1
Assembly | New | Hot Water Circulation Pump Control | 0.030962 | 0.032526 |  | 651 | 15 |  | 459 | 459 | pump | 1
College and University | New | Hot Water Circulation Pump Control | 0.8107 | 0.8107 |  | 6510 | 15 |  | 4590 | 459 | pump | 10
Grocery | New | Hot Water Circulation Pump Control | 0 | 0 |  | 651 | 15 |  | 459 | 459 | pump | 1
Healthcare | New | Hot Water Circulation Pump Control | 0.030962 | 0.032526 |  | 651 | 15 |  | 459 | 459 | pump | 1
Hospitals | New | Hot Water Circulation Pump Control | 1.2161 | 1.2161 |  | 9765 | 15 |  | 6885 | 459 | pump | 15
Institutional | New | Hot Water Circulation Pump Control | 0.77405 | 0.81316 |  | 16275 | 15 |  | 11475 | 459 | pump | 25
Lodging/Hospitality | New | Hot Water Circulation Pump Control | 0 | 0 |  | 1953 | 15 |  | 1377 | 459 | pump | 3
Miscellaneous | New | Hot Water Circulation Pump Control | 0.61924 | 0.65053 |  | 13020 | 15 |  | 9180 | 459 | pump | 20
Offices | New | Hot Water Circulation Pump Control | 0.092886 | 0.097579 |  | 1953 | 15 |  | 1377 | 459 | pump | 3
Restaurants | New | Hot Water Circulation Pump Control | 0 | 0 |  | 1302 | 15 |  | 918 | 459 | pump | 2
Retail | New | Hot Water Circulation Pump Control | 0 | 0 |  | 1953 | 15 |  | 1377 | 459 | pump | 3
Schools K-12 | New | Hot Water Circulation Pump Control | 0.030962 | 0.032526 |  | 651 | 15 |  | 459 | 459 | pump | 1
Warehouse | New | Hot Water Circulation Pump Control | 0.030962 | 0.032526 |  | 651 | 15 |  | 459 | 459 | pump | 1
Assembly | Existing | Hot Water Pipe Insulation | 0.15144 | 0.1702 |  | 1355.592 | 13 |  | 180 | 3 | linear ft | 60
College and University | Existing | Hot Water Pipe Insulation | 1.5475 | 1.5475 |  | 13555.9203 | 13 |  | 1800 | 3 | linear ft | 600
Grocery | Existing | Hot Water Pipe Insulation | 0.10667 | 0.18442 |  | 1355.592 | 13 |  | 180 | 3 | linear ft | 60
Healthcare | Existing | Hot Water Pipe Insulation | 0.15144 | 0.1702 |  | 1355.592 | 13 |  | 180 | 3 | linear ft | 60
Hospitals | Existing | Hot Water Pipe Insulation | 2.3212 | 2.3212 |  | 20333.8804 | 13 |  | 2700 | 3 | linear ft | 900
Institutional | Existing | Hot Water Pipe Insulation | 3.786 | 4.255 |  | 33889.8007 | 13 |  | 4500 | 3 | linear ft | 1500
Lodging/Hospitality | Existing | Hot Water Pipe Insulation | 0.32002 | 0.55325 |  | 4066.7761 | 13 |  | 540 | 3 | linear ft | 180
Miscellaneous | Existing | Hot Water Pipe Insulation | 3.0288 | 3.404 |  | 27111.8406 | 13 |  | 3600 | 3 | linear ft | 1200
Offices | Existing | Hot Water Pipe Insulation | 0.45432 | 0.51059 |  | 4066.7761 | 13 |  | 540 | 3 | linear ft | 180
Restaurants | Existing | Hot Water Pipe Insulation | 0.21335 | 0.36883 |  | 2711.1841 | 13 |  | 360 | 3 | linear ft | 120
Retail | Existing | Hot Water Pipe Insulation | 0.32002 | 0.55325 |  | 4066.7761 | 13 |  | 540 | 3 | linear ft | 180
Schools K-12 | Existing | Hot Water Pipe Insulation | 0.15144 | 0.1702 |  | 1355.592 | 13 |  | 180 | 3 | linear ft | 60
Warehouse | Existing | Hot Water Pipe Insulation | 0.15144 | 0.1702 |  | 1355.592 | 13 |  | 180 | 3 | linear ft | 60
Assembly | New | Hot Water Pipe Insulation | 0.15144 | 0.1702 |  | 1355.592 | 13 |  | 180 | 3 | linear ft | 60
College and University | New | Hot Water Pipe Insulation | 1.5475 | 1.5475 |  | 13555.9203 | 13 |  | 1800 | 3 | linear ft | 600
Grocery | New | Hot Water Pipe Insulation | 0.10667 | 0.18442 |  | 1355.592 | 13 |  | 180 | 3 | linear ft | 60
Healthcare | New | Hot Water Pipe Insulation | 0.15144 | 0.1702 |  | 1355.592 | 13 |  | 180 | 3 | linear ft | 60
Hospitals | New | Hot Water Pipe Insulation | 2.3212 | 2.3212 |  | 20333.8804 | 13 |  | 2700 | 3 | linear ft | 900
Institutional | New | Hot Water Pipe Insulation | 3.786 | 4.255 |  | 33889.8007 | 13 |  | 4500 | 3 | linear ft | 1500
Lodging/Hospitality | New | Hot Water Pipe Insulation | 0.32002 | 0.55325 |  | 4066.7761 | 13 |  | 540 | 3 | linear ft | 180
Miscellaneous | New | Hot Water Pipe Insulation | 3.0288 | 3.404 |  | 27111.8406 | 13 |  | 3600 | 3 | linear ft | 1200
Offices | New | Hot Water Pipe Insulation | 0.45432 | 0.51059 |  | 4066.7761 | 13 |  | 540 | 3 | linear ft | 180
Restaurants | New | Hot Water Pipe Insulation | 0.21335 | 0.36883 |  | 2711.1841 | 13 |  | 360 | 3 | linear ft | 120
Retail | New | Hot Water Pipe Insulation | 0.32002 | 0.55325 |  | 4066.7761 | 13 |  | 540 | 3 | linear ft | 180
Schools K-12 | New | Hot Water Pipe Insulation | 0.15144 | 0.1702 |  | 1355.592 | 13 |  | 180 | 3 | linear ft | 60
Warehouse | New | Hot Water Pipe Insulation | 0.15144 | 0.1702 |  | 1355.592 | 13 |  | 180 | 3 | linear ft | 60
Assembly | Existing | Low Flow Shower Head | 0.029366 | 0.019532 |  | 173.768 | 10 |  | 12 | 12 | shower head | 1
College and University | Existing | Low Flow Shower Head | 0.47547 | 2.4944 |  | 6776.952 | 10 |  | 468 | 12 | shower head | 39
Grocery | Existing | Low Flow Shower Head | 0.012191 | 0.063959 |  | 173.768 | 10 |  | 12 | 12 | shower head | 1
Healthcare | Existing | Low Flow Shower Head | 0.01602 | 0.041877 |  | 173.768 | 10 |  | 12 | 12 | shower head | 1
Hospitals | Existing | Low Flow Shower Head | 0.41651 | 1.0888 |  | 4517.968 | 10 |  | 312 | 12 | shower head | 26
Institutional | Existing | Low Flow Shower Head | 0.64604 | 0.4297 |  | 3822.896 | 10 |  | 264 | 12 | shower head | 22
Lodging/Hospitality | Existing | Low Flow Shower Head | 0.10115 | 0.86313 |  | 1911.448 | 10 |  | 132 | 12 | shower head | 11
Miscellaneous | Existing | Low Flow Shower Head | 0.49922 | 0.33204 |  | 2954.056 | 10 |  | 204 | 12 | shower head | 17
Offices | Existing | Low Flow Shower Head | 0.058731 | 0.039063 |  | 347.536 | 10 |  | 24 | 12 | shower head | 2
Restaurants | Existing | Low Flow Shower Head | 0.012191 | 0.063959 |  | 173.768 | 10 |  | 12 | 12 | shower head | 1
Retail | Existing | Low Flow Shower Head | 0.024383 | 0.12792 |  | 347.536 | 10 |  | 24 | 12 | shower head | 2
Schools K-12 | Existing | Low Flow Shower Head | 0.029366 | 0.019532 |  | 173.768 | 10 |  | 12 | 12 | shower head | 1
Warehouse | Existing | Low Flow Shower Head | 0.029366 | 0.019532 |  | 173.768 | 10 |  | 12 | 12 | shower head | 1
Assembly | New | Low Flow Shower Head | 0.029366 | 0.019532 |  | 173.768 | 10 |  | 12 | 12 | shower head | 1
College and University | New | Low Flow Shower Head | 0.47547 | 2.4944 |  | 6776.952 | 10 |  | 468 | 12 | shower head | 39
Grocery | New | Low Flow Shower Head | 0.012191 | 0.063959 |  | 173.768 | 10 |  | 12 | 12 | shower head | 1
Healthcare | New | Low Flow Shower Head | 0.01602 | 0.041877 |  | 173.768 | 10 |  | 12 | 12 | shower head | 1
Hospitals | New | Low Flow Shower Head | 0.41651 | 1.0888 |  | 4517.968 | 10 |  | 312 | 12 | shower head | 26
Institutional | New | Low Flow Shower Head | 0.64604 | 0.4297 |  | 3822.896 | 10 |  | 264 | 12 | shower head | 22
Lodging/Hospitality | New | Low Flow Shower Head | 0.10115 | 0.86313 |  | 1911.448 | 10 |  | 132 | 12 | shower head | 11
Miscellaneous | New | Low Flow Shower Head | 0.49922 | 0.33204 |  | 2954.056 | 10 |  | 204 | 12 | shower head | 17
Offices | New | Low Flow Shower Head | 0.058731 | 0.039063 |  | 347.536 | 10 |  | 24 | 12 | shower head | 2
Restaurants | New | Low Flow Shower Head | 0.012191 | 0.063959 |  | 173.768 | 10 |  | 12 | 12 | shower head | 1
Retail | New | Low Flow Shower Head | 0.024383 | 0.12792 |  | 347.536 | 10 |  | 24 | 12 | shower head | 2
Schools K-12 | New | Low Flow Shower Head | 0.029366 | 0.019532 |  | 173.768 | 10 |  | 12 | 12 | shower head | 1
Warehouse | New | Low Flow Shower Head | 0.029366 | 0.019532 |  | 173.768 | 10 |  | 12 | 12 | shower head | 1
Assembly | Existing | Low-Flow Pre-Rinse Sprayers | 0.20853 | 0.54512 |  | 2261.9741 | 5 |  | 185.8 | 92.9 | sprayer | 2
College and University | Existing | Low-Flow Pre-Rinse Sprayers | 0.20853 | 0.54512 |  | 2261.9741 | 5 |  | 185.8 | 92.9 | sprayer | 2
Grocery | Existing | Low-Flow Pre-Rinse Sprayers | 0.20853 | 0.54512 |  | 2261.9741 | 5 |  | 185.8 | 92.9 | sprayer | 2
Healthcare | Existing | Low-Flow Pre-Rinse Sprayers | 0.20853 | 0.54512 |  | 2261.9741 | 5 |  | 185.8 | 92.9 | sprayer | 2
Hospitals | Existing | Low-Flow Pre-Rinse Sprayers | 0.20853 | 0.54512 |  | 2261.9741 | 5 |  | 185.8 | 92.9 | sprayer | 2
Institutional | Existing | Low-Flow Pre-Rinse Sprayers | 0.20853 | 0.54512 |  | 2261.9741 | 5 |  | 185.8 | 92.9 | sprayer | 2
Lodging/Hospitality | Existing | Low-Flow Pre-Rinse Sprayers | 0.12005 | 1.0244 |  | 2261.9741 | 5 |  | 185.8 | 92.9 | sprayer | 2
Miscellaneous | Existing | Low-Flow Pre-Rinse Sprayers | 0.20853 | 0.54512 |  | 2261.9741 | 5 |  | 185.8 | 92.9 | sprayer | 2
Offices | Existing | Low-Flow Pre-Rinse Sprayers | 0.20853 | 0.54512 |  | 2261.9741 | 5 |  | 185.8 | 92.9 | sprayer | 2
Restaurants | Existing | Low-Flow Pre-Rinse Sprayers | 0.35603 | 0.19768 |  | 2261.9741 | 5 |  | 185.8 | 92.9 | sprayer | 2
Retail | Existing | Low-Flow Pre-Rinse Sprayers | 0.20853 | 0.54512 |  | 2261.9741 | 5 |  | 185.8 | 92.9 | sprayer | 2
Schools K-12 | Existing | Low-Flow Pre-Rinse Sprayers | 0.10427 | 0.27256 |  | 1130.987 | 5 |  | 92.9 | 92.9 | sprayer | 1
Warehouse | Existing | Low-Flow Pre-Rinse Sprayers | 0.20853 | 0.54512 |  | 2261.9741 | 5 |  | 185.8 | 92.9 | sprayer | 2
Assembly | New | Low-Flow Pre-Rinse Sprayers | 0.20853 | 0.54512 |  | 2261.9741 | 5 |  | 185.8 | 92.9 | sprayer | 2
College and University | New | Low-Flow Pre-Rinse Sprayers | 0.20853 | 0.54512 |  | 2261.9741 | 5 |  | 185.8 | 92.9 | sprayer | 2
Grocery | New | Low-Flow Pre-Rinse Sprayers | 0.20853 | 0.54512 |  | 2261.9741 | 5 |  | 185.8 | 92.9 | sprayer | 2
Healthcare | New | Low-Flow Pre-Rinse Sprayers | 0.20853 | 0.54512 |  | 2261.9741 | 5 |  | 185.8 | 92.9 | sprayer | 2
Hospitals | New | Low-Flow Pre-Rinse Sprayers | 0.20853 | 0.54512 |  | 2261.9741 | 5 |  | 185.8 | 92.9 | sprayer | 2
Institutional | New | Low-Flow Pre-Rinse Sprayers | 0.20853 | 0.54512 |  | 2261.9741 | 5 |  | 185.8 | 92.9 | sprayer | 2
Lodging/Hospitality | New | Low-Flow Pre-Rinse Sprayers | 0.12005 | 1.0244 |  | 2261.9741 | 5 |  | 185.8 | 92.9 | sprayer | 2
Miscellaneous | New | Low-Flow Pre-Rinse Sprayers | 0.20853 | 0.54512 |  | 2261.9741 | 5 |  | 185.8 | 92.9 | sprayer | 2
Offices | New | Low-Flow Pre-Rinse Sprayers | 0.20853 | 0.54512 |  | 2261.9741 | 5 |  | 185.8 | 92.9 | sprayer | 2
Restaurants | New | Low-Flow Pre-Rinse Sprayers | 0.35603 | 0.19768 |  | 2261.9741 | 5 |  | 185.8 | 92.9 | sprayer | 2
Retail | New | Low-Flow Pre-Rinse Sprayers | 0.20853 | 0.54512 |  | 2261.9741 | 5 |  | 185.8 | 92.9 | sprayer | 2
Schools K-12 | New | Low-Flow Pre-Rinse Sprayers | 0.10427 | 0.27256 |  | 1130.987 | 5 |  | 92.9 | 92.9 | sprayer | 1
Warehouse | New | Low-Flow Pre-Rinse Sprayers | 0.20853 | 0.54512 |  | 2261.9741 | 5 |  | 185.8 | 92.9 | sprayer | 2
Assembly | Existing | Tank Wrap on Water Heater | 0.026439 | 0.026975 |  | 263.9459 | 7 |  | 167.92 | 167.92 | blanket | 1
College and University | Existing | Tank Wrap on Water Heater | 0.26439 | 0.26975 |  | 2639.4593 | 7 |  | 1679.2 | 167.92 | blanket | 10
Grocery | Existing | Tank Wrap on Water Heater | 0.026439 | 0.026975 |  | 263.9459 | 7 |  | 167.92 | 167.92 | blanket | 1
Healthcare | Existing | Tank Wrap on Water Heater | 0.026439 | 0.026975 |  | 263.9459 | 7 |  | 167.92 | 167.92 | blanket | 1
Hospitals | Existing | Tank Wrap on Water Heater | 0.39659 | 0.40463 |  | 3959.189 | 7 |  | 2518.8 | 167.92 | blanket | 15
Institutional | Existing | Tank Wrap on Water Heater | 0.66098 | 0.67439 |  | 6598.6483 | 7 |  | 4198 | 167.92 | blanket | 25
Lodging/Hospitality | Existing | Tank Wrap on Water Heater | 0.079318 | 0.080926 |  | 791.8378 | 7 |  | 503.76 | 167.92 | blanket | 3
Miscellaneous | Existing | Tank Wrap on Water Heater | 0.52878 | 0.53951 |  | 5278.9187 | 7 |  | 3358.4 | 167.92 | blanket | 20
Offices | Existing | Tank Wrap on Water Heater | 0.079318 | 0.080926 |  | 791.8378 | 7 |  | 503.76 | 167.92 | blanket | 3
Restaurants | Existing | Tank Wrap on Water Heater | 0.052878 | 0.053951 |  | 527.8919 | 7 |  | 335.84 | 167.92 | blanket | 2
Retail | Existing | Tank Wrap on Water Heater | 0.079318 | 0.080926 |  | 791.8378 | 7 |  | 503.76 | 167.92 | blanket | 3
Schools K-12 | Existing | Tank Wrap on Water Heater | 0.026439 | 0.026975 |  | 263.9459 | 7 |  | 167.92 | 167.92 | blanket | 1
Warehouse | Existing | Tank Wrap on Water Heater | 0.026439 | 0.026975 |  | 263.9459 | 7 |  | 167.92 | 167.92 | blanket | 1
Assembly | New | Tank Wrap on Water Heater | 0.025292 | 0.025805 |  | 252.4943 | 7 |  | 167.92 | 167.92 | blanket | 1
College and University | New | Tank Wrap on Water Heater | 0.25292 | 0.25805 |  | 2524.9431 | 7 |  | 1679.2 | 167.92 | blanket | 10
Grocery | New | Tank Wrap on Water Heater | 0.025292 | 0.025805 |  | 252.4943 | 7 |  | 167.92 | 167.92 | blanket | 1
Healthcare | New | Tank Wrap on Water Heater | 0.025292 | 0.025805 |  | 252.4943 | 7 |  | 167.92 | 167.92 | blanket | 1
Hospitals | New | Tank Wrap on Water Heater | 0.37938 | 0.38708 |  | 3787.4147 | 7 |  | 2518.8 | 167.92 | blanket | 15
Institutional | New | Tank Wrap on Water Heater | 0.6323 | 0.64513 |  | 6312.3578 | 7 |  | 4198 | 167.92 | blanket | 25
Lodging/Hospitality | New | Tank Wrap on Water Heater | 0.075876 | 0.077415 |  | 757.4829 | 7 |  | 503.76 | 167.92 | blanket | 3
Miscellaneous | New | Tank Wrap on Water Heater | 0.50584 | 0.5161 |  | 5049.8862 | 7 |  | 3358.4 | 167.92 | blanket | 20
Offices | New | Tank Wrap on Water Heater | 0.075876 | 0.077415 |  | 757.4829 | 7 |  | 503.76 | 167.92 | blanket | 3
Restaurants | New | Tank Wrap on Water Heater | 0.050584 | 0.05161 |  | 504.9886 | 7 |  | 335.84 | 167.92 | blanket | 2
Retail | New | Tank Wrap on Water Heater | 0.075876 | 0.077415 |  | 757.4829 | 7 |  | 503.76 | 167.92 | blanket | 3
Schools K-12 | New | Tank Wrap on Water Heater | 0.025292 | 0.025805 |  | 252.4943 | 7 |  | 167.92 | 167.92 | blanket | 1
Warehouse | New | Tank Wrap on Water Heater | 0.025292 | 0.025805 |  | 252.4943 | 7 |  | 167.92 | 167.92 | blanket | 1
Assembly | Existing | Thermostatic Shower Restriction Valve | 0.14494 | 0.096401 |  | 857.6505 | 10 |  | 29.95 | 29.95 | unit | 1
College and University | Existing | Thermostatic Shower Restriction Valve | 2.3467 | 12.3114 |  | 33448.368 | 10 |  | 1168.05 | 29.95 | unit | 39
Grocery | Existing | Thermostatic Shower Restriction Valve | 0.060172 | 0.31568 |  | 857.6505 | 10 |  | 29.95 | 29.95 | unit | 1
Healthcare | Existing | Thermostatic Shower Restriction Valve | 0.079067 | 0.20669 |  | 857.6505 | 10 |  | 29.95 | 29.95 | unit | 1
Hospitals | Existing | Thermostatic Shower Restriction Valve | 2.0558 | 5.3739 |  | 22298.912 | 10 |  | 778.7 | 29.95 | unit | 26
Institutional | Existing | Thermostatic Shower Restriction Valve | 3.1886 | 2.1208 |  | 18868.3101 | 10 |  | 658.9 | 29.95 | unit | 22
Lodging/Hospitality | Existing | Thermostatic Shower Restriction Valve | 0.49923 | 4.2601 |  | 9434.1551 | 10 |  | 329.45 | 29.95 | unit | 11
Miscellaneous | Existing | Thermostatic Shower Restriction Valve | 2.4639 | 1.6388 |  | 14580.0578 | 10 |  | 509.15 | 29.95 | unit | 17
Offices | Existing | Thermostatic Shower Restriction Valve | 0.28987 | 0.1928 |  | 1715.3009 | 10 |  | 59.9 | 29.95 | unit | 2
Restaurants | Existing | Thermostatic Shower Restriction Valve | 0.060172 | 0.31568 |  | 857.6505 | 10 |  | 29.95 | 29.95 | unit | 1
Retail | Existing | Thermostatic Shower Restriction Valve | 0.12034 | 0.63135 |  | 1715.3009 | 10 |  | 59.9 | 29.95 | unit | 2
Schools K-12 | Existing | Thermostatic Shower Restriction Valve | 0.14494 | 0.096401 |  | 857.6505 | 10 |  | 29.95 | 29.95 | unit | 1
Warehouse | Existing | Thermostatic Shower Restriction Valve | 0.14494 | 0.096401 |  | 857.6505 | 10 |  | 29.95 | 29.95 | unit | 1
Assembly | New | Thermostatic Shower Restriction Valve | 0.14494 | 0.096401 |  | 857.6505 | 10 |  | 29.95 | 29.95 | unit | 1
College and University | New | Thermostatic Shower Restriction Valve | 2.3467 | 12.3114 |  | 33448.368 | 10 |  | 1168.05 | 29.95 | unit | 39
Grocery | New | Thermostatic Shower Restriction Valve | 0.060172 | 0.31568 |  | 857.6505 | 10 |  | 29.95 | 29.95 | unit | 1
Healthcare | New | Thermostatic Shower Restriction Valve | 0.079067 | 0.20669 |  | 857.6505 | 10 |  | 29.95 | 29.95 | unit | 1
Hospitals | New | Thermostatic Shower Restriction Valve | 2.0558 | 5.3739 |  | 22298.912 | 10 |  | 778.7 | 29.95 | unit | 26
Institutional | New | Thermostatic Shower Restriction Valve | 3.1886 | 2.1208 |  | 18868.3101 | 10 |  | 658.9 | 29.95 | unit | 22
Lodging/Hospitality | New | Thermostatic Shower Restriction Valve | 0.49923 | 4.2601 |  | 9434.1551 | 10 |  | 329.45 | 29.95 | unit | 11
Miscellaneous | New | Thermostatic Shower Restriction Valve | 2.4639 | 1.6388 |  | 14580.0578 | 10 |  | 509.15 | 29.95 | unit | 17
Offices | New | Thermostatic Shower Restriction Valve | 0.28987 | 0.1928 |  | 1715.3009 | 10 |  | 59.9 | 29.95 | unit | 2
Restaurants | New | Thermostatic Shower Restriction Valve | 0.060172 | 0.31568 |  | 857.6505 | 10 |  | 29.95 | 29.95 | unit | 1
Retail | New | Thermostatic Shower Restriction Valve | 0.12034 | 0.63135 |  | 1715.3009 | 10 |  | 59.9 | 29.95 | unit | 2
Schools K-12 | New | Thermostatic Shower Restriction Valve | 0.14494 | 0.096401 |  | 857.6505 | 10 |  | 29.95 | 29.95 | unit | 1
Warehouse | New | Thermostatic Shower Restriction Valve | 0.14494 | 0.096401 |  | 857.6505 | 10 |  | 29.95 | 29.95 | unit | 1
Assembly | Existing | Bi-Level Lighting Control (Exterior) | 0 | 0 |  | 1357.8 | 9 |  | 399 | 399 | 500-watts controlled | 0
College and University | Existing | Bi-Level Lighting Control (Exterior) | 0 | 0 |  | 1357.8 | 9 |  | 399 | 399 | 500-watts controlled | 0
Grocery | Existing | Bi-Level Lighting Control (Exterior) | 0 | 0 |  | 1357.8 | 9 |  | 399 | 399 | 500-watts controlled | 0
Healthcare | Existing | Bi-Level Lighting Control (Exterior) | 0 | 0 |  | 1357.8 | 9 |  | 399 | 399 | 500-watts controlled | 0
Hospitals | Existing | Bi-Level Lighting Control (Exterior) | 0 | 0 |  | 1357.8 | 9 |  | 399 | 399 | 500-watts controlled | 0
Institutional | Existing | Bi-Level Lighting Control (Exterior) | 0 | 0 |  | 1357.8 | 9 |  | 399 | 399 | 500-watts controlled | 0
Lodging/Hospitality | Existing | Bi-Level Lighting Control (Exterior) | 0 | 0 |  | 1357.8 | 9 |  | 399 | 399 | 500-watts controlled | 0
Miscellaneous | Existing | Bi-Level Lighting Control (Exterior) | 0 | 0 |  | 1357.8 | 9 |  | 399 | 399 | 500-watts controlled | 0
Offices | Existing | Bi-Level Lighting Control (Exterior) | 0 | 0 |  | 1357.8 | 9 |  | 399 | 399 | 500-watts controlled | 0
Restaurants | Existing | Bi-Level Lighting Control (Exterior) | 0 | 0 |  | 1357.8 | 9 |  | 399 | 399 | 500-watts controlled | 0
Retail | Existing | Bi-Level Lighting Control (Exterior) | 0 | 0 |  | 1357.8 | 9 |  | 399 | 399 | 500-watts controlled | 0
Schools K-12 | Existing | Bi-Level Lighting Control (Exterior) | 0 | 0 |  | 1357.8 | 9 |  | 399 | 399 | 500-watts controlled | 0
Warehouse | Existing | Bi-Level Lighting Control (Exterior) | 0 | 0 |  | 1357.8 | 9 |  | 399 | 399 | 500-watts controlled | 0
Assembly | New | Bi-Level Lighting Control (Exterior) | 0 | 0 |  | 1357.8 | 9 |  | 399 | 399 | 500-watts controlled | 0
College and University | New | Bi-Level Lighting Control (Exterior) | 0 | 0 |  | 1357.8 | 9 |  | 399 | 399 | 500-watts controlled | 0
Grocery | New | Bi-Level Lighting Control (Exterior) | 0 | 0 |  | 1357.8 | 9 |  | 399 | 399 | 500-watts controlled | 0
Healthcare | New | Bi-Level Lighting Control (Exterior) | 0 | 0 |  | 1357.8 | 9 |  | 399 | 399 | 500-watts controlled | 0
Hospitals | New | Bi-Level Lighting Control (Exterior) | 0 | 0 |  | 1357.8 | 9 |  | 399 | 399 | 500-watts controlled | 0
Institutional | New | Bi-Level Lighting Control (Exterior) | 0 | 0 |  | 1357.8 | 9 |  | 399 | 399 | 500-watts controlled | 0
Lodging/Hospitality | New | Bi-Level Lighting Control (Exterior) | 0 | 0 |  | 1357.8 | 9 |  | 399 | 399 | 500-watts controlled | 0
Miscellaneous | New | Bi-Level Lighting Control (Exterior) | 0 | 0 |  | 1357.8 | 9 |  | 399 | 399 | 500-watts controlled | 0
Offices | New | Bi-Level Lighting Control (Exterior) | 0 | 0 |  | 1357.8 | 9 |  | 399 | 399 | 500-watts controlled | 0
Restaurants | New | Bi-Level Lighting Control (Exterior) | 0 | 0 |  | 1357.8 | 9 |  | 399 | 399 | 500-watts controlled | 0
Retail | New | Bi-Level Lighting Control (Exterior) | 0 | 0 |  | 1357.8 | 9 |  | 399 | 399 | 500-watts controlled | 0
Schools K-12 | New | Bi-Level Lighting Control (Exterior) | 0 | 0 |  | 1357.8 | 9 |  | 399 | 399 | 500-watts controlled | 0
Warehouse | New | Bi-Level Lighting Control (Exterior) | 0 | 0 |  | 1357.8 | 9 |  | 399 | 399 | 500-watts controlled | 0
Assembly | Existing | Outdoor Lighting Controls | 0 | 0 |  | 562.52 | 8 |  | 130 | 130 | 500-watts controlled | 0
College and University | Existing | Outdoor Lighting Controls | 0 | 0 |  | 562.52 | 8 |  | 130 | 130 | 500-watts controlled | 0
Grocery | Existing | Outdoor Lighting Controls | 0 | 0 |  | 562.52 | 8 |  | 130 | 130 | 500-watts controlled | 0
Healthcare | Existing | Outdoor Lighting Controls | 0 | 0 |  | 562.52 | 8 |  | 130 | 130 | 500-watts controlled | 0
Hospitals | Existing | Outdoor Lighting Controls | 0 | 0 |  | 562.52 | 8 |  | 130 | 130 | 500-watts controlled | 0
Institutional | Existing | Outdoor Lighting Controls | 0 | 0 |  | 562.52 | 8 |  | 130 | 130 | 500-watts controlled | 0
Lodging/Hospitality | Existing | Outdoor Lighting Controls | 0 | 0 |  | 562.52 | 8 |  | 130 | 130 | 500-watts controlled | 0
Miscellaneous | Existing | Outdoor Lighting Controls | 0 | 0 |  | 562.52 | 8 |  | 130 | 130 | 500-watts controlled | 0
Offices | Existing | Outdoor Lighting Controls | 0 | 0 |  | 562.52 | 8 |  | 130 | 130 | 500-watts controlled | 0
Restaurants | Existing | Outdoor Lighting Controls | 0 | 0 |  | 562.52 | 8 |  | 130 | 130 | 500-watts controlled | 0
Retail | Existing | Outdoor Lighting Controls | 0 | 0 |  | 562.52 | 8 |  | 130 | 130 | 500-watts controlled | 0
Schools K-12 | Existing | Outdoor Lighting Controls | 0 | 0 |  | 562.52 | 8 |  | 130 | 130 | 500-watts controlled | 0
Warehouse | Existing | Outdoor Lighting Controls | 0 | 0 |  | 562.52 | 8 |  | 130 | 130 | 500-watts controlled | 0
Assembly | New | Outdoor Lighting Controls | 0 | 0 |  | 562.52 | 8 |  | 130 | 130 | 500-watts controlled | 0
College and University | New | Outdoor Lighting Controls | 0 | 0 |  | 562.52 | 8 |  | 130 | 130 | 500-watts controlled | 0
Grocery | New | Outdoor Lighting Controls | 0 | 0 |  | 562.52 | 8 |  | 130 | 130 | 500-watts controlled | 0
Healthcare | New | Outdoor Lighting Controls | 0 | 0 |  | 562.52 | 8 |  | 130 | 130 | 500-watts controlled | 0
Hospitals | New | Outdoor Lighting Controls | 0 | 0 |  | 562.52 | 8 |  | 130 | 130 | 500-watts controlled | 0
Institutional | New | Outdoor Lighting Controls | 0 | 0 |  | 562.52 | 8 |  | 130 | 130 | 500-watts controlled | 0
Lodging/Hospitality | New | Outdoor Lighting Controls | 0 | 0 |  | 562.52 | 8 |  | 130 | 130 | 500-watts controlled | 0
Miscellaneous | New | Outdoor Lighting Controls | 0 | 0 |  | 562.52 | 8 |  | 130 | 130 | 500-watts controlled | 0
Offices | New | Outdoor Lighting Controls | 0 | 0 |  | 562.52 | 8 |  | 130 | 130 | 500-watts controlled | 0
Restaurants | New | Outdoor Lighting Controls | 0 | 0 |  | 562.52 | 8 |  | 130 | 130 | 500-watts controlled | 0
Retail | New | Outdoor Lighting Controls | 0 | 0 |  | 562.52 | 8 |  | 130 | 130 | 500-watts controlled | 0
Schools K-12 | New | Outdoor Lighting Controls | 0 | 0 |  | 562.52 | 8 |  | 130 | 130 | 500-watts controlled | 0
Warehouse | New | Outdoor Lighting Controls | 0 | 0 |  | 562.52 | 8 |  | 130 | 130 | 500-watts controlled | 0
Assembly | Existing | Air Curtains | 0.011723 | 0.0032285 |  | 81.081 | 8 |  | 3600 | 3600 | door | 0
College and University | Existing | Air Curtains | 0.010513 | 0.0088056 |  | 81.081 | 8 |  | 3600 | 3600 | door | 0
Grocery | Existing | Air Curtains | 0.011723 | 0.0032285 |  | 81.081 | 8 |  | 3600 | 3600 | door | 0
Healthcare | Existing | Air Curtains | 0.010513 | 0.0088056 |  | 81.081 | 8 |  | 3600 | 3600 | door | 0
Hospitals | Existing | Air Curtains | 0.010513 | 0.0088056 |  | 81.081 | 8 |  | 3600 | 3600 | door | 0
Institutional | Existing | Air Curtains | 0.011723 | 0.0032285 |  | 81.081 | 8 |  | 3600 | 3600 | door | 0
Lodging/Hospitality | Existing | Air Curtains | 0.010513 | 0.0088056 |  | 81.081 | 8 |  | 3600 | 3600 | door | 0
Miscellaneous | Existing | Air Curtains | 0.011723 | 0.0032285 |  | 81.081 | 8 |  | 3600 | 3600 | door | 0
Offices | Existing | Air Curtains | 0.011723 | 0.0032285 |  | 81.081 | 8 |  | 3600 | 3600 | door | 0
Restaurants | Existing | Air Curtains | 0.010513 | 0.0088056 |  | 81.081 | 8 |  | 3600 | 3600 | door | 0
Retail | Existing | Air Curtains | 0.011723 | 0.0032285 |  | 81.081 | 8 |  | 3600 | 3600 | door | 0
Schools K-12 | Existing | Air Curtains | 0.010513 | 0.0088056 |  | 81.081 | 8 |  | 3600 | 3600 | door | 0
Warehouse | Existing | Air Curtains | 0.011723 | 0.0032285 |  | 81.081 | 8 |  | 3600 | 3600 | door | 0
Assembly | New | Air Curtains | 0.011723 | 0.0032285 |  | 81.081 | 8 |  | 3600 | 3600 | door | 0
College and University | New | Air Curtains | 0.010513 | 0.0088056 |  | 81.081 | 8 |  | 3600 | 3600 | door | 0
Grocery | New | Air Curtains | 0.011723 | 0.0032285 |  | 81.081 | 8 |  | 3600 | 3600 | door | 0
Healthcare | New | Air Curtains | 0.010513 | 0.0088056 |  | 81.081 | 8 |  | 3600 | 3600 | door | 0
Hospitals | New | Air Curtains | 0.010513 | 0.0088056 |  | 81.081 | 8 |  | 3600 | 3600 | door | 0
Institutional | New | Air Curtains | 0.011723 | 0.0032285 |  | 81.081 | 8 |  | 3600 | 3600 | door | 0
Lodging/Hospitality | New | Air Curtains | 0.010513 | 0.0088056 |  | 81.081 | 8 |  | 3600 | 3600 | door | 0
Miscellaneous | New | Air Curtains | 0.011723 | 0.0032285 |  | 81.081 | 8 |  | 3600 | 3600 | door | 0
Offices | New | Air Curtains | 0.011723 | 0.0032285 |  | 81.081 | 8 |  | 3600 | 3600 | door | 0
Restaurants | New | Air Curtains | 0.010513 | 0.0088056 |  | 81.081 | 8 |  | 3600 | 3600 | door | 0
Retail | New | Air Curtains | 0.011723 | 0.0032285 |  | 81.081 | 8 |  | 3600 | 3600 | door | 0
Schools K-12 | New | Air Curtains | 0.010513 | 0.0088056 |  | 81.081 | 8 |  | 3600 | 3600 | door | 0
Warehouse | New | Air Curtains | 0.011723 | 0.0032285 |  | 81.081 | 8 |  | 3600 | 3600 | door | 0
Assembly | Existing | Airside Economizer | -0.46324 | 2.0439e-05 |  | 2253.2313 | 10 |  | 55.8035 | 144.6333 | ton | 0.38583
College and University | Existing | Airside Economizer | -1.6012 | 1.8007 |  | 13457.661 | 10 |  | 333.2922 | 144.6333 | ton | 2.3044
Grocery | Existing | Airside Economizer | -1.2116 | 0.036509 |  | 5424.8726 | 10 |  | 134.3523 | 144.6333 | ton | 0.92892
Healthcare | Existing | Airside Economizer | -1.9468 | 8.5893e-05 |  | 9469.1388 | 10 |  | 234.5125 | 144.6333 | ton | 1.6214
Hospitals | Existing | Airside Economizer | -11.7391 | 13.202 |  | 98666.9364 | 10 |  | 2443.5835 | 144.6333 | ton | 16.895
Institutional | Existing | Airside Economizer | -2.2505 | 9.9293e-05 |  | 10946.4253 | 10 |  | 271.099 | 144.6333 | ton | 1.8744
Lodging/Hospitality | Existing | Airside Economizer | -2.0055 | 0.060432 |  | 8979.6145 | 10 |  | 222.389 | 144.6333 | ton | 1.5376
Miscellaneous | Existing | Airside Economizer | -21.4554 | 0.00094663 |  | 104359.7599 | 10 |  | 2584.5719 | 144.6333 | ton | 17.8698
Offices | Existing | Airside Economizer | -1.6038 | 7.0761e-05 |  | 7800.9322 | 10 |  | 193.1977 | 144.6333 | ton | 1.3358
Restaurants | Existing | Airside Economizer | -1.2625 | 0.038043 |  | 5652.7504 | 10 |  | 139.9959 | 144.6333 | ton | 0.96794
Retail | Existing | Airside Economizer | -0.55142 | 0.016616 |  | 2468.9837 | 10 |  | 61.1468 | 144.6333 | ton | 0.42277
Schools K-12 | Existing | Airside Economizer | -1.8969 | 8.3695e-05 |  | 9226.8228 | 10 |  | 228.5113 | 144.6333 | ton | 1.5799
Warehouse | Existing | Airside Economizer | -0.18844 | 8.3143e-06 |  | 916.5961 | 10 |  | 22.7004 | 144.6333 | ton | 0.15695
Assembly | New | Airside Economizer | -0.46324 | 2.0439e-05 |  | 2253.2313 | 10 |  | 55.8035 | 144.6333 | ton | 0.38583
College and University | New | Airside Economizer | -1.6012 | 1.8007 |  | 13457.661 | 10 |  | 333.2922 | 144.6333 | ton | 2.3044
Grocery | New | Airside Economizer | -1.2116 | 0.036509 |  | 5424.8726 | 10 |  | 134.3523 | 144.6333 | ton | 0.92892
Healthcare | New | Airside Economizer | -1.9468 | 8.5893e-05 |  | 9469.1388 | 10 |  | 234.5125 | 144.6333 | ton | 1.6214
Hospitals | New | Airside Economizer | -11.7391 | 13.202 |  | 98666.9364 | 10 |  | 2443.5835 | 144.6333 | ton | 16.895
Institutional | New | Airside Economizer | -2.2505 | 9.9293e-05 |  | 10946.4253 | 10 |  | 271.099 | 144.6333 | ton | 1.8744
Lodging/Hospitality | New | Airside Economizer | -2.0055 | 0.060432 |  | 8979.6145 | 10 |  | 222.389 | 144.6333 | ton | 1.5376
Miscellaneous | New | Airside Economizer | -21.4554 | 0.00094663 |  | 104359.7599 | 10 |  | 2584.5719 | 144.6333 | ton | 17.8698
Offices | New | Airside Economizer | -1.6038 | 7.0761e-05 |  | 7800.9322 | 10 |  | 193.1977 | 144.6333 | ton | 1.3358
Restaurants | New | Airside Economizer | -1.2625 | 0.038043 |  | 5652.7504 | 10 |  | 139.9959 | 144.6333 | ton | 0.96794
Retail | New | Airside Economizer | -0.55142 | 0.016616 |  | 2468.9837 | 10 |  | 61.1468 | 144.6333 | ton | 0.42277
Schools K-12 | New | Airside Economizer | -1.8969 | 8.3695e-05 |  | 9226.8228 | 10 |  | 228.5113 | 144.6333 | ton | 1.5799
Warehouse | New | Airside Economizer | -0.18844 | 8.3143e-06 |  | 916.5961 | 10 |  | 22.7004 | 144.6333 | ton | 0.15695
Assembly | Existing | Ceiling Insulation(R12 to R38) | 4.3378e-06 | 9.7784e-05 |  | 0.21678 | 20 |  | 0.53388 | 0.53388 | sq ft | 0
College and University | Existing | Ceiling Insulation(R12 to R38) | 8.9655e-05 | 5.281e-05 |  | 0.21678 | 20 |  | 0.53388 | 0.53388 | sq ft | 0
Grocery | Existing | Ceiling Insulation(R12 to R38) | 4.4238e-05 | 0.00010117 |  | 0.21678 | 20 |  | 0.53388 | 0.53388 | sq ft | 0
Healthcare | Existing | Ceiling Insulation(R12 to R38) | 4.3378e-06 | 9.7784e-05 |  | 0.21678 | 20 |  | 0.53388 | 0.53388 | sq ft | 0
Hospitals | Existing | Ceiling Insulation(R12 to R38) | 8.9655e-05 | 5.281e-05 |  | 0.21678 | 20 |  | 0.53388 | 0.53388 | sq ft | 0
Institutional | Existing | Ceiling Insulation(R12 to R38) | 4.3378e-06 | 9.7784e-05 |  | 0.21678 | 20 |  | 0.53388 | 0.53388 | sq ft | 0
Lodging/Hospitality | Existing | Ceiling Insulation(R12 to R38) | 8.9655e-05 | 5.281e-05 |  | 0.21678 | 20 |  | 0.53388 | 0.53388 | sq ft | 0
Miscellaneous | Existing | Ceiling Insulation(R12 to R38) | 4.3378e-06 | 9.7784e-05 |  | 0.21678 | 20 |  | 0.53388 | 0.53388 | sq ft | 0
Offices | Existing | Ceiling Insulation(R12 to R38) | 4.3378e-06 | 9.7784e-05 |  | 0.21678 | 20 |  | 0.53388 | 0.53388 | sq ft | 0
Restaurants | Existing | Ceiling Insulation(R12 to R38) | 4.4238e-05 | 0.00010117 |  | 0.21678 | 20 |  | 0.53388 | 0.53388 | sq ft | 0
Retail | Existing | Ceiling Insulation(R12 to R38) | 4.4238e-05 | 0.00010117 |  | 0.21678 | 20 |  | 0.53388 | 0.53388 | sq ft | 0
Schools K-12 | Existing | Ceiling Insulation(R12 to R38) | 4.3378e-06 | 9.7784e-05 |  | 0.21678 | 20 |  | 0.53388 | 0.53388 | sq ft | 0
Warehouse | Existing | Ceiling Insulation(R12 to R38) | 2.4599e-05 | 4.3891e-05 |  | 0.21678 | 20 |  | 0.53388 | 0.53388 | sq ft | 0
Assembly | New | Ceiling Insulation(R12 to R38) | 4.2558e-06 | 9.5934e-05 |  | 0.21268 | 20 |  | 0.53388 | 0.53388 | sq ft | 0
College and University | New | Ceiling Insulation(R12 to R38) | 8.7959e-05 | 5.1811e-05 |  | 0.21268 | 20 |  | 0.53388 | 0.53388 | sq ft | 0
Grocery | New | Ceiling Insulation(R12 to R38) | 4.3401e-05 | 9.9257e-05 |  | 0.21268 | 20 |  | 0.53388 | 0.53388 | sq ft | 0
Healthcare | New | Ceiling Insulation(R12 to R38) | 4.2558e-06 | 9.5934e-05 |  | 0.21268 | 20 |  | 0.53388 | 0.53388 | sq ft | 0
Hospitals | New | Ceiling Insulation(R12 to R38) | 8.7959e-05 | 5.1811e-05 |  | 0.21268 | 20 |  | 0.53388 | 0.53388 | sq ft | 0
Institutional | New | Ceiling Insulation(R12 to R38) | 4.2558e-06 | 9.5934e-05 |  | 0.21268 | 20 |  | 0.53388 | 0.53388 | sq ft | 0
Lodging/Hospitality | New | Ceiling Insulation(R12 to R38) | 8.7959e-05 | 5.1811e-05 |  | 0.21268 | 20 |  | 0.53388 | 0.53388 | sq ft | 0
Miscellaneous | New | Ceiling Insulation(R12 to R38) | 4.2558e-06 | 9.5934e-05 |  | 0.21268 | 20 |  | 0.53388 | 0.53388 | sq ft | 0
Offices | New | Ceiling Insulation(R12 to R38) | 4.2558e-06 | 9.5934e-05 |  | 0.21268 | 20 |  | 0.53388 | 0.53388 | sq ft | 0
Restaurants | New | Ceiling Insulation(R12 to R38) | 4.3401e-05 | 9.9257e-05 |  | 0.21268 | 20 |  | 0.53388 | 0.53388 | sq ft | 0
Retail | New | Ceiling Insulation(R12 to R38) | 4.3401e-05 | 9.9257e-05 |  | 0.21268 | 20 |  | 0.53388 | 0.53388 | sq ft | 0
Schools K-12 | New | Ceiling Insulation(R12 to R38) | 4.2558e-06 | 9.5934e-05 |  | 0.21268 | 20 |  | 0.53388 | 0.53388 | sq ft | 0
Warehouse | New | Ceiling Insulation(R12 to R38) | 2.4134e-05 | 4.3061e-05 |  | 0.21268 | 20 |  | 0.53388 | 0.53388 | sq ft | 0
Assembly | Existing | Ceiling Insulation(R19 to R38) | 2.0021e-06 | 4.5131e-05 |  | 0.10005 | 20 |  | 0.45751 | 0.45751 | sq ft | 0
College and University | Existing | Ceiling Insulation(R19 to R38) | 4.1379e-05 | 2.4374e-05 |  | 0.10005 | 20 |  | 0.45751 | 0.45751 | sq ft | 0
Grocery | Existing | Ceiling Insulation(R19 to R38) | 2.0418e-05 | 4.6694e-05 |  | 0.10005 | 20 |  | 0.45751 | 0.45751 | sq ft | 0
Healthcare | Existing | Ceiling Insulation(R19 to R38) | 2.0021e-06 | 4.5131e-05 |  | 0.10005 | 20 |  | 0.45751 | 0.45751 | sq ft | 0
Hospitals | Existing | Ceiling Insulation(R19 to R38) | 4.1379e-05 | 2.4374e-05 |  | 0.10005 | 20 |  | 0.45751 | 0.45751 | sq ft | 0
Institutional | Existing | Ceiling Insulation(R19 to R38) | 2.0021e-06 | 4.5131e-05 |  | 0.10005 | 20 |  | 0.45751 | 0.45751 | sq ft | 0
Lodging/Hospitality | Existing | Ceiling Insulation(R19 to R38) | 4.1379e-05 | 2.4374e-05 |  | 0.10005 | 20 |  | 0.45751 | 0.45751 | sq ft | 0
Miscellaneous | Existing | Ceiling Insulation(R19 to R38) | 2.0021e-06 | 4.5131e-05 |  | 0.10005 | 20 |  | 0.45751 | 0.45751 | sq ft | 0
Offices | Existing | Ceiling Insulation(R19 to R38) | 2.0021e-06 | 4.5131e-05 |  | 0.10005 | 20 |  | 0.45751 | 0.45751 | sq ft | 0
Restaurants | Existing | Ceiling Insulation(R19 to R38) | 2.0418e-05 | 4.6694e-05 |  | 0.10005 | 20 |  | 0.45751 | 0.45751 | sq ft | 0
Retail | Existing | Ceiling Insulation(R19 to R38) | 2.0418e-05 | 4.6694e-05 |  | 0.10005 | 20 |  | 0.45751 | 0.45751 | sq ft | 0
Schools K-12 | Existing | Ceiling Insulation(R19 to R38) | 2.0021e-06 | 4.5131e-05 |  | 0.10005 | 20 |  | 0.45751 | 0.45751 | sq ft | 0
Warehouse | Existing | Ceiling Insulation(R19 to R38) | 1.1354e-05 | 2.0257e-05 |  | 0.10005 | 20 |  | 0.45751 | 0.45751 | sq ft | 0
Assembly | New | Ceiling Insulation(R19 to R38) | 1.9642e-06 | 4.4277e-05 |  | 0.098159 | 20 |  | 0.45751 | 0.45751 | sq ft | 0
College and University | New | Ceiling Insulation(R19 to R38) | 4.0597e-05 | 2.3913e-05 |  | 0.098159 | 20 |  | 0.45751 | 0.45751 | sq ft | 0
Grocery | New | Ceiling Insulation(R19 to R38) | 2.0031e-05 | 4.5811e-05 |  | 0.098159 | 20 |  | 0.45751 | 0.45751 | sq ft | 0
Healthcare | New | Ceiling Insulation(R19 to R38) | 1.9642e-06 | 4.4277e-05 |  | 0.098159 | 20 |  | 0.45751 | 0.45751 | sq ft | 0
Hospitals | New | Ceiling Insulation(R19 to R38) | 4.0597e-05 | 2.3913e-05 |  | 0.098159 | 20 |  | 0.45751 | 0.45751 | sq ft | 0
Institutional | New | Ceiling Insulation(R19 to R38) | 1.9642e-06 | 4.4277e-05 |  | 0.098159 | 20 |  | 0.45751 | 0.45751 | sq ft | 0
Lodging/Hospitality | New | Ceiling Insulation(R19 to R38) | 4.0597e-05 | 2.3913e-05 |  | 0.098159 | 20 |  | 0.45751 | 0.45751 | sq ft | 0
Miscellaneous | New | Ceiling Insulation(R19 to R38) | 1.9642e-06 | 4.4277e-05 |  | 0.098159 | 20 |  | 0.45751 | 0.45751 | sq ft | 0
Offices | New | Ceiling Insulation(R19 to R38) | 1.9642e-06 | 4.4277e-05 |  | 0.098159 | 20 |  | 0.45751 | 0.45751 | sq ft | 0
Restaurants | New | Ceiling Insulation(R19 to R38) | 2.0031e-05 | 4.5811e-05 |  | 0.098159 | 20 |  | 0.45751 | 0.45751 | sq ft | 0
Retail | New | Ceiling Insulation(R19 to R38) | 2.0031e-05 | 4.5811e-05 |  | 0.098159 | 20 |  | 0.45751 | 0.45751 | sq ft | 0
Schools K-12 | New | Ceiling Insulation(R19 to R38) | 1.9642e-06 | 4.4277e-05 |  | 0.098159 | 20 |  | 0.45751 | 0.45751 | sq ft | 0
Warehouse | New | Ceiling Insulation(R19 to R38) | 1.1139e-05 | 1.9874e-05 |  | 0.098159 | 20 |  | 0.45751 | 0.45751 | sq ft | 0
Assembly | Existing | Ceiling Insulation(R2 to R38) | 3.6037e-05 | 0.00081236 |  | 1.8009 | 20 |  | 0.64299 | 0.64299 | sq ft | 0
College and University | Existing | Ceiling Insulation(R2 to R38) | 0.00074483 | 0.00043873 |  | 1.8009 | 20 |  | 0.64299 | 0.64299 | sq ft | 0
Grocery | Existing | Ceiling Insulation(R2 to R38) | 0.00036752 | 0.0008405 |  | 1.8009 | 20 |  | 0.64299 | 0.64299 | sq ft | 0
Healthcare | Existing | Ceiling Insulation(R2 to R38) | 3.6037e-05 | 0.00081236 |  | 1.8009 | 20 |  | 0.64299 | 0.64299 | sq ft | 0
Hospitals | Existing | Ceiling Insulation(R2 to R38) | 0.00074483 | 0.00043873 |  | 1.8009 | 20 |  | 0.64299 | 0.64299 | sq ft | 0
Institutional | Existing | Ceiling Insulation(R2 to R38) | 3.6037e-05 | 0.00081236 |  | 1.8009 | 20 |  | 0.64299 | 0.64299 | sq ft | 0
Lodging/Hospitality | Existing | Ceiling Insulation(R2 to R38) | 0.00074483 | 0.00043873 |  | 1.8009 | 20 |  | 0.64299 | 0.64299 | sq ft | 0
Miscellaneous | Existing | Ceiling Insulation(R2 to R38) | 3.6037e-05 | 0.00081236 |  | 1.8009 | 20 |  | 0.64299 | 0.64299 | sq ft | 0
Offices | Existing | Ceiling Insulation(R2 to R38) | 3.6037e-05 | 0.00081236 |  | 1.8009 | 20 |  | 0.64299 | 0.64299 | sq ft | 0
Restaurants | Existing | Ceiling Insulation(R2 to R38) | 0.00036752 | 0.0008405 |  | 1.8009 | 20 |  | 0.64299 | 0.64299 | sq ft | 0
Retail | Existing | Ceiling Insulation(R2 to R38) | 0.00036752 | 0.0008405 |  | 1.8009 | 20 |  | 0.64299 | 0.64299 | sq ft | 0
Schools K-12 | Existing | Ceiling Insulation(R2 to R38) | 3.6037e-05 | 0.00081236 |  | 1.8009 | 20 |  | 0.64299 | 0.64299 | sq ft | 0
Warehouse | Existing | Ceiling Insulation(R2 to R38) | 0.00015078 | 0.00026903 |  | 1.3287 | 20 |  | 0.64299 | 0.64299 | sq ft | 0
Assembly | New | Ceiling Insulation(R2 to R38) | 3.5356e-05 | 0.00079699 |  | 1.7669 | 20 |  | 0.64299 | 0.64299 | sq ft | 0
College and University | New | Ceiling Insulation(R2 to R38) | 0.00073074 | 0.00043043 |  | 1.7669 | 20 |  | 0.64299 | 0.64299 | sq ft | 0
Grocery | New | Ceiling Insulation(R2 to R38) | 0.00036056 | 0.0008246 |  | 1.7669 | 20 |  | 0.64299 | 0.64299 | sq ft | 0
Healthcare | New | Ceiling Insulation(R2 to R38) | 3.5356e-05 | 0.00079699 |  | 1.7669 | 20 |  | 0.64299 | 0.64299 | sq ft | 0
Hospitals | New | Ceiling Insulation(R2 to R38) | 0.00073074 | 0.00043043 |  | 1.7669 | 20 |  | 0.64299 | 0.64299 | sq ft | 0
Institutional | New | Ceiling Insulation(R2 to R38) | 3.5356e-05 | 0.00079699 |  | 1.7669 | 20 |  | 0.64299 | 0.64299 | sq ft | 0
Lodging/Hospitality | New | Ceiling Insulation(R2 to R38) | 0.00073074 | 0.00043043 |  | 1.7669 | 20 |  | 0.64299 | 0.64299 | sq ft | 0
Miscellaneous | New | Ceiling Insulation(R2 to R38) | 3.5356e-05 | 0.00079699 |  | 1.7669 | 20 |  | 0.64299 | 0.64299 | sq ft | 0
Offices | New | Ceiling Insulation(R2 to R38) | 3.5356e-05 | 0.00079699 |  | 1.7669 | 20 |  | 0.64299 | 0.64299 | sq ft | 0
Restaurants | New | Ceiling Insulation(R2 to R38) | 0.00036056 | 0.0008246 |  | 1.7669 | 20 |  | 0.64299 | 0.64299 | sq ft | 0
Retail | New | Ceiling Insulation(R2 to R38) | 0.00036056 | 0.0008246 |  | 1.7669 | 20 |  | 0.64299 | 0.64299 | sq ft | 0
Schools K-12 | New | Ceiling Insulation(R2 to R38) | 3.5356e-05 | 0.00079699 |  | 1.7669 | 20 |  | 0.64299 | 0.64299 | sq ft | 0
Warehouse | New | Ceiling Insulation(R2 to R38) | 0.00015078 | 0.00026903 |  | 1.3287 | 20 |  | 0.64299 | 0.64299 | sq ft | 0
Assembly | Existing | Ceiling Insulation(R30 to R38) | 5.3389e-07 | 1.2035e-05 |  | 0.02668 | 20 |  | 0.3484 | 0.3484 | sq ft | 0
College and University | Existing | Ceiling Insulation(R30 to R38) | 1.1035e-05 | 6.4997e-06 |  | 0.02668 | 20 |  | 0.3484 | 0.3484 | sq ft | 0
Grocery | Existing | Ceiling Insulation(R30 to R38) | 5.4447e-06 | 1.2452e-05 |  | 0.02668 | 20 |  | 0.3484 | 0.3484 | sq ft | 0
Healthcare | Existing | Ceiling Insulation(R30 to R38) | 5.3389e-07 | 1.2035e-05 |  | 0.02668 | 20 |  | 0.3484 | 0.3484 | sq ft | 0
Hospitals | Existing | Ceiling Insulation(R30 to R38) | 1.1035e-05 | 6.4997e-06 |  | 0.02668 | 20 |  | 0.3484 | 0.3484 | sq ft | 0
Institutional | Existing | Ceiling Insulation(R30 to R38) | 5.3389e-07 | 1.2035e-05 |  | 0.02668 | 20 |  | 0.3484 | 0.3484 | sq ft | 0
Lodging/Hospitality | Existing | Ceiling Insulation(R30 to R38) | 1.1035e-05 | 6.4997e-06 |  | 0.02668 | 20 |  | 0.3484 | 0.3484 | sq ft | 0
Miscellaneous | Existing | Ceiling Insulation(R30 to R38) | 5.3389e-07 | 1.2035e-05 |  | 0.02668 | 20 |  | 0.3484 | 0.3484 | sq ft | 0
Offices | Existing | Ceiling Insulation(R30 to R38) | 5.3389e-07 | 1.2035e-05 |  | 0.02668 | 20 |  | 0.3484 | 0.3484 | sq ft | 0
Restaurants | Existing | Ceiling Insulation(R30 to R38) | 5.4447e-06 | 1.2452e-05 |  | 0.02668 | 20 |  | 0.3484 | 0.3484 | sq ft | 0
Retail | Existing | Ceiling Insulation(R30 to R38) | 5.4447e-06 | 1.2452e-05 |  | 0.02668 | 20 |  | 0.3484 | 0.3484 | sq ft | 0
Schools K-12 | Existing | Ceiling Insulation(R30 to R38) | 5.3389e-07 | 1.2035e-05 |  | 0.02668 | 20 |  | 0.3484 | 0.3484 | sq ft | 0
Warehouse | Existing | Ceiling Insulation(R30 to R38) | 3.0276e-06 | 5.402e-06 |  | 0.02668 | 20 |  | 0.3484 | 0.3484 | sq ft | 0
Assembly | New | Ceiling Insulation(R30 to R38) | 5.2379e-07 | 1.1807e-05 |  | 0.026176 | 20 |  | 0.3484 | 0.3484 | sq ft | 0
College and University | New | Ceiling Insulation(R30 to R38) | 1.0826e-05 | 6.3767e-06 |  | 0.026176 | 20 |  | 0.3484 | 0.3484 | sq ft | 0
Grocery | New | Ceiling Insulation(R30 to R38) | 5.3417e-06 | 1.2216e-05 |  | 0.026176 | 20 |  | 0.3484 | 0.3484 | sq ft | 0
Healthcare | New | Ceiling Insulation(R30 to R38) | 5.2379e-07 | 1.1807e-05 |  | 0.026176 | 20 |  | 0.3484 | 0.3484 | sq ft | 0
Hospitals | New | Ceiling Insulation(R30 to R38) | 1.0826e-05 | 6.3767e-06 |  | 0.026176 | 20 |  | 0.3484 | 0.3484 | sq ft | 0
Institutional | New | Ceiling Insulation(R30 to R38) | 5.2379e-07 | 1.1807e-05 |  | 0.026176 | 20 |  | 0.3484 | 0.3484 | sq ft | 0
Lodging/Hospitality | New | Ceiling Insulation(R30 to R38) | 1.0826e-05 | 6.3767e-06 |  | 0.026176 | 20 |  | 0.3484 | 0.3484 | sq ft | 0
Miscellaneous | New | Ceiling Insulation(R30 to R38) | 5.2379e-07 | 1.1807e-05 |  | 0.026176 | 20 |  | 0.3484 | 0.3484 | sq ft | 0
Offices | New | Ceiling Insulation(R30 to R38) | 5.2379e-07 | 1.1807e-05 |  | 0.026176 | 20 |  | 0.3484 | 0.3484 | sq ft | 0
Restaurants | New | Ceiling Insulation(R30 to R38) | 5.3417e-06 | 1.2216e-05 |  | 0.026176 | 20 |  | 0.3484 | 0.3484 | sq ft | 0
Retail | New | Ceiling Insulation(R30 to R38) | 5.3417e-06 | 1.2216e-05 |  | 0.026176 | 20 |  | 0.3484 | 0.3484 | sq ft | 0
Schools K-12 | New | Ceiling Insulation(R30 to R38) | 5.2379e-07 | 1.1807e-05 |  | 0.026176 | 20 |  | 0.3484 | 0.3484 | sq ft | 0
Warehouse | New | Ceiling Insulation(R30 to R38) | 2.9703e-06 | 5.2998e-06 |  | 0.026176 | 20 |  | 0.3484 | 0.3484 | sq ft | 0
Assembly | Existing | Chilled Water Controls Optimization | 0.96406 | 0.00096082 |  | 2376.3284 | 10 |  | 108 | 108 | system | 0
College and University | Existing | Chilled Water Controls Optimization | 1.7881 | 0.85267 |  | 7606.3342 | 10 |  | 108 | 108 | system | 0
Grocery | Existing | Chilled Water Controls Optimization | 0 | 0 |  | 0 | 10 |  | 108 | 108 | system | 0
Healthcare | Existing | Chilled Water Controls Optimization | 1.4716 | 0.0014667 |  | 3627.4972 | 10 |  | 108 | 108 | system | 0
Hospitals | Existing | Chilled Water Controls Optimization | 4.9525 | 2.3616 |  | 21066.8673 | 10 |  | 108 | 108 | system | 0
Institutional | Existing | Chilled Water Controls Optimization | 0.52075 | 0.000519 |  | 1283.6173 | 10 |  | 108 | 108 | system | 0
Lodging/Hospitality | Existing | Chilled Water Controls Optimization | 4.0056 | 0.0039922 |  | 9873.5733 | 10 |  | 108 | 108 | system | 0
Miscellaneous | Existing | Chilled Water Controls Optimization | 1.2404 | 0.0012362 |  | 3057.4222 | 10 |  | 108 | 108 | system | 0
Offices | Existing | Chilled Water Controls Optimization | 1.2705 | 0.0012662 |  | 3131.6279 | 10 |  | 108 | 108 | system | 0
Restaurants | Existing | Chilled Water Controls Optimization | 1.5623 | 0.001557 |  | 3850.8519 | 10 |  | 108 | 108 | system | 0
Retail | Existing | Chilled Water Controls Optimization | 1.1432 | 0.0011394 |  | 2817.9545 | 10 |  | 108 | 108 | system | 0
Schools K-12 | Existing | Chilled Water Controls Optimization | 0.87702 | 0.00087407 |  | 2161.7907 | 10 |  | 108 | 108 | system | 0
Warehouse | Existing | Chilled Water Controls Optimization | 0.3388 | 0.00033767 |  | 835.1268 | 10 |  | 108 | 108 | system | 0
Assembly | New | Chilled Water Controls Optimization | 0.96406 | 0.00096082 |  | 2376.3284 | 10 |  | 108 | 108 | system | 0
College and University | New | Chilled Water Controls Optimization | 1.7881 | 0.85267 |  | 7606.3342 | 10 |  | 108 | 108 | system | 0
Grocery | New | Chilled Water Controls Optimization | 0 | 0 |  | 0 | 10 |  | 108 | 108 | system | 0
Healthcare | New | Chilled Water Controls Optimization | 1.4716 | 0.0014667 |  | 3627.4972 | 10 |  | 108 | 108 | system | 0
Hospitals | New | Chilled Water Controls Optimization | 4.9525 | 2.3616 |  | 21066.8673 | 10 |  | 108 | 108 | system | 0
Institutional | New | Chilled Water Controls Optimization | 0.52075 | 0.000519 |  | 1283.6173 | 10 |  | 108 | 108 | system | 0
Lodging/Hospitality | New | Chilled Water Controls Optimization | 4.0056 | 0.0039922 |  | 9873.5733 | 10 |  | 108 | 108 | system | 0
Miscellaneous | New | Chilled Water Controls Optimization | 1.2404 | 0.0012362 |  | 3057.4222 | 10 |  | 108 | 108 | system | 0
Offices | New | Chilled Water Controls Optimization | 1.2705 | 0.0012662 |  | 3131.6279 | 10 |  | 108 | 108 | system | 0
Restaurants | New | Chilled Water Controls Optimization | 1.5623 | 0.001557 |  | 3850.8519 | 10 |  | 108 | 108 | system | 0
Retail | New | Chilled Water Controls Optimization | 1.1432 | 0.0011394 |  | 2817.9545 | 10 |  | 108 | 108 | system | 0
Schools K-12 | New | Chilled Water Controls Optimization | 0.87702 | 0.00087407 |  | 2161.7907 | 10 |  | 108 | 108 | system | 0
Warehouse | New | Chilled Water Controls Optimization | 0.3388 | 0.00033767 |  | 835.1268 | 10 |  | 108 | 108 | system | 0
Assembly | Existing | Chilled Water System - Variable Speed Drives | 1.0305 | 1.0305 |  | 9027.4109 | 13 |  | 1898 | 1898 | motor (10 hp) | 0
College and University | Existing | Chilled Water System - Variable Speed Drives | 1.0305 | 1.0305 |  | 9027.4109 | 13 |  | 1898 | 1898 | motor (10 hp) | 0
Grocery | Existing | Chilled Water System - Variable Speed Drives | 1.0305 | 1.0305 |  | 9027.4109 | 13 |  | 1898 | 1898 | motor (10 hp) | 0
Healthcare | Existing | Chilled Water System - Variable Speed Drives | 1.0305 | 1.0305 |  | 9027.4109 | 13 |  | 1898 | 1898 | motor (10 hp) | 0
Hospitals | Existing | Chilled Water System - Variable Speed Drives | 1.0305 | 1.0305 |  | 9027.4109 | 13 |  | 1898 | 1898 | motor (10 hp) | 0
Institutional | Existing | Chilled Water System - Variable Speed Drives | 1.0305 | 1.0305 |  | 9027.4109 | 13 |  | 1898 | 1898 | motor (10 hp) | 0
Lodging/Hospitality | Existing | Chilled Water System - Variable Speed Drives | 1.0305 | 1.0305 |  | 9027.4109 | 13 |  | 1898 | 1898 | motor (10 hp) | 0
Miscellaneous | Existing | Chilled Water System - Variable Speed Drives | 1.0305 | 1.0305 |  | 9027.4109 | 13 |  | 1898 | 1898 | motor (10 hp) | 0
Offices | Existing | Chilled Water System - Variable Speed Drives | 1.0305 | 1.0305 |  | 9027.4109 | 13 |  | 1898 | 1898 | motor (10 hp) | 0
Restaurants | Existing | Chilled Water System - Variable Speed Drives | 1.0305 | 1.0305 |  | 9027.4109 | 13 |  | 1898 | 1898 | motor (10 hp) | 0
Retail | Existing | Chilled Water System - Variable Speed Drives | 1.0305 | 1.0305 |  | 9027.4109 | 13 |  | 1898 | 1898 | motor (10 hp) | 0
Schools K-12 | Existing | Chilled Water System - Variable Speed Drives | 1.0305 | 1.0305 |  | 9027.4109 | 13 |  | 1898 | 1898 | motor (10 hp) | 0
Warehouse | Existing | Chilled Water System - Variable Speed Drives | 1.0305 | 1.0305 |  | 9027.4109 | 13 |  | 1898 | 1898 | motor (10 hp) | 0
Assembly | New | Chilled Water System - Variable Speed Drives | 1.0305 | 1.0305 |  | 9027.4109 | 13 |  | 1898 | 1898 | motor (10 hp) | 0
College and University | New | Chilled Water System - Variable Speed Drives | 1.0305 | 1.0305 |  | 9027.4109 | 13 |  | 1898 | 1898 | motor (10 hp) | 0
Grocery | New | Chilled Water System - Variable Speed Drives | 1.0305 | 1.0305 |  | 9027.4109 | 13 |  | 1898 | 1898 | motor (10 hp) | 0
Healthcare | New | Chilled Water System - Variable Speed Drives | 1.0305 | 1.0305 |  | 9027.4109 | 13 |  | 1898 | 1898 | motor (10 hp) | 0
Hospitals | New | Chilled Water System - Variable Speed Drives | 1.0305 | 1.0305 |  | 9027.4109 | 13 |  | 1898 | 1898 | motor (10 hp) | 0
Institutional | New | Chilled Water System - Variable Speed Drives | 1.0305 | 1.0305 |  | 9027.4109 | 13 |  | 1898 | 1898 | motor (10 hp) | 0
Lodging/Hospitality | New | Chilled Water System - Variable Speed Drives | 1.0305 | 1.0305 |  | 9027.4109 | 13 |  | 1898 | 1898 | motor (10 hp) | 0
Miscellaneous | New | Chilled Water System - Variable Speed Drives | 1.0305 | 1.0305 |  | 9027.4109 | 13 |  | 1898 | 1898 | motor (10 hp) | 0
Offices | New | Chilled Water System - Variable Speed Drives | 1.0305 | 1.0305 |  | 9027.4109 | 13 |  | 1898 | 1898 | motor (10 hp) | 0
Restaurants | New | Chilled Water System - Variable Speed Drives | 1.0305 | 1.0305 |  | 9027.4109 | 13 |  | 1898 | 1898 | motor (10 hp) | 0
Retail | New | Chilled Water System - Variable Speed Drives | 1.0305 | 1.0305 |  | 9027.4109 | 13 |  | 1898 | 1898 | motor (10 hp) | 0
Schools K-12 | New | Chilled Water System - Variable Speed Drives | 1.0305 | 1.0305 |  | 9027.4109 | 13 |  | 1898 | 1898 | motor (10 hp) | 0
Warehouse | New | Chilled Water System - Variable Speed Drives | 1.0305 | 1.0305 |  | 9027.4109 | 13 |  | 1898 | 1898 | motor (10 hp) | 0
Assembly | Existing | Cool Roof | 7.5697e-05 | 0 |  | 0.17819 | 15 |  | 1.5929 | 1.5929 | sq ft | 0
College and University | Existing | Cool Roof | 7.5697e-05 | 0 |  | 0.17819 | 15 |  | 1.5929 | 1.5929 | sq ft | 0
Grocery | Existing | Cool Roof | 7.5697e-05 | 0 |  | 0.17819 | 15 |  | 1.5929 | 1.5929 | sq ft | 0
Healthcare | Existing | Cool Roof | 7.5697e-05 | 0 |  | 0.17819 | 15 |  | 1.5929 | 1.5929 | sq ft | 0
Hospitals | Existing | Cool Roof | 7.5697e-05 | 0 |  | 0.17819 | 15 |  | 1.5929 | 1.5929 | sq ft | 0
Institutional | Existing | Cool Roof | 7.5697e-05 | 0 |  | 0.17819 | 15 |  | 1.5929 | 1.5929 | sq ft | 0
Lodging/Hospitality | Existing | Cool Roof | 0.00010041 | 0 |  | 0.17819 | 15 |  | 1.5929 | 1.5929 | sq ft | 0
Miscellaneous | Existing | Cool Roof | 2.2991e-05 | 0 |  | 0.17819 | 15 |  | 1.5929 | 1.5929 | sq ft | 0
Offices | Existing | Cool Roof | 7.5697e-05 | 0 |  | 0.17819 | 15 |  | 1.5929 | 1.5929 | sq ft | 0
Restaurants | Existing | Cool Roof | 7.5697e-05 | 0 |  | 0.17819 | 15 |  | 1.5929 | 1.5929 | sq ft | 0
Retail | Existing | Cool Roof | 7.5697e-05 | 0 |  | 0.17819 | 15 |  | 1.5929 | 1.5929 | sq ft | 0
Schools K-12 | Existing | Cool Roof | 7.5697e-05 | 0 |  | 0.17819 | 15 |  | 1.5929 | 1.5929 | sq ft | 0
Warehouse | Existing | Cool Roof | 2.2991e-05 | 0 |  | 0.17819 | 15 |  | 1.5929 | 1.5929 | sq ft | 0
Assembly | New | Cool Roof | 7.5512e-05 | 0 |  | 0.17775 | 15 |  | 1.5929 | 1.5929 | sq ft | 0
College and University | New | Cool Roof | 7.5512e-05 | 0 |  | 0.17775 | 15 |  | 1.5929 | 1.5929 | sq ft | 0
Grocery | New | Cool Roof | 7.5512e-05 | 0 |  | 0.17775 | 15 |  | 1.5929 | 1.5929 | sq ft | 0
Healthcare | New | Cool Roof | 7.5512e-05 | 0 |  | 0.17775 | 15 |  | 1.5929 | 1.5929 | sq ft | 0
Hospitals | New | Cool Roof | 7.5512e-05 | 0 |  | 0.17775 | 15 |  | 1.5929 | 1.5929 | sq ft | 0
Institutional | New | Cool Roof | 7.5512e-05 | 0 |  | 0.17775 | 15 |  | 1.5929 | 1.5929 | sq ft | 0
Lodging/Hospitality | New | Cool Roof | 0.00010016 | 0 |  | 0.17775 | 15 |  | 1.5929 | 1.5929 | sq ft | 0
Miscellaneous | New | Cool Roof | 2.2935e-05 | 0 |  | 0.17775 | 15 |  | 1.5929 | 1.5929 | sq ft | 0
Offices | New | Cool Roof | 7.5512e-05 | 0 |  | 0.17775 | 15 |  | 1.5929 | 1.5929 | sq ft | 0
Restaurants | New | Cool Roof | 7.5512e-05 | 0 |  | 0.17775 | 15 |  | 1.5929 | 1.5929 | sq ft | 0
Retail | New | Cool Roof | 7.5512e-05 | 0 |  | 0.17775 | 15 |  | 1.5929 | 1.5929 | sq ft | 0
Schools K-12 | New | Cool Roof | 7.5512e-05 | 0 |  | 0.17775 | 15 |  | 1.5929 | 1.5929 | sq ft | 0
Warehouse | New | Cool Roof | 2.2935e-05 | 0 |  | 0.17775 | 15 |  | 1.5929 | 1.5929 | sq ft | 0
Assembly | Existing | Dedicated Outdoor Air System on VRF unit | 0.24347 | 0.24609 |  | 800.1307 | 15 |  | 1000.58 | 1000.58 | unit (4 tons) | 0
College and University | Existing | Dedicated Outdoor Air System on VRF unit | 0.1876 | 0.13783 |  | 884.2265 | 15 |  | 1000.58 | 1000.58 | unit (4 tons) | 0
Grocery | Existing | Dedicated Outdoor Air System on VRF unit | 0.14569 | 0.14726 |  | 478.7875 | 15 |  | 1000.58 | 1000.58 | unit (4 tons) | 0
Healthcare | Existing | Dedicated Outdoor Air System on VRF unit | 0.52396 | 0.52959 |  | 1721.9094 | 15 |  | 1000.58 | 1000.58 | unit (4 tons) | 0
Hospitals | Existing | Dedicated Outdoor Air System on VRF unit | 0.49919 | 0.50455 |  | 1640.5025 | 15 |  | 1000.58 | 1000.58 | unit (4 tons) | 0
Institutional | Existing | Dedicated Outdoor Air System on VRF unit | 0.1347 | 0.13614 |  | 442.6603 | 15 |  | 1000.58 | 1000.58 | unit (4 tons) | 0
Lodging/Hospitality | Existing | Dedicated Outdoor Air System on VRF unit | 0.27644 | 0.2031 |  | 1302.9413 | 15 |  | 1000.58 | 1000.58 | unit (4 tons) | 0
Miscellaneous | Existing | Dedicated Outdoor Air System on VRF unit | 0.13592 | 0.13738 |  | 446.692 | 15 |  | 1000.58 | 1000.58 | unit (4 tons) | 0
Offices | Existing | Dedicated Outdoor Air System on VRF unit | 0.26883 | 0.27172 |  | 883.4693 | 15 |  | 1000.58 | 1000.58 | unit (4 tons) | 0
Restaurants | Existing | Dedicated Outdoor Air System on VRF unit | 0.41437 | 0.41882 |  | 1361.7563 | 15 |  | 1000.58 | 1000.58 | unit (4 tons) | 0
Retail | Existing | Dedicated Outdoor Air System on VRF unit | 0.31922 | 0.32265 |  | 1049.061 | 15 |  | 1000.58 | 1000.58 | unit (4 tons) | 0
Schools K-12 | Existing | Dedicated Outdoor Air System on VRF unit | 0.27862 | 0.28162 |  | 915.6498 | 15 |  | 1000.58 | 1000.58 | unit (4 tons) | 0
Warehouse | Existing | Dedicated Outdoor Air System on VRF unit | 0.062019 | 0.062685 |  | 203.814 | 15 |  | 1000.58 | 1000.58 | unit (4 tons) | 0
Assembly | New | Dedicated Outdoor Air System on VRF unit | 0.24347 | 0.24609 |  | 800.1307 | 15 |  | 1000.58 | 1000.58 | unit (4 tons) | 0
College and University | New | Dedicated Outdoor Air System on VRF unit | 0.1876 | 0.13783 |  | 884.2265 | 15 |  | 1000.58 | 1000.58 | unit (4 tons) | 0
Grocery | New | Dedicated Outdoor Air System on VRF unit | 0.14569 | 0.14726 |  | 478.7875 | 15 |  | 1000.58 | 1000.58 | unit (4 tons) | 0
Healthcare | New | Dedicated Outdoor Air System on VRF unit | 0.52396 | 0.52959 |  | 1721.9094 | 15 |  | 1000.58 | 1000.58 | unit (4 tons) | 0
Hospitals | New | Dedicated Outdoor Air System on VRF unit | 0.49919 | 0.50455 |  | 1640.5025 | 15 |  | 1000.58 | 1000.58 | unit (4 tons) | 0
Institutional | New | Dedicated Outdoor Air System on VRF unit | 0.1347 | 0.13614 |  | 442.6603 | 15 |  | 1000.58 | 1000.58 | unit (4 tons) | 0
Lodging/Hospitality | New | Dedicated Outdoor Air System on VRF unit | 0.27644 | 0.2031 |  | 1302.9413 | 15 |  | 1000.58 | 1000.58 | unit (4 tons) | 0
Miscellaneous | New | Dedicated Outdoor Air System on VRF unit | 0.13592 | 0.13738 |  | 446.692 | 15 |  | 1000.58 | 1000.58 | unit (4 tons) | 0
Offices | New | Dedicated Outdoor Air System on VRF unit | 0.26883 | 0.27172 |  | 883.4693 | 15 |  | 1000.58 | 1000.58 | unit (4 tons) | 0
Restaurants | New | Dedicated Outdoor Air System on VRF unit | 0.41437 | 0.41882 |  | 1361.7563 | 15 |  | 1000.58 | 1000.58 | unit (4 tons) | 0
Retail | New | Dedicated Outdoor Air System on VRF unit | 0.31922 | 0.32265 |  | 1049.061 | 15 |  | 1000.58 | 1000.58 | unit (4 tons) | 0
Schools K-12 | New | Dedicated Outdoor Air System on VRF unit | 0.27862 | 0.28162 |  | 915.6498 | 15 |  | 1000.58 | 1000.58 | unit (4 tons) | 0
Warehouse | New | Dedicated Outdoor Air System on VRF unit | 0.062019 | 0.062685 |  | 203.814 | 15 |  | 1000.58 | 1000.58 | unit (4 tons) | 0
Assembly | Existing | Destratification Fans | 0 | 0.18246 |  | 901.1833 | 10 |  | 6800 | 6800 | unit | 0
College and University | Existing | Destratification Fans | 0 | 0.33192 |  | 1639.3701 | 10 |  | 6800 | 6800 | unit | 0
Grocery | Existing | Destratification Fans | 0 | 0.11955 |  | 590.4442 | 10 |  | 6800 | 6800 | unit | 0
Healthcare | Existing | Destratification Fans | 0 | 0.299 |  | 1476.7832 | 10 |  | 6800 | 6800 | unit | 0
Hospitals | Existing | Destratification Fans | 0 | 0.59042 |  | 2916.1137 | 10 |  | 6800 | 6800 | unit | 0
Institutional | Existing | Destratification Fans | 0 | 0.065724 |  | 324.6124 | 10 |  | 6800 | 6800 | unit | 0
Lodging/Hospitality | Existing | Destratification Fans | 0 | 0.099147 |  | 489.6897 | 10 |  | 6800 | 6800 | unit | 0
Miscellaneous | Existing | Destratification Fans | 0 | 0.15152 |  | 748.3798 | 10 |  | 6800 | 6800 | unit | 0
Offices | Existing | Destratification Fans | 0 | 0.033186 |  | 163.9054 | 10 |  | 6800 | 6800 | unit | 0
Restaurants | Existing | Destratification Fans | 0 | 0.26228 |  | 1295.4284 | 10 |  | 6800 | 6800 | unit | 0
Retail | Existing | Destratification Fans | 0 | 0.31387 |  | 1550.2054 | 10 |  | 6800 | 6800 | unit | 0
Schools K-12 | Existing | Destratification Fans | 0 | 0.99242 |  | 4901.5791 | 10 |  | 6800 | 6800 | unit | 0
Warehouse | Existing | Destratification Fans | 0 | 0.10879 |  | 537.3126 | 10 |  | 6800 | 6800 | unit | 0
Assembly | New | Destratification Fans | 0 | 0.18246 |  | 901.1833 | 10 |  | 6800 | 6800 | unit | 0
College and University | New | Destratification Fans | 0 | 0.33192 |  | 1639.3701 | 10 |  | 6800 | 6800 | unit | 0
Grocery | New | Destratification Fans | 0 | 0.11955 |  | 590.4442 | 10 |  | 6800 | 6800 | unit | 0
Healthcare | New | Destratification Fans | 0 | 0.299 |  | 1476.7832 | 10 |  | 6800 | 6800 | unit | 0
Hospitals | New | Destratification Fans | 0 | 0.59042 |  | 2916.1137 | 10 |  | 6800 | 6800 | unit | 0
Institutional | New | Destratification Fans | 0 | 0.065724 |  | 324.6124 | 10 |  | 6800 | 6800 | unit | 0
Lodging/Hospitality | New | Destratification Fans | 0 | 0.099147 |  | 489.6897 | 10 |  | 6800 | 6800 | unit | 0
Miscellaneous | New | Destratification Fans | 0 | 0.15152 |  | 748.3798 | 10 |  | 6800 | 6800 | unit | 0
Offices | New | Destratification Fans | 0 | 0.033186 |  | 163.9054 | 10 |  | 6800 | 6800 | unit | 0
Restaurants | New | Destratification Fans | 0 | 0.26228 |  | 1295.4284 | 10 |  | 6800 | 6800 | unit | 0
Retail | New | Destratification Fans | 0 | 0.31387 |  | 1550.2054 | 10 |  | 6800 | 6800 | unit | 0
Schools K-12 | New | Destratification Fans | 0 | 0.99242 |  | 4901.5791 | 10 |  | 6800 | 6800 | unit | 0
Warehouse | New | Destratification Fans | 0 | 0.10879 |  | 537.3126 | 10 |  | 6800 | 6800 | unit | 0
Assembly | Existing | Duct Insulation | 0.26713 | 0.57411 |  | 983.3201 | 15 |  | 18520.6472 | 0.96125 | sq ft | 19267.2533
College and University | Existing | Duct Insulation | 1.5955 | 3.429 |  | 5872.9828 | 15 |  | 72990.798 | 0.96125 | sq ft | 75933.2099
Grocery | Existing | Duct Insulation | 0.64315 | 1.3822 |  | 2367.4384 | 15 |  | 4529.1185 | 0.96125 | sq ft | 4711.6968
Healthcare | Existing | Duct Insulation | 1.1226 | 2.4127 |  | 4132.3741 | 15 |  | 19341.0859 | 0.96125 | sq ft | 20120.7655
Hospitals | Existing | Duct Insulation | 11.6976 | 25.1399 |  | 43058.6877 | 15 |  | 201531.0716 | 0.96125 | sq ft | 209655.211
Institutional | Existing | Duct Insulation | 1.2978 | 2.7891 |  | 4777.0684 | 15 |  | 19830.8626 | 0.96125 | sq ft | 20630.2862
Lodging/Hospitality | Existing | Duct Insulation | 1.0646 | 2.288 |  | 3918.7435 | 15 |  | 32495.3786 | 0.96125 | sq ft | 33805.3353
Miscellaneous | Existing | Duct Insulation | 12.3725 | 26.5904 |  | 45543.0611 | 15 |  | 277506.4746 | 0.96125 | sq ft | 288693.3416
Offices | Existing | Duct Insulation | 0.92485 | 1.9876 |  | 3404.3613 | 15 |  | 15442.5127 | 0.96125 | sq ft | 16065.0328
Restaurants | Existing | Duct Insulation | 0.67017 | 1.4403 |  | 2466.8853 | 15 |  | 4882.9475 | 0.96125 | sq ft | 5079.7893
Retail | Existing | Duct Insulation | 0.29271 | 0.62909 |  | 1077.4754 | 15 |  | 11000.3969 | 0.96125 | sq ft | 11443.846
Schools K-12 | Existing | Duct Insulation | 1.0939 | 2.351 |  | 4026.6263 | 15 |  | 50043.8492 | 0.96125 | sq ft | 52061.2215
Warehouse | Existing | Duct Insulation | 0.10867 | 0.23354 |  | 400.0066 | 15 |  | 15441.5127 | 0.96125 | sq ft | 16063.9925
Assembly | New | Duct Insulation | 0.26713 | 0.57411 |  | 983.3201 | 15 |  | 18520.6472 | 0.96125 | sq ft | 19267.2533
College and University | New | Duct Insulation | 1.5955 | 3.429 |  | 5872.9828 | 15 |  | 72990.798 | 0.96125 | sq ft | 75933.2099
Grocery | New | Duct Insulation | 0.64315 | 1.3822 |  | 2367.4384 | 15 |  | 4529.1185 | 0.96125 | sq ft | 4711.6968
Healthcare | New | Duct Insulation | 1.1226 | 2.4127 |  | 4132.3741 | 15 |  | 19341.0859 | 0.96125 | sq ft | 20120.7655
Hospitals | New | Duct Insulation | 11.6976 | 25.1399 |  | 43058.6877 | 15 |  | 201531.0716 | 0.96125 | sq ft | 209655.211
Institutional | New | Duct Insulation | 1.2978 | 2.7891 |  | 4777.0684 | 15 |  | 19830.8626 | 0.96125 | sq ft | 20630.2862
Lodging/Hospitality | New | Duct Insulation | 1.0646 | 2.288 |  | 3918.7435 | 15 |  | 32495.3786 | 0.96125 | sq ft | 33805.3353
Miscellaneous | New | Duct Insulation | 12.3725 | 26.5904 |  | 45543.0611 | 15 |  | 277506.4746 | 0.96125 | sq ft | 288693.3416
Offices | New | Duct Insulation | 0.92485 | 1.9876 |  | 3404.3613 | 15 |  | 15442.5127 | 0.96125 | sq ft | 16065.0328
Restaurants | New | Duct Insulation | 0.67017 | 1.4403 |  | 2466.8853 | 15 |  | 4882.9475 | 0.96125 | sq ft | 5079.7893
Retail | New | Duct Insulation | 0.29271 | 0.62909 |  | 1077.4754 | 15 |  | 11000.3969 | 0.96125 | sq ft | 11443.846
Schools K-12 | New | Duct Insulation | 1.0939 | 2.351 |  | 4026.6263 | 15 |  | 50043.8492 | 0.96125 | sq ft | 52061.2215
Warehouse | New | Duct Insulation | 0.10867 | 0.23354 |  | 400.0066 | 15 |  | 15441.5127 | 0.96125 | sq ft | 16063.9925
Assembly | Existing | Duct Sealing Repair | 1.1367 | 4.0258 |  | 5769.3882 | 15 |  | 2119.3979 | 0.11 | sq ft | 19267.2533
College and University | Existing | Duct Sealing Repair | 6.789 | 24.0448 |  | 34458.2784 | 15 |  | 8352.6531 | 0.11 | sq ft | 75933.2099
Grocery | Existing | Duct Sealing Repair | 2.7367 | 9.6926 |  | 13890.361 | 15 |  | 518.2866 | 0.11 | sq ft | 4711.6968
Healthcare | Existing | Duct Sealing Repair | 4.7769 | 16.9185 |  | 24245.6858 | 15 |  | 2213.2842 | 0.11 | sq ft | 20120.7655
Hospitals | Existing | Duct Sealing Repair | 49.7747 | 176.288 |  | 252636.2315 | 15 |  | 23062.0732 | 0.11 | sq ft | 209655.211
Institutional | Existing | Duct Sealing Repair | 5.5222 | 19.558 |  | 28028.271 | 15 |  | 2269.3315 | 0.11 | sq ft | 20630.2862
Lodging/Hospitality | Existing | Duct Sealing Repair | 4.53 | 16.0439 |  | 22992.2611 | 15 |  | 3718.5869 | 0.11 | sq ft | 33805.3353
Miscellaneous | Existing | Duct Sealing Repair | 52.6466 | 186.4593 |  | 267212.6796 | 15 |  | 31756.2676 | 0.11 | sq ft | 288693.3416
Offices | Existing | Duct Sealing Repair | 3.9354 | 13.9379 |  | 19974.2506 | 15 |  | 1767.1536 | 0.11 | sq ft | 16065.0328
Restaurants | Existing | Duct Sealing Repair | 2.8517 | 10.0998 |  | 14473.841 | 15 |  | 558.7768 | 0.11 | sq ft | 5079.7893
Retail | Existing | Duct Sealing Repair | 1.2455 | 4.4113 |  | 6321.8213 | 15 |  | 1258.8231 | 0.11 | sq ft | 11443.846
Schools K-12 | Existing | Duct Sealing Repair | 4.6547 | 16.4855 |  | 23625.2368 | 15 |  | 5726.7344 | 0.11 | sq ft | 52061.2215
Warehouse | Existing | Duct Sealing Repair | 0.4624 | 1.6377 |  | 2346.9401 | 15 |  | 1767.0392 | 0.11 | sq ft | 16063.9925
Assembly | New | Duct Sealing Repair | 1.1367 | 4.0258 |  | 5769.3882 | 15 |  | 2119.3979 | 0.11 | sq ft | 19267.2533
College and University | New | Duct Sealing Repair | 6.789 | 24.0448 |  | 34458.2784 | 15 |  | 8352.6531 | 0.11 | sq ft | 75933.2099
Grocery | New | Duct Sealing Repair | 2.7367 | 9.6926 |  | 13890.361 | 15 |  | 518.2866 | 0.11 | sq ft | 4711.6968
Healthcare | New | Duct Sealing Repair | 4.7769 | 16.9185 |  | 24245.6858 | 15 |  | 2213.2842 | 0.11 | sq ft | 20120.7655
Hospitals | New | Duct Sealing Repair | 49.7747 | 176.288 |  | 252636.2315 | 15 |  | 23062.0732 | 0.11 | sq ft | 209655.211
Institutional | New | Duct Sealing Repair | 5.5222 | 19.558 |  | 28028.271 | 15 |  | 2269.3315 | 0.11 | sq ft | 20630.2862
Lodging/Hospitality | New | Duct Sealing Repair | 4.53 | 16.0439 |  | 22992.2611 | 15 |  | 3718.5869 | 0.11 | sq ft | 33805.3353
Miscellaneous | New | Duct Sealing Repair | 52.6466 | 186.4593 |  | 267212.6796 | 15 |  | 31756.2676 | 0.11 | sq ft | 288693.3416
Offices | New | Duct Sealing Repair | 3.9354 | 13.9379 |  | 19974.2506 | 15 |  | 1767.1536 | 0.11 | sq ft | 16065.0328
Restaurants | New | Duct Sealing Repair | 2.8517 | 10.0998 |  | 14473.841 | 15 |  | 558.7768 | 0.11 | sq ft | 5079.7893
Retail | New | Duct Sealing Repair | 1.2455 | 4.4113 |  | 6321.8213 | 15 |  | 1258.8231 | 0.11 | sq ft | 11443.846
Schools K-12 | New | Duct Sealing Repair | 4.6547 | 16.4855 |  | 23625.2368 | 15 |  | 5726.7344 | 0.11 | sq ft | 52061.2215
Warehouse | New | Duct Sealing Repair | 0.4624 | 1.6377 |  | 2346.9401 | 15 |  | 1767.0392 | 0.11 | sq ft | 16063.9925
Assembly | Existing | ECM Motors on Furnaces | 0 | 0 |  | 567.1256 | 15 |  | 287 | 287 | furnace | 0
College and University | Existing | ECM Motors on Furnaces | 0 | 0.086538 |  | 567.1256 | 15 |  | 287 | 287 | furnace | 0
Grocery | Existing | ECM Motors on Furnaces | 0 | 0.11135 |  | 975.4561 | 15 |  | 287 | 287 | furnace | 0
Healthcare | Existing | ECM Motors on Furnaces | 0 | 0 |  | 889.253 | 15 |  | 287 | 287 | furnace | 0
Hospitals | Existing | ECM Motors on Furnaces | 0 | 0.15438 |  | 1011.7522 | 15 |  | 287 | 287 | furnace | 0
Institutional | Existing | ECM Motors on Furnaces | 0 | 0 |  | 494.5336 | 15 |  | 287 | 287 | furnace | 0
Lodging/Hospitality | Existing | ECM Motors on Furnaces | 0 | 0.068366 |  | 598.8847 | 15 |  | 287 | 287 | furnace | 0
Miscellaneous | Existing | ECM Motors on Furnaces | 0 | 0 |  | 313.0534 | 15 |  | 287 | 287 | furnace | 0
Offices | Existing | ECM Motors on Furnaces | 0 | 0 |  | 331.2014 | 15 |  | 287 | 287 | furnace | 0
Restaurants | Existing | ECM Motors on Furnaces | 0 | 0.23876 |  | 2091.5594 | 15 |  | 287 | 287 | furnace | 0
Retail | Existing | ECM Motors on Furnaces | 0 | 0.14968 |  | 1311.1945 | 15 |  | 287 | 287 | furnace | 0
Schools K-12 | Existing | ECM Motors on Furnaces | 0 | 0 |  | 1206.8434 | 15 |  | 287 | 287 | furnace | 0
Warehouse | Existing | ECM Motors on Furnaces | 0 | 0 |  | 313.0534 | 15 |  | 287 | 287 | furnace | 0
Assembly | New | ECM Motors on Furnaces | 0 | 0 |  | 567.1256 | 15 |  | 287 | 287 | furnace | 0
College and University | New | ECM Motors on Furnaces | 0 | 0.086538 |  | 567.1256 | 15 |  | 287 | 287 | furnace | 0
Grocery | New | ECM Motors on Furnaces | 0 | 0.11135 |  | 975.4561 | 15 |  | 287 | 287 | furnace | 0
Healthcare | New | ECM Motors on Furnaces | 0 | 0 |  | 889.253 | 15 |  | 287 | 287 | furnace | 0
Hospitals | New | ECM Motors on Furnaces | 0 | 0.15438 |  | 1011.7522 | 15 |  | 287 | 287 | furnace | 0
Institutional | New | ECM Motors on Furnaces | 0 | 0 |  | 494.5336 | 15 |  | 287 | 287 | furnace | 0
Lodging/Hospitality | New | ECM Motors on Furnaces | 0 | 0.068366 |  | 598.8847 | 15 |  | 287 | 287 | furnace | 0
Miscellaneous | New | ECM Motors on Furnaces | 0 | 0 |  | 313.0534 | 15 |  | 287 | 287 | furnace | 0
Offices | New | ECM Motors on Furnaces | 0 | 0 |  | 331.2014 | 15 |  | 287 | 287 | furnace | 0
Restaurants | New | ECM Motors on Furnaces | 0 | 0.23876 |  | 2091.5594 | 15 |  | 287 | 287 | furnace | 0
Retail | New | ECM Motors on Furnaces | 0 | 0.14968 |  | 1311.1945 | 15 |  | 287 | 287 | furnace | 0
Schools K-12 | New | ECM Motors on Furnaces | 0 | 0 |  | 1206.8434 | 15 |  | 287 | 287 | furnace | 0
Warehouse | New | ECM Motors on Furnaces | 0 | 0 |  | 313.0534 | 15 |  | 287 | 287 | furnace | 0
Assembly | Existing | Energy Recovery Ventilation System (ERV) | 13.3127 | 11.3508 |  | 7397.8089 | 15 |  | 115603.5198 | 6 | CFM | 19267.2533
College and University | Existing | Energy Recovery Ventilation System (ERV) | 44.638 | 38.0597 |  | 24805.1607 | 15 |  | 455599.2594 | 6 | CFM | 75933.2099
Grocery | Existing | Energy Recovery Ventilation System (ERV) | 17.4579 | 14.8851 |  | 9701.2996 | 15 |  | 28270.1807 | 6 | CFM | 4711.6968
Healthcare | Existing | Energy Recovery Ventilation System (ERV) | 30.4729 | 25.9821 |  | 16933.6609 | 15 |  | 120724.5932 | 6 | CFM | 20120.7655
Hospitals | Existing | Energy Recovery Ventilation System (ERV) | 317.5226 | 270.7292 |  | 176446.0823 | 15 |  | 1257931.2662 | 6 | CFM | 209655.211
Institutional | Existing | Energy Recovery Ventilation System (ERV) | 35.227 | 30.0356 |  | 19575.4923 | 15 |  | 123781.7172 | 6 | CFM | 20630.2862
Lodging/Hospitality | Existing | Energy Recovery Ventilation System (ERV) | 28.8975 | 24.6389 |  | 16058.2446 | 15 |  | 202832.0121 | 6 | CFM | 33805.3353
Miscellaneous | Existing | Energy Recovery Ventilation System (ERV) | 335.8429 | 286.3496 |  | 186626.5586 | 15 |  | 1731577.3664 | 6 | CFM | 288596.2277
Offices | Existing | Energy Recovery Ventilation System (ERV) | 15.4644 | 13.1854 |  | 8593.5069 | 15 |  | 96390.1965 | 6 | CFM | 16065.0328
Restaurants | Existing | Energy Recovery Ventilation System (ERV) | 19.9582 | 17.017 |  | 11090.6962 | 15 |  | 30478.736 | 6 | CFM | 5079.7893
Retail | Existing | Energy Recovery Ventilation System (ERV) | 9.9809 | 8.51 |  | 5546.325 | 15 |  | 68663.0757 | 6 | CFM | 11443.846
Schools K-12 | Existing | Energy Recovery Ventilation System (ERV) | 30.6046 | 26.0944 |  | 17006.8797 | 15 |  | 312367.3292 | 6 | CFM | 52061.2215
Warehouse | Existing | Energy Recovery Ventilation System (ERV) | 2.9497 | 2.515 |  | 1639.1488 | 15 |  | 96383.9547 | 6 | CFM | 16063.9925
Assembly | New | Energy Recovery Ventilation System (ERV) | 13.3127 | 11.3508 |  | 7397.8089 | 15 |  | 115603.5198 | 6 | CFM | 19267.2533
College and University | New | Energy Recovery Ventilation System (ERV) | 44.638 | 38.0597 |  | 24805.1607 | 15 |  | 455599.2594 | 6 | CFM | 75933.2099
Grocery | New | Energy Recovery Ventilation System (ERV) | 17.4579 | 14.8851 |  | 9701.2996 | 15 |  | 28270.1807 | 6 | CFM | 4711.6968
Healthcare | New | Energy Recovery Ventilation System (ERV) | 30.4729 | 25.9821 |  | 16933.6609 | 15 |  | 120724.5932 | 6 | CFM | 20120.7655
Hospitals | New | Energy Recovery Ventilation System (ERV) | 317.5226 | 270.7292 |  | 176446.0823 | 15 |  | 1257931.2662 | 6 | CFM | 209655.211
Institutional | New | Energy Recovery Ventilation System (ERV) | 35.227 | 30.0356 |  | 19575.4923 | 15 |  | 123781.7172 | 6 | CFM | 20630.2862
Lodging/Hospitality | New | Energy Recovery Ventilation System (ERV) | 28.8975 | 24.6389 |  | 16058.2446 | 15 |  | 202832.0121 | 6 | CFM | 33805.3353
Miscellaneous | New | Energy Recovery Ventilation System (ERV) | 335.8429 | 286.3496 |  | 186626.5586 | 15 |  | 1731577.3664 | 6 | CFM | 288596.2277
Offices | New | Energy Recovery Ventilation System (ERV) | 15.4644 | 13.1854 |  | 8593.5069 | 15 |  | 96390.1965 | 6 | CFM | 16065.0328
Restaurants | New | Energy Recovery Ventilation System (ERV) | 19.9582 | 17.017 |  | 11090.6962 | 15 |  | 30478.736 | 6 | CFM | 5079.7893
Retail | New | Energy Recovery Ventilation System (ERV) | 9.9809 | 8.51 |  | 5546.325 | 15 |  | 68663.0757 | 6 | CFM | 11443.846
Schools K-12 | New | Energy Recovery Ventilation System (ERV) | 30.6046 | 26.0944 |  | 17006.8797 | 15 |  | 312367.3292 | 6 | CFM | 52061.2215
Warehouse | New | Energy Recovery Ventilation System (ERV) | 2.9497 | 2.515 |  | 1639.1488 | 15 |  | 96383.9547 | 6 | CFM | 16063.9925
Assembly | Existing | Facility Commissioning | 0 | 0 |  | 0 | 10 |  | 22350.0138 | 1.16 | sq ft | 19267.2533
College and University | Existing | Facility Commissioning | 0 | 0 |  | 0 | 10 |  | 88082.5235 | 1.16 | sq ft | 75933.2099
Grocery | Existing | Facility Commissioning | 0 | 0 |  | 0 | 10 |  | 5465.5683 | 1.16 | sq ft | 4711.6968
Healthcare | Existing | Facility Commissioning | 0 | 0 |  | 0 | 10 |  | 23340.088 | 1.16 | sq ft | 20120.7655
Hospitals | Existing | Facility Commissioning | 0 | 0 |  | 0 | 10 |  | 243200.0448 | 1.16 | sq ft | 209655.211
Institutional | Existing | Facility Commissioning | 0 | 0 |  | 0 | 10 |  | 23931.132 | 1.16 | sq ft | 20630.2862
Lodging/Hospitality | Existing | Facility Commissioning | 0 | 0 |  | 0 | 10 |  | 39214.189 | 1.16 | sq ft | 33805.3353
Miscellaneous | Existing | Facility Commissioning | 0 | 0 |  | 0 | 10 |  | 334055.5551 | 1.16 | sq ft | 287978.9268
Offices | Existing | Facility Commissioning | 0 | 0 |  | 0 | 10 |  | 18635.438 | 1.16 | sq ft | 16065.0328
Restaurants | Existing | Facility Commissioning | 0 | 0 |  | 0 | 10 |  | 5892.5556 | 1.16 | sq ft | 5079.7893
Retail | Existing | Facility Commissioning | 0 | 0 |  | 0 | 10 |  | 13274.8613 | 1.16 | sq ft | 11443.846
Schools K-12 | Existing | Facility Commissioning | 0 | 0 |  | 0 | 10 |  | 60391.017 | 1.16 | sq ft | 52061.2215
Warehouse | Existing | Facility Commissioning | 0 | 0 |  | 0 | 10 |  | 18634.2312 | 1.16 | sq ft | 16063.9925
Assembly | New | Facility Commissioning | 1.3944 | 0.13997 |  | 6489.3061 | 10 |  | 22350.0138 | 1.16 | sq ft | 19267.2533
College and University | New | Facility Commissioning | 7.1769 | 5.9242 |  | 38758.0637 | 10 |  | 88082.5235 | 1.16 | sq ft | 75933.2099
Grocery | New | Facility Commissioning | 3.3572 | 0.33698 |  | 15623.633 | 10 |  | 5465.5683 | 1.16 | sq ft | 4711.6968
Healthcare | New | Facility Commissioning | 5.8599 | 0.5882 |  | 27271.1197 | 10 |  | 23340.088 | 1.16 | sq ft | 20120.7655
Hospitals | New | Facility Commissioning | 52.6188 | 43.4343 |  | 284160.7767 | 10 |  | 243200.0448 | 1.16 | sq ft | 209655.211
Institutional | New | Facility Commissioning | 6.7742 | 0.67996 |  | 31525.7048 | 10 |  | 23931.132 | 1.16 | sq ft | 20630.2862
Lodging/Hospitality | New | Facility Commissioning | 5.557 | 0.55779 |  | 25861.2898 | 10 |  | 39214.189 | 1.16 | sq ft | 33805.3353
Miscellaneous | New | Facility Commissioning | 64.5827 | 6.4826 |  | 300556.1084 | 10 |  | 334055.5551 | 1.16 | sq ft | 287978.9268
Offices | New | Facility Commissioning | 4.8276 | 0.48457 |  | 22466.6847 | 10 |  | 18635.438 | 1.16 | sq ft | 16065.0328
Restaurants | New | Facility Commissioning | 3.4982 | 0.35113 |  | 16279.921 | 10 |  | 5892.5556 | 1.16 | sq ft | 5079.7893
Retail | New | Facility Commissioning | 1.5279 | 0.15337 |  | 7110.6731 | 10 |  | 13274.8613 | 1.16 | sq ft | 11443.846
Schools K-12 | New | Facility Commissioning | 5.71 | 0.57315 |  | 26573.2496 | 10 |  | 60391.017 | 1.16 | sq ft | 52061.2215
Warehouse | New | Facility Commissioning | 0.56723 | 0.056937 |  | 2639.7968 | 10 |  | 18634.2312 | 1.16 | sq ft | 16063.9925
Assembly | Existing | Facility Energy Management System | 3.8562 | 0.3316 |  | 18398.4231 | 15 |  | 14450.44 | 0.75 | sq ft | 19267.2533
College and University | Existing | Facility Energy Management System | 16.2679 | 14.0526 |  | 109886.5187 | 15 |  | 56949.9074 | 0.75 | sq ft | 75933.2099
Grocery | Existing | Facility Energy Management System | 11.5595 | 5.3149 |  | 44295.9859 | 15 |  | 3533.7726 | 0.75 | sq ft | 4711.6968
Healthcare | Existing | Facility Energy Management System | 16.2055 | 1.3935 |  | 77318.837 | 15 |  | 15090.5742 | 0.75 | sq ft | 20120.7655
Hospitals | Existing | Facility Energy Management System | 119.2704 | 103.029 |  | 805650.1165 | 15 |  | 157241.4083 | 0.75 | sq ft | 209655.211
Institutional | Existing | Facility Energy Management System | 18.7338 | 1.6109 |  | 89381.399 | 15 |  | 15472.7147 | 0.75 | sq ft | 20630.2862
Lodging/Hospitality | Existing | Facility Energy Management System | 19.134 | 8.7976 |  | 73321.6996 | 15 |  | 25354.0015 | 0.75 | sq ft | 33805.3353
Miscellaneous | Existing | Facility Energy Management System | 178.6019 | 15.3582 |  | 852134.0156 | 15 |  | 216520.0062 | 0.75 | sq ft | 288693.3416
Offices | Existing | Facility Energy Management System | 13.3506 | 1.148 |  | 63697.3454 | 15 |  | 12048.7746 | 0.75 | sq ft | 16065.0328
Restaurants | Existing | Facility Energy Management System | 12.0451 | 5.5382 |  | 46156.6879 | 15 |  | 3809.842 | 0.75 | sq ft | 5079.7893
Retail | Existing | Facility Energy Management System | 5.261 | 2.419 |  | 20160.1173 | 15 |  | 8582.8845 | 0.75 | sq ft | 11443.846
Schools K-12 | Existing | Facility Energy Management System | 15.7908 | 1.3579 |  | 75340.2418 | 15 |  | 39045.9161 | 0.75 | sq ft | 52061.2215
Warehouse | Existing | Facility Energy Management System | 1.5687 | 0.13489 |  | 7484.3286 | 15 |  | 12047.9943 | 0.75 | sq ft | 16063.9925
Assembly | New | Facility Energy Management System | 3.8562 | 0.3316 |  | 18398.4231 | 15 |  | 14450.44 | 0.75 | sq ft | 19267.2533
College and University | New | Facility Energy Management System | 16.2679 | 14.0526 |  | 109886.5187 | 15 |  | 56949.9074 | 0.75 | sq ft | 75933.2099
Grocery | New | Facility Energy Management System | 11.5595 | 5.3149 |  | 44295.9859 | 15 |  | 3533.7726 | 0.75 | sq ft | 4711.6968
Healthcare | New | Facility Energy Management System | 16.2055 | 1.3935 |  | 77318.837 | 15 |  | 15090.5742 | 0.75 | sq ft | 20120.7655
Hospitals | New | Facility Energy Management System | 119.2704 | 103.029 |  | 805650.1165 | 15 |  | 157241.4083 | 0.75 | sq ft | 209655.211
Institutional | New | Facility Energy Management System | 18.7338 | 1.6109 |  | 89381.399 | 15 |  | 15472.7147 | 0.75 | sq ft | 20630.2862
Lodging/Hospitality | New | Facility Energy Management System | 19.134 | 8.7976 |  | 73321.6996 | 15 |  | 25354.0015 | 0.75 | sq ft | 33805.3353
Miscellaneous | New | Facility Energy Management System | 178.6019 | 15.3582 |  | 852134.0156 | 15 |  | 216520.0062 | 0.75 | sq ft | 288693.3416
Offices | New | Facility Energy Management System | 13.3506 | 1.148 |  | 63697.3454 | 15 |  | 12048.7746 | 0.75 | sq ft | 16065.0328
Restaurants | New | Facility Energy Management System | 12.0451 | 5.5382 |  | 46156.6879 | 15 |  | 3809.842 | 0.75 | sq ft | 5079.7893
Retail | New | Facility Energy Management System | 5.261 | 2.419 |  | 20160.1173 | 15 |  | 8582.8845 | 0.75 | sq ft | 11443.846
Schools K-12 | New | Facility Energy Management System | 15.7908 | 1.3579 |  | 75340.2418 | 15 |  | 39045.9161 | 0.75 | sq ft | 52061.2215
Warehouse | New | Facility Energy Management System | 1.5687 | 0.13489 |  | 7484.3286 | 15 |  | 12047.9943 | 0.75 | sq ft | 16063.9925
Assembly | Existing | Floor Insulation | 1.3861e-06 | 3.1245e-05 |  | 0.069267 | 20 |  | 1.3958 | 1.3958 | sq ft | 0
College and University | Existing | Floor Insulation | 2.8647e-05 | 1.6874e-05 |  | 0.069267 | 20 |  | 1.3958 | 1.3958 | sq ft | 0
Grocery | Existing | Floor Insulation | 1.4135e-05 | 3.2327e-05 |  | 0.069267 | 20 |  | 1.3958 | 1.3958 | sq ft | 0
Healthcare | Existing | Floor Insulation | 1.3861e-06 | 3.1245e-05 |  | 0.069267 | 20 |  | 1.3958 | 1.3958 | sq ft | 0
Hospitals | Existing | Floor Insulation | 2.8647e-05 | 1.6874e-05 |  | 0.069267 | 20 |  | 1.3958 | 1.3958 | sq ft | 0
Institutional | Existing | Floor Insulation | 1.3861e-06 | 3.1245e-05 |  | 0.069267 | 20 |  | 1.3958 | 1.3958 | sq ft | 0
Lodging/Hospitality | Existing | Floor Insulation | 2.8647e-05 | 1.6874e-05 |  | 0.069267 | 20 |  | 1.3958 | 1.3958 | sq ft | 0
Miscellaneous | Existing | Floor Insulation | 1.3861e-06 | 3.1245e-05 |  | 0.069267 | 20 |  | 1.3958 | 1.3958 | sq ft | 0
Offices | Existing | Floor Insulation | 1.3861e-06 | 3.1245e-05 |  | 0.069267 | 20 |  | 1.3958 | 1.3958 | sq ft | 0
Restaurants | Existing | Floor Insulation | 1.4135e-05 | 3.2327e-05 |  | 0.069267 | 20 |  | 1.3958 | 1.3958 | sq ft | 0
Retail | Existing | Floor Insulation | 1.4135e-05 | 3.2327e-05 |  | 0.069267 | 20 |  | 1.3958 | 1.3958 | sq ft | 0
Schools K-12 | Existing | Floor Insulation | 1.3861e-06 | 3.1245e-05 |  | 0.069267 | 20 |  | 1.3958 | 1.3958 | sq ft | 0
Warehouse | Existing | Floor Insulation | 7.8602e-06 | 1.4024e-05 |  | 0.069267 | 20 |  | 1.3958 | 1.3958 | sq ft | 0
Assembly | New | Floor Insulation | 1.3598e-06 | 3.0654e-05 |  | 0.067956 | 20 |  | 1.3958 | 1.3958 | sq ft | 0
College and University | New | Floor Insulation | 2.8105e-05 | 1.6555e-05 |  | 0.067956 | 20 |  | 1.3958 | 1.3958 | sq ft | 0
Grocery | New | Floor Insulation | 1.3868e-05 | 3.1715e-05 |  | 0.067956 | 20 |  | 1.3958 | 1.3958 | sq ft | 0
Healthcare | New | Floor Insulation | 1.3598e-06 | 3.0654e-05 |  | 0.067956 | 20 |  | 1.3958 | 1.3958 | sq ft | 0
Hospitals | New | Floor Insulation | 2.8105e-05 | 1.6555e-05 |  | 0.067956 | 20 |  | 1.3958 | 1.3958 | sq ft | 0
Institutional | New | Floor Insulation | 1.3598e-06 | 3.0654e-05 |  | 0.067956 | 20 |  | 1.3958 | 1.3958 | sq ft | 0
Lodging/Hospitality | New | Floor Insulation | 2.8105e-05 | 1.6555e-05 |  | 0.067956 | 20 |  | 1.3958 | 1.3958 | sq ft | 0
Miscellaneous | New | Floor Insulation | 1.3598e-06 | 3.0654e-05 |  | 0.067956 | 20 |  | 1.3958 | 1.3958 | sq ft | 0
Offices | New | Floor Insulation | 1.3598e-06 | 3.0654e-05 |  | 0.067956 | 20 |  | 1.3958 | 1.3958 | sq ft | 0
Restaurants | New | Floor Insulation | 1.3868e-05 | 3.1715e-05 |  | 0.067956 | 20 |  | 1.3958 | 1.3958 | sq ft | 0
Retail | New | Floor Insulation | 1.3868e-05 | 3.1715e-05 |  | 0.067956 | 20 |  | 1.3958 | 1.3958 | sq ft | 0
Schools K-12 | New | Floor Insulation | 1.3598e-06 | 3.0654e-05 |  | 0.067956 | 20 |  | 1.3958 | 1.3958 | sq ft | 0
Warehouse | New | Floor Insulation | 7.7115e-06 | 1.3759e-05 |  | 0.067956 | 20 |  | 1.3958 | 1.3958 | sq ft | 0
Assembly | Existing | Green Roof | 6.9375e-05 | 0 |  | 0.16331 | 15 |  | 16.0523 | 16.0523 | sq ft | 0
College and University | Existing | Green Roof | 6.9375e-05 | 0 |  | 0.16331 | 15 |  | 16.0523 | 16.0523 | sq ft | 0
Grocery | Existing | Green Roof | 6.9375e-05 | 0 |  | 0.16331 | 15 |  | 16.0523 | 16.0523 | sq ft | 0
Healthcare | Existing | Green Roof | 6.9375e-05 | 0 |  | 0.16331 | 15 |  | 16.0523 | 16.0523 | sq ft | 0
Hospitals | Existing | Green Roof | 6.9375e-05 | 0 |  | 0.16331 | 15 |  | 16.0523 | 16.0523 | sq ft | 0
Institutional | Existing | Green Roof | 6.9375e-05 | 0 |  | 0.16331 | 15 |  | 16.0523 | 16.0523 | sq ft | 0
Lodging/Hospitality | Existing | Green Roof | 9.2024e-05 | 0 |  | 0.16331 | 15 |  | 16.0523 | 16.0523 | sq ft | 0
Miscellaneous | Existing | Green Roof | 2.1071e-05 | 0 |  | 0.16331 | 15 |  | 16.0523 | 16.0523 | sq ft | 0
Offices | Existing | Green Roof | 6.9375e-05 | 0 |  | 0.16331 | 15 |  | 16.0523 | 16.0523 | sq ft | 0
Restaurants | Existing | Green Roof | 6.9375e-05 | 0 |  | 0.16331 | 15 |  | 16.0523 | 16.0523 | sq ft | 0
Retail | Existing | Green Roof | 6.9375e-05 | 0 |  | 0.16331 | 15 |  | 16.0523 | 16.0523 | sq ft | 0
Schools K-12 | Existing | Green Roof | 6.9375e-05 | 0 |  | 0.16331 | 15 |  | 16.0523 | 16.0523 | sq ft | 0
Warehouse | Existing | Green Roof | 2.1071e-05 | 0 |  | 0.16331 | 15 |  | 16.0523 | 16.0523 | sq ft | 0
Assembly | New | Green Roof | 6.7736e-05 | 0 |  | 0.15945 | 15 |  | 16.0523 | 16.0523 | sq ft | 0
College and University | New | Green Roof | 6.7736e-05 | 0 |  | 0.15945 | 15 |  | 16.0523 | 16.0523 | sq ft | 0
Grocery | New | Green Roof | 6.7736e-05 | 0 |  | 0.15945 | 15 |  | 16.0523 | 16.0523 | sq ft | 0
Healthcare | New | Green Roof | 6.7736e-05 | 0 |  | 0.15945 | 15 |  | 16.0523 | 16.0523 | sq ft | 0
Hospitals | New | Green Roof | 6.7736e-05 | 0 |  | 0.15945 | 15 |  | 16.0523 | 16.0523 | sq ft | 0
Institutional | New | Green Roof | 6.7736e-05 | 0 |  | 0.15945 | 15 |  | 16.0523 | 16.0523 | sq ft | 0
Lodging/Hospitality | New | Green Roof | 8.9849e-05 | 0 |  | 0.15945 | 15 |  | 16.0523 | 16.0523 | sq ft | 0
Miscellaneous | New | Green Roof | 2.0573e-05 | 0 |  | 0.15945 | 15 |  | 16.0523 | 16.0523 | sq ft | 0
Offices | New | Green Roof | 6.7736e-05 | 0 |  | 0.15945 | 15 |  | 16.0523 | 16.0523 | sq ft | 0
Restaurants | New | Green Roof | 6.7736e-05 | 0 |  | 0.15945 | 15 |  | 16.0523 | 16.0523 | sq ft | 0
Retail | New | Green Roof | 6.7736e-05 | 0 |  | 0.15945 | 15 |  | 16.0523 | 16.0523 | sq ft | 0
Schools K-12 | New | Green Roof | 6.7736e-05 | 0 |  | 0.15945 | 15 |  | 16.0523 | 16.0523 | sq ft | 0
Warehouse | New | Green Roof | 2.0573e-05 | 0 |  | 0.15945 | 15 |  | 16.0523 | 16.0523 | sq ft | 0
Assembly | Existing | Hotel Card Energy Control Systems | 0 | 0 |  | 0 | 15 |  | 260 | 260 | guest room | 0
College and University | Existing | Hotel Card Energy Control Systems | 0 | 0 |  | 0 | 15 |  | 260 | 260 | guest room | 0
Grocery | Existing | Hotel Card Energy Control Systems | 0 | 0 |  | 0 | 15 |  | 260 | 260 | guest room | 0
Healthcare | Existing | Hotel Card Energy Control Systems | 0 | 0 |  | 0 | 15 |  | 260 | 260 | guest room | 0
Hospitals | Existing | Hotel Card Energy Control Systems | 0 | 0 |  | 0 | 15 |  | 260 | 260 | guest room | 0
Institutional | Existing | Hotel Card Energy Control Systems | 0 | 0 |  | 0 | 15 |  | 260 | 260 | guest room | 0
Lodging/Hospitality | Existing | Hotel Card Energy Control Systems | 0.0044883 | -0.016893 |  | 561.42 | 15 |  | 260 | 260 | guest room | 0
Miscellaneous | Existing | Hotel Card Energy Control Systems | 0 | 0 |  | 0 | 15 |  | 260 | 260 | guest room | 0
Offices | Existing | Hotel Card Energy Control Systems | 0 | 0 |  | 0 | 15 |  | 260 | 260 | guest room | 0
Restaurants | Existing | Hotel Card Energy Control Systems | 0 | 0 |  | 0 | 15 |  | 260 | 260 | guest room | 0
Retail | Existing | Hotel Card Energy Control Systems | 0 | 0 |  | 0 | 15 |  | 260 | 260 | guest room | 0
Schools K-12 | Existing | Hotel Card Energy Control Systems | 0 | 0 |  | 0 | 15 |  | 260 | 260 | guest room | 0
Warehouse | Existing | Hotel Card Energy Control Systems | 0 | 0 |  | 0 | 15 |  | 260 | 260 | guest room | 0
Assembly | New | Hotel Card Energy Control Systems | 0 | 0 |  | 0 | 15 |  | 260 | 260 | guest room | 0
College and University | New | Hotel Card Energy Control Systems | 0 | 0 |  | 0 | 15 |  | 260 | 260 | guest room | 0
Grocery | New | Hotel Card Energy Control Systems | 0 | 0 |  | 0 | 15 |  | 260 | 260 | guest room | 0
Healthcare | New | Hotel Card Energy Control Systems | 0 | 0 |  | 0 | 15 |  | 260 | 260 | guest room | 0
Hospitals | New | Hotel Card Energy Control Systems | 0 | 0 |  | 0 | 15 |  | 260 | 260 | guest room | 0
Institutional | New | Hotel Card Energy Control Systems | 0 | 0 |  | 0 | 15 |  | 260 | 260 | guest room | 0
Lodging/Hospitality | New | Hotel Card Energy Control Systems | 0.0044883 | -0.016893 |  | 561.42 | 15 |  | 260 | 260 | guest room | 0
Miscellaneous | New | Hotel Card Energy Control Systems | 0 | 0 |  | 0 | 15 |  | 260 | 260 | guest room | 0
Offices | New | Hotel Card Energy Control Systems | 0 | 0 |  | 0 | 15 |  | 260 | 260 | guest room | 0
Restaurants | New | Hotel Card Energy Control Systems | 0 | 0 |  | 0 | 15 |  | 260 | 260 | guest room | 0
Retail | New | Hotel Card Energy Control Systems | 0 | 0 |  | 0 | 15 |  | 260 | 260 | guest room | 0
Schools K-12 | New | Hotel Card Energy Control Systems | 0 | 0 |  | 0 | 15 |  | 260 | 260 | guest room | 0
Warehouse | New | Hotel Card Energy Control Systems | 0 | 0 |  | 0 | 15 |  | 260 | 260 | guest room | 0
Assembly | Existing | HVAC tune-up | 0.078041 | 0 |  | 156.862 | 5 |  | 52.5 | 52.5 | unit (1.5 ton) | 0
College and University | Existing | HVAC tune-up | 0.049706 | 0 |  | 174.0244 | 5 |  | 52.5 | 52.5 | unit (1.5 ton) | 0
Grocery | Existing | HVAC tune-up | 0.043111 | 0 |  | 86.6521 | 5 |  | 52.5 | 52.5 | unit (1.5 ton) | 0
Healthcare | Existing | HVAC tune-up | 0.16982 | 0 |  | 341.3278 | 5 |  | 52.5 | 52.5 | unit (1.5 ton) | 0
Hospitals | Existing | HVAC tune-up | 0.09235 | 0 |  | 323.3253 | 5 |  | 52.5 | 52.5 | unit (1.5 ton) | 0
Institutional | Existing | HVAC tune-up | 0.042155 | 0 |  | 84.7319 | 5 |  | 52.5 | 52.5 | unit (1.5 ton) | 0
Lodging/Hospitality | Existing | HVAC tune-up | 0.12891 | 0 |  | 259.1163 | 5 |  | 52.5 | 52.5 | unit (1.5 ton) | 0
Miscellaneous | Existing | HVAC tune-up | 0.03627 | 0 |  | 87.6123 | 5 |  | 52.5 | 52.5 | unit (1.5 ton) | 0
Offices | Existing | HVAC tune-up | 0.073087 | 0 |  | 176.5447 | 5 |  | 52.5 | 52.5 | unit (1.5 ton) | 0
Restaurants | Existing | HVAC tune-up | 0.12647 | 0 |  | 254.1956 | 5 |  | 52.5 | 52.5 | unit (1.5 ton) | 0
Retail | Existing | HVAC tune-up | 0.099119 | 0 |  | 199.2279 | 5 |  | 52.5 | 52.5 | unit (1.5 ton) | 0
Schools K-12 | Existing | HVAC tune-up | 0.086162 | 0 |  | 173.1843 | 5 |  | 52.5 | 52.5 | unit (1.5 ton) | 0
Warehouse | Existing | HVAC tune-up | 0.018928 | 0 |  | 38.0453 | 5 |  | 52.5 | 52.5 | unit (1.5 ton) | 0
Assembly | New | HVAC tune-up | 0.078041 | 0 |  | 156.862 | 5 |  | 52.5 | 52.5 | unit (1.5 ton) | 0
College and University | New | HVAC tune-up | 0.049706 | 0 |  | 174.0244 | 5 |  | 52.5 | 52.5 | unit (1.5 ton) | 0
Grocery | New | HVAC tune-up | 0.043111 | 0 |  | 86.6521 | 5 |  | 52.5 | 52.5 | unit (1.5 ton) | 0
Healthcare | New | HVAC tune-up | 0.16982 | 0 |  | 341.3278 | 5 |  | 52.5 | 52.5 | unit (1.5 ton) | 0
Hospitals | New | HVAC tune-up | 0.09235 | 0 |  | 323.3253 | 5 |  | 52.5 | 52.5 | unit (1.5 ton) | 0
Institutional | New | HVAC tune-up | 0.042155 | 0 |  | 84.7319 | 5 |  | 52.5 | 52.5 | unit (1.5 ton) | 0
Lodging/Hospitality | New | HVAC tune-up | 0.12891 | 0 |  | 259.1163 | 5 |  | 52.5 | 52.5 | unit (1.5 ton) | 0
Miscellaneous | New | HVAC tune-up | 0.03627 | 0 |  | 87.6123 | 5 |  | 52.5 | 52.5 | unit (1.5 ton) | 0
Offices | New | HVAC tune-up | 0.073087 | 0 |  | 176.5447 | 5 |  | 52.5 | 52.5 | unit (1.5 ton) | 0
Restaurants | New | HVAC tune-up | 0.12647 | 0 |  | 254.1956 | 5 |  | 52.5 | 52.5 | unit (1.5 ton) | 0
Retail | New | HVAC tune-up | 0.099119 | 0 |  | 199.2279 | 5 |  | 52.5 | 52.5 | unit (1.5 ton) | 0
Schools K-12 | New | HVAC tune-up | 0.086162 | 0 |  | 173.1843 | 5 |  | 52.5 | 52.5 | unit (1.5 ton) | 0
Warehouse | New | HVAC tune-up | 0.018928 | 0 |  | 38.0453 | 5 |  | 52.5 | 52.5 | unit (1.5 ton) | 0
Assembly | Existing | HVAC tune-up_RTU | 0.32432 | 0 |  | 784.3099 | 5 |  | 350 | 350 | unit (10 ton) | 0
College and University | Existing | HVAC tune-up_RTU | 0.35981 | 0 |  | 870.122 | 5 |  | 350 | 350 | unit (10 ton) | 0
Grocery | Existing | HVAC tune-up_RTU | 0.17916 | 0 |  | 433.2607 | 5 |  | 350 | 350 | unit (10 ton) | 0
Healthcare | Existing | HVAC tune-up_RTU | 0.70572 | 0 |  | 1706.6392 | 5 |  | 350 | 350 | unit (10 ton) | 0
Hospitals | Existing | HVAC tune-up_RTU | 0.6685 | 0 |  | 1616.6266 | 5 |  | 350 | 350 | unit (10 ton) | 0
Institutional | Existing | HVAC tune-up_RTU | 0.17519 | 0 |  | 423.6594 | 5 |  | 350 | 350 | unit (10 ton) | 0
Lodging/Hospitality | Existing | HVAC tune-up_RTU | 0.53574 | 0 |  | 1295.5816 | 5 |  | 350 | 350 | unit (10 ton) | 0
Miscellaneous | Existing | HVAC tune-up_RTU | 0.18114 | 0 |  | 438.0614 | 5 |  | 350 | 350 | unit (10 ton) | 0
Offices | Existing | HVAC tune-up_RTU | 0.36502 | 0 |  | 882.7237 | 5 |  | 350 | 350 | unit (10 ton) | 0
Restaurants | Existing | HVAC tune-up_RTU | 0.52557 | 0 |  | 1270.9781 | 5 |  | 350 | 350 | unit (10 ton) | 0
Retail | Existing | HVAC tune-up_RTU | 0.41192 | 0 |  | 996.1396 | 5 |  | 350 | 350 | unit (10 ton) | 0
Schools K-12 | Existing | HVAC tune-up_RTU | 0.35807 | 0 |  | 865.9214 | 5 |  | 350 | 350 | unit (10 ton) | 0
Warehouse | Existing | HVAC tune-up_RTU | 0.078661 | 0 |  | 190.2267 | 5 |  | 350 | 350 | unit (10 ton) | 0
Assembly | New | HVAC tune-up_RTU | 0.32432 | 0 |  | 784.3099 | 5 |  | 350 | 350 | unit (10 ton) | 0
College and University | New | HVAC tune-up_RTU | 0.35981 | 0 |  | 870.122 | 5 |  | 350 | 350 | unit (10 ton) | 0
Grocery | New | HVAC tune-up_RTU | 0.17916 | 0 |  | 433.2607 | 5 |  | 350 | 350 | unit (10 ton) | 0
Healthcare | New | HVAC tune-up_RTU | 0.70572 | 0 |  | 1706.6392 | 5 |  | 350 | 350 | unit (10 ton) | 0
Hospitals | New | HVAC tune-up_RTU | 0.6685 | 0 |  | 1616.6266 | 5 |  | 350 | 350 | unit (10 ton) | 0
Institutional | New | HVAC tune-up_RTU | 0.17519 | 0 |  | 423.6594 | 5 |  | 350 | 350 | unit (10 ton) | 0
Lodging/Hospitality | New | HVAC tune-up_RTU | 0.53574 | 0 |  | 1295.5816 | 5 |  | 350 | 350 | unit (10 ton) | 0
Miscellaneous | New | HVAC tune-up_RTU | 0.18114 | 0 |  | 438.0614 | 5 |  | 350 | 350 | unit (10 ton) | 0
Offices | New | HVAC tune-up_RTU | 0.36502 | 0 |  | 882.7237 | 5 |  | 350 | 350 | unit (10 ton) | 0
Restaurants | New | HVAC tune-up_RTU | 0.52557 | 0 |  | 1270.9781 | 5 |  | 350 | 350 | unit (10 ton) | 0
Retail | New | HVAC tune-up_RTU | 0.41192 | 0 |  | 996.1396 | 5 |  | 350 | 350 | unit (10 ton) | 0
Schools K-12 | New | HVAC tune-up_RTU | 0.35807 | 0 |  | 865.9214 | 5 |  | 350 | 350 | unit (10 ton) | 0
Warehouse | New | HVAC tune-up_RTU | 0.078661 | 0 |  | 190.2267 | 5 |  | 350 | 350 | unit (10 ton) | 0
Assembly | Existing | Infiltration Reduction - Air Sealing | 7.4535e-06 | 2.2133e-05 |  | 0.033696 | 11 |  | 0.262 | 0.262 | sq ft | 0
College and University | Existing | Infiltration Reduction - Air Sealing | 3.6409e-06 | 1.0812e-05 |  | 0.01646 | 11 |  | 0.262 | 0.262 | sq ft | 0
Grocery | Existing | Infiltration Reduction - Air Sealing | 2.5346e-05 | 7.5264e-05 |  | 0.11459 | 11 |  | 0.262 | 0.262 | sq ft | 0
Healthcare | Existing | Infiltration Reduction - Air Sealing | 7.0627e-06 | 2.0972e-05 |  | 0.031929 | 11 |  | 0.262 | 0.262 | sq ft | 0
Hospitals | Existing | Infiltration Reduction - Air Sealing | 3.6534e-06 | 1.0849e-05 |  | 0.016517 | 11 |  | 0.262 | 0.262 | sq ft | 0
Institutional | Existing | Infiltration Reduction - Air Sealing | 2.2794e-05 | 6.7685e-05 |  | 0.10305 | 11 |  | 0.262 | 0.262 | sq ft | 0
Lodging/Hospitality | Existing | Infiltration Reduction - Air Sealing | 1.7147e-05 | 5.0917e-05 |  | 0.077519 | 11 |  | 0.262 | 0.262 | sq ft | 0
Miscellaneous | Existing | Infiltration Reduction - Air Sealing | 4.5561e-06 | 1.3529e-05 |  | 0.020598 | 11 |  | 0.262 | 0.262 | sq ft | 0
Offices | Existing | Infiltration Reduction - Air Sealing | 3.3079e-05 | 9.8227e-05 |  | 0.14955 | 11 |  | 0.262 | 0.262 | sq ft | 0
Restaurants | Existing | Infiltration Reduction - Air Sealing | 2.4594e-05 | 7.303e-05 |  | 0.11119 | 11 |  | 0.262 | 0.262 | sq ft | 0
Retail | Existing | Infiltration Reduction - Air Sealing | 1.0744e-05 | 3.1902e-05 |  | 0.04857 | 11 |  | 0.262 | 0.262 | sq ft | 0
Schools K-12 | Existing | Infiltration Reduction - Air Sealing | 2.4536e-06 | 7.2858e-06 |  | 0.011092 | 11 |  | 0.262 | 0.262 | sq ft | 0
Warehouse | Existing | Infiltration Reduction - Air Sealing | 6.7848e-06 | 2.0147e-05 |  | 0.030673 | 11 |  | 0.262 | 0.262 | sq ft | 0
Assembly | New | Infiltration Reduction - Air Sealing | 7.3125e-06 | 2.1714e-05 |  | 0.033059 | 11 |  | 0.262 | 0.262 | sq ft | 0
College and University | New | Infiltration Reduction - Air Sealing | 3.572e-06 | 1.0607e-05 |  | 0.016149 | 11 |  | 0.262 | 0.262 | sq ft | 0
Grocery | New | Infiltration Reduction - Air Sealing | 2.4867e-05 | 7.384e-05 |  | 0.11242 | 11 |  | 0.262 | 0.262 | sq ft | 0
Healthcare | New | Infiltration Reduction - Air Sealing | 6.9291e-06 | 2.0575e-05 |  | 0.031325 | 11 |  | 0.262 | 0.262 | sq ft | 0
Hospitals | New | Infiltration Reduction - Air Sealing | 3.5843e-06 | 1.0643e-05 |  | 0.016204 | 11 |  | 0.262 | 0.262 | sq ft | 0
Institutional | New | Infiltration Reduction - Air Sealing | 2.2362e-05 | 6.6404e-05 |  | 0.1011 | 11 |  | 0.262 | 0.262 | sq ft | 0
Lodging/Hospitality | New | Infiltration Reduction - Air Sealing | 1.6823e-05 | 4.9954e-05 |  | 0.076052 | 11 |  | 0.262 | 0.262 | sq ft | 0
Miscellaneous | New | Infiltration Reduction - Air Sealing | 4.4699e-06 | 1.3273e-05 |  | 0.020208 | 11 |  | 0.262 | 0.262 | sq ft | 0
Offices | New | Infiltration Reduction - Air Sealing | 3.2453e-05 | 9.6368e-05 |  | 0.14672 | 11 |  | 0.262 | 0.262 | sq ft | 0
Restaurants | New | Infiltration Reduction - Air Sealing | 2.4129e-05 | 7.1648e-05 |  | 0.10908 | 11 |  | 0.262 | 0.262 | sq ft | 0
Retail | New | Infiltration Reduction - Air Sealing | 1.054e-05 | 3.1299e-05 |  | 0.047651 | 11 |  | 0.262 | 0.262 | sq ft | 0
Schools K-12 | New | Infiltration Reduction - Air Sealing | 2.4072e-06 | 7.148e-06 |  | 0.010882 | 11 |  | 0.262 | 0.262 | sq ft | 0
Warehouse | New | Infiltration Reduction - Air Sealing | 6.6564e-06 | 1.9766e-05 |  | 0.030093 | 11 |  | 0.262 | 0.262 | sq ft | 0
Assembly | Existing | Low U-Value Windows | 0.12789 | 0.00143 |  | 344.0744 | 20 |  | 360 | 360 | 100 sq ft | 0
College and University | Existing | Low U-Value Windows | 0.12789 | 0.00143 |  | 344.0744 | 20 |  | 360 | 360 | 100 sq ft | 0
Grocery | Existing | Low U-Value Windows | 0.12789 | 0.00143 |  | 344.0744 | 20 |  | 360 | 360 | 100 sq ft | 0
Healthcare | Existing | Low U-Value Windows | 0.12789 | 0.00143 |  | 344.0744 | 20 |  | 360 | 360 | 100 sq ft | 0
Hospitals | Existing | Low U-Value Windows | 0.12789 | 0.00143 |  | 344.0744 | 20 |  | 360 | 360 | 100 sq ft | 0
Institutional | Existing | Low U-Value Windows | 0.12789 | 0.00143 |  | 344.0744 | 20 |  | 360 | 360 | 100 sq ft | 0
Lodging/Hospitality | Existing | Low U-Value Windows | 0.15183 | -0.034168 |  | 344.0744 | 20 |  | 360 | 360 | 100 sq ft | 0
Miscellaneous | Existing | Low U-Value Windows | 0.11845 | -0.020002 |  | 344.0744 | 20 |  | 360 | 360 | 100 sq ft | 0
Offices | Existing | Low U-Value Windows | 0.12789 | 0.00143 |  | 344.0744 | 20 |  | 360 | 360 | 100 sq ft | 0
Restaurants | Existing | Low U-Value Windows | 0.12789 | 0.00143 |  | 344.0744 | 20 |  | 360 | 360 | 100 sq ft | 0
Retail | Existing | Low U-Value Windows | 0.12789 | 0.00143 |  | 344.0744 | 20 |  | 360 | 360 | 100 sq ft | 0
Schools K-12 | Existing | Low U-Value Windows | 0.12789 | 0.00143 |  | 344.0744 | 20 |  | 360 | 360 | 100 sq ft | 0
Warehouse | Existing | Low U-Value Windows | 0.11845 | -0.020002 |  | 344.0744 | 20 |  | 360 | 360 | 100 sq ft | 0
Assembly | New | Low U-Value Windows | 0.016682 | 0.00018652 |  | 44.8793 | 20 |  | 360 | 360 | 100 sq ft | 0
College and University | New | Low U-Value Windows | 0.016682 | 0.00018652 |  | 44.8793 | 20 |  | 360 | 360 | 100 sq ft | 0
Grocery | New | Low U-Value Windows | 0.016682 | 0.00018652 |  | 44.8793 | 20 |  | 360 | 360 | 100 sq ft | 0
Healthcare | New | Low U-Value Windows | 0.016682 | 0.00018652 |  | 44.8793 | 20 |  | 360 | 360 | 100 sq ft | 0
Hospitals | New | Low U-Value Windows | 0.016682 | 0.00018652 |  | 44.8793 | 20 |  | 360 | 360 | 100 sq ft | 0
Institutional | New | Low U-Value Windows | 0.016682 | 0.00018652 |  | 44.8793 | 20 |  | 360 | 360 | 100 sq ft | 0
Lodging/Hospitality | New | Low U-Value Windows | 0.019804 | -0.0044567 |  | 44.8793 | 20 |  | 360 | 360 | 100 sq ft | 0
Miscellaneous | New | Low U-Value Windows | 0.01545 | -0.002609 |  | 44.8793 | 20 |  | 360 | 360 | 100 sq ft | 0
Offices | New | Low U-Value Windows | 0.016682 | 0.00018652 |  | 44.8793 | 20 |  | 360 | 360 | 100 sq ft | 0
Restaurants | New | Low U-Value Windows | 0.016682 | 0.00018652 |  | 44.8793 | 20 |  | 360 | 360 | 100 sq ft | 0
Retail | New | Low U-Value Windows | 0.016682 | 0.00018652 |  | 44.8793 | 20 |  | 360 | 360 | 100 sq ft | 0
Schools K-12 | New | Low U-Value Windows | 0.016682 | 0.00018652 |  | 44.8793 | 20 |  | 360 | 360 | 100 sq ft | 0
Warehouse | New | Low U-Value Windows | 0.01545 | -0.002609 |  | 44.8793 | 20 |  | 360 | 360 | 100 sq ft | 0
Assembly | Existing | Programmable Thermostat | 0.020551 | -0.2844 |  | 1730.8165 | 11 |  | 2799.84 | 174.99 | thermostat | 16
College and University | Existing | Programmable Thermostat | 0.86408 | 0.25527 |  | 10337.4835 | 11 |  | 10674.39 | 174.99 | thermostat | 61
Grocery | Existing | Programmable Thermostat | 1.5442 | -0.0029304 |  | 4167.1083 | 11 |  | 699.96 | 174.99 | thermostat | 4
Healthcare | Existing | Programmable Thermostat | 0.086367 | -1.1952 |  | 7273.7057 | 11 |  | 2974.83 | 174.99 | thermostat | 17
Hospitals | Existing | Programmable Thermostat | 6.3351 | 1.8716 |  | 75790.8694 | 11 |  | 29398.32 | 174.99 | thermostat | 168
Institutional | Existing | Programmable Thermostat | 0.099841 | -1.3816 |  | 8408.4813 | 11 |  | 2974.83 | 174.99 | thermostat | 17
Lodging/Hospitality | Existing | Programmable Thermostat | -0.22094 | 20.6086 |  | 6897.6783 | 11 |  | 4724.73 | 174.99 | thermostat | 27
Miscellaneous | Existing | Programmable Thermostat | 0.95185 | -13.172 |  | 80163.8039 | 11 |  | 40422.69 | 174.99 | thermostat | 231
Offices | Existing | Programmable Thermostat | 0.071151 | -0.98461 |  | 5992.2752 | 11 |  | 2274.87 | 174.99 | thermostat | 13
Restaurants | Existing | Programmable Thermostat | 1.6091 | -0.0030535 |  | 4342.1523 | 11 |  | 874.95 | 174.99 | thermostat | 5
Retail | Existing | Programmable Thermostat | 0.70282 | -0.0013337 |  | 1896.5464 | 11 |  | 1749.9 | 174.99 | thermostat | 10
Schools K-12 | Existing | Programmable Thermostat | 0.084157 | -1.1646 |  | 7087.571 | 11 |  | 7349.58 | 174.99 | thermostat | 42
Warehouse | Existing | Programmable Thermostat | 0.0083602 | -0.11569 |  | 704.082 | 11 |  | 2274.87 | 174.99 | thermostat | 13
Assembly | New | Programmable Thermostat | 0.020551 | -0.2844 |  | 1730.8165 | 11 |  | 2799.84 | 174.99 | thermostat | 16
College and University | New | Programmable Thermostat | 0.86408 | 0.25527 |  | 10337.4835 | 11 |  | 10674.39 | 174.99 | thermostat | 61
Grocery | New | Programmable Thermostat | 1.5442 | -0.0029304 |  | 4167.1083 | 11 |  | 699.96 | 174.99 | thermostat | 4
Healthcare | New | Programmable Thermostat | 0.086367 | -1.1952 |  | 7273.7057 | 11 |  | 2974.83 | 174.99 | thermostat | 17
Hospitals | New | Programmable Thermostat | 6.3351 | 1.8716 |  | 75790.8694 | 11 |  | 29398.32 | 174.99 | thermostat | 168
Institutional | New | Programmable Thermostat | 0.099841 | -1.3816 |  | 8408.4813 | 11 |  | 2974.83 | 174.99 | thermostat | 17
Lodging/Hospitality | New | Programmable Thermostat | -0.22094 | 20.6086 |  | 6897.6783 | 11 |  | 4724.73 | 174.99 | thermostat | 27
Miscellaneous | New | Programmable Thermostat | 0.95185 | -13.172 |  | 80163.8039 | 11 |  | 40422.69 | 174.99 | thermostat | 231
Offices | New | Programmable Thermostat | 0.071151 | -0.98461 |  | 5992.2752 | 11 |  | 2274.87 | 174.99 | thermostat | 13
Restaurants | New | Programmable Thermostat | 1.6091 | -0.0030535 |  | 4342.1523 | 11 |  | 874.95 | 174.99 | thermostat | 5
Retail | New | Programmable Thermostat | 0.70282 | -0.0013337 |  | 1896.5464 | 11 |  | 1749.9 | 174.99 | thermostat | 10
Schools K-12 | New | Programmable Thermostat | 0.084157 | -1.1646 |  | 7087.571 | 11 |  | 7349.58 | 174.99 | thermostat | 42
Warehouse | New | Programmable Thermostat | 0.0083602 | -0.11569 |  | 704.082 | 11 |  | 2274.87 | 174.99 | thermostat | 13
Assembly | Existing | Roof Insulation | 5.2832e-06 | 0.0001191 |  | 0.26403 | 20 |  | 0.68 | 0.68 | sq ft | 0
College and University | Existing | Roof Insulation | 0.0001092 | 6.432e-05 |  | 0.26403 | 20 |  | 0.68 | 0.68 | sq ft | 0
Grocery | Existing | Roof Insulation | 5.388e-05 | 0.00012322 |  | 0.26403 | 20 |  | 0.68 | 0.68 | sq ft | 0
Healthcare | Existing | Roof Insulation | 5.2832e-06 | 0.0001191 |  | 0.26403 | 20 |  | 0.68 | 0.68 | sq ft | 0
Hospitals | Existing | Roof Insulation | 0.0001092 | 6.432e-05 |  | 0.26403 | 20 |  | 0.68 | 0.68 | sq ft | 0
Institutional | Existing | Roof Insulation | 5.2832e-06 | 0.0001191 |  | 0.26403 | 20 |  | 0.68 | 0.68 | sq ft | 0
Lodging/Hospitality | Existing | Roof Insulation | 0.0001092 | 6.432e-05 |  | 0.26403 | 20 |  | 0.68 | 0.68 | sq ft | 0
Miscellaneous | Existing | Roof Insulation | 5.2832e-06 | 0.0001191 |  | 0.26403 | 20 |  | 0.68 | 0.68 | sq ft | 0
Offices | Existing | Roof Insulation | 5.2832e-06 | 0.0001191 |  | 0.26403 | 20 |  | 0.68 | 0.68 | sq ft | 0
Restaurants | Existing | Roof Insulation | 5.388e-05 | 0.00012322 |  | 0.26403 | 20 |  | 0.68 | 0.68 | sq ft | 0
Retail | Existing | Roof Insulation | 5.388e-05 | 0.00012322 |  | 0.26403 | 20 |  | 0.68 | 0.68 | sq ft | 0
Schools K-12 | Existing | Roof Insulation | 5.2832e-06 | 0.0001191 |  | 0.26403 | 20 |  | 0.68 | 0.68 | sq ft | 0
Warehouse | Existing | Roof Insulation | 2.9961e-05 | 5.3457e-05 |  | 0.26403 | 20 |  | 0.68 | 0.68 | sq ft | 0
Assembly | New | Roof Insulation | 2.5916e-06 | 5.8421e-05 |  | 0.12952 | 20 |  | 0.68 | 0.68 | sq ft | 0
College and University | New | Roof Insulation | 5.3565e-05 | 3.1552e-05 |  | 0.12952 | 20 |  | 0.68 | 0.68 | sq ft | 0
Grocery | New | Roof Insulation | 2.643e-05 | 6.0445e-05 |  | 0.12952 | 20 |  | 0.68 | 0.68 | sq ft | 0
Healthcare | New | Roof Insulation | 2.5916e-06 | 5.8421e-05 |  | 0.12952 | 20 |  | 0.68 | 0.68 | sq ft | 0
Hospitals | New | Roof Insulation | 5.3565e-05 | 3.1552e-05 |  | 0.12952 | 20 |  | 0.68 | 0.68 | sq ft | 0
Institutional | New | Roof Insulation | 2.5916e-06 | 5.8421e-05 |  | 0.12952 | 20 |  | 0.68 | 0.68 | sq ft | 0
Lodging/Hospitality | New | Roof Insulation | 5.3565e-05 | 3.1552e-05 |  | 0.12952 | 20 |  | 0.68 | 0.68 | sq ft | 0
Miscellaneous | New | Roof Insulation | 2.5916e-06 | 5.8421e-05 |  | 0.12952 | 20 |  | 0.68 | 0.68 | sq ft | 0
Offices | New | Roof Insulation | 2.5916e-06 | 5.8421e-05 |  | 0.12952 | 20 |  | 0.68 | 0.68 | sq ft | 0
Restaurants | New | Roof Insulation | 2.643e-05 | 6.0445e-05 |  | 0.12952 | 20 |  | 0.68 | 0.68 | sq ft | 0
Retail | New | Roof Insulation | 2.643e-05 | 6.0445e-05 |  | 0.12952 | 20 |  | 0.68 | 0.68 | sq ft | 0
Schools K-12 | New | Roof Insulation | 2.5916e-06 | 5.8421e-05 |  | 0.12952 | 20 |  | 0.68 | 0.68 | sq ft | 0
Warehouse | New | Roof Insulation | 1.4697e-05 | 2.6223e-05 |  | 0.12952 | 20 |  | 0.68 | 0.68 | sq ft | 0
Assembly | Existing | Smart Thermostat | 0.057087 | -0.78999 |  | 4807.8235 | 11 |  | 4384 | 274 | unit | 16
College and University | Existing | Smart Thermostat | 2.4002 | 0.70909 |  | 28715.232 | 11 |  | 16714 | 274 | unit | 61
Grocery | Existing | Smart Thermostat | 4.2896 | -0.0081399 |  | 11575.3008 | 11 |  | 1096 | 274 | unit | 4
Healthcare | Existing | Smart Thermostat | 0.23991 | -3.3199 |  | 20204.7382 | 11 |  | 4658 | 274 | unit | 17
Hospitals | Existing | Smart Thermostat | 17.5975 | 5.1988 |  | 210530.1929 | 11 |  | 46032 | 274 | unit | 168
Institutional | Existing | Smart Thermostat | 0.27734 | -3.8379 |  | 23356.8925 | 11 |  | 4658 | 274 | unit | 17
Lodging/Hospitality | Existing | Smart Thermostat | -0.61374 | 57.2461 |  | 19160.2176 | 11 |  | 7398 | 274 | unit | 27
Miscellaneous | Existing | Smart Thermostat | 2.644 | -36.5889 |  | 222677.233 | 11 |  | 63294 | 274 | unit | 231
Offices | Existing | Smart Thermostat | 0.19764 | -2.735 |  | 16645.2088 | 11 |  | 3562 | 274 | unit | 13
Restaurants | Existing | Smart Thermostat | 4.4698 | -0.0084818 |  | 12061.5342 | 11 |  | 1370 | 274 | unit | 5
Retail | Existing | Smart Thermostat | 1.9523 | -0.0037047 |  | 5268.1844 | 11 |  | 2740 | 274 | unit | 10
Schools K-12 | Existing | Smart Thermostat | 0.23377 | -3.235 |  | 19687.6973 | 11 |  | 11508 | 274 | unit | 42
Warehouse | Existing | Smart Thermostat | 0.023223 | -0.32136 |  | 1955.7834 | 11 |  | 3562 | 274 | unit | 13
Assembly | New | Smart Thermostat | 0.057087 | -0.78999 |  | 4807.8235 | 11 |  | 4384 | 274 | unit | 16
College and University | New | Smart Thermostat | 2.4002 | 0.70909 |  | 28715.232 | 11 |  | 16714 | 274 | unit | 61
Grocery | New | Smart Thermostat | 4.2896 | -0.0081399 |  | 11575.3008 | 11 |  | 1096 | 274 | unit | 4
Healthcare | New | Smart Thermostat | 0.23991 | -3.3199 |  | 20204.7382 | 11 |  | 4658 | 274 | unit | 17
Hospitals | New | Smart Thermostat | 17.5975 | 5.1988 |  | 210530.1929 | 11 |  | 46032 | 274 | unit | 168
Institutional | New | Smart Thermostat | 0.27734 | -3.8379 |  | 23356.8925 | 11 |  | 4658 | 274 | unit | 17
Lodging/Hospitality | New | Smart Thermostat | -0.61374 | 57.2461 |  | 19160.2176 | 11 |  | 7398 | 274 | unit | 27
Miscellaneous | New | Smart Thermostat | 2.644 | -36.5889 |  | 222677.233 | 11 |  | 63294 | 274 | unit | 231
Offices | New | Smart Thermostat | 0.19764 | -2.735 |  | 16645.2088 | 11 |  | 3562 | 274 | unit | 13
Restaurants | New | Smart Thermostat | 4.4698 | -0.0084818 |  | 12061.5342 | 11 |  | 1370 | 274 | unit | 5
Retail | New | Smart Thermostat | 1.9523 | -0.0037047 |  | 5268.1844 | 11 |  | 2740 | 274 | unit | 10
Schools K-12 | New | Smart Thermostat | 0.23377 | -3.235 |  | 19687.6973 | 11 |  | 11508 | 274 | unit | 42
Warehouse | New | Smart Thermostat | 0.023223 | -0.32136 |  | 1955.7834 | 11 |  | 3562 | 274 | unit | 13
Assembly | Existing | Thermal Energy Storage | 3.9872 | 1.1505 |  | -633.7788 | 20 |  | 4786.7959 | 1200.527 | kW | 3.9872
College and University | Existing | Thermal Energy Storage | 23.8142 | 6.8715 |  | -3785.3107 | 20 |  | 28589.6422 | 1200.527 | kW | 23.8142
Grocery | Existing | Thermal Energy Storage | 9.5997 | 2.77 |  | -1525.8839 | 20 |  | 11524.6747 | 1200.527 | kW | 9.5997
Healthcare | Existing | Thermal Energy Storage | 16.7563 | 4.835 |  | -2663.437 | 20 |  | 20116.3701 | 1200.527 | kW | 16.7563
Hospitals | Existing | Thermal Energy Storage | 174.5978 | 50.3796 |  | -27752.5944 | 20 |  | 209609.4116 | 1200.527 | kW | 174.5978
Institutional | Existing | Thermal Energy Storage | 19.3704 | 5.5893 |  | -3078.9615 | 20 |  | 23254.7381 | 1200.527 | kW | 19.3704
Lodging/Hospitality | Existing | Thermal Energy Storage | 15.89 | 4.585 |  | -2525.7458 | 20 |  | 19076.4179 | 1200.527 | kW | 15.89
Miscellaneous | Existing | Thermal Energy Storage | 184.6717 | 53.2863 |  | -29353.8464 | 20 |  | 221703.325 | 1200.527 | kW | 184.6717
Offices | Existing | Thermal Energy Storage | 13.8043 | 3.9832 |  | -2194.2113 | 20 |  | 16572.4088 | 1200.527 | kW | 13.8043
Restaurants | Existing | Thermal Energy Storage | 10.0029 | 2.8863 |  | -1589.9803 | 20 |  | 12008.7815 | 1200.527 | kW | 10.0029
Retail | Existing | Thermal Energy Storage | 4.369 | 1.2607 |  | -694.4647 | 20 |  | 5245.1433 | 1200.527 | kW | 4.369
Schools K-12 | Existing | Thermal Energy Storage | 16.3275 | 4.7112 |  | -2595.2794 | 20 |  | 19601.5906 | 1200.527 | kW | 16.3275
Warehouse | Existing | Thermal Energy Storage | 1.622 | 0.46802 |  | -257.8161 | 20 |  | 1947.2295 | 1200.527 | kW | 1.622
Assembly | New | Thermal Energy Storage | 3.9872 | 1.1505 |  | -633.7788 | 20 |  | 4786.7959 | 1200.527 | kW | 3.9872
College and University | New | Thermal Energy Storage | 23.8142 | 6.8715 |  | -3785.3107 | 20 |  | 28589.6422 | 1200.527 | kW | 23.8142
Grocery | New | Thermal Energy Storage | 9.5997 | 2.77 |  | -1525.8839 | 20 |  | 11524.6747 | 1200.527 | kW | 9.5997
Healthcare | New | Thermal Energy Storage | 16.7563 | 4.835 |  | -2663.437 | 20 |  | 20116.3701 | 1200.527 | kW | 16.7563
Hospitals | New | Thermal Energy Storage | 174.5978 | 50.3796 |  | -27752.5944 | 20 |  | 209609.4116 | 1200.527 | kW | 174.5978
Institutional | New | Thermal Energy Storage | 19.3704 | 5.5893 |  | -3078.9615 | 20 |  | 23254.7381 | 1200.527 | kW | 19.3704
Lodging/Hospitality | New | Thermal Energy Storage | 15.89 | 4.585 |  | -2525.7458 | 20 |  | 19076.4179 | 1200.527 | kW | 15.89
Miscellaneous | New | Thermal Energy Storage | 184.6717 | 53.2863 |  | -29353.8464 | 20 |  | 221703.325 | 1200.527 | kW | 184.6717
Offices | New | Thermal Energy Storage | 13.8043 | 3.9832 |  | -2194.2113 | 20 |  | 16572.4088 | 1200.527 | kW | 13.8043
Restaurants | New | Thermal Energy Storage | 10.0029 | 2.8863 |  | -1589.9803 | 20 |  | 12008.7815 | 1200.527 | kW | 10.0029
Retail | New | Thermal Energy Storage | 4.369 | 1.2607 |  | -694.4647 | 20 |  | 5245.1433 | 1200.527 | kW | 4.369
Schools K-12 | New | Thermal Energy Storage | 16.3275 | 4.7112 |  | -2595.2794 | 20 |  | 19601.5906 | 1200.527 | kW | 16.3275
Warehouse | New | Thermal Energy Storage | 1.622 | 0.46802 |  | -257.8161 | 20 |  | 1947.2295 | 1200.527 | kW | 1.622
Assembly | Existing | Wall Insulation | 3.8639e-05 | 0.00087102 |  | 1.931 | 20 |  | 0.9419 | 0.9419 | sq ft | 0
College and University | Existing | Wall Insulation | 0.00077564 | 0.00045688 |  | 1.8754 | 20 |  | 0.9419 | 0.9419 | sq ft | 0
Grocery | Existing | Wall Insulation | 0.00038831 | 0.00088806 |  | 1.9028 | 20 |  | 0.9419 | 0.9419 | sq ft | 0
Healthcare | Existing | Wall Insulation | 3.6993e-05 | 0.00083391 |  | 1.8487 | 20 |  | 0.9419 | 0.9419 | sq ft | 0
Hospitals | Existing | Wall Insulation | 0.00078698 | 0.00046356 |  | 1.9028 | 20 |  | 0.9419 | 0.9419 | sq ft | 0
Institutional | Existing | Wall Insulation | 3.7528e-05 | 0.00084597 |  | 1.8754 | 20 |  | 0.9419 | 0.9419 | sq ft | 0
Lodging/Hospitality | Existing | Wall Insulation | 0.00077564 | 0.00045688 |  | 1.8754 | 20 |  | 0.9419 | 0.9419 | sq ft | 0
Miscellaneous | Existing | Wall Insulation | 3.8077e-05 | 0.00085833 |  | 1.9028 | 20 |  | 0.9419 | 0.9419 | sq ft | 0
Offices | Existing | Wall Insulation | 3.8077e-05 | 0.00085833 |  | 1.9028 | 20 |  | 0.9419 | 0.9419 | sq ft | 0
Restaurants | Existing | Wall Insulation | 0.00039405 | 0.00090119 |  | 1.931 | 20 |  | 0.9419 | 0.9419 | sq ft | 0
Retail | Existing | Wall Insulation | 0.00038831 | 0.00088806 |  | 1.9028 | 20 |  | 0.9419 | 0.9419 | sq ft | 0
Schools K-12 | Existing | Wall Insulation | 3.9217e-05 | 0.00088404 |  | 1.9598 | 20 |  | 0.9419 | 0.9419 | sq ft | 0
Warehouse | Existing | Wall Insulation | 0.00021912 | 0.00039096 |  | 1.931 | 20 |  | 0.9419 | 0.9419 | sq ft | 0
Assembly | New | Wall Insulation | 0 | 0 |  | 0 | 20 |  | 0.9419 | 0.9419 | sq ft | 0
College and University | New | Wall Insulation | 0 | 0 |  | 0 | 20 |  | 0.9419 | 0.9419 | sq ft | 0
Grocery | New | Wall Insulation | 0 | 0 |  | 0 | 20 |  | 0.9419 | 0.9419 | sq ft | 0
Healthcare | New | Wall Insulation | 0 | 0 |  | 0 | 20 |  | 0.9419 | 0.9419 | sq ft | 0
Hospitals | New | Wall Insulation | 0 | 0 |  | 0 | 20 |  | 0.9419 | 0.9419 | sq ft | 0
Institutional | New | Wall Insulation | 0 | 0 |  | 0 | 20 |  | 0.9419 | 0.9419 | sq ft | 0
Lodging/Hospitality | New | Wall Insulation | 0 | 0 |  | 0 | 20 |  | 0.9419 | 0.9419 | sq ft | 0
Miscellaneous | New | Wall Insulation | 0 | 0 |  | 0 | 20 |  | 0.9419 | 0.9419 | sq ft | 0
Offices | New | Wall Insulation | 0 | 0 |  | 0 | 20 |  | 0.9419 | 0.9419 | sq ft | 0
Restaurants | New | Wall Insulation | 0 | 0 |  | 0 | 20 |  | 0.9419 | 0.9419 | sq ft | 0
Retail | New | Wall Insulation | 0 | 0 |  | 0 | 20 |  | 0.9419 | 0.9419 | sq ft | 0
Schools K-12 | New | Wall Insulation | 0 | 0 |  | 0 | 20 |  | 0.9419 | 0.9419 | sq ft | 0
Warehouse | New | Wall Insulation | 0 | 0 |  | 0 | 20 |  | 0.9419 | 0.9419 | sq ft | 0
Assembly | Existing | Warehouse Loading Dock Seals | 7.6475e-06 | 1.3645e-05 |  | 0.067392 | 18 |  | 0.2857 | 0.2857 | facility sq ft | 0
College and University | Existing | Warehouse Loading Dock Seals | 3.7357e-06 | 6.6653e-06 |  | 0.03292 | 18 |  | 0.2857 | 0.2857 | facility sq ft | 0
Grocery | Existing | Warehouse Loading Dock Seals | 2.6006e-05 | 4.6401e-05 |  | 0.22917 | 18 |  | 0.2857 | 0.2857 | facility sq ft | 0
Healthcare | Existing | Warehouse Loading Dock Seals | 7.2465e-06 | 1.2929e-05 |  | 0.063859 | 18 |  | 0.2857 | 0.2857 | facility sq ft | 0
Hospitals | Existing | Warehouse Loading Dock Seals | 3.7485e-06 | 6.6882e-06 |  | 0.033033 | 18 |  | 0.2857 | 0.2857 | facility sq ft | 0
Institutional | Existing | Warehouse Loading Dock Seals | 2.3387e-05 | 4.1728e-05 |  | 0.20609 | 18 |  | 0.2857 | 0.2857 | facility sq ft | 0
Lodging/Hospitality | Existing | Warehouse Loading Dock Seals | 1.7593e-05 | 3.139e-05 |  | 0.15504 | 18 |  | 0.2857 | 0.2857 | facility sq ft | 0
Miscellaneous | Existing | Warehouse Loading Dock Seals | 4.6747e-06 | 8.3407e-06 |  | 0.041195 | 18 |  | 0.2857 | 0.2857 | facility sq ft | 0
Offices | Existing | Warehouse Loading Dock Seals | 3.394e-05 | 6.0557e-05 |  | 0.29909 | 18 |  | 0.2857 | 0.2857 | facility sq ft | 0
Restaurants | Existing | Warehouse Loading Dock Seals | 2.5234e-05 | 4.5023e-05 |  | 0.22237 | 18 |  | 0.2857 | 0.2857 | facility sq ft | 0
Retail | Existing | Warehouse Loading Dock Seals | 1.1023e-05 | 1.9668e-05 |  | 0.09714 | 18 |  | 0.2857 | 0.2857 | facility sq ft | 0
Schools K-12 | Existing | Warehouse Loading Dock Seals | 2.5175e-06 | 4.4917e-06 |  | 0.022185 | 18 |  | 0.2857 | 0.2857 | facility sq ft | 0
Warehouse | Existing | Warehouse Loading Dock Seals | 6.9614e-06 | 1.2421e-05 |  | 0.061346 | 18 |  | 0.2857 | 0.2857 | facility sq ft | 0
Assembly | New | Warehouse Loading Dock Seals | 7.5028e-06 | 1.3387e-05 |  | 0.066118 | 18 |  | 0.2857 | 0.2857 | facility sq ft | 0
College and University | New | Warehouse Loading Dock Seals | 3.665e-06 | 6.5392e-06 |  | 0.032297 | 18 |  | 0.2857 | 0.2857 | facility sq ft | 0
Grocery | New | Warehouse Loading Dock Seals | 2.5514e-05 | 4.5523e-05 |  | 0.22484 | 18 |  | 0.2857 | 0.2857 | facility sq ft | 0
Healthcare | New | Warehouse Loading Dock Seals | 7.1094e-06 | 1.2685e-05 |  | 0.062651 | 18 |  | 0.2857 | 0.2857 | facility sq ft | 0
Hospitals | New | Warehouse Loading Dock Seals | 3.6776e-06 | 6.5617e-06 |  | 0.032408 | 18 |  | 0.2857 | 0.2857 | facility sq ft | 0
Institutional | New | Warehouse Loading Dock Seals | 2.2945e-05 | 4.0938e-05 |  | 0.20219 | 18 |  | 0.2857 | 0.2857 | facility sq ft | 0
Lodging/Hospitality | New | Warehouse Loading Dock Seals | 1.726e-05 | 3.0797e-05 |  | 0.1521 | 18 |  | 0.2857 | 0.2857 | facility sq ft | 0
Miscellaneous | New | Warehouse Loading Dock Seals | 4.5863e-06 | 8.183e-06 |  | 0.040416 | 18 |  | 0.2857 | 0.2857 | facility sq ft | 0
Offices | New | Warehouse Loading Dock Seals | 3.3298e-05 | 5.9411e-05 |  | 0.29343 | 18 |  | 0.2857 | 0.2857 | facility sq ft | 0
Restaurants | New | Warehouse Loading Dock Seals | 2.4757e-05 | 4.4171e-05 |  | 0.21816 | 18 |  | 0.2857 | 0.2857 | facility sq ft | 0
Retail | New | Warehouse Loading Dock Seals | 1.0815e-05 | 1.9296e-05 |  | 0.095302 | 18 |  | 0.2857 | 0.2857 | facility sq ft | 0
Schools K-12 | New | Warehouse Loading Dock Seals | 2.4698e-06 | 4.4067e-06 |  | 0.021765 | 18 |  | 0.2857 | 0.2857 | facility sq ft | 0
Warehouse | New | Warehouse Loading Dock Seals | 6.8297e-06 | 1.2186e-05 |  | 0.060186 | 18 |  | 0.2857 | 0.2857 | facility sq ft | 0
Assembly | Existing | Water Cooled Refrigeration Heat Recovery | 0 | 0.050273 |  | 752.0072 | 20 |  | 12234.7058 | 254 | ton | 48.1681
College and University | Existing | Water Cooled Refrigeration Heat Recovery | 0 | 0.48778 |  | 4491.4422 | 20 |  | 48217.5883 | 254 | ton | 189.833
Grocery | Existing | Water Cooled Refrigeration Heat Recovery | 0 | 0.12104 |  | 1810.5302 | 20 |  | 2991.9275 | 254 | ton | 11.7792
Healthcare | Existing | Water Cooled Refrigeration Heat Recovery | 0 | 0.34321 |  | 3160.2884 | 20 |  | 12776.6861 | 254 | ton | 50.3019
Hospitals | Existing | Water Cooled Refrigeration Heat Recovery | 0 | 3.5762 |  | 32929.7074 | 20 |  | 133131.059 | 254 | ton | 524.138
Institutional | Existing | Water Cooled Refrigeration Heat Recovery | 0 | 0.24423 |  | 3653.327 | 20 |  | 13100.2317 | 254 | ton | 51.5757
Lodging/Hospitality | Existing | Water Cooled Refrigeration Heat Recovery | 0 | 0.32547 |  | 2996.9115 | 20 |  | 21466.3879 | 254 | ton | 84.5133
Miscellaneous | Existing | Water Cooled Refrigeration Heat Recovery | 0 | 2.3284 |  | 34829.6652 | 20 |  | 19473.4566 | 254 | ton | 76.6672
Offices | Existing | Water Cooled Refrigeration Heat Recovery | 0 | 0.17405 |  | 2603.5309 | 20 |  | 10201.2958 | 254 | ton | 40.1626
Restaurants | Existing | Water Cooled Refrigeration Heat Recovery | 0 | 0.20489 |  | 1886.5835 | 20 |  | 3225.6662 | 254 | ton | 12.6995
Retail | Existing | Water Cooled Refrigeration Heat Recovery | 0 | 0.055087 |  | 824.0137 | 20 |  | 7266.8422 | 254 | ton | 28.6096
Schools K-12 | Existing | Water Cooled Refrigeration Heat Recovery | 0 | 0.33443 |  | 3079.4163 | 20 |  | 33058.8757 | 254 | ton | 130.1531
Warehouse | Existing | Water Cooled Refrigeration Heat Recovery | 0 | 0.020451 |  | 305.9104 | 20 |  | 10200.6352 | 254 | ton | 40.16
Assembly | New | Water Cooled Refrigeration Heat Recovery | 0 | 0.050273 |  | 752.0072 | 20 |  | 12234.7058 | 254 | ton | 48.1681
College and University | New | Water Cooled Refrigeration Heat Recovery | 0 | 0.48778 |  | 4491.4422 | 20 |  | 48217.5883 | 254 | ton | 189.833
Grocery | New | Water Cooled Refrigeration Heat Recovery | 0 | 0.12104 |  | 1810.5302 | 20 |  | 2991.9275 | 254 | ton | 11.7792
Healthcare | New | Water Cooled Refrigeration Heat Recovery | 0 | 0.34321 |  | 3160.2884 | 20 |  | 12776.6861 | 254 | ton | 50.3019
Hospitals | New | Water Cooled Refrigeration Heat Recovery | 0 | 3.5762 |  | 32929.7074 | 20 |  | 133131.059 | 254 | ton | 524.138
Institutional | New | Water Cooled Refrigeration Heat Recovery | 0 | 0.24423 |  | 3653.327 | 20 |  | 13100.2317 | 254 | ton | 51.5757
Lodging/Hospitality | New | Water Cooled Refrigeration Heat Recovery | 0 | 0.32547 |  | 2996.9115 | 20 |  | 21466.3879 | 254 | ton | 84.5133
Miscellaneous | New | Water Cooled Refrigeration Heat Recovery | 0 | 2.3284 |  | 34829.6652 | 20 |  | 19473.4566 | 254 | ton | 76.6672
Offices | New | Water Cooled Refrigeration Heat Recovery | 0 | 0.17405 |  | 2603.5309 | 20 |  | 10201.2958 | 254 | ton | 40.1626
Restaurants | New | Water Cooled Refrigeration Heat Recovery | 0 | 0.20489 |  | 1886.5835 | 20 |  | 3225.6662 | 254 | ton | 12.6995
Retail | New | Water Cooled Refrigeration Heat Recovery | 0 | 0.055087 |  | 824.0137 | 20 |  | 7266.8422 | 254 | ton | 28.6096
Schools K-12 | New | Water Cooled Refrigeration Heat Recovery | 0 | 0.33443 |  | 3079.4163 | 20 |  | 33058.8757 | 254 | ton | 130.1531
Warehouse | New | Water Cooled Refrigeration Heat Recovery | 0 | 0.020451 |  | 305.9104 | 20 |  | 10200.6352 | 254 | ton | 40.16
Assembly | Existing | Waterside Economizer | 3.9359 | 0 |  | 9695.2327 | 20 |  | 286420.8 | 7160.52 | economizer | 40
College and University | Existing | Waterside Economizer | 4.3665 | 0 |  | 10755.9965 | 20 |  | 286420.8 | 7160.52 | economizer | 40
Grocery | Existing | Waterside Economizer | 2.1742 | 0 |  | 5355.7445 | 20 |  | 286420.8 | 7160.52 | economizer | 40
Healthcare | Existing | Waterside Economizer | 8.5644 | 0 |  | 21096.5889 | 20 |  | 286420.8 | 7160.52 | economizer | 40
Hospitals | Existing | Waterside Economizer | 8.1127 | 0 |  | 19983.8997 | 20 |  | 286420.8 | 7160.52 | economizer | 40
Institutional | Existing | Waterside Economizer | 2.126 | 0 |  | 5237.0576 | 20 |  | 286420.8 | 7160.52 | economizer | 40
Lodging/Hospitality | Existing | Waterside Economizer | 6.5016 | 0 |  | 16015.3079 | 20 |  | 286420.8 | 7160.52 | economizer | 40
Miscellaneous | Existing | Waterside Economizer | 2.1983 | 0 |  | 5415.0879 | 20 |  | 286420.8 | 7160.52 | economizer | 40
Offices | Existing | Waterside Economizer | 4.4298 | 0 |  | 10911.773 | 20 |  | 286420.8 | 7160.52 | economizer | 40
Restaurants | Existing | Waterside Economizer | 6.3781 | 0 |  | 15711.1728 | 20 |  | 286420.8 | 7160.52 | economizer | 40
Retail | Existing | Waterside Economizer | 4.9989 | 0 |  | 12313.7615 | 20 |  | 286420.8 | 7160.52 | economizer | 40
Schools K-12 | Existing | Waterside Economizer | 4.3454 | 0 |  | 10704.071 | 20 |  | 286420.8 | 7160.52 | economizer | 40
Warehouse | Existing | Waterside Economizer | 0.95461 | 0 |  | 2351.4834 | 20 |  | 286420.8 | 7160.52 | economizer | 40
Assembly | New | Waterside Economizer | 3.9359 | 0 |  | 9695.2327 | 20 |  | 286420.8 | 7160.52 | economizer | 40
College and University | New | Waterside Economizer | 4.3665 | 0 |  | 10755.9965 | 20 |  | 286420.8 | 7160.52 | economizer | 40
Grocery | New | Waterside Economizer | 2.1742 | 0 |  | 5355.7445 | 20 |  | 286420.8 | 7160.52 | economizer | 40
Healthcare | New | Waterside Economizer | 8.5644 | 0 |  | 21096.5889 | 20 |  | 286420.8 | 7160.52 | economizer | 40
Hospitals | New | Waterside Economizer | 8.1127 | 0 |  | 19983.8997 | 20 |  | 286420.8 | 7160.52 | economizer | 40
Institutional | New | Waterside Economizer | 2.126 | 0 |  | 5237.0576 | 20 |  | 286420.8 | 7160.52 | economizer | 40
Lodging/Hospitality | New | Waterside Economizer | 6.5016 | 0 |  | 16015.3079 | 20 |  | 286420.8 | 7160.52 | economizer | 40
Miscellaneous | New | Waterside Economizer | 2.1983 | 0 |  | 5415.0879 | 20 |  | 286420.8 | 7160.52 | economizer | 40
Offices | New | Waterside Economizer | 4.4298 | 0 |  | 10911.773 | 20 |  | 286420.8 | 7160.52 | economizer | 40
Restaurants | New | Waterside Economizer | 6.3781 | 0 |  | 15711.1728 | 20 |  | 286420.8 | 7160.52 | economizer | 40
Retail | New | Waterside Economizer | 4.9989 | 0 |  | 12313.7615 | 20 |  | 286420.8 | 7160.52 | economizer | 40
Schools K-12 | New | Waterside Economizer | 4.3454 | 0 |  | 10704.071 | 20 |  | 286420.8 | 7160.52 | economizer | 40
Warehouse | New | Waterside Economizer | 0.95461 | 0 |  | 2351.4834 | 20 |  | 286420.8 | 7160.52 | economizer | 40
Assembly | Existing | Window Sun Protection | 0.038353 | -0.0095069 |  | 100.3648 | 10 |  | 350 | 3.5 | sq ft | 100
College and University | Existing | Window Sun Protection | 0.038353 | -0.0095069 |  | 100.3648 | 10 |  | 350 | 3.5 | sq ft | 100
Grocery | Existing | Window Sun Protection | 0.038353 | -0.0095069 |  | 100.3648 | 10 |  | 350 | 3.5 | sq ft | 100
Healthcare | Existing | Window Sun Protection | 0.038353 | -0.0095069 |  | 100.3648 | 10 |  | 350 | 3.5 | sq ft | 100
Hospitals | Existing | Window Sun Protection | 0.038353 | -0.0095069 |  | 100.3648 | 10 |  | 350 | 3.5 | sq ft | 100
Institutional | Existing | Window Sun Protection | 0.038353 | -0.0095069 |  | 100.3648 | 10 |  | 350 | 3.5 | sq ft | 100
Lodging/Hospitality | Existing | Window Sun Protection | 0.044803 | -0.022151 |  | 100.3648 | 10 |  | 350 | 3.5 | sq ft | 100
Miscellaneous | Existing | Window Sun Protection | 0.052737 | -0.03867 |  | 100.3648 | 10 |  | 350 | 3.5 | sq ft | 100
Offices | Existing | Window Sun Protection | 0.038353 | -0.0095069 |  | 100.3648 | 10 |  | 350 | 3.5 | sq ft | 100
Restaurants | Existing | Window Sun Protection | 0.038353 | -0.0095069 |  | 100.3648 | 10 |  | 350 | 3.5 | sq ft | 100
Retail | Existing | Window Sun Protection | 0.038353 | -0.0095069 |  | 100.3648 | 10 |  | 350 | 3.5 | sq ft | 100
Schools K-12 | Existing | Window Sun Protection | 0.038353 | -0.0095069 |  | 100.3648 | 10 |  | 350 | 3.5 | sq ft | 100
Warehouse | Existing | Window Sun Protection | 0.052737 | -0.03867 |  | 100.3648 | 10 |  | 350 | 3.5 | sq ft | 100
Assembly | New | Window Sun Protection | 0.023012 | -0.0057041 |  | 60.2189 | 10 |  | 350 | 3.5 | sq ft | 100
College and University | New | Window Sun Protection | 0.023012 | -0.0057041 |  | 60.2189 | 10 |  | 350 | 3.5 | sq ft | 100
Grocery | New | Window Sun Protection | 0.023012 | -0.0057041 |  | 60.2189 | 10 |  | 350 | 3.5 | sq ft | 100
Healthcare | New | Window Sun Protection | 0.023012 | -0.0057041 |  | 60.2189 | 10 |  | 350 | 3.5 | sq ft | 100
Hospitals | New | Window Sun Protection | 0.023012 | -0.0057041 |  | 60.2189 | 10 |  | 350 | 3.5 | sq ft | 100
Institutional | New | Window Sun Protection | 0.023012 | -0.0057041 |  | 60.2189 | 10 |  | 350 | 3.5 | sq ft | 100
Lodging/Hospitality | New | Window Sun Protection | 0.026882 | -0.013291 |  | 60.2189 | 10 |  | 350 | 3.5 | sq ft | 100
Miscellaneous | New | Window Sun Protection | 0.031642 | -0.023202 |  | 60.2189 | 10 |  | 350 | 3.5 | sq ft | 100
Offices | New | Window Sun Protection | 0.023012 | -0.0057041 |  | 60.2189 | 10 |  | 350 | 3.5 | sq ft | 100
Restaurants | New | Window Sun Protection | 0.023012 | -0.0057041 |  | 60.2189 | 10 |  | 350 | 3.5 | sq ft | 100
Retail | New | Window Sun Protection | 0.023012 | -0.0057041 |  | 60.2189 | 10 |  | 350 | 3.5 | sq ft | 100
Schools K-12 | New | Window Sun Protection | 0.023012 | -0.0057041 |  | 60.2189 | 10 |  | 350 | 3.5 | sq ft | 100
Warehouse | New | Window Sun Protection | 0.031642 | -0.023202 |  | 60.2189 | 10 |  | 350 | 3.5 | sq ft | 100
Assembly | Existing | Bi-Level Lighting Control (Interior) | 0.0012256 | 0 |  | 445.78 | 8 |  | 373 | 373 | unit | 0
College and University | Existing | Bi-Level Lighting Control (Interior) | 0.0018785 | 0 |  | 683.24 | 8 |  | 373 | 373 | unit | 0
Grocery | Existing | Bi-Level Lighting Control (Interior) | 0.010616 | 0 |  | 859.32 | 8 |  | 373 | 373 | unit | 0
Healthcare | Existing | Bi-Level Lighting Control (Interior) | 0.0021427 | 0 |  | 779.34 | 8 |  | 373 | 373 | unit | 0
Hospitals | Existing | Bi-Level Lighting Control (Interior) | 0.0028987 | 0 |  | 1054.31 | 8 |  | 373 | 373 | unit | 0
Institutional | Existing | Bi-Level Lighting Control (Interior) | 0.0014059 | 0 |  | 511.345 | 8 |  | 373 | 373 | unit | 0
Lodging/Hospitality | Existing | Bi-Level Lighting Control (Interior) | 0.0071882 | 0 |  | 581.87 | 8 |  | 373 | 373 | unit | 0
Miscellaneous | Existing | Bi-Level Lighting Control (Interior) | 0.0018785 | 0 |  | 683.24 | 8 |  | 373 | 373 | unit | 0
Offices | Existing | Bi-Level Lighting Control (Interior) | 0.0013863 | 0 |  | 504.215 | 8 |  | 373 | 373 | unit | 0
Restaurants | Existing | Bi-Level Lighting Control (Interior) | 0.006428 | 0 |  | 520.335 | 8 |  | 373 | 373 | unit | 0
Retail | Existing | Bi-Level Lighting Control (Interior) | 0.0095434 | 0 |  | 772.52 | 8 |  | 373 | 373 | unit | 0
Schools K-12 | Existing | Bi-Level Lighting Control (Interior) | 0.0010138 | 0 |  | 368.745 | 8 |  | 373 | 373 | unit | 0
Warehouse | Existing | Bi-Level Lighting Control (Interior) | 0.0016296 | 0 |  | 592.72 | 8 |  | 373 | 373 | unit | 0
Assembly | New | Bi-Level Lighting Control (Interior) | 0.0012256 | 0 |  | 445.78 | 8 |  | 373 | 373 | unit | 0
College and University | New | Bi-Level Lighting Control (Interior) | 0.0018785 | 0 |  | 683.24 | 8 |  | 373 | 373 | unit | 0
Grocery | New | Bi-Level Lighting Control (Interior) | 0.010616 | 0 |  | 859.32 | 8 |  | 373 | 373 | unit | 0
Healthcare | New | Bi-Level Lighting Control (Interior) | 0.0021427 | 0 |  | 779.34 | 8 |  | 373 | 373 | unit | 0
Hospitals | New | Bi-Level Lighting Control (Interior) | 0.0028987 | 0 |  | 1054.31 | 8 |  | 373 | 373 | unit | 0
Institutional | New | Bi-Level Lighting Control (Interior) | 0.0014059 | 0 |  | 511.345 | 8 |  | 373 | 373 | unit | 0
Lodging/Hospitality | New | Bi-Level Lighting Control (Interior) | 0.0071882 | 0 |  | 581.87 | 8 |  | 373 | 373 | unit | 0
Miscellaneous | New | Bi-Level Lighting Control (Interior) | 0.0018785 | 0 |  | 683.24 | 8 |  | 373 | 373 | unit | 0
Offices | New | Bi-Level Lighting Control (Interior) | 0.0013863 | 0 |  | 504.215 | 8 |  | 373 | 373 | unit | 0
Restaurants | New | Bi-Level Lighting Control (Interior) | 0.006428 | 0 |  | 520.335 | 8 |  | 373 | 373 | unit | 0
Retail | New | Bi-Level Lighting Control (Interior) | 0.0095434 | 0 |  | 772.52 | 8 |  | 373 | 373 | unit | 0
Schools K-12 | New | Bi-Level Lighting Control (Interior) | 0.0010138 | 0 |  | 368.745 | 8 |  | 373 | 373 | unit | 0
Warehouse | New | Bi-Level Lighting Control (Interior) | 0.0016296 | 0 |  | 592.72 | 8 |  | 373 | 373 | unit | 0
Assembly | Existing | Interior Lighting Controls | 0 | 0 |  | 402.64 | 8 |  | 156.3796 | 156.3796 | unit | 0
College and University | Existing | Interior Lighting Controls | 0 | 0 |  | 617.12 | 8 |  | 156.3796 | 156.3796 | unit | 0
Grocery | Existing | Interior Lighting Controls | 0 | 0 |  | 776.16 | 8 |  | 156.3796 | 156.3796 | unit | 0
Healthcare | Existing | Interior Lighting Controls | 0 | 0 |  | 703.92 | 8 |  | 156.3796 | 156.3796 | unit | 0
Hospitals | Existing | Interior Lighting Controls | 0 | 0 |  | 952.28 | 8 |  | 156.3796 | 156.3796 | unit | 0
Institutional | Existing | Interior Lighting Controls | 0 | 0 |  | 461.86 | 8 |  | 156.3796 | 156.3796 | unit | 0
Lodging/Hospitality | Existing | Interior Lighting Controls | 0 | 0 |  | 525.56 | 8 |  | 156.3796 | 156.3796 | unit | 0
Miscellaneous | Existing | Interior Lighting Controls | 0 | 0 |  | 617.12 | 8 |  | 156.3796 | 156.3796 | unit | 0
Offices | Existing | Interior Lighting Controls | 0 | 0 |  | 455.42 | 8 |  | 156.3796 | 156.3796 | unit | 0
Restaurants | Existing | Interior Lighting Controls | 0 | 0 |  | 469.98 | 8 |  | 156.3796 | 156.3796 | unit | 0
Retail | Existing | Interior Lighting Controls | 0 | 0 |  | 697.76 | 8 |  | 156.3796 | 156.3796 | unit | 0
Schools K-12 | Existing | Interior Lighting Controls | 0 | 0 |  | 333.06 | 8 |  | 156.3796 | 156.3796 | unit | 0
Warehouse | Existing | Interior Lighting Controls | 0 | 0 |  | 535.36 | 8 |  | 156.3796 | 156.3796 | unit | 0
Assembly | New | Interior Lighting Controls | 0 | 0 |  | 402.64 | 8 |  | 156.3796 | 156.3796 | unit | 0
College and University | New | Interior Lighting Controls | 0 | 0 |  | 617.12 | 8 |  | 156.3796 | 156.3796 | unit | 0
Grocery | New | Interior Lighting Controls | 0 | 0 |  | 776.16 | 8 |  | 156.3796 | 156.3796 | unit | 0
Healthcare | New | Interior Lighting Controls | 0 | 0 |  | 703.92 | 8 |  | 156.3796 | 156.3796 | unit | 0
Hospitals | New | Interior Lighting Controls | 0 | 0 |  | 952.28 | 8 |  | 156.3796 | 156.3796 | unit | 0
Institutional | New | Interior Lighting Controls | 0 | 0 |  | 461.86 | 8 |  | 156.3796 | 156.3796 | unit | 0
Lodging/Hospitality | New | Interior Lighting Controls | 0 | 0 |  | 525.56 | 8 |  | 156.3796 | 156.3796 | unit | 0
Miscellaneous | New | Interior Lighting Controls | 0 | 0 |  | 617.12 | 8 |  | 156.3796 | 156.3796 | unit | 0
Offices | New | Interior Lighting Controls | 0 | 0 |  | 455.42 | 8 |  | 156.3796 | 156.3796 | unit | 0
Restaurants | New | Interior Lighting Controls | 0 | 0 |  | 469.98 | 8 |  | 156.3796 | 156.3796 | unit | 0
Retail | New | Interior Lighting Controls | 0 | 0 |  | 697.76 | 8 |  | 156.3796 | 156.3796 | unit | 0
Schools K-12 | New | Interior Lighting Controls | 0 | 0 |  | 333.06 | 8 |  | 156.3796 | 156.3796 | unit | 0
Warehouse | New | Interior Lighting Controls | 0 | 0 |  | 535.36 | 8 |  | 156.3796 | 156.3796 | unit | 0
Assembly | Existing | Efficient Motor Belts | 0.012997 | 0.0032092 |  | 94.8071 | 10 |  | 396.51 | 396.51 | motor belt | 0
College and University | Existing | Efficient Motor Belts | 0.012292 | 0.010296 |  | 94.8071 | 10 |  | 396.51 | 396.51 | motor belt | 0
Grocery | Existing | Efficient Motor Belts | 0.012997 | 0.0032092 |  | 94.8071 | 10 |  | 396.51 | 396.51 | motor belt | 0
Healthcare | Existing | Efficient Motor Belts | 0.012292 | 0.010296 |  | 94.8071 | 10 |  | 396.51 | 396.51 | motor belt | 0
Hospitals | Existing | Efficient Motor Belts | 0.012292 | 0.010296 |  | 94.8071 | 10 |  | 396.51 | 396.51 | motor belt | 0
Institutional | Existing | Efficient Motor Belts | 0.012997 | 0.0032092 |  | 94.8071 | 10 |  | 396.51 | 396.51 | motor belt | 0
Lodging/Hospitality | Existing | Efficient Motor Belts | 0.012292 | 0.010296 |  | 94.8071 | 10 |  | 396.51 | 396.51 | motor belt | 0
Miscellaneous | Existing | Efficient Motor Belts | 0.012997 | 0.0032092 |  | 94.8071 | 10 |  | 396.51 | 396.51 | motor belt | 0
Offices | Existing | Efficient Motor Belts | 0.012997 | 0.0032092 |  | 94.8071 | 10 |  | 396.51 | 396.51 | motor belt | 0
Restaurants | Existing | Efficient Motor Belts | 0.012292 | 0.010296 |  | 94.8071 | 10 |  | 396.51 | 396.51 | motor belt | 0
Retail | Existing | Efficient Motor Belts | 0.012997 | 0.0032092 |  | 94.8071 | 10 |  | 396.51 | 396.51 | motor belt | 0
Schools K-12 | Existing | Efficient Motor Belts | 0.012292 | 0.010296 |  | 94.8071 | 10 |  | 396.51 | 396.51 | motor belt | 0
Warehouse | Existing | Efficient Motor Belts | 0.012997 | 0.0032092 |  | 94.8071 | 10 |  | 396.51 | 396.51 | motor belt | 0
Assembly | New | Efficient Motor Belts | 0.012997 | 0.0032092 |  | 94.8071 | 10 |  | 396.51 | 396.51 | motor belt | 0
College and University | New | Efficient Motor Belts | 0.012292 | 0.010296 |  | 94.8071 | 10 |  | 396.51 | 396.51 | motor belt | 0
Grocery | New | Efficient Motor Belts | 0.012997 | 0.0032092 |  | 94.8071 | 10 |  | 396.51 | 396.51 | motor belt | 0
Healthcare | New | Efficient Motor Belts | 0.012292 | 0.010296 |  | 94.8071 | 10 |  | 396.51 | 396.51 | motor belt | 0
Hospitals | New | Efficient Motor Belts | 0.012292 | 0.010296 |  | 94.8071 | 10 |  | 396.51 | 396.51 | motor belt | 0
Institutional | New | Efficient Motor Belts | 0.012997 | 0.0032092 |  | 94.8071 | 10 |  | 396.51 | 396.51 | motor belt | 0
Lodging/Hospitality | New | Efficient Motor Belts | 0.012292 | 0.010296 |  | 94.8071 | 10 |  | 396.51 | 396.51 | motor belt | 0
Miscellaneous | New | Efficient Motor Belts | 0.012997 | 0.0032092 |  | 94.8071 | 10 |  | 396.51 | 396.51 | motor belt | 0
Offices | New | Efficient Motor Belts | 0.012997 | 0.0032092 |  | 94.8071 | 10 |  | 396.51 | 396.51 | motor belt | 0
Restaurants | New | Efficient Motor Belts | 0.012292 | 0.010296 |  | 94.8071 | 10 |  | 396.51 | 396.51 | motor belt | 0
Retail | New | Efficient Motor Belts | 0.012997 | 0.0032092 |  | 94.8071 | 10 |  | 396.51 | 396.51 | motor belt | 0
Schools K-12 | New | Efficient Motor Belts | 0.012292 | 0.010296 |  | 94.8071 | 10 |  | 396.51 | 396.51 | motor belt | 0
Warehouse | New | Efficient Motor Belts | 0.012997 | 0.0032092 |  | 94.8071 | 10 |  | 396.51 | 396.51 | motor belt | 0
Assembly | Existing | Engine Block Timer | 0 | 0 |  | 259.2 | 5 |  | 78.49 | 78.49 | timer | 0
College and University | Existing | Engine Block Timer | 0.032279 | 0.032279 |  | 259.2 | 5 |  | 78.49 | 78.49 | timer | 0
Grocery | Existing | Engine Block Timer | 0 | 0 |  | 259.2 | 5 |  | 78.49 | 78.49 | timer | 0
Healthcare | Existing | Engine Block Timer | 0 | 0 |  | 259.2 | 5 |  | 78.49 | 78.49 | timer | 0
Hospitals | Existing | Engine Block Timer | 0.032279 | 0.032279 |  | 259.2 | 5 |  | 78.49 | 78.49 | timer | 0
Institutional | Existing | Engine Block Timer | 0.012328 | 0.012951 |  | 259.2 | 5 |  | 78.49 | 78.49 | timer | 0
Lodging/Hospitality | Existing | Engine Block Timer | 0 | 0 |  | 259.2 | 5 |  | 78.49 | 78.49 | timer | 0
Miscellaneous | Existing | Engine Block Timer | 0.012328 | 0.012951 |  | 259.2 | 5 |  | 78.49 | 78.49 | timer | 0
Offices | Existing | Engine Block Timer | 0.012328 | 0.012951 |  | 259.2 | 5 |  | 78.49 | 78.49 | timer | 0
Restaurants | Existing | Engine Block Timer | 0.012328 | 0.012951 |  | 259.2 | 5 |  | 78.49 | 78.49 | timer | 0
Retail | Existing | Engine Block Timer | 0.012328 | 0.012951 |  | 259.2 | 5 |  | 78.49 | 78.49 | timer | 0
Schools K-12 | Existing | Engine Block Timer | 0.012328 | 0.012951 |  | 259.2 | 5 |  | 78.49 | 78.49 | timer | 0
Warehouse | Existing | Engine Block Timer | 0.012328 | 0.012951 |  | 259.2 | 5 |  | 78.49 | 78.49 | timer | 0
Assembly | New | Engine Block Timer | 0 | 0 |  | 259.2 | 5 |  | 78.49 | 78.49 | timer | 0
College and University | New | Engine Block Timer | 0.032279 | 0.032279 |  | 259.2 | 5 |  | 78.49 | 78.49 | timer | 0
Grocery | New | Engine Block Timer | 0 | 0 |  | 259.2 | 5 |  | 78.49 | 78.49 | timer | 0
Healthcare | New | Engine Block Timer | 0 | 0 |  | 259.2 | 5 |  | 78.49 | 78.49 | timer | 0
Hospitals | New | Engine Block Timer | 0.032279 | 0.032279 |  | 259.2 | 5 |  | 78.49 | 78.49 | timer | 0
Institutional | New | Engine Block Timer | 0.012328 | 0.012951 |  | 259.2 | 5 |  | 78.49 | 78.49 | timer | 0
Lodging/Hospitality | New | Engine Block Timer | 0 | 0 |  | 259.2 | 5 |  | 78.49 | 78.49 | timer | 0
Miscellaneous | New | Engine Block Timer | 0.012328 | 0.012951 |  | 259.2 | 5 |  | 78.49 | 78.49 | timer | 0
Offices | New | Engine Block Timer | 0.012328 | 0.012951 |  | 259.2 | 5 |  | 78.49 | 78.49 | timer | 0
Restaurants | New | Engine Block Timer | 0.012328 | 0.012951 |  | 259.2 | 5 |  | 78.49 | 78.49 | timer | 0
Retail | New | Engine Block Timer | 0.012328 | 0.012951 |  | 259.2 | 5 |  | 78.49 | 78.49 | timer | 0
Schools K-12 | New | Engine Block Timer | 0.012328 | 0.012951 |  | 259.2 | 5 |  | 78.49 | 78.49 | timer | 0
Warehouse | New | Engine Block Timer | 0.012328 | 0.012951 |  | 259.2 | 5 |  | 78.49 | 78.49 | timer | 0
Assembly | Existing | Regenerative Drive Elevator Motor | 0.28225 | 0.025857 |  | 2027.9355 | 13 |  | 10000 | 10000 | elevator motor | 0
College and University | Existing | Regenerative Drive Elevator Motor | 0.26293 | 0.22024 |  | 2027.9355 | 13 |  | 10000 | 10000 | elevator motor | 0
Grocery | Existing | Regenerative Drive Elevator Motor | 0.28225 | 0.025857 |  | 2027.9355 | 13 |  | 10000 | 10000 | elevator motor | 0
Healthcare | Existing | Regenerative Drive Elevator Motor | 0.26293 | 0.22024 |  | 2027.9355 | 13 |  | 10000 | 10000 | elevator motor | 0
Hospitals | Existing | Regenerative Drive Elevator Motor | 0.26293 | 0.22024 |  | 2027.9355 | 13 |  | 10000 | 10000 | elevator motor | 0
Institutional | Existing | Regenerative Drive Elevator Motor | 0.28225 | 0.025857 |  | 2027.9355 | 13 |  | 10000 | 10000 | elevator motor | 0
Lodging/Hospitality | Existing | Regenerative Drive Elevator Motor | 0.26293 | 0.22024 |  | 2027.9355 | 13 |  | 10000 | 10000 | elevator motor | 0
Miscellaneous | Existing | Regenerative Drive Elevator Motor | 0.28225 | 0.025857 |  | 2027.9355 | 13 |  | 10000 | 10000 | elevator motor | 0
Offices | Existing | Regenerative Drive Elevator Motor | 0.28225 | 0.025857 |  | 2027.9355 | 13 |  | 10000 | 10000 | elevator motor | 0
Restaurants | Existing | Regenerative Drive Elevator Motor | 0.26293 | 0.22024 |  | 2027.9355 | 13 |  | 10000 | 10000 | elevator motor | 0
Retail | Existing | Regenerative Drive Elevator Motor | 0.28225 | 0.025857 |  | 2027.9355 | 13 |  | 10000 | 10000 | elevator motor | 0
Schools K-12 | Existing | Regenerative Drive Elevator Motor | 0.26293 | 0.22024 |  | 2027.9355 | 13 |  | 10000 | 10000 | elevator motor | 0
Warehouse | Existing | Regenerative Drive Elevator Motor | 0.28225 | 0.025857 |  | 2027.9355 | 13 |  | 10000 | 10000 | elevator motor | 0
Assembly | New | Regenerative Drive Elevator Motor | 0.28225 | 0.025857 |  | 2027.9355 | 13 |  | 10000 | 10000 | elevator motor | 0
College and University | New | Regenerative Drive Elevator Motor | 0.26293 | 0.22024 |  | 2027.9355 | 13 |  | 10000 | 10000 | elevator motor | 0
Grocery | New | Regenerative Drive Elevator Motor | 0.28225 | 0.025857 |  | 2027.9355 | 13 |  | 10000 | 10000 | elevator motor | 0
Healthcare | New | Regenerative Drive Elevator Motor | 0.26293 | 0.22024 |  | 2027.9355 | 13 |  | 10000 | 10000 | elevator motor | 0
Hospitals | New | Regenerative Drive Elevator Motor | 0.26293 | 0.22024 |  | 2027.9355 | 13 |  | 10000 | 10000 | elevator motor | 0
Institutional | New | Regenerative Drive Elevator Motor | 0.28225 | 0.025857 |  | 2027.9355 | 13 |  | 10000 | 10000 | elevator motor | 0
Lodging/Hospitality | New | Regenerative Drive Elevator Motor | 0.26293 | 0.22024 |  | 2027.9355 | 13 |  | 10000 | 10000 | elevator motor | 0
Miscellaneous | New | Regenerative Drive Elevator Motor | 0.28225 | 0.025857 |  | 2027.9355 | 13 |  | 10000 | 10000 | elevator motor | 0
Offices | New | Regenerative Drive Elevator Motor | 0.28225 | 0.025857 |  | 2027.9355 | 13 |  | 10000 | 10000 | elevator motor | 0
Restaurants | New | Regenerative Drive Elevator Motor | 0.26293 | 0.22024 |  | 2027.9355 | 13 |  | 10000 | 10000 | elevator motor | 0
Retail | New | Regenerative Drive Elevator Motor | 0.28225 | 0.025857 |  | 2027.9355 | 13 |  | 10000 | 10000 | elevator motor | 0
Schools K-12 | New | Regenerative Drive Elevator Motor | 0.26293 | 0.22024 |  | 2027.9355 | 13 |  | 10000 | 10000 | elevator motor | 0
Warehouse | New | Regenerative Drive Elevator Motor | 0.28225 | 0.025857 |  | 2027.9355 | 13 |  | 10000 | 10000 | elevator motor | 0
Assembly | Existing | VSD Controlled Compressor | 1.9843 | 0.92875 |  | 13160.16 | 15 |  | 3986 | 3986 | compressor (20hp) | 1
College and University | Existing | VSD Controlled Compressor | 1.7063 | 1.4292 |  | 13160.16 | 15 |  | 3986 | 3986 | compressor (20hp) | 1
Grocery | Existing | VSD Controlled Compressor | 1.9843 | 0.92875 |  | 13160.16 | 15 |  | 3986 | 3986 | compressor (20hp) | 1
Healthcare | Existing | VSD Controlled Compressor | 1.7063 | 1.4292 |  | 13160.16 | 15 |  | 3986 | 3986 | compressor (20hp) | 1
Hospitals | Existing | VSD Controlled Compressor | 1.7063 | 1.4292 |  | 13160.16 | 15 |  | 3986 | 3986 | compressor (20hp) | 1
Institutional | Existing | VSD Controlled Compressor | 1.9843 | 0.92875 |  | 13160.16 | 15 |  | 3986 | 3986 | compressor (20hp) | 1
Lodging/Hospitality | Existing | VSD Controlled Compressor | 1.7063 | 1.4292 |  | 13160.16 | 15 |  | 3986 | 3986 | compressor (20hp) | 1
Miscellaneous | Existing | VSD Controlled Compressor | 1.9843 | 0.92875 |  | 13160.16 | 15 |  | 3986 | 3986 | compressor (20hp) | 1
Offices | Existing | VSD Controlled Compressor | 1.9843 | 0.92875 |  | 13160.16 | 15 |  | 3986 | 3986 | compressor (20hp) | 1
Restaurants | Existing | VSD Controlled Compressor | 1.7063 | 1.4292 |  | 13160.16 | 15 |  | 3986 | 3986 | compressor (20hp) | 1
Retail | Existing | VSD Controlled Compressor | 1.9843 | 0.92875 |  | 13160.16 | 15 |  | 3986 | 3986 | compressor (20hp) | 1
Schools K-12 | Existing | VSD Controlled Compressor | 1.7063 | 1.4292 |  | 13160.16 | 15 |  | 3986 | 3986 | compressor (20hp) | 1
Warehouse | Existing | VSD Controlled Compressor | 1.9843 | 0.92875 |  | 13160.16 | 15 |  | 3986 | 3986 | compressor (20hp) | 1
Assembly | New | VSD Controlled Compressor | 1.9843 | 0.92875 |  | 13160.16 | 15 |  | 3986 | 3986 | compressor (20hp) | 1
College and University | New | VSD Controlled Compressor | 1.7063 | 1.4292 |  | 13160.16 | 15 |  | 3986 | 3986 | compressor (20hp) | 1
Grocery | New | VSD Controlled Compressor | 1.9843 | 0.92875 |  | 13160.16 | 15 |  | 3986 | 3986 | compressor (20hp) | 1
Healthcare | New | VSD Controlled Compressor | 1.7063 | 1.4292 |  | 13160.16 | 15 |  | 3986 | 3986 | compressor (20hp) | 1
Hospitals | New | VSD Controlled Compressor | 1.7063 | 1.4292 |  | 13160.16 | 15 |  | 3986 | 3986 | compressor (20hp) | 1
Institutional | New | VSD Controlled Compressor | 1.9843 | 0.92875 |  | 13160.16 | 15 |  | 3986 | 3986 | compressor (20hp) | 1
Lodging/Hospitality | New | VSD Controlled Compressor | 1.7063 | 1.4292 |  | 13160.16 | 15 |  | 3986 | 3986 | compressor (20hp) | 1
Miscellaneous | New | VSD Controlled Compressor | 1.9843 | 0.92875 |  | 13160.16 | 15 |  | 3986 | 3986 | compressor (20hp) | 1
Offices | New | VSD Controlled Compressor | 1.9843 | 0.92875 |  | 13160.16 | 15 |  | 3986 | 3986 | compressor (20hp) | 1
Restaurants | New | VSD Controlled Compressor | 1.7063 | 1.4292 |  | 13160.16 | 15 |  | 3986 | 3986 | compressor (20hp) | 1
Retail | New | VSD Controlled Compressor | 1.9843 | 0.92875 |  | 13160.16 | 15 |  | 3986 | 3986 | compressor (20hp) | 1
Schools K-12 | New | VSD Controlled Compressor | 1.7063 | 1.4292 |  | 13160.16 | 15 |  | 3986 | 3986 | compressor (20hp) | 1
Warehouse | New | VSD Controlled Compressor | 1.9843 | 0.92875 |  | 13160.16 | 15 |  | 3986 | 3986 | compressor (20hp) | 1
Assembly | Existing | Network PC Power Management | 0.39582 | 0 |  | 2661.0035 | 5 |  | 638 | 29 | computer | 22
College and University | Existing | Network PC Power Management | 0.93955 | 0.81114 |  | 6992.2928 | 5 |  | 1653 | 29 | computer | 57
Grocery | Existing | Network PC Power Management | 0.5037 | 0.3508 |  | 3386.2106 | 5 |  | 812 | 29 | computer | 28
Healthcare | Existing | Network PC Power Management | 0.70789 | 0.49301 |  | 4758.9388 | 5 |  | 1131 | 29 | computer | 39
Hospitals | Existing | Network PC Power Management | 5.6089 | 4.8423 |  | 41742.7 | 5 |  | 9773 | 29 | computer | 337
Institutional | Existing | Network PC Power Management | 0.64622 | 0 |  | 4344.3187 | 5 |  | 1044 | 29 | computer | 36
Lodging/Hospitality | Existing | Network PC Power Management | 0.58124 | 0.40481 |  | 3907.5345 | 5 |  | 928 | 29 | computer | 32
Miscellaneous | Existing | Network PC Power Management | 8.6767 | 0 |  | 58330.5263 | 5 |  | 13659 | 29 | computer | 471
Offices | Existing | Network PC Power Management | 0.49125 | 0.34213 |  | 3302.5466 | 5 |  | 783 | 29 | computer | 27
Restaurants | Existing | Network PC Power Management | 0.47359 | 0 |  | 3183.805 | 5 |  | 754 | 29 | computer | 26
Retail | Existing | Network PC Power Management | 0.21429 | 0.14924 |  | 1440.5919 | 5 |  | 348 | 29 | computer | 12
Schools K-12 | Existing | Network PC Power Management | 0.71311 | 0.49665 |  | 4794.046 | 5 |  | 1131 | 29 | computer | 39
Warehouse | Existing | Network PC Power Management | 0.058244 | 0 |  | 391.5584 | 5 |  | 116 | 29 | computer | 4
Assembly | New | Network PC Power Management | 0.39582 | 0 |  | 2661.0035 | 5 |  | 638 | 29 | computer | 22
College and University | New | Network PC Power Management | 0.93955 | 0.81114 |  | 6992.2928 | 5 |  | 1653 | 29 | computer | 57
Grocery | New | Network PC Power Management | 0.5037 | 0.3508 |  | 3386.2106 | 5 |  | 812 | 29 | computer | 28
Healthcare | New | Network PC Power Management | 0.70789 | 0.49301 |  | 4758.9388 | 5 |  | 1131 | 29 | computer | 39
Hospitals | New | Network PC Power Management | 5.6089 | 4.8423 |  | 41742.7 | 5 |  | 9773 | 29 | computer | 337
Institutional | New | Network PC Power Management | 0.64622 | 0 |  | 4344.3187 | 5 |  | 1044 | 29 | computer | 36
Lodging/Hospitality | New | Network PC Power Management | 0.58124 | 0.40481 |  | 3907.5345 | 5 |  | 928 | 29 | computer | 32
Miscellaneous | New | Network PC Power Management | 8.6767 | 0 |  | 58330.5263 | 5 |  | 13659 | 29 | computer | 471
Offices | New | Network PC Power Management | 0.49125 | 0.34213 |  | 3302.5466 | 5 |  | 783 | 29 | computer | 27
Restaurants | New | Network PC Power Management | 0.47359 | 0 |  | 3183.805 | 5 |  | 754 | 29 | computer | 26
Retail | New | Network PC Power Management | 0.21429 | 0.14924 |  | 1440.5919 | 5 |  | 348 | 29 | computer | 12
Schools K-12 | New | Network PC Power Management | 0.71311 | 0.49665 |  | 4794.046 | 5 |  | 1131 | 29 | computer | 39
Warehouse | New | Network PC Power Management | 0.058244 | 0 |  | 391.5584 | 5 |  | 116 | 29 | computer | 4
Assembly | Existing | Smart Strip Plug Outlet | 0.0083127 | 0 |  | 55.9044 | 4 |  | 10 | 10 | smart strip | 1
College and University | Existing | Smart Strip Plug Outlet | 0.021843 | 0.015181 |  | 146.8994 | 4 |  | 20 | 10 | smart strip | 2
Grocery | Existing | Smart Strip Plug Outlet | 0.010578 | 0.0073516 |  | 71.1401 | 4 |  | 10 | 10 | smart strip | 1
Healthcare | Existing | Smart Strip Plug Outlet | 0.014866 | 0.010332 |  | 99.9794 | 4 |  | 10 | 10 | smart strip | 1
Hospitals | Existing | Smart Strip Plug Outlet | 0.1304 | 0.090625 |  | 876.9623 | 4 |  | 80 | 10 | smart strip | 8
Institutional | Existing | Smart Strip Plug Outlet | 0.013571 | 0 |  | 91.2687 | 4 |  | 10 | 10 | smart strip | 1
Lodging/Hospitality | Existing | Smart Strip Plug Outlet | 0.012207 | 0.0084835 |  | 82.0924 | 4 |  | 10 | 10 | smart strip | 1
Miscellaneous | Existing | Smart Strip Plug Outlet | 0.18222 | 0 |  | 1225.4519 | 4 |  | 110 | 10 | smart strip | 11
Offices | Existing | Smart Strip Plug Outlet | 0.010317 | 0.00717 |  | 69.3824 | 4 |  | 10 | 10 | smart strip | 1
Restaurants | Existing | Smart Strip Plug Outlet | 0.0099458 | 0 |  | 66.8878 | 4 |  | 10 | 10 | smart strip | 1
Retail | Existing | Smart Strip Plug Outlet | 0.0045002 | 0.0031276 |  | 30.265 | 4 |  | 10 | 10 | smart strip | 1
Schools K-12 | Existing | Smart Strip Plug Outlet | 0.014976 | 0.010408 |  | 100.717 | 4 |  | 10 | 10 | smart strip | 1
Warehouse | Existing | Smart Strip Plug Outlet | 0.0012232 | 0 |  | 8.2262 | 4 |  | 10 | 10 | smart strip | 1
Assembly | New | Smart Strip Plug Outlet | 0.0083127 | 0 |  | 55.9044 | 4 |  | 10 | 10 | smart strip | 1
College and University | New | Smart Strip Plug Outlet | 0.021843 | 0.015181 |  | 146.8994 | 4 |  | 20 | 10 | smart strip | 2
Grocery | New | Smart Strip Plug Outlet | 0.010578 | 0.0073516 |  | 71.1401 | 4 |  | 10 | 10 | smart strip | 1
Healthcare | New | Smart Strip Plug Outlet | 0.014866 | 0.010332 |  | 99.9794 | 4 |  | 10 | 10 | smart strip | 1
Hospitals | New | Smart Strip Plug Outlet | 0.1304 | 0.090625 |  | 876.9623 | 4 |  | 80 | 10 | smart strip | 8
Institutional | New | Smart Strip Plug Outlet | 0.013571 | 0 |  | 91.2687 | 4 |  | 10 | 10 | smart strip | 1
Lodging/Hospitality | New | Smart Strip Plug Outlet | 0.012207 | 0.0084835 |  | 82.0924 | 4 |  | 10 | 10 | smart strip | 1
Miscellaneous | New | Smart Strip Plug Outlet | 0.18222 | 0 |  | 1225.4519 | 4 |  | 110 | 10 | smart strip | 11
Offices | New | Smart Strip Plug Outlet | 0.010317 | 0.00717 |  | 69.3824 | 4 |  | 10 | 10 | smart strip | 1
Restaurants | New | Smart Strip Plug Outlet | 0.0099458 | 0 |  | 66.8878 | 4 |  | 10 | 10 | smart strip | 1
Retail | New | Smart Strip Plug Outlet | 0.0045002 | 0.0031276 |  | 30.265 | 4 |  | 10 | 10 | smart strip | 1
Schools K-12 | New | Smart Strip Plug Outlet | 0.014976 | 0.010408 |  | 100.717 | 4 |  | 10 | 10 | smart strip | 1
Warehouse | New | Smart Strip Plug Outlet | 0.0012232 | 0 |  | 8.2262 | 4 |  | 10 | 10 | smart strip | 1
Assembly | Existing | Anti-Sweat Controls | 0.081727 | 0.082167 |  | 1022.6336 | 8 |  | 171 | 171 | door | 0
College and University | Existing | Anti-Sweat Controls | 0.13259 | 0.11106 |  | 1022.6336 | 8 |  | 171 | 171 | door | 0
Grocery | Existing | Anti-Sweat Controls | 0.081727 | 0.082167 |  | 1022.6336 | 8 |  | 171 | 171 | door | 0
Healthcare | Existing | Anti-Sweat Controls | 0.13259 | 0.11106 |  | 1022.6336 | 8 |  | 171 | 171 | door | 0
Hospitals | Existing | Anti-Sweat Controls | 0.13259 | 0.11106 |  | 1022.6336 | 8 |  | 171 | 171 | door | 0
Institutional | Existing | Anti-Sweat Controls | 0.081727 | 0.082167 |  | 1022.6336 | 8 |  | 171 | 171 | door | 0
Lodging/Hospitality | Existing | Anti-Sweat Controls | 0.13259 | 0.11106 |  | 1022.6336 | 8 |  | 171 | 171 | door | 0
Miscellaneous | Existing | Anti-Sweat Controls | 0.081727 | 0.082167 |  | 1022.6336 | 8 |  | 171 | 171 | door | 0
Offices | Existing | Anti-Sweat Controls | 0.081727 | 0.082167 |  | 1022.6336 | 8 |  | 171 | 171 | door | 0
Restaurants | Existing | Anti-Sweat Controls | 0.13259 | 0.11106 |  | 1022.6336 | 8 |  | 171 | 171 | door | 0
Retail | Existing | Anti-Sweat Controls | 0.081727 | 0.082167 |  | 1022.6336 | 8 |  | 171 | 171 | door | 0
Schools K-12 | Existing | Anti-Sweat Controls | 0.13259 | 0.11106 |  | 1022.6336 | 8 |  | 171 | 171 | door | 0
Warehouse | Existing | Anti-Sweat Controls | 0.081727 | 0.082167 |  | 1022.6336 | 8 |  | 171 | 171 | door | 0
Assembly | New | Anti-Sweat Controls | 0.081727 | 0.082167 |  | 1022.6336 | 8 |  | 171 | 171 | door | 0
College and University | New | Anti-Sweat Controls | 0.13259 | 0.11106 |  | 1022.6336 | 8 |  | 171 | 171 | door | 0
Grocery | New | Anti-Sweat Controls | 0.081727 | 0.082167 |  | 1022.6336 | 8 |  | 171 | 171 | door | 0
Healthcare | New | Anti-Sweat Controls | 0.13259 | 0.11106 |  | 1022.6336 | 8 |  | 171 | 171 | door | 0
Hospitals | New | Anti-Sweat Controls | 0.13259 | 0.11106 |  | 1022.6336 | 8 |  | 171 | 171 | door | 0
Institutional | New | Anti-Sweat Controls | 0.081727 | 0.082167 |  | 1022.6336 | 8 |  | 171 | 171 | door | 0
Lodging/Hospitality | New | Anti-Sweat Controls | 0.13259 | 0.11106 |  | 1022.6336 | 8 |  | 171 | 171 | door | 0
Miscellaneous | New | Anti-Sweat Controls | 0.081727 | 0.082167 |  | 1022.6336 | 8 |  | 171 | 171 | door | 0
Offices | New | Anti-Sweat Controls | 0.081727 | 0.082167 |  | 1022.6336 | 8 |  | 171 | 171 | door | 0
Restaurants | New | Anti-Sweat Controls | 0.13259 | 0.11106 |  | 1022.6336 | 8 |  | 171 | 171 | door | 0
Retail | New | Anti-Sweat Controls | 0.081727 | 0.082167 |  | 1022.6336 | 8 |  | 171 | 171 | door | 0
Schools K-12 | New | Anti-Sweat Controls | 0.13259 | 0.11106 |  | 1022.6336 | 8 |  | 171 | 171 | door | 0
Warehouse | New | Anti-Sweat Controls | 0.081727 | 0.082167 |  | 1022.6336 | 8 |  | 171 | 171 | door | 0
Assembly | Existing | Automatic Door Closer for Walk-in Coolers and Freezers | 0.0054303 | 0.0012106 |  | 39.0829 | 8 |  | 156.82 | 156.82 | cooler/freezer | 0
College and University | Existing | Automatic Door Closer for Walk-in Coolers and Freezers | 0.0050673 | 0.0042445 |  | 39.0829 | 8 |  | 156.82 | 156.82 | cooler/freezer | 0
Grocery | Existing | Automatic Door Closer for Walk-in Coolers and Freezers | 0.0054303 | 0.0012106 |  | 39.0829 | 8 |  | 156.82 | 156.82 | cooler/freezer | 0
Healthcare | Existing | Automatic Door Closer for Walk-in Coolers and Freezers | 0.0050673 | 0.0042445 |  | 39.0829 | 8 |  | 156.82 | 156.82 | cooler/freezer | 0
Hospitals | Existing | Automatic Door Closer for Walk-in Coolers and Freezers | 0.0050673 | 0.0042445 |  | 39.0829 | 8 |  | 156.82 | 156.82 | cooler/freezer | 0
Institutional | Existing | Automatic Door Closer for Walk-in Coolers and Freezers | 0.0054303 | 0.0012106 |  | 39.0829 | 8 |  | 156.82 | 156.82 | cooler/freezer | 0
Lodging/Hospitality | Existing | Automatic Door Closer for Walk-in Coolers and Freezers | 0.0050673 | 0.0042445 |  | 39.0829 | 8 |  | 156.82 | 156.82 | cooler/freezer | 0
Miscellaneous | Existing | Automatic Door Closer for Walk-in Coolers and Freezers | 0.0054303 | 0.0012106 |  | 39.0829 | 8 |  | 156.82 | 156.82 | cooler/freezer | 0
Offices | Existing | Automatic Door Closer for Walk-in Coolers and Freezers | 0.0054303 | 0.0012106 |  | 39.0829 | 8 |  | 156.82 | 156.82 | cooler/freezer | 0
Restaurants | Existing | Automatic Door Closer for Walk-in Coolers and Freezers | 0.0050673 | 0.0042445 |  | 39.0829 | 8 |  | 156.82 | 156.82 | cooler/freezer | 0
Retail | Existing | Automatic Door Closer for Walk-in Coolers and Freezers | 0.0054303 | 0.0012106 |  | 39.0829 | 8 |  | 156.82 | 156.82 | cooler/freezer | 0
Schools K-12 | Existing | Automatic Door Closer for Walk-in Coolers and Freezers | 0.0050673 | 0.0042445 |  | 39.0829 | 8 |  | 156.82 | 156.82 | cooler/freezer | 0
Warehouse | Existing | Automatic Door Closer for Walk-in Coolers and Freezers | 0.0054303 | 0.0012106 |  | 39.0829 | 8 |  | 156.82 | 156.82 | cooler/freezer | 0
Assembly | New | Automatic Door Closer for Walk-in Coolers and Freezers | 0.0054303 | 0.0012106 |  | 39.0829 | 8 |  | 156.82 | 156.82 | cooler/freezer | 0
College and University | New | Automatic Door Closer for Walk-in Coolers and Freezers | 0.0050673 | 0.0042445 |  | 39.0829 | 8 |  | 156.82 | 156.82 | cooler/freezer | 0
Grocery | New | Automatic Door Closer for Walk-in Coolers and Freezers | 0.0054303 | 0.0012106 |  | 39.0829 | 8 |  | 156.82 | 156.82 | cooler/freezer | 0
Healthcare | New | Automatic Door Closer for Walk-in Coolers and Freezers | 0.0050673 | 0.0042445 |  | 39.0829 | 8 |  | 156.82 | 156.82 | cooler/freezer | 0
Hospitals | New | Automatic Door Closer for Walk-in Coolers and Freezers | 0.0050673 | 0.0042445 |  | 39.0829 | 8 |  | 156.82 | 156.82 | cooler/freezer | 0
Institutional | New | Automatic Door Closer for Walk-in Coolers and Freezers | 0.0054303 | 0.0012106 |  | 39.0829 | 8 |  | 156.82 | 156.82 | cooler/freezer | 0
Lodging/Hospitality | New | Automatic Door Closer for Walk-in Coolers and Freezers | 0.0050673 | 0.0042445 |  | 39.0829 | 8 |  | 156.82 | 156.82 | cooler/freezer | 0
Miscellaneous | New | Automatic Door Closer for Walk-in Coolers and Freezers | 0.0054303 | 0.0012106 |  | 39.0829 | 8 |  | 156.82 | 156.82 | cooler/freezer | 0
Offices | New | Automatic Door Closer for Walk-in Coolers and Freezers | 0.0054303 | 0.0012106 |  | 39.0829 | 8 |  | 156.82 | 156.82 | cooler/freezer | 0
Restaurants | New | Automatic Door Closer for Walk-in Coolers and Freezers | 0.0050673 | 0.0042445 |  | 39.0829 | 8 |  | 156.82 | 156.82 | cooler/freezer | 0
Retail | New | Automatic Door Closer for Walk-in Coolers and Freezers | 0.0054303 | 0.0012106 |  | 39.0829 | 8 |  | 156.82 | 156.82 | cooler/freezer | 0
Schools K-12 | New | Automatic Door Closer for Walk-in Coolers and Freezers | 0.0050673 | 0.0042445 |  | 39.0829 | 8 |  | 156.82 | 156.82 | cooler/freezer | 0
Warehouse | New | Automatic Door Closer for Walk-in Coolers and Freezers | 0.0054303 | 0.0012106 |  | 39.0829 | 8 |  | 156.82 | 156.82 | cooler/freezer | 0
Assembly | Existing | Demand Defrost | 0.054904 | 0.0050296 |  | 394.47 | 10 |  | 666.68 | 666.68 | freezer | 0
College and University | Existing | Demand Defrost | 0.051145 | 0.04284 |  | 394.47 | 10 |  | 666.68 | 666.68 | freezer | 0
Grocery | Existing | Demand Defrost | 0.054904 | 0.0050296 |  | 394.47 | 10 |  | 666.68 | 666.68 | freezer | 0
Healthcare | Existing | Demand Defrost | 0.051145 | 0.04284 |  | 394.47 | 10 |  | 666.68 | 666.68 | freezer | 0
Hospitals | Existing | Demand Defrost | 0.051145 | 0.04284 |  | 394.47 | 10 |  | 666.68 | 666.68 | freezer | 0
Institutional | Existing | Demand Defrost | 0.054904 | 0.0050296 |  | 394.47 | 10 |  | 666.68 | 666.68 | freezer | 0
Lodging/Hospitality | Existing | Demand Defrost | 0.051145 | 0.04284 |  | 394.47 | 10 |  | 666.68 | 666.68 | freezer | 0
Miscellaneous | Existing | Demand Defrost | 0.054904 | 0.0050296 |  | 394.47 | 10 |  | 666.68 | 666.68 | freezer | 0
Offices | Existing | Demand Defrost | 0.054904 | 0.0050296 |  | 394.47 | 10 |  | 666.68 | 666.68 | freezer | 0
Restaurants | Existing | Demand Defrost | 0.051145 | 0.04284 |  | 394.47 | 10 |  | 666.68 | 666.68 | freezer | 0
Retail | Existing | Demand Defrost | 0.054904 | 0.0050296 |  | 394.47 | 10 |  | 666.68 | 666.68 | freezer | 0
Schools K-12 | Existing | Demand Defrost | 0.051145 | 0.04284 |  | 394.47 | 10 |  | 666.68 | 666.68 | freezer | 0
Warehouse | Existing | Demand Defrost | 0.054904 | 0.0050296 |  | 394.47 | 10 |  | 666.68 | 666.68 | freezer | 0
Assembly | New | Demand Defrost | 0.054904 | 0.0050296 |  | 394.47 | 10 |  | 666.68 | 666.68 | freezer | 0
College and University | New | Demand Defrost | 0.051145 | 0.04284 |  | 394.47 | 10 |  | 666.68 | 666.68 | freezer | 0
Grocery | New | Demand Defrost | 0.054904 | 0.0050296 |  | 394.47 | 10 |  | 666.68 | 666.68 | freezer | 0
Healthcare | New | Demand Defrost | 0.051145 | 0.04284 |  | 394.47 | 10 |  | 666.68 | 666.68 | freezer | 0
Hospitals | New | Demand Defrost | 0.051145 | 0.04284 |  | 394.47 | 10 |  | 666.68 | 666.68 | freezer | 0
Institutional | New | Demand Defrost | 0.054904 | 0.0050296 |  | 394.47 | 10 |  | 666.68 | 666.68 | freezer | 0
Lodging/Hospitality | New | Demand Defrost | 0.051145 | 0.04284 |  | 394.47 | 10 |  | 666.68 | 666.68 | freezer | 0
Miscellaneous | New | Demand Defrost | 0.054904 | 0.0050296 |  | 394.47 | 10 |  | 666.68 | 666.68 | freezer | 0
Offices | New | Demand Defrost | 0.054904 | 0.0050296 |  | 394.47 | 10 |  | 666.68 | 666.68 | freezer | 0
Restaurants | New | Demand Defrost | 0.051145 | 0.04284 |  | 394.47 | 10 |  | 666.68 | 666.68 | freezer | 0
Retail | New | Demand Defrost | 0.054904 | 0.0050296 |  | 394.47 | 10 |  | 666.68 | 666.68 | freezer | 0
Schools K-12 | New | Demand Defrost | 0.051145 | 0.04284 |  | 394.47 | 10 |  | 666.68 | 666.68 | freezer | 0
Warehouse | New | Demand Defrost | 0.054904 | 0.0050296 |  | 394.47 | 10 |  | 666.68 | 666.68 | freezer | 0
Assembly | Existing | Floating Head Pressure Controls | 0.38051 | 0.1781 |  | 2523.5714 | 15 |  | 307 | 307 | unit | 0
College and University | Existing | Floating Head Pressure Controls | 0.32719 | 0.27407 |  | 2523.5714 | 15 |  | 307 | 307 | unit | 0
Grocery | Existing | Floating Head Pressure Controls | 0.38051 | 0.1781 |  | 2523.5714 | 15 |  | 307 | 307 | unit | 0
Healthcare | Existing | Floating Head Pressure Controls | 0.32719 | 0.27407 |  | 2523.5714 | 15 |  | 307 | 307 | unit | 0
Hospitals | Existing | Floating Head Pressure Controls | 0.32719 | 0.27407 |  | 2523.5714 | 15 |  | 307 | 307 | unit | 0
Institutional | Existing | Floating Head Pressure Controls | 0.38051 | 0.1781 |  | 2523.5714 | 15 |  | 307 | 307 | unit | 0
Lodging/Hospitality | Existing | Floating Head Pressure Controls | 0.32719 | 0.27407 |  | 2523.5714 | 15 |  | 307 | 307 | unit | 0
Miscellaneous | Existing | Floating Head Pressure Controls | 0.38051 | 0.1781 |  | 2523.5714 | 15 |  | 307 | 307 | unit | 0
Offices | Existing | Floating Head Pressure Controls | 0.38051 | 0.1781 |  | 2523.5714 | 15 |  | 307 | 307 | unit | 0
Restaurants | Existing | Floating Head Pressure Controls | 0.32719 | 0.27407 |  | 2523.5714 | 15 |  | 307 | 307 | unit | 0
Retail | Existing | Floating Head Pressure Controls | 0.38051 | 0.1781 |  | 2523.5714 | 15 |  | 307 | 307 | unit | 0
Schools K-12 | Existing | Floating Head Pressure Controls | 0.32719 | 0.27407 |  | 2523.5714 | 15 |  | 307 | 307 | unit | 0
Warehouse | Existing | Floating Head Pressure Controls | 0.38051 | 0.1781 |  | 2523.5714 | 15 |  | 307 | 307 | unit | 0
Assembly | New | Floating Head Pressure Controls | 0.38051 | 0.1781 |  | 2523.5714 | 15 |  | 307 | 307 | unit | 0
College and University | New | Floating Head Pressure Controls | 0.32719 | 0.27407 |  | 2523.5714 | 15 |  | 307 | 307 | unit | 0
Grocery | New | Floating Head Pressure Controls | 0.38051 | 0.1781 |  | 2523.5714 | 15 |  | 307 | 307 | unit | 0
Healthcare | New | Floating Head Pressure Controls | 0.32719 | 0.27407 |  | 2523.5714 | 15 |  | 307 | 307 | unit | 0
Hospitals | New | Floating Head Pressure Controls | 0.32719 | 0.27407 |  | 2523.5714 | 15 |  | 307 | 307 | unit | 0
Institutional | New | Floating Head Pressure Controls | 0.38051 | 0.1781 |  | 2523.5714 | 15 |  | 307 | 307 | unit | 0
Lodging/Hospitality | New | Floating Head Pressure Controls | 0.32719 | 0.27407 |  | 2523.5714 | 15 |  | 307 | 307 | unit | 0
Miscellaneous | New | Floating Head Pressure Controls | 0.38051 | 0.1781 |  | 2523.5714 | 15 |  | 307 | 307 | unit | 0
Offices | New | Floating Head Pressure Controls | 0.38051 | 0.1781 |  | 2523.5714 | 15 |  | 307 | 307 | unit | 0
Restaurants | New | Floating Head Pressure Controls | 0.32719 | 0.27407 |  | 2523.5714 | 15 |  | 307 | 307 | unit | 0
Retail | New | Floating Head Pressure Controls | 0.38051 | 0.1781 |  | 2523.5714 | 15 |  | 307 | 307 | unit | 0
Schools K-12 | New | Floating Head Pressure Controls | 0.32719 | 0.27407 |  | 2523.5714 | 15 |  | 307 | 307 | unit | 0
Warehouse | New | Floating Head Pressure Controls | 0.38051 | 0.1781 |  | 2523.5714 | 15 |  | 307 | 307 | unit | 0
Assembly | Existing | Freezer-Cooler Replacement Gaskets | 0.022767 | 0.0074125 |  | 156.3315 | 4 |  | 96.8 | 96.8 | unit | 0
College and University | Existing | Freezer-Cooler Replacement Gaskets | 0.020269 | 0.016978 |  | 156.3315 | 4 |  | 96.8 | 96.8 | unit | 0
Grocery | Existing | Freezer-Cooler Replacement Gaskets | 0.022767 | 0.0074125 |  | 156.3315 | 4 |  | 96.8 | 96.8 | unit | 0
Healthcare | Existing | Freezer-Cooler Replacement Gaskets | 0.020269 | 0.016978 |  | 156.3315 | 4 |  | 96.8 | 96.8 | unit | 0
Hospitals | Existing | Freezer-Cooler Replacement Gaskets | 0.020269 | 0.016978 |  | 156.3315 | 4 |  | 96.8 | 96.8 | unit | 0
Institutional | Existing | Freezer-Cooler Replacement Gaskets | 0.022767 | 0.0074125 |  | 156.3315 | 4 |  | 96.8 | 96.8 | unit | 0
Lodging/Hospitality | Existing | Freezer-Cooler Replacement Gaskets | 0.020269 | 0.016978 |  | 156.3315 | 4 |  | 96.8 | 96.8 | unit | 0
Miscellaneous | Existing | Freezer-Cooler Replacement Gaskets | 0.022767 | 0.0074125 |  | 156.3315 | 4 |  | 96.8 | 96.8 | unit | 0
Offices | Existing | Freezer-Cooler Replacement Gaskets | 0.022767 | 0.0074125 |  | 156.3315 | 4 |  | 96.8 | 96.8 | unit | 0
Restaurants | Existing | Freezer-Cooler Replacement Gaskets | 0.020269 | 0.016978 |  | 156.3315 | 4 |  | 96.8 | 96.8 | unit | 0
Retail | Existing | Freezer-Cooler Replacement Gaskets | 0.022767 | 0.0074125 |  | 156.3315 | 4 |  | 96.8 | 96.8 | unit | 0
Schools K-12 | Existing | Freezer-Cooler Replacement Gaskets | 0.020269 | 0.016978 |  | 156.3315 | 4 |  | 96.8 | 96.8 | unit | 0
Warehouse | Existing | Freezer-Cooler Replacement Gaskets | 0.022767 | 0.0074125 |  | 156.3315 | 4 |  | 96.8 | 96.8 | unit | 0
Assembly | New | Freezer-Cooler Replacement Gaskets | 0 | 0 |  | 0 | 4 |  | 96.8 | 96.8 | unit | 0
College and University | New | Freezer-Cooler Replacement Gaskets | 0 | 0 |  | 0 | 4 |  | 96.8 | 96.8 | unit | 0
Grocery | New | Freezer-Cooler Replacement Gaskets | 0 | 0 |  | 0 | 4 |  | 96.8 | 96.8 | unit | 0
Healthcare | New | Freezer-Cooler Replacement Gaskets | 0 | 0 |  | 0 | 4 |  | 96.8 | 96.8 | unit | 0
Hospitals | New | Freezer-Cooler Replacement Gaskets | 0 | 0 |  | 0 | 4 |  | 96.8 | 96.8 | unit | 0
Institutional | New | Freezer-Cooler Replacement Gaskets | 0 | 0 |  | 0 | 4 |  | 96.8 | 96.8 | unit | 0
Lodging/Hospitality | New | Freezer-Cooler Replacement Gaskets | 0 | 0 |  | 0 | 4 |  | 96.8 | 96.8 | unit | 0
Miscellaneous | New | Freezer-Cooler Replacement Gaskets | 0 | 0 |  | 0 | 4 |  | 96.8 | 96.8 | unit | 0
Offices | New | Freezer-Cooler Replacement Gaskets | 0 | 0 |  | 0 | 4 |  | 96.8 | 96.8 | unit | 0
Restaurants | New | Freezer-Cooler Replacement Gaskets | 0 | 0 |  | 0 | 4 |  | 96.8 | 96.8 | unit | 0
Retail | New | Freezer-Cooler Replacement Gaskets | 0 | 0 |  | 0 | 4 |  | 96.8 | 96.8 | unit | 0
Schools K-12 | New | Freezer-Cooler Replacement Gaskets | 0 | 0 |  | 0 | 4 |  | 96.8 | 96.8 | unit | 0
Warehouse | New | Freezer-Cooler Replacement Gaskets | 0 | 0 |  | 0 | 4 |  | 96.8 | 96.8 | unit | 0
Assembly | Existing | High Efficiency Refrigeration Compressor | 0.020431 | 0.0095627 |  | 135.5 | 13 |  | 221.64 | 221.64 | compressor | 0
College and University | Existing | High Efficiency Refrigeration Compressor | 0.017568 | 0.014716 |  | 135.5 | 13 |  | 221.64 | 221.64 | compressor | 0
Grocery | Existing | High Efficiency Refrigeration Compressor | 0.020431 | 0.0095627 |  | 135.5 | 13 |  | 221.64 | 221.64 | compressor | 0
Healthcare | Existing | High Efficiency Refrigeration Compressor | 0.017568 | 0.014716 |  | 135.5 | 13 |  | 221.64 | 221.64 | compressor | 0
Hospitals | Existing | High Efficiency Refrigeration Compressor | 0.017568 | 0.014716 |  | 135.5 | 13 |  | 221.64 | 221.64 | compressor | 0
Institutional | Existing | High Efficiency Refrigeration Compressor | 0.020431 | 0.0095627 |  | 135.5 | 13 |  | 221.64 | 221.64 | compressor | 0
Lodging/Hospitality | Existing | High Efficiency Refrigeration Compressor | 0.017568 | 0.014716 |  | 135.5 | 13 |  | 221.64 | 221.64 | compressor | 0
Miscellaneous | Existing | High Efficiency Refrigeration Compressor | 0.020431 | 0.0095627 |  | 135.5 | 13 |  | 221.64 | 221.64 | compressor | 0
Offices | Existing | High Efficiency Refrigeration Compressor | 0.020431 | 0.0095627 |  | 135.5 | 13 |  | 221.64 | 221.64 | compressor | 0
Restaurants | Existing | High Efficiency Refrigeration Compressor | 0.017568 | 0.014716 |  | 135.5 | 13 |  | 221.64 | 221.64 | compressor | 0
Retail | Existing | High Efficiency Refrigeration Compressor | 0.020431 | 0.0095627 |  | 135.5 | 13 |  | 221.64 | 221.64 | compressor | 0
Schools K-12 | Existing | High Efficiency Refrigeration Compressor | 0.017568 | 0.014716 |  | 135.5 | 13 |  | 221.64 | 221.64 | compressor | 0
Warehouse | Existing | High Efficiency Refrigeration Compressor | 0.020431 | 0.0095627 |  | 135.5 | 13 |  | 221.64 | 221.64 | compressor | 0
Assembly | New | High Efficiency Refrigeration Compressor | 0.020431 | 0.0095627 |  | 135.5 | 13 |  | 221.64 | 221.64 | compressor | 0
College and University | New | High Efficiency Refrigeration Compressor | 0.017568 | 0.014716 |  | 135.5 | 13 |  | 221.64 | 221.64 | compressor | 0
Grocery | New | High Efficiency Refrigeration Compressor | 0.020431 | 0.0095627 |  | 135.5 | 13 |  | 221.64 | 221.64 | compressor | 0
Healthcare | New | High Efficiency Refrigeration Compressor | 0.017568 | 0.014716 |  | 135.5 | 13 |  | 221.64 | 221.64 | compressor | 0
Hospitals | New | High Efficiency Refrigeration Compressor | 0.017568 | 0.014716 |  | 135.5 | 13 |  | 221.64 | 221.64 | compressor | 0
Institutional | New | High Efficiency Refrigeration Compressor | 0.020431 | 0.0095627 |  | 135.5 | 13 |  | 221.64 | 221.64 | compressor | 0
Lodging/Hospitality | New | High Efficiency Refrigeration Compressor | 0.017568 | 0.014716 |  | 135.5 | 13 |  | 221.64 | 221.64 | compressor | 0
Miscellaneous | New | High Efficiency Refrigeration Compressor | 0.020431 | 0.0095627 |  | 135.5 | 13 |  | 221.64 | 221.64 | compressor | 0
Offices | New | High Efficiency Refrigeration Compressor | 0.020431 | 0.0095627 |  | 135.5 | 13 |  | 221.64 | 221.64 | compressor | 0
Restaurants | New | High Efficiency Refrigeration Compressor | 0.017568 | 0.014716 |  | 135.5 | 13 |  | 221.64 | 221.64 | compressor | 0
Retail | New | High Efficiency Refrigeration Compressor | 0.020431 | 0.0095627 |  | 135.5 | 13 |  | 221.64 | 221.64 | compressor | 0
Schools K-12 | New | High Efficiency Refrigeration Compressor | 0.017568 | 0.014716 |  | 135.5 | 13 |  | 221.64 | 221.64 | compressor | 0
Warehouse | New | High Efficiency Refrigeration Compressor | 0.020431 | 0.0095627 |  | 135.5 | 13 |  | 221.64 | 221.64 | compressor | 0
Assembly | Existing | High R-Value Glass Doors | 0.025557 | 0.0087903 |  | 175 | 12 |  | 394 | 394 | door | 0
College and University | Existing | High R-Value Glass Doors | 0.02269 | 0.019005 |  | 175 | 12 |  | 394 | 394 | door | 0
Grocery | Existing | High R-Value Glass Doors | 0.025557 | 0.0087903 |  | 175 | 12 |  | 394 | 394 | door | 0
Healthcare | Existing | High R-Value Glass Doors | 0.02269 | 0.019005 |  | 175 | 12 |  | 394 | 394 | door | 0
Hospitals | Existing | High R-Value Glass Doors | 0.02269 | 0.019005 |  | 175 | 12 |  | 394 | 394 | door | 0
Institutional | Existing | High R-Value Glass Doors | 0.025557 | 0.0087903 |  | 175 | 12 |  | 394 | 394 | door | 0
Lodging/Hospitality | Existing | High R-Value Glass Doors | 0.02269 | 0.019005 |  | 175 | 12 |  | 394 | 394 | door | 0
Miscellaneous | Existing | High R-Value Glass Doors | 0.025557 | 0.0087903 |  | 175 | 12 |  | 394 | 394 | door | 0
Offices | Existing | High R-Value Glass Doors | 0.025557 | 0.0087903 |  | 175 | 12 |  | 394 | 394 | door | 0
Restaurants | Existing | High R-Value Glass Doors | 0.02269 | 0.019005 |  | 175 | 12 |  | 394 | 394 | door | 0
Retail | Existing | High R-Value Glass Doors | 0.025557 | 0.0087903 |  | 175 | 12 |  | 394 | 394 | door | 0
Schools K-12 | Existing | High R-Value Glass Doors | 0.02269 | 0.019005 |  | 175 | 12 |  | 394 | 394 | door | 0
Warehouse | Existing | High R-Value Glass Doors | 0.025557 | 0.0087903 |  | 175 | 12 |  | 394 | 394 | door | 0
Assembly | New | High R-Value Glass Doors | 0 | 0 |  | 0 | 12 |  | 394 | 394 | door | 0
College and University | New | High R-Value Glass Doors | 0 | 0 |  | 0 | 12 |  | 394 | 394 | door | 0
Grocery | New | High R-Value Glass Doors | 0 | 0 |  | 0 | 12 |  | 394 | 394 | door | 0
Healthcare | New | High R-Value Glass Doors | 0 | 0 |  | 0 | 12 |  | 394 | 394 | door | 0
Hospitals | New | High R-Value Glass Doors | 0 | 0 |  | 0 | 12 |  | 394 | 394 | door | 0
Institutional | New | High R-Value Glass Doors | 0 | 0 |  | 0 | 12 |  | 394 | 394 | door | 0
Lodging/Hospitality | New | High R-Value Glass Doors | 0 | 0 |  | 0 | 12 |  | 394 | 394 | door | 0
Miscellaneous | New | High R-Value Glass Doors | 0 | 0 |  | 0 | 12 |  | 394 | 394 | door | 0
Offices | New | High R-Value Glass Doors | 0 | 0 |  | 0 | 12 |  | 394 | 394 | door | 0
Restaurants | New | High R-Value Glass Doors | 0 | 0 |  | 0 | 12 |  | 394 | 394 | door | 0
Retail | New | High R-Value Glass Doors | 0 | 0 |  | 0 | 12 |  | 394 | 394 | door | 0
Schools K-12 | New | High R-Value Glass Doors | 0 | 0 |  | 0 | 12 |  | 394 | 394 | door | 0
Warehouse | New | High R-Value Glass Doors | 0 | 0 |  | 0 | 12 |  | 394 | 394 | door | 0
Assembly | Existing | Night Covers for Display Cases | 0.015518 | 0.0069353 |  | 103.3118 | 5 |  | 714 | 714 | case | 0
College and University | Existing | Night Covers for Display Cases | 0.015518 | 0.0069353 |  | 103.3118 | 5 |  | 714 | 714 | case | 0
Grocery | Existing | Night Covers for Display Cases | 0.015518 | 0.0069353 |  | 103.3118 | 5 |  | 714 | 714 | case | 0
Healthcare | Existing | Night Covers for Display Cases | 0.015518 | 0.0069353 |  | 103.3118 | 5 |  | 714 | 714 | case | 0
Hospitals | Existing | Night Covers for Display Cases | 0.015518 | 0.0069353 |  | 103.3118 | 5 |  | 714 | 714 | case | 0
Institutional | Existing | Night Covers for Display Cases | 0.015518 | 0.0069353 |  | 103.3118 | 5 |  | 714 | 714 | case | 0
Lodging/Hospitality | Existing | Night Covers for Display Cases | 0.015518 | 0.0069353 |  | 103.3118 | 5 |  | 714 | 714 | case | 0
Miscellaneous | Existing | Night Covers for Display Cases | 0.015518 | 0.0069353 |  | 103.3118 | 5 |  | 714 | 714 | case | 0
Offices | Existing | Night Covers for Display Cases | 0.015518 | 0.0069353 |  | 103.3118 | 5 |  | 714 | 714 | case | 0
Restaurants | Existing | Night Covers for Display Cases | 0.015518 | 0.0069353 |  | 103.3118 | 5 |  | 714 | 714 | case | 0
Retail | Existing | Night Covers for Display Cases | 0.015518 | 0.0069353 |  | 103.3118 | 5 |  | 714 | 714 | case | 0
Schools K-12 | Existing | Night Covers for Display Cases | 0.015518 | 0.0069353 |  | 103.3118 | 5 |  | 714 | 714 | case | 0
Warehouse | Existing | Night Covers for Display Cases | 0.015518 | 0.0069353 |  | 103.3118 | 5 |  | 714 | 714 | case | 0
Assembly | New | Night Covers for Display Cases | 0.015518 | 0.0069353 |  | 103.3118 | 5 |  | 714 | 714 | case | 0
College and University | New | Night Covers for Display Cases | 0.015518 | 0.0069353 |  | 103.3118 | 5 |  | 714 | 714 | case | 0
Grocery | New | Night Covers for Display Cases | 0.015518 | 0.0069353 |  | 103.3118 | 5 |  | 714 | 714 | case | 0
Healthcare | New | Night Covers for Display Cases | 0.015518 | 0.0069353 |  | 103.3118 | 5 |  | 714 | 714 | case | 0
Hospitals | New | Night Covers for Display Cases | 0.015518 | 0.0069353 |  | 103.3118 | 5 |  | 714 | 714 | case | 0
Institutional | New | Night Covers for Display Cases | 0.015518 | 0.0069353 |  | 103.3118 | 5 |  | 714 | 714 | case | 0
Lodging/Hospitality | New | Night Covers for Display Cases | 0.015518 | 0.0069353 |  | 103.3118 | 5 |  | 714 | 714 | case | 0
Miscellaneous | New | Night Covers for Display Cases | 0.015518 | 0.0069353 |  | 103.3118 | 5 |  | 714 | 714 | case | 0
Offices | New | Night Covers for Display Cases | 0.015518 | 0.0069353 |  | 103.3118 | 5 |  | 714 | 714 | case | 0
Restaurants | New | Night Covers for Display Cases | 0.015518 | 0.0069353 |  | 103.3118 | 5 |  | 714 | 714 | case | 0
Retail | New | Night Covers for Display Cases | 0.015518 | 0.0069353 |  | 103.3118 | 5 |  | 714 | 714 | case | 0
Schools K-12 | New | Night Covers for Display Cases | 0.015518 | 0.0069353 |  | 103.3118 | 5 |  | 714 | 714 | case | 0
Warehouse | New | Night Covers for Display Cases | 0.015518 | 0.0069353 |  | 103.3118 | 5 |  | 714 | 714 | case | 0
Assembly | Existing | PSC to ECM Evaporator Fan Motor (Reach-In) | 0.070139 | 0.0064253 |  | 503.9324 | 15 |  | 177 | 177 | motor | 0
College and University | Existing | PSC to ECM Evaporator Fan Motor (Reach-In) | 0.065337 | 0.054728 |  | 503.9324 | 15 |  | 177 | 177 | motor | 0
Grocery | Existing | PSC to ECM Evaporator Fan Motor (Reach-In) | 0.070139 | 0.0064253 |  | 503.9324 | 15 |  | 177 | 177 | motor | 0
Healthcare | Existing | PSC to ECM Evaporator Fan Motor (Reach-In) | 0.065337 | 0.054728 |  | 503.9324 | 15 |  | 177 | 177 | motor | 0
Hospitals | Existing | PSC to ECM Evaporator Fan Motor (Reach-In) | 0.065337 | 0.054728 |  | 503.9324 | 15 |  | 177 | 177 | motor | 0
Institutional | Existing | PSC to ECM Evaporator Fan Motor (Reach-In) | 0.070139 | 0.0064253 |  | 503.9324 | 15 |  | 177 | 177 | motor | 0
Lodging/Hospitality | Existing | PSC to ECM Evaporator Fan Motor (Reach-In) | 0.065337 | 0.054728 |  | 503.9324 | 15 |  | 177 | 177 | motor | 0
Miscellaneous | Existing | PSC to ECM Evaporator Fan Motor (Reach-In) | 0.070139 | 0.0064253 |  | 503.9324 | 15 |  | 177 | 177 | motor | 0
Offices | Existing | PSC to ECM Evaporator Fan Motor (Reach-In) | 0.070139 | 0.0064253 |  | 503.9324 | 15 |  | 177 | 177 | motor | 0
Restaurants | Existing | PSC to ECM Evaporator Fan Motor (Reach-In) | 0.065337 | 0.054728 |  | 503.9324 | 15 |  | 177 | 177 | motor | 0
Retail | Existing | PSC to ECM Evaporator Fan Motor (Reach-In) | 0.070139 | 0.0064253 |  | 503.9324 | 15 |  | 177 | 177 | motor | 0
Schools K-12 | Existing | PSC to ECM Evaporator Fan Motor (Reach-In) | 0.065337 | 0.054728 |  | 503.9324 | 15 |  | 177 | 177 | motor | 0
Warehouse | Existing | PSC to ECM Evaporator Fan Motor (Reach-In) | 0.070139 | 0.0064253 |  | 503.9324 | 15 |  | 177 | 177 | motor | 0
Assembly | New | PSC to ECM Evaporator Fan Motor (Reach-In) | 0.070139 | 0.0064253 |  | 503.9324 | 15 |  | 177 | 177 | motor | 0
College and University | New | PSC to ECM Evaporator Fan Motor (Reach-In) | 0.065337 | 0.054728 |  | 503.9324 | 15 |  | 177 | 177 | motor | 0
Grocery | New | PSC to ECM Evaporator Fan Motor (Reach-In) | 0.070139 | 0.0064253 |  | 503.9324 | 15 |  | 177 | 177 | motor | 0
Healthcare | New | PSC to ECM Evaporator Fan Motor (Reach-In) | 0.065337 | 0.054728 |  | 503.9324 | 15 |  | 177 | 177 | motor | 0
Hospitals | New | PSC to ECM Evaporator Fan Motor (Reach-In) | 0.065337 | 0.054728 |  | 503.9324 | 15 |  | 177 | 177 | motor | 0
Institutional | New | PSC to ECM Evaporator Fan Motor (Reach-In) | 0.070139 | 0.0064253 |  | 503.9324 | 15 |  | 177 | 177 | motor | 0
Lodging/Hospitality | New | PSC to ECM Evaporator Fan Motor (Reach-In) | 0.065337 | 0.054728 |  | 503.9324 | 15 |  | 177 | 177 | motor | 0
Miscellaneous | New | PSC to ECM Evaporator Fan Motor (Reach-In) | 0.070139 | 0.0064253 |  | 503.9324 | 15 |  | 177 | 177 | motor | 0
Offices | New | PSC to ECM Evaporator Fan Motor (Reach-In) | 0.070139 | 0.0064253 |  | 503.9324 | 15 |  | 177 | 177 | motor | 0
Restaurants | New | PSC to ECM Evaporator Fan Motor (Reach-In) | 0.065337 | 0.054728 |  | 503.9324 | 15 |  | 177 | 177 | motor | 0
Retail | New | PSC to ECM Evaporator Fan Motor (Reach-In) | 0.070139 | 0.0064253 |  | 503.9324 | 15 |  | 177 | 177 | motor | 0
Schools K-12 | New | PSC to ECM Evaporator Fan Motor (Reach-In) | 0.065337 | 0.054728 |  | 503.9324 | 15 |  | 177 | 177 | motor | 0
Warehouse | New | PSC to ECM Evaporator Fan Motor (Reach-In) | 0.070139 | 0.0064253 |  | 503.9324 | 15 |  | 177 | 177 | motor | 0
Assembly | Existing | PSC to ECM Evaporator Fan Motor (Walk-In, Refrigerator) | 0.04552 | 0.00417 |  | 327.0516 | 15 |  | 177 | 177 | motor | 0
College and University | Existing | PSC to ECM Evaporator Fan Motor (Walk-In, Refrigerator) | 0.042404 | 0.035519 |  | 327.0516 | 15 |  | 177 | 177 | motor | 0
Grocery | Existing | PSC to ECM Evaporator Fan Motor (Walk-In, Refrigerator) | 0.04552 | 0.00417 |  | 327.0516 | 15 |  | 177 | 177 | motor | 0
Healthcare | Existing | PSC to ECM Evaporator Fan Motor (Walk-In, Refrigerator) | 0.042404 | 0.035519 |  | 327.0516 | 15 |  | 177 | 177 | motor | 0
Hospitals | Existing | PSC to ECM Evaporator Fan Motor (Walk-In, Refrigerator) | 0.042404 | 0.035519 |  | 327.0516 | 15 |  | 177 | 177 | motor | 0
Institutional | Existing | PSC to ECM Evaporator Fan Motor (Walk-In, Refrigerator) | 0.04552 | 0.00417 |  | 327.0516 | 15 |  | 177 | 177 | motor | 0
Lodging/Hospitality | Existing | PSC to ECM Evaporator Fan Motor (Walk-In, Refrigerator) | 0.042404 | 0.035519 |  | 327.0516 | 15 |  | 177 | 177 | motor | 0
Miscellaneous | Existing | PSC to ECM Evaporator Fan Motor (Walk-In, Refrigerator) | 0.04552 | 0.00417 |  | 327.0516 | 15 |  | 177 | 177 | motor | 0
Offices | Existing | PSC to ECM Evaporator Fan Motor (Walk-In, Refrigerator) | 0.04552 | 0.00417 |  | 327.0516 | 15 |  | 177 | 177 | motor | 0
Restaurants | Existing | PSC to ECM Evaporator Fan Motor (Walk-In, Refrigerator) | 0.042404 | 0.035519 |  | 327.0516 | 15 |  | 177 | 177 | motor | 0
Retail | Existing | PSC to ECM Evaporator Fan Motor (Walk-In, Refrigerator) | 0.04552 | 0.00417 |  | 327.0516 | 15 |  | 177 | 177 | motor | 0
Schools K-12 | Existing | PSC to ECM Evaporator Fan Motor (Walk-In, Refrigerator) | 0.042404 | 0.035519 |  | 327.0516 | 15 |  | 177 | 177 | motor | 0
Warehouse | Existing | PSC to ECM Evaporator Fan Motor (Walk-In, Refrigerator) | 0.04552 | 0.00417 |  | 327.0516 | 15 |  | 177 | 177 | motor | 0
Assembly | New | PSC to ECM Evaporator Fan Motor (Walk-In, Refrigerator) | 0.04552 | 0.00417 |  | 327.0516 | 15 |  | 177 | 177 | motor | 0
College and University | New | PSC to ECM Evaporator Fan Motor (Walk-In, Refrigerator) | 0.042404 | 0.035519 |  | 327.0516 | 15 |  | 177 | 177 | motor | 0
Grocery | New | PSC to ECM Evaporator Fan Motor (Walk-In, Refrigerator) | 0.04552 | 0.00417 |  | 327.0516 | 15 |  | 177 | 177 | motor | 0
Healthcare | New | PSC to ECM Evaporator Fan Motor (Walk-In, Refrigerator) | 0.042404 | 0.035519 |  | 327.0516 | 15 |  | 177 | 177 | motor | 0
Hospitals | New | PSC to ECM Evaporator Fan Motor (Walk-In, Refrigerator) | 0.042404 | 0.035519 |  | 327.0516 | 15 |  | 177 | 177 | motor | 0
Institutional | New | PSC to ECM Evaporator Fan Motor (Walk-In, Refrigerator) | 0.04552 | 0.00417 |  | 327.0516 | 15 |  | 177 | 177 | motor | 0
Lodging/Hospitality | New | PSC to ECM Evaporator Fan Motor (Walk-In, Refrigerator) | 0.042404 | 0.035519 |  | 327.0516 | 15 |  | 177 | 177 | motor | 0
Miscellaneous | New | PSC to ECM Evaporator Fan Motor (Walk-In, Refrigerator) | 0.04552 | 0.00417 |  | 327.0516 | 15 |  | 177 | 177 | motor | 0
Offices | New | PSC to ECM Evaporator Fan Motor (Walk-In, Refrigerator) | 0.04552 | 0.00417 |  | 327.0516 | 15 |  | 177 | 177 | motor | 0
Restaurants | New | PSC to ECM Evaporator Fan Motor (Walk-In, Refrigerator) | 0.042404 | 0.035519 |  | 327.0516 | 15 |  | 177 | 177 | motor | 0
Retail | New | PSC to ECM Evaporator Fan Motor (Walk-In, Refrigerator) | 0.04552 | 0.00417 |  | 327.0516 | 15 |  | 177 | 177 | motor | 0
Schools K-12 | New | PSC to ECM Evaporator Fan Motor (Walk-In, Refrigerator) | 0.042404 | 0.035519 |  | 327.0516 | 15 |  | 177 | 177 | motor | 0
Warehouse | New | PSC to ECM Evaporator Fan Motor (Walk-In, Refrigerator) | 0.04552 | 0.00417 |  | 327.0516 | 15 |  | 177 | 177 | motor | 0
Assembly | Existing | Refrigerated Display Case Lighting Controls | 0.0084392 | 0.0078859 |  | 61.4361 | 8 |  | 104.14 | 104.14 | unit | 0
College and University | Existing | Refrigerated Display Case Lighting Controls | 0.0084392 | 0.0078859 |  | 61.4361 | 8 |  | 104.14 | 104.14 | unit | 0
Grocery | Existing | Refrigerated Display Case Lighting Controls | 0.0084392 | 0.0078859 |  | 61.4361 | 8 |  | 104.14 | 104.14 | unit | 0
Healthcare | Existing | Refrigerated Display Case Lighting Controls | 0.0084392 | 0.0078859 |  | 61.4361 | 8 |  | 104.14 | 104.14 | unit | 0
Hospitals | Existing | Refrigerated Display Case Lighting Controls | 0.0084392 | 0.0078859 |  | 61.4361 | 8 |  | 104.14 | 104.14 | unit | 0
Institutional | Existing | Refrigerated Display Case Lighting Controls | 0.0084392 | 0.0078859 |  | 61.4361 | 8 |  | 104.14 | 104.14 | unit | 0
Lodging/Hospitality | Existing | Refrigerated Display Case Lighting Controls | 0.0084392 | 0.0078859 |  | 61.4361 | 8 |  | 104.14 | 104.14 | unit | 0
Miscellaneous | Existing | Refrigerated Display Case Lighting Controls | 0.0084392 | 0.0078859 |  | 61.4361 | 8 |  | 104.14 | 104.14 | unit | 0
Offices | Existing | Refrigerated Display Case Lighting Controls | 0.0084392 | 0.0078859 |  | 61.4361 | 8 |  | 104.14 | 104.14 | unit | 0
Restaurants | Existing | Refrigerated Display Case Lighting Controls | 0.0084392 | 0.0078859 |  | 61.4361 | 8 |  | 104.14 | 104.14 | unit | 0
Retail | Existing | Refrigerated Display Case Lighting Controls | 0.0084392 | 0.0078859 |  | 61.4361 | 8 |  | 104.14 | 104.14 | unit | 0
Schools K-12 | Existing | Refrigerated Display Case Lighting Controls | 0.0084392 | 0.0078859 |  | 61.4361 | 8 |  | 104.14 | 104.14 | unit | 0
Warehouse | Existing | Refrigerated Display Case Lighting Controls | 0.0084392 | 0.0078859 |  | 61.4361 | 8 |  | 104.14 | 104.14 | unit | 0
Assembly | New | Refrigerated Display Case Lighting Controls | 0.0031317 | 0.0029264 |  | 22.7985 | 8 |  | 104.14 | 104.14 | unit | 0
College and University | New | Refrigerated Display Case Lighting Controls | 0.0031317 | 0.0029264 |  | 22.7985 | 8 |  | 104.14 | 104.14 | unit | 0
Grocery | New | Refrigerated Display Case Lighting Controls | 0.0031317 | 0.0029264 |  | 22.7985 | 8 |  | 104.14 | 104.14 | unit | 0
Healthcare | New | Refrigerated Display Case Lighting Controls | 0.0031317 | 0.0029264 |  | 22.7985 | 8 |  | 104.14 | 104.14 | unit | 0
Hospitals | New | Refrigerated Display Case Lighting Controls | 0.0031317 | 0.0029264 |  | 22.7985 | 8 |  | 104.14 | 104.14 | unit | 0
Institutional | New | Refrigerated Display Case Lighting Controls | 0.0031317 | 0.0029264 |  | 22.7985 | 8 |  | 104.14 | 104.14 | unit | 0
Lodging/Hospitality | New | Refrigerated Display Case Lighting Controls | 0.0031317 | 0.0029264 |  | 22.7985 | 8 |  | 104.14 | 104.14 | unit | 0
Miscellaneous | New | Refrigerated Display Case Lighting Controls | 0.0031317 | 0.0029264 |  | 22.7985 | 8 |  | 104.14 | 104.14 | unit | 0
Offices | New | Refrigerated Display Case Lighting Controls | 0.0031317 | 0.0029264 |  | 22.7985 | 8 |  | 104.14 | 104.14 | unit | 0
Restaurants | New | Refrigerated Display Case Lighting Controls | 0.0031317 | 0.0029264 |  | 22.7985 | 8 |  | 104.14 | 104.14 | unit | 0
Retail | New | Refrigerated Display Case Lighting Controls | 0.0031317 | 0.0029264 |  | 22.7985 | 8 |  | 104.14 | 104.14 | unit | 0
Schools K-12 | New | Refrigerated Display Case Lighting Controls | 0.0031317 | 0.0029264 |  | 22.7985 | 8 |  | 104.14 | 104.14 | unit | 0
Warehouse | New | Refrigerated Display Case Lighting Controls | 0.0031317 | 0.0029264 |  | 22.7985 | 8 |  | 104.14 | 104.14 | unit | 0
Assembly | Existing | Strip Curtains for Walk-ins | 0.060723 | 0.016724 |  | 420 | 4 |  | 214.62 | 10.22 | sq ft | 21
College and University | Existing | Strip Curtains for Walk-ins | 0.054455 | 0.045613 |  | 420 | 4 |  | 214.62 | 10.22 | sq ft | 21
Grocery | Existing | Strip Curtains for Walk-ins | 0.060723 | 0.016724 |  | 420 | 4 |  | 214.62 | 10.22 | sq ft | 21
Healthcare | Existing | Strip Curtains for Walk-ins | 0.054455 | 0.045613 |  | 420 | 4 |  | 214.62 | 10.22 | sq ft | 21
Hospitals | Existing | Strip Curtains for Walk-ins | 0.054455 | 0.045613 |  | 420 | 4 |  | 214.62 | 10.22 | sq ft | 21
Institutional | Existing | Strip Curtains for Walk-ins | 0.060723 | 0.016724 |  | 420 | 4 |  | 214.62 | 10.22 | sq ft | 21
Lodging/Hospitality | Existing | Strip Curtains for Walk-ins | 0.054455 | 0.045613 |  | 420 | 4 |  | 214.62 | 10.22 | sq ft | 21
Miscellaneous | Existing | Strip Curtains for Walk-ins | 0.060723 | 0.016724 |  | 420 | 4 |  | 214.62 | 10.22 | sq ft | 21
Offices | Existing | Strip Curtains for Walk-ins | 0.060723 | 0.016724 |  | 420 | 4 |  | 214.62 | 10.22 | sq ft | 21
Restaurants | Existing | Strip Curtains for Walk-ins | 0.054455 | 0.045613 |  | 420 | 4 |  | 214.62 | 10.22 | sq ft | 21
Retail | Existing | Strip Curtains for Walk-ins | 0.060723 | 0.016724 |  | 420 | 4 |  | 214.62 | 10.22 | sq ft | 21
Schools K-12 | Existing | Strip Curtains for Walk-ins | 0.054455 | 0.045613 |  | 420 | 4 |  | 214.62 | 10.22 | sq ft | 21
Warehouse | Existing | Strip Curtains for Walk-ins | 0.060723 | 0.016724 |  | 420 | 4 |  | 214.62 | 10.22 | sq ft | 21
Assembly | New | Strip Curtains for Walk-ins | 0.060723 | 0.016724 |  | 420 | 4 |  | 214.62 | 10.22 | sq ft | 21
College and University | New | Strip Curtains for Walk-ins | 0.054455 | 0.045613 |  | 420 | 4 |  | 214.62 | 10.22 | sq ft | 21
Grocery | New | Strip Curtains for Walk-ins | 0.060723 | 0.016724 |  | 420 | 4 |  | 214.62 | 10.22 | sq ft | 21
Healthcare | New | Strip Curtains for Walk-ins | 0.054455 | 0.045613 |  | 420 | 4 |  | 214.62 | 10.22 | sq ft | 21
Hospitals | New | Strip Curtains for Walk-ins | 0.054455 | 0.045613 |  | 420 | 4 |  | 214.62 | 10.22 | sq ft | 21
Institutional | New | Strip Curtains for Walk-ins | 0.060723 | 0.016724 |  | 420 | 4 |  | 214.62 | 10.22 | sq ft | 21
Lodging/Hospitality | New | Strip Curtains for Walk-ins | 0.054455 | 0.045613 |  | 420 | 4 |  | 214.62 | 10.22 | sq ft | 21
Miscellaneous | New | Strip Curtains for Walk-ins | 0.060723 | 0.016724 |  | 420 | 4 |  | 214.62 | 10.22 | sq ft | 21
Offices | New | Strip Curtains for Walk-ins | 0.060723 | 0.016724 |  | 420 | 4 |  | 214.62 | 10.22 | sq ft | 21
Restaurants | New | Strip Curtains for Walk-ins | 0.054455 | 0.045613 |  | 420 | 4 |  | 214.62 | 10.22 | sq ft | 21
Retail | New | Strip Curtains for Walk-ins | 0.060723 | 0.016724 |  | 420 | 4 |  | 214.62 | 10.22 | sq ft | 21
Schools K-12 | New | Strip Curtains for Walk-ins | 0.054455 | 0.045613 |  | 420 | 4 |  | 214.62 | 10.22 | sq ft | 21
Warehouse | New | Strip Curtains for Walk-ins | 0.060723 | 0.016724 |  | 420 | 4 |  | 214.62 | 10.22 | sq ft | 21
Assembly | Existing | CO Sensors for Parking Garage Exhaust | 0.20046 | 0.20046 |  | 4980.032 | 15 |  | 607 | 607 | exhaust fan system | 0
College and University | Existing | CO Sensors for Parking Garage Exhaust | 0.20046 | 0.20046 |  | 4980.032 | 15 |  | 607 | 607 | exhaust fan system | 0
Grocery | Existing | CO Sensors for Parking Garage Exhaust | 0.20046 | 0.20046 |  | 4980.032 | 15 |  | 607 | 607 | exhaust fan system | 0
Healthcare | Existing | CO Sensors for Parking Garage Exhaust | 0.20046 | 0.20046 |  | 4980.032 | 15 |  | 607 | 607 | exhaust fan system | 0
Hospitals | Existing | CO Sensors for Parking Garage Exhaust | 0.20046 | 0.20046 |  | 4980.032 | 15 |  | 607 | 607 | exhaust fan system | 0
Institutional | Existing | CO Sensors for Parking Garage Exhaust | 0.20046 | 0.20046 |  | 4980.032 | 15 |  | 607 | 607 | exhaust fan system | 0
Lodging/Hospitality | Existing | CO Sensors for Parking Garage Exhaust | 0.20046 | 0.20046 |  | 4980.032 | 15 |  | 607 | 607 | exhaust fan system | 0
Miscellaneous | Existing | CO Sensors for Parking Garage Exhaust | 0.20046 | 0.20046 |  | 4980.032 | 15 |  | 607 | 607 | exhaust fan system | 0
Offices | Existing | CO Sensors for Parking Garage Exhaust | 0.20046 | 0.20046 |  | 4980.032 | 15 |  | 607 | 607 | exhaust fan system | 0
Restaurants | Existing | CO Sensors for Parking Garage Exhaust | 0.20046 | 0.20046 |  | 4980.032 | 15 |  | 607 | 607 | exhaust fan system | 0
Retail | Existing | CO Sensors for Parking Garage Exhaust | 0.20046 | 0.20046 |  | 4980.032 | 15 |  | 607 | 607 | exhaust fan system | 0
Schools K-12 | Existing | CO Sensors for Parking Garage Exhaust | 0.20046 | 0.20046 |  | 4980.032 | 15 |  | 607 | 607 | exhaust fan system | 0
Warehouse | Existing | CO Sensors for Parking Garage Exhaust | 0.20046 | 0.20046 |  | 4980.032 | 15 |  | 607 | 607 | exhaust fan system | 0
Assembly | New | CO Sensors for Parking Garage Exhaust | 0.20046 | 0.20046 |  | 4980.032 | 15 |  | 607 | 607 | exhaust fan system | 0
College and University | New | CO Sensors for Parking Garage Exhaust | 0.20046 | 0.20046 |  | 4980.032 | 15 |  | 607 | 607 | exhaust fan system | 0
Grocery | New | CO Sensors for Parking Garage Exhaust | 0.20046 | 0.20046 |  | 4980.032 | 15 |  | 607 | 607 | exhaust fan system | 0
Healthcare | New | CO Sensors for Parking Garage Exhaust | 0.20046 | 0.20046 |  | 4980.032 | 15 |  | 607 | 607 | exhaust fan system | 0
Hospitals | New | CO Sensors for Parking Garage Exhaust | 0.20046 | 0.20046 |  | 4980.032 | 15 |  | 607 | 607 | exhaust fan system | 0
Institutional | New | CO Sensors for Parking Garage Exhaust | 0.20046 | 0.20046 |  | 4980.032 | 15 |  | 607 | 607 | exhaust fan system | 0
Lodging/Hospitality | New | CO Sensors for Parking Garage Exhaust | 0.20046 | 0.20046 |  | 4980.032 | 15 |  | 607 | 607 | exhaust fan system | 0
Miscellaneous | New | CO Sensors for Parking Garage Exhaust | 0.20046 | 0.20046 |  | 4980.032 | 15 |  | 607 | 607 | exhaust fan system | 0
Offices | New | CO Sensors for Parking Garage Exhaust | 0.20046 | 0.20046 |  | 4980.032 | 15 |  | 607 | 607 | exhaust fan system | 0
Restaurants | New | CO Sensors for Parking Garage Exhaust | 0.20046 | 0.20046 |  | 4980.032 | 15 |  | 607 | 607 | exhaust fan system | 0
Retail | New | CO Sensors for Parking Garage Exhaust | 0.20046 | 0.20046 |  | 4980.032 | 15 |  | 607 | 607 | exhaust fan system | 0
Schools K-12 | New | CO Sensors for Parking Garage Exhaust | 0.20046 | 0.20046 |  | 4980.032 | 15 |  | 607 | 607 | exhaust fan system | 0
Warehouse | New | CO Sensors for Parking Garage Exhaust | 0.20046 | 0.20046 |  | 4980.032 | 15 |  | 607 | 607 | exhaust fan system | 0
Assembly | Existing | Demand Controlled Ventilation | 0.4871 | 2.7424 |  | 4678.5352 | 10 |  | 1500 | 1500 | zone or individual space | 1
College and University | Existing | Demand Controlled Ventilation | 2.9093 | 16.3792 |  | 27943.0441 | 10 |  | 4500 | 1500 | zone or individual space | 3
Grocery | Existing | Demand Controlled Ventilation | 0.22127 | 1.2458 |  | 2125.2697 | 10 |  | 1500 | 1500 | zone or individual space | 1
Healthcare | Existing | Demand Controlled Ventilation | 0.94492 | 5.3199 |  | 9075.7228 | 10 |  | 1500 | 1500 | zone or individual space | 1
Hospitals | Existing | Demand Controlled Ventilation | 9.8459 | 55.4323 |  | 94567.6036 | 10 |  | 10500 | 1500 | zone or individual space | 7
Institutional | Existing | Demand Controlled Ventilation | 0.96884 | 5.4546 |  | 9305.5485 | 10 |  | 1500 | 1500 | zone or individual space | 1
Lodging/Hospitality | Existing | Demand Controlled Ventilation | 1.5876 | 8.938 |  | 15248.3191 | 10 |  | 3000 | 1500 | zone or individual space | 2
Miscellaneous | Existing | Demand Controlled Ventilation | 1.4402 | 8.1082 |  | 13832.6709 | 10 |  | 3000 | 1500 | zone or individual space | 2
Offices | Existing | Demand Controlled Ventilation | 0.75445 | 4.2476 |  | 7246.3338 | 10 |  | 1500 | 1500 | zone or individual space | 1
Restaurants | Existing | Demand Controlled Ventilation | 0.23856 | 1.3431 |  | 2291.3025 | 10 |  | 1500 | 1500 | zone or individual space | 1
Retail | Existing | Demand Controlled Ventilation | 0.53375 | 3.005 |  | 5126.5164 | 10 |  | 1500 | 1500 | zone or individual space | 1
Schools K-12 | Existing | Demand Controlled Ventilation | 1.9947 | 11.2299 |  | 19158.2709 | 10 |  | 3000 | 1500 | zone or individual space | 2
Warehouse | Existing | Demand Controlled Ventilation | 0.19815 | 1.1156 |  | 1903.19 | 10 |  | 1500 | 1500 | zone or individual space | 1
Assembly | New | Demand Controlled Ventilation | 0.4871 | 2.7424 |  | 4678.5352 | 10 |  | 1500 | 1500 | zone or individual space | 1
College and University | New | Demand Controlled Ventilation | 2.9093 | 16.3792 |  | 27943.0441 | 10 |  | 4500 | 1500 | zone or individual space | 3
Grocery | New | Demand Controlled Ventilation | 0.22127 | 1.2458 |  | 2125.2697 | 10 |  | 1500 | 1500 | zone or individual space | 1
Healthcare | New | Demand Controlled Ventilation | 0.94492 | 5.3199 |  | 9075.7228 | 10 |  | 1500 | 1500 | zone or individual space | 1
Hospitals | New | Demand Controlled Ventilation | 9.8459 | 55.4323 |  | 94567.6036 | 10 |  | 10500 | 1500 | zone or individual space | 7
Institutional | New | Demand Controlled Ventilation | 0.96884 | 5.4546 |  | 9305.5485 | 10 |  | 1500 | 1500 | zone or individual space | 1
Lodging/Hospitality | New | Demand Controlled Ventilation | 1.5876 | 8.938 |  | 15248.3191 | 10 |  | 3000 | 1500 | zone or individual space | 2
Miscellaneous | New | Demand Controlled Ventilation | 1.4402 | 8.1082 |  | 13832.6709 | 10 |  | 3000 | 1500 | zone or individual space | 2
Offices | New | Demand Controlled Ventilation | 0.75445 | 4.2476 |  | 7246.3338 | 10 |  | 1500 | 1500 | zone or individual space | 1
Restaurants | New | Demand Controlled Ventilation | 0.23856 | 1.3431 |  | 2291.3025 | 10 |  | 1500 | 1500 | zone or individual space | 1
Retail | New | Demand Controlled Ventilation | 0.53375 | 3.005 |  | 5126.5164 | 10 |  | 1500 | 1500 | zone or individual space | 1
Schools K-12 | New | Demand Controlled Ventilation | 1.9947 | 11.2299 |  | 19158.2709 | 10 |  | 3000 | 1500 | zone or individual space | 2
Warehouse | New | Demand Controlled Ventilation | 0.19815 | 1.1156 |  | 1903.19 | 10 |  | 1500 | 1500 | zone or individual space | 1
Assembly | Existing | VAV System | 19.8511 | 20.1456 |  | 69747.4569 | 10 |  | 5039.4571 | 0.26156 | sq ft | 19267.2533
College and University | Existing | VAV System | 78.2342 | 79.3948 |  | 274878.2198 | 10 |  | 19860.7529 | 0.26156 | sq ft | 75933.2099
Grocery | Existing | VAV System | 4.8545 | 4.9265 |  | 17056.3424 | 10 |  | 1232.3705 | 0.26156 | sq ft | 4711.6968
Healthcare | Existing | VAV System | 20.7305 | 21.038 |  | 72837.1712 | 10 |  | 5262.698 | 0.26156 | sq ft | 20120.7655
Hospitals | Existing | VAV System | 216.0084 | 219.2128 |  | 758951.8639 | 10 |  | 54836.4852 | 0.26156 | sq ft | 209655.211
Institutional | Existing | VAV System | 21.2554 | 21.5708 |  | 74681.6361 | 10 |  | 5395.966 | 0.26156 | sq ft | 20630.2862
Lodging/Hospitality | Existing | VAV System | 34.8297 | 35.3464 |  | 122375.3139 | 10 |  | 8841.9733 | 0.26156 | sq ft | 33805.3353
Miscellaneous | Existing | VAV System | 31.5962 | 32.0649 |  | 111014.0362 | 10 |  | 8021.0878 | 0.26156 | sq ft | 30666.8608
Offices | Existing | VAV System | 16.5519 | 16.7974 |  | 58155.4186 | 10 |  | 4201.8986 | 0.26156 | sq ft | 16065.0328
Restaurants | Existing | VAV System | 5.2337 | 5.3114 |  | 18388.8374 | 10 |  | 1328.6471 | 0.26156 | sq ft | 5079.7893
Retail | Existing | VAV System | 11.7906 | 11.9655 |  | 41426.7224 | 10 |  | 2993.2015 | 0.26156 | sq ft | 11443.846
Schools K-12 | Existing | VAV System | 53.6388 | 54.4345 |  | 188461.6219 | 10 |  | 13616.9017 | 0.26156 | sq ft | 52061.2215
Warehouse | Existing | VAV System | 16.5508 | 16.7963 |  | 58151.6527 | 10 |  | 4201.6265 | 0.26156 | sq ft | 16063.9925
Assembly | New | VAV System | 19.8511 | 20.1456 |  | 69747.4569 | 10 |  | 5039.4571 | 0.26156 | sq ft | 19267.2533
College and University | New | VAV System | 78.2342 | 79.3948 |  | 274878.2198 | 10 |  | 19860.7529 | 0.26156 | sq ft | 75933.2099
Grocery | New | VAV System | 4.8545 | 4.9265 |  | 17056.3424 | 10 |  | 1232.3705 | 0.26156 | sq ft | 4711.6968
Healthcare | New | VAV System | 20.7305 | 21.038 |  | 72837.1712 | 10 |  | 5262.698 | 0.26156 | sq ft | 20120.7655
Hospitals | New | VAV System | 216.0084 | 219.2128 |  | 758951.8639 | 10 |  | 54836.4852 | 0.26156 | sq ft | 209655.211
Institutional | New | VAV System | 21.2554 | 21.5708 |  | 74681.6361 | 10 |  | 5395.966 | 0.26156 | sq ft | 20630.2862
Lodging/Hospitality | New | VAV System | 34.8297 | 35.3464 |  | 122375.3139 | 10 |  | 8841.9733 | 0.26156 | sq ft | 33805.3353
Miscellaneous | New | VAV System | 31.5962 | 32.0649 |  | 111014.0362 | 10 |  | 8021.0878 | 0.26156 | sq ft | 30666.8608
Offices | New | VAV System | 16.5519 | 16.7974 |  | 58155.4186 | 10 |  | 4201.8986 | 0.26156 | sq ft | 16065.0328
Restaurants | New | VAV System | 5.2337 | 5.3114 |  | 18388.8374 | 10 |  | 1328.6471 | 0.26156 | sq ft | 5079.7893
Retail | New | VAV System | 11.7906 | 11.9655 |  | 41426.7224 | 10 |  | 2993.2015 | 0.26156 | sq ft | 11443.846
Schools K-12 | New | VAV System | 53.6388 | 54.4345 |  | 188461.6219 | 10 |  | 13616.9017 | 0.26156 | sq ft | 52061.2215
Warehouse | New | VAV System | 16.5508 | 16.7963 |  | 58151.6527 | 10 |  | 4201.6265 | 0.26156 | sq ft | 16063.9925
Assembly | Existing | ENERGY STAR certified buildings program | #DIV/0! | #DIV/0! |  | #DIV/0! | #DIV/0! |  | #DIV/0! | #DIV/0! | #N/A | #N/A
College and University | Existing | ENERGY STAR certified buildings program | #DIV/0! | #DIV/0! |  | #DIV/0! | #DIV/0! |  | #DIV/0! | #DIV/0! | #N/A | #N/A
Grocery | Existing | ENERGY STAR certified buildings program | #DIV/0! | #DIV/0! |  | #DIV/0! | #DIV/0! |  | #DIV/0! | #DIV/0! | #N/A | #N/A
Healthcare | Existing | ENERGY STAR certified buildings program | #DIV/0! | #DIV/0! |  | #DIV/0! | #DIV/0! |  | #DIV/0! | #DIV/0! | #N/A | #N/A
Hospitals | Existing | ENERGY STAR certified buildings program | #DIV/0! | #DIV/0! |  | #DIV/0! | #DIV/0! |  | #DIV/0! | #DIV/0! | #N/A | #N/A
Institutional | Existing | ENERGY STAR certified buildings program | #DIV/0! | #DIV/0! |  | #DIV/0! | #DIV/0! |  | #DIV/0! | #DIV/0! | #N/A | #N/A
Lodging/Hospitality | Existing | ENERGY STAR certified buildings program | #DIV/0! | #DIV/0! |  | #DIV/0! | #DIV/0! |  | #DIV/0! | #DIV/0! | #N/A | #N/A
Miscellaneous | Existing | ENERGY STAR certified buildings program | #DIV/0! | #DIV/0! |  | #DIV/0! | #DIV/0! |  | #DIV/0! | #DIV/0! | #N/A | #N/A
Offices | Existing | ENERGY STAR certified buildings program | #DIV/0! | #DIV/0! |  | #DIV/0! | #DIV/0! |  | #DIV/0! | #DIV/0! | #N/A | #N/A
Restaurants | Existing | ENERGY STAR certified buildings program | #DIV/0! | #DIV/0! |  | #DIV/0! | #DIV/0! |  | #DIV/0! | #DIV/0! | #N/A | #N/A
Retail | Existing | ENERGY STAR certified buildings program | #DIV/0! | #DIV/0! |  | #DIV/0! | #DIV/0! |  | #DIV/0! | #DIV/0! | #N/A | #N/A
Schools K-12 | Existing | ENERGY STAR certified buildings program | #DIV/0! | #DIV/0! |  | #DIV/0! | #DIV/0! |  | #DIV/0! | #DIV/0! | #N/A | #N/A
Warehouse | Existing | ENERGY STAR certified buildings program | #DIV/0! | #DIV/0! |  | #DIV/0! | #DIV/0! |  | #DIV/0! | #DIV/0! | #N/A | #N/A
Assembly | New | ENERGY STAR certified buildings program | #DIV/0! | #DIV/0! |  | #DIV/0! | #DIV/0! |  | #DIV/0! | #DIV/0! | #N/A | #N/A
College and University | New | ENERGY STAR certified buildings program | #DIV/0! | #DIV/0! |  | #DIV/0! | #DIV/0! |  | #DIV/0! | #DIV/0! | #N/A | #N/A
Grocery | New | ENERGY STAR certified buildings program | #DIV/0! | #DIV/0! |  | #DIV/0! | #DIV/0! |  | #DIV/0! | #DIV/0! | #N/A | #N/A
Healthcare | New | ENERGY STAR certified buildings program | #DIV/0! | #DIV/0! |  | #DIV/0! | #DIV/0! |  | #DIV/0! | #DIV/0! | #N/A | #N/A
Hospitals | New | ENERGY STAR certified buildings program | #DIV/0! | #DIV/0! |  | #DIV/0! | #DIV/0! |  | #DIV/0! | #DIV/0! | #N/A | #N/A
Institutional | New | ENERGY STAR certified buildings program | #DIV/0! | #DIV/0! |  | #DIV/0! | #DIV/0! |  | #DIV/0! | #DIV/0! | #N/A | #N/A
Lodging/Hospitality | New | ENERGY STAR certified buildings program | #DIV/0! | #DIV/0! |  | #DIV/0! | #DIV/0! |  | #DIV/0! | #DIV/0! | #N/A | #N/A
Miscellaneous | New | ENERGY STAR certified buildings program | #DIV/0! | #DIV/0! |  | #DIV/0! | #DIV/0! |  | #DIV/0! | #DIV/0! | #N/A | #N/A
Offices | New | ENERGY STAR certified buildings program | #DIV/0! | #DIV/0! |  | #DIV/0! | #DIV/0! |  | #DIV/0! | #DIV/0! | #N/A | #N/A
Restaurants | New | ENERGY STAR certified buildings program | #DIV/0! | #DIV/0! |  | #DIV/0! | #DIV/0! |  | #DIV/0! | #DIV/0! | #N/A | #N/A
Retail | New | ENERGY STAR certified buildings program | #DIV/0! | #DIV/0! |  | #DIV/0! | #DIV/0! |  | #DIV/0! | #DIV/0! | #N/A | #N/A
Schools K-12 | New | ENERGY STAR certified buildings program | #DIV/0! | #DIV/0! |  | #DIV/0! | #DIV/0! |  | #DIV/0! | #DIV/0! | #N/A | #N/A
Warehouse | New | ENERGY STAR certified buildings program | #DIV/0! | #DIV/0! |  | #DIV/0! | #DIV/0! |  | #DIV/0! | #DIV/0! | #N/A | #N/A
Assembly | Existing | Retro-Commissioning | 3.2444 | 10.0589 |  | 19406.44 | 5 |  | 5780.176 | 0.3 | sq ft | 19267.2533
College and University | Existing | Retro-Commissioning | 48.8723 | 0.56148 |  | 115907.03 | 5 |  | 22779.963 | 0.3 | sq ft | 75933.2099
Grocery | Existing | Retro-Commissioning | 14.4255 | 27.951 |  | 46722.91 | 5 |  | 1413.509 | 0.3 | sq ft | 4711.6968
Healthcare | Existing | Retro-Commissioning | 13.6345 | 42.2724 |  | 81555.02 | 5 |  | 6036.2297 | 0.3 | sq ft | 20120.7655
Hospitals | Existing | Retro-Commissioning | 358.3151 | 4.1166 |  | 849790.53 | 5 |  | 62896.5633 | 0.3 | sq ft | 209655.211
Institutional | Existing | Retro-Commissioning | 15.7616 | 48.8673 |  | 94278.48 | 5 |  | 6189.0859 | 0.3 | sq ft | 20630.2862
Lodging/Hospitality | Existing | Retro-Commissioning | 23.8781 | 46.2663 |  | 77338.89 | 5 |  | 10141.6006 | 0.3 | sq ft | 33805.3353
Miscellaneous | Existing | Retro-Commissioning | 150.2665 | 465.8856 |  | 898821.23 | 5 |  | 86393.6779 | 0.3 | sq ft | 287978.9262
Offices | Existing | Retro-Commissioning | 11.2325 | 34.8251 |  | 67187.23 | 5 |  | 4819.5098 | 0.3 | sq ft | 16065.0328
Restaurants | Existing | Retro-Commissioning | 15.0315 | 29.1251 |  | 48685.54 | 5 |  | 1523.9368 | 0.3 | sq ft | 5079.7893
Retail | Existing | Retro-Commissioning | 6.5654 | 12.7211 |  | 21264.66 | 5 |  | 3433.1538 | 0.3 | sq ft | 11443.846
Schools K-12 | Existing | Retro-Commissioning | 13.2856 | 41.1906 |  | 79468.03 | 5 |  | 15618.3665 | 0.3 | sq ft | 52061.2215
Warehouse | Existing | Retro-Commissioning | 1.3198 | 4.0919 |  | 7894.4 | 5 |  | 4819.1977 | 0.3 | sq ft | 16063.9925
Assembly | New | Retro-Commissioning | 3.2444 | 10.0589 |  | 19406.44 | 5 |  | 5780.176 | 0.3 | sq ft | 19267.2533
College and University | New | Retro-Commissioning | 48.8723 | 0.56148 |  | 115907.03 | 5 |  | 22779.963 | 0.3 | sq ft | 75933.2099
Grocery | New | Retro-Commissioning | 14.4255 | 27.951 |  | 46722.91 | 5 |  | 1413.509 | 0.3 | sq ft | 4711.6968
Healthcare | New | Retro-Commissioning | 13.6345 | 42.2724 |  | 81555.02 | 5 |  | 6036.2297 | 0.3 | sq ft | 20120.7655
Hospitals | New | Retro-Commissioning | 358.3151 | 4.1166 |  | 849790.53 | 5 |  | 62896.5633 | 0.3 | sq ft | 209655.211
Institutional | New | Retro-Commissioning | 15.7616 | 48.8673 |  | 94278.48 | 5 |  | 6189.0859 | 0.3 | sq ft | 20630.2862
Lodging/Hospitality | New | Retro-Commissioning | 23.8781 | 46.2663 |  | 77338.89 | 5 |  | 10141.6006 | 0.3 | sq ft | 33805.3353
Miscellaneous | New | Retro-Commissioning | 150.2665 | 465.8856 |  | 898821.23 | 5 |  | 86393.6779 | 0.3 | sq ft | 287978.9262
Offices | New | Retro-Commissioning | 11.2325 | 34.8251 |  | 67187.23 | 5 |  | 4819.5098 | 0.3 | sq ft | 16065.0328
Restaurants | New | Retro-Commissioning | 15.0315 | 29.1251 |  | 48685.54 | 5 |  | 1523.9368 | 0.3 | sq ft | 5079.7893
Retail | New | Retro-Commissioning | 6.5654 | 12.7211 |  | 21264.66 | 5 |  | 3433.1538 | 0.3 | sq ft | 11443.846
Schools K-12 | New | Retro-Commissioning | 13.2856 | 41.1906 |  | 79468.03 | 5 |  | 15618.3665 | 0.3 | sq ft | 52061.2215
Warehouse | New | Retro-Commissioning | 1.3198 | 4.0919 |  | 7894.4 | 5 |  | 4819.1977 | 0.3 | sq ft | 16063.9925

## PerCustomerTemplate-IND (hidden)
|  |  | Note: will need separate sheets for Residential, Commercial and Industrial | [10 empty] | Projected Particpation
Segment | Number of Customers | % of facility | (1) Measure | (2) Summer Peak Per Cust (kW) | (3) Winter Peak Per Cust (kW) | Blank Column | (4) Annual energy Per Cust (kWh) | (5 ) service Life(Yrs) | Blank Column | (7) Measure incremental cost | Blank Column | Blank Column | Blank Column | 2020 | 2021 | 2022 | 2023 | 2024 | 2025 | 2026 | 2027 | 2028 | 2029 | 2030 | 2031 | 2032 | 2033 | 2034 | 2035 | 2036 | 2037 | 2038 | 2039 | 2040 | 2041 | 2042 | 2043 | 2044 | 2045 | 2046 | 2047 | 2048 | 2049
Agriculture and Assembly | 188.0866 | 27.36% | Process Other Systems Optimization | 0.58735 | 0.57287 |  | 4266.2903 | 5.3333 |  | 98.8853
Agriculture and Assembly | 188.0866 | 24.68% | Plant Energy Management | 87.2141 | 85.3499 |  | 637712.0082 | 10.5 |  | 76999.3126
Agriculture and Assembly | 188.0866 | 42.62% | Process Heat System Optimization | 0.56221 | 0.54835 |  | 4083.688 | 2 |  | 7067.3917
Agriculture and Assembly | 188.0866 | 33.73% | Process Heat Improved Controls | 0.054149 | 0.052814 |  | 393.3192 | 15 |  | 352.9767
Agriculture and Assembly | 188.0866 | 44% | Process Refrig System Optimization | 4.7722 | 4.6545 |  | 34663.5988 | 4.6667 |  | 7268.7311
Agriculture and Assembly | 188.0866 | 35.16% | Process Refrig Controls | 0.1435 | 0.13996 |  | 1042.3347 | 15 |  | 462.4463
Agriculture and Assembly | 188.0866 | 21% | Process Refrig Equipment Upgrade | 1.9528 | 1.9046 |  | 14184.2044 | 10 |  | 2607.4131
Agriculture and Assembly | 188.0866 | 4.918% | Pump System Optimization | 5.5211 | 5.3753 |  | 41000.1899 | 10 |  | 2271.917
Agriculture and Assembly | 188.0866 | 33.17% | Pump Improved Controls | 0.90771 | 0.88373 |  | 6740.6749 | 15 |  | 430.0833
Agriculture and Assembly | 188.0866 | 27% | Motor Optimization | 9.2211 | 8.9775 |  | 68476.2112 | 10 |  | 8800.6512
Agriculture and Assembly | 188.0866 | 32.89% | Motor Improved Controls | 0.90231 | 0.87848 |  | 6700.5919 | 15 |  | 427.5258
Agriculture and Assembly | 188.0866 | 73.72% | Pump Equipment Upgrade | 2.152 | 2.0952 |  | 15981.1402 | 15 |  | 4746.8219
Agriculture and Assembly | 188.0866 | 42.62% | Motor Equipment Upgrades | 2.2666 | 2.2067 |  | 16831.6199 | 10 |  | 2665.2141
Agriculture and Assembly | 188.0866 | 33.8% | Fan Improved Controls | 5.7129 | 5.562 |  | 42423.9809 | 15 |  | 1043.7355
Agriculture and Assembly | 188.0866 | 75.1% | Fan Equipment Upgrades | 1.4851 | 1.4459 |  | 11028.45 | 15 |  | 2383.7584
Agriculture and Assembly | 188.0866 | 30% | Lighting Controls | 1.4287 | 1.3887 |  | 10009.1132 | 10 |  | 1265.5557
Agriculture and Assembly | 188.0866 | 25% | Efficient Lighting - Other Interior Lighting | 17.2745 | 16.7913 |  | 121022.876 | 14.4667 |  | 48212.2471
Agriculture and Assembly | 188.0866 | 20% | Efficient Lighting - High Bay | 49.0894 | 47.7162 |  | 343914.5379 | 13.6667 |  | 74237.1698
Agriculture and Assembly | 188.0866 | 4.918% | HVAC Recommissioning | 133.4769 | 130.2385 |  | 936984.4104 | 10 |  | 75595.3905
Agriculture and Assembly | 188.0866 | 9.836% | HVAC Improved Controls | 15.7203 | 15.3389 |  | 110353.6621 | 15 |  | 975.1525
Agriculture and Assembly | 188.0866 | 62.3% | Building Envelope Improvements | 3.52 | 3.4346 |  | 24709.988 | 15 |  | 3985.7631
Agriculture and Assembly | 188.0866 | 13.11% | HVAC Equipment Upgrades | 9.8482 | 9.6093 |  | 69132.7703 | 18 |  | 8607.1133
Agriculture and Assembly | 188.0866 | 30% | Lighting Controls - Exterior | 0 | 0 |  | 2547.8303 | 10 |  | 322.1485
Agriculture and Assembly | 188.0866 | 15.29% | Efficient Lighting - Exterior | 0 | 0 |  | 14374.4716 | 13.6 |  | 1644.4103
Agriculture and Assembly | 188.0866 | 25.94% | Compressed Air System Optimization | 3.9153 | 3.8119 |  | 29075.5879 | 10 |  | 1442.7263
Agriculture and Assembly | 188.0866 | 6.557% | Compressed Air Controls | 26.1731 | 25.4818 |  | 194362.7877 | 12.5 |  | 47662.4085
Agriculture and Assembly | 188.0866 | 8.197% | Compressed Air Equipment | 35.4382 | 34.5022 |  | 263165.5418 | 15 |  | 60642.9905
Chemicals and Plastics | 305.2339 | 5% | Process Other Systems Optimization | 3.8583 | 3.7632 |  | 28025.5002 | 5.3333 |  | 649.5833
Chemicals and Plastics | 305.2339 | 15.02% | Plant Energy Management | 32.2122 | 31.4537 |  | 236858.4987 | 10.5 |  | 5489.976
Chemicals and Plastics | 305.2339 | 39.78% | Process Heat System Optimization | 2.3247 | 2.2674 |  | 16885.6463 | 2 |  | 6202.8266
Chemicals and Plastics | 305.2339 | 32.96% | Process Heat Improved Controls | 0.56063 | 0.54681 |  | 4072.1965 | 15 |  | 2496.1208
Chemicals and Plastics | 305.2339 | 11.28% | Process Heat Equipment Upgrade | 16.6476 | 16.2371 |  | 120921.9993 | 10 |  | 28053.903
Chemicals and Plastics | 305.2339 | 5.757% | Process Refrig System Optimization | 13.6163 | 13.2805 |  | 98903.4748 | 4.6667 |  | 2065.167
Chemicals and Plastics | 305.2339 | 33.75% | Process Refrig Controls | 0.75158 | 0.73305 |  | 5459.1968 | 15 |  | 1737.1679
Chemicals and Plastics | 305.2339 | 24.6% | Process Refrig Equipment Upgrade | 4.8028 | 4.6844 |  | 34885.9239 | 10 |  | 5812.7006
Chemicals and Plastics | 305.2339 | 6.993% | Pump System Optimization | 40.9419 | 39.8605 |  | 304036.3824 | 10 |  | 29392.0777
Chemicals and Plastics | 305.2339 | 32.22% | Pump Improved Controls | 1.1631 | 1.1324 |  | 8637.1723 | 15 |  | 551.0878
Chemicals and Plastics | 305.2339 | 44.63% | Motor Optimization | 14.8982 | 14.5047 |  | 110634.5977 | 10 |  | 10321.1143
Chemicals and Plastics | 305.2339 | 16.91% | Motor Improved Controls | 1.9413 | 1.89 |  | 14416.3455 | 15 |  | 1527.9004
Chemicals and Plastics | 305.2339 | 76.18% | Pump Equipment Upgrade | 2.9283 | 2.8509 |  | 21745.4897 | 15 |  | 4931.508
Chemicals and Plastics | 305.2339 | 30.44% | Motor Equipment Upgrades | 2.9577 | 2.8796 |  | 21964.0873 | 10 |  | 4709.8352
Chemicals and Plastics | 305.2339 | 4.292% | Fan System Optimization | 72.7839 | 70.8615 |  | 540496.9949 | 10 |  | 44345.4545
Chemicals and Plastics | 305.2339 | 14.88% | Fan Improved Controls | 23.4651 | 22.8453 |  | 174252.873 | 15 |  | 4287.0542
Chemicals and Plastics | 305.2339 | 34.28% | Fan Equipment Upgrades | 0.92771 | 0.9032 |  | 6889.1886 | 15 |  | 1564.4921
Chemicals and Plastics | 305.2339 | 30% | Lighting Controls | 2.3567 | 2.2908 |  | 16510.8299 | 10 |  | 2338.0906
Chemicals and Plastics | 305.2339 | 25% | Efficient Lighting - Other Interior Lighting | 20.2543 | 19.6878 |  | 141899.4905 | 14.4667 |  | 56528.9263
Chemicals and Plastics | 305.2339 | 20% | Efficient Lighting - High Bay | 9.6743 | 9.4037 |  | 67777.3031 | 13.6667 |  | 14630.3653
Chemicals and Plastics | 305.2339 | 10.92% | HVAC Improved Controls | 2.9711 | 2.8991 |  | 20856.8785 | 15 |  | 361.0989
Chemicals and Plastics | 305.2339 | 26.07% | Building Envelope Improvements | 1.6181 | 1.5788 |  | 11358.519 | 15 |  | 1269.6763
Chemicals and Plastics | 305.2339 | 11.77% | HVAC Equipment Upgrades | 9.8268 | 9.5884 |  | 68982.6686 | 18 |  | 6563.0686
Chemicals and Plastics | 305.2339 | 30% | Lighting Controls - Exterior | 0 | 0 |  | 2223.634 | 10 |  | 314.8877
Chemicals and Plastics | 305.2339 | 15.29% | Efficient Lighting - Exterior | 0 | 0 |  | 12545.4056 | 13.6 |  | 1435.1689
Chemicals and Plastics | 305.2339 | 25.94% | Compressed Air System Optimization | 4.5078 | 4.3887 |  | 33475.2155 | 10 |  | 1774.6087
Chemicals and Plastics | 305.2339 | 17.08% | Compressed Air Controls | 17.8903 | 17.4178 |  | 132854.4785 | 12.5 |  | 24190.493
Chemicals and Plastics | 305.2339 | 10.82% | Compressed Air Equipment | 48.712 | 47.4254 |  | 361737.834 | 15 |  | 48811.3557
Construction | 189.9693 | 6.169% | Process Other Systems Optimization | 10.3161 | 10.0617 |  | 74932.3462 | 5.3333 |  | 2451.5251
Construction | 189.9693 | 27.36% | Plant Energy Management | 7.0008 | 6.8385 |  | 51372.2927 | 10.5 |  | 1190.7221
Construction | 189.9693 | 39.77% | Process Heat System Optimization | 0.37507 | 0.36582 |  | 2724.3467 | 2 |  | 843.8737
Construction | 189.9693 | 4.708% | Process Heat Improved Controls | 0.59335 | 0.57872 |  | 4309.8721 | 15 |  | 4150.5632
Construction | 189.9693 | 1.786% | Process Refrig System Optimization | 20.1484 | 19.6516 |  | 146350.5357 | 4.6667 |  | 16536.0968
Construction | 189.9693 | 0.487% | Process Refrig Controls | 6.5559 | 6.3942 |  | 47619.4657 | 15 |  | 3158.5818
Construction | 189.9693 | 21% | Process Refrig Equipment Upgrade | 1.7856 | 1.7416 |  | 12970.3012 | 10 |  | 2681.0625
Construction | 189.9693 | 5.032% | Pump System Optimization | 2.6776 | 2.6069 |  | 19884.1035 | 10 |  | 1319.4779
Construction | 189.9693 | 33.99% | Pump Improved Controls | 0.24167 | 0.23529 |  | 1794.6652 | 15 |  | 114.5072
Construction | 189.9693 | 53.47% | Motor Optimization | 0.61066 | 0.59453 |  | 4534.7585 | 10 |  | 2068.1734
Construction | 189.9693 | 0.6494% | Motor Improved Controls | 3.5105 | 3.4178 |  | 26069.4538 | 15 |  | 2703.5767
Construction | 189.9693 | 54.55% | Pump Equipment Upgrade | 2.6953 | 2.6241 |  | 20015.2412 | 15 |  | 2665.1238
Construction | 189.9693 | 21% | Motor Equipment Upgrades | 0.76072 | 0.74062 |  | 5649.1107 | 10 |  | 941.7196
Construction | 189.9693 | 1.461% | Fan System Optimization | 24.1587 | 23.5206 |  | 179403.4349 | 10 |  | 6335.9517
Construction | 189.9693 | 1.948% | Fan Improved Controls | 25.5328 | 24.8584 |  | 189607.9339 | 15 |  | 6319.5217
Construction | 189.9693 | 21% | Fan Equipment Upgrades | 0.89709 | 0.8734 |  | 6661.8548 | 15 |  | 1215.0978
Construction | 189.9693 | 30% | Lighting Controls | 0.56277 | 0.54703 |  | 3942.6823 | 10 |  | 551.6474
Construction | 189.9693 | 25% | Efficient Lighting - Other Interior Lighting | 3.9797 | 3.8684 |  | 27881.2543 | 14.4667 |  | 11107.1391
Construction | 189.9693 | 20% | Efficient Lighting - High Bay | 3.5967 | 3.4961 |  | 25198.2003 | 13.6667 |  | 5439.2672
Construction | 189.9693 | 1.786% | HVAC Recommissioning | 29.3837 | 28.6708 |  | 206268.4584 | 10 |  | 47654.0641
Construction | 189.9693 | 14.29% | HVAC Improved Controls | 2.5886 | 2.5258 |  | 18171.331 | 15 |  | 917.4454
Construction | 189.9693 | 43.18% | Building Envelope Improvements | 0.74829 | 0.73014 |  | 5252.8948 | 15 |  | 758.5002
Construction | 189.9693 | 16.72% | HVAC Equipment Upgrades | 1.5144 | 1.4776 |  | 10630.6741 | 18 |  | 1459.6986
Construction | 189.9693 | 30% | Lighting Controls - Exterior | 0 | 0 |  | 536.7454 | 10 |  | 75.0997
Construction | 189.9693 | 15.29% | Efficient Lighting - Exterior | 0 | 0 |  | 3028.2358 | 13.6 |  | 346.424
Construction | 189.9693 | 25.94% | Compressed Air System Optimization | 1.2612 | 1.2278 |  | 9365.3685 | 10 |  | 505.4483
Construction | 189.9693 | 13.31% | Compressed Air Controls | 1.0989 | 1.0699 |  | 8160.7711 | 12.5 |  | 451.3358
Construction | 189.9693 | 13.15% | Compressed Air Equipment | 2.0543 | 2.0001 |  | 15255.6458 | 15 |  | 1579.6213
Electrical and Electronic Equip. | 140.9022 | 27.36% | Process Other Systems Optimization | 0.47468 | 0.46298 |  | 3447.9027 | 5.3333 |  | 413.1618
Electrical and Electronic Equip. | 140.9022 | 27.36% | Plant Energy Management | 12.8276 | 12.5304 |  | 93738.9228 | 10.5 |  | 2172.7083
Electrical and Electronic Equip. | 140.9022 | 36.67% | Process Heat System Optimization | 1.1937 | 1.1643 |  | 8670.5057 | 2 |  | 367.2328
Electrical and Electronic Equip. | 140.9022 | 36.07% | Process Heat Improved Controls | 0.76913 | 0.75017 |  | 5586.689 | 15 |  | 5013.6666
Electrical and Electronic Equip. | 140.9022 | 10% | Process Refrig System Optimization | 3.932 | 3.8351 |  | 28560.8665 | 4.6667 |  | 205.1749
Electrical and Electronic Equip. | 140.9022 | 33.75% | Process Refrig Controls | 0.52461 | 0.51168 |  | 3810.603 | 15 |  | 3353.3306
Electrical and Electronic Equip. | 140.9022 | 28.34% | Process Refrig Equipment Upgrade | 1.3988 | 1.3643 |  | 10160.472 | 10 |  | 916.2881
Electrical and Electronic Equip. | 140.9022 | 32.82% | Pump Improved Controls | 0.27955 | 0.27217 |  | 2075.9826 | 15 |  | 132.4564
Electrical and Electronic Equip. | 140.9022 | 16.67% | Motor Optimization | 10.1348 | 9.8671 |  | 75261.5917 | 10 |  | 5340.0484
Electrical and Electronic Equip. | 140.9022 | 33.67% | Motor Improved Controls | 0.28125 | 0.27382 |  | 2088.5869 | 15 |  | 133.2606
Electrical and Electronic Equip. | 140.9022 | 13.33% | Motor Equipment Upgrades | 1.2754 | 1.2418 |  | 9471.5473 | 10 |  | 1557.1787
Electrical and Electronic Equip. | 140.9022 | 33.21% | Fan Improved Controls | 4.8553 | 4.7271 |  | 36055.7547 | 15 |  | 887.0613
Electrical and Electronic Equip. | 140.9022 | 30% | Lighting Controls | 1.3548 | 1.3169 |  | 9491.8762 | 10 |  | 1371.4242
Electrical and Electronic Equip. | 140.9022 | 25% | Efficient Lighting - Other Interior Lighting | 13.6427 | 13.2611 |  | 95579.3715 | 14.4667 |  | 38076.2417
Electrical and Electronic Equip. | 140.9022 | 20% | Efficient Lighting - High Bay | 6.7753 | 6.5858 |  | 47466.8265 | 13.6667 |  | 10246.1585
Electrical and Electronic Equip. | 140.9022 | 6.667% | HVAC Recommissioning | 5.5222 | 5.3882 |  | 38764.8727 | 10 |  | 1392.4145
Electrical and Electronic Equip. | 140.9022 | 10% | HVAC Improved Controls | 3.0013 | 2.9285 |  | 21068.5545 | 15 |  | 2865.2463
Electrical and Electronic Equip. | 140.9022 | 70% | Building Envelope Improvements | 1.1629 | 1.1346 |  | 8163.0825 | 15 |  | 1419.6715
Electrical and Electronic Equip. | 140.9022 | 12.19% | HVAC Equipment Upgrades | 5.7928 | 5.6523 |  | 40664.6918 | 18 |  | 5062.8032
Electrical and Electronic Equip. | 140.9022 | 30% | Lighting Controls - Exterior | 0 | 0 |  | 1557.289 | 10 |  | 225.0033
Electrical and Electronic Equip. | 140.9022 | 15.29% | Efficient Lighting - Exterior | 0 | 0 |  | 8785.9882 | 13.6 |  | 1005.0992
Electrical and Electronic Equip. | 140.9022 | 25.94% | Compressed Air System Optimization | 1.2028 | 1.171 |  | 8932.1839 | 10 |  | 430.8357
Electrical and Electronic Equip. | 140.9022 | 13.33% | Compressed Air Controls | 0.95249 | 0.92733 |  | 7073.2435 | 12.5 |  | 216.9667
Electrical and Electronic Equip. | 140.9022 | 10% | Compressed Air Equipment | 5.9093 | 5.7533 |  | 43882.9764 | 15 |  | 1677.841
Lumber/Furniture/Pulp/Paper | 323.7823 | 26.34% | Process Other Systems Optimization | 0.037729 | 0.036799 |  | 274.0495 | 5.3333 |  | 32.3083
Lumber/Furniture/Pulp/Paper | 323.7823 | 24.68% | Plant Energy Management | 35.7844 | 34.9794 |  | 263378.0399 | 10.5 |  | 31801.0752
Lumber/Furniture/Pulp/Paper | 323.7823 | 5.929% | Process Other Equipment Upgrades | 1.2843 | 1.2526 |  | 9328.687 | 10 |  | 816.0527
Lumber/Furniture/Pulp/Paper | 323.7823 | 50.78% | Process Heat System Optimization | 0.088585 | 0.086401 |  | 643.4506 | 2 |  | 183.3569
Lumber/Furniture/Pulp/Paper | 323.7823 | 33.05% | Process Heat Improved Controls | 0.075968 | 0.074095 |  | 551.8031 | 15 |  | 495.2051
Lumber/Furniture/Pulp/Paper | 323.7823 | 33.05% | Process Refrig Controls | 0.36566 | 0.35665 |  | 2656.043 | 15 |  | 2337.3179
Lumber/Furniture/Pulp/Paper | 323.7823 | 21% | Process Refrig Equipment Upgrade | 0.17656 | 0.1722 |  | 1282.4461 | 10 |  | 306.9826
Lumber/Furniture/Pulp/Paper | 323.7823 | 15.43% | Pump System Optimization | 17.6414 | 17.1755 |  | 131006.1839 | 10 |  | 33150.0372
Lumber/Furniture/Pulp/Paper | 323.7823 | 33.81% | Pump Improved Controls | 0.53488 | 0.52076 |  | 3972.0738 | 15 |  | 253.4349
Lumber/Furniture/Pulp/Paper | 323.7823 | 23.03% | Motor Optimization | 5.0598 | 4.9262 |  | 37574.3624 | 10 |  | 2958.7252
Lumber/Furniture/Pulp/Paper | 323.7823 | 16.37% | Motor Improved Controls | 1.4564 | 1.418 |  | 10815.4303 | 15 |  | 532.2937
Lumber/Furniture/Pulp/Paper | 323.7823 | 54.35% | Pump Equipment Upgrade | 3.4297 | 3.3391 |  | 25468.7588 | 15 |  | 8050.0011
Lumber/Furniture/Pulp/Paper | 323.7823 | 50.46% | Motor Equipment Upgrades | 1.3037 | 1.2693 |  | 9681.492 | 10 |  | 635.2978
Lumber/Furniture/Pulp/Paper | 323.7823 | 15.12% | Fan System Optimization | 13.9634 | 13.5946 |  | 103693.1188 | 10 |  | 3635.4374
Lumber/Furniture/Pulp/Paper | 323.7823 | 32.68% | Fan Improved Controls | 4.657 | 4.534 |  | 34582.8505 | 15 |  | 850.8241
Lumber/Furniture/Pulp/Paper | 323.7823 | 29.97% | Fan Equipment Upgrades | 4.0981 | 3.9899 |  | 30432.7393 | 15 |  | 7045.666
Lumber/Furniture/Pulp/Paper | 323.7823 | 30% | Lighting Controls | 1.6957 | 1.6483 |  | 11880.0894 | 10 |  | 2073.2394
Lumber/Furniture/Pulp/Paper | 323.7823 | 25% | Efficient Lighting - Other Interior Lighting | 6.3779 | 6.1995 |  | 44682.8078 | 14.4667 |  | 17800.4245
Lumber/Furniture/Pulp/Paper | 323.7823 | 20% | Efficient Lighting - High Bay | 5.4163 | 5.2648 |  | 37946.1172 | 13.6667 |  | 8191.0243
Lumber/Furniture/Pulp/Paper | 323.7823 | 22% | HVAC Improved Controls | 7.3109 | 7.1335 |  | 51321.2506 | 15 |  | 882.1646
Lumber/Furniture/Pulp/Paper | 323.7823 | 12.19% | HVAC Equipment Upgrades | 0.9932 | 0.96911 |  | 6972.1031 | 18 |  | 868.0353
Lumber/Furniture/Pulp/Paper | 323.7823 | 30% | Lighting Controls - Exterior | 0 | 0 |  | 1244.9341 | 10 |  | 217.2582
Lumber/Furniture/Pulp/Paper | 323.7823 | 15.29% | Efficient Lighting - Exterior | 0 | 0 |  | 7023.729 | 13.6 |  | 803.5003
Lumber/Furniture/Pulp/Paper | 323.7823 | 25.94% | Compressed Air System Optimization | 2.0542 | 2 |  | 15254.76 | 10 |  | 748.6761
Lumber/Furniture/Pulp/Paper | 323.7823 | 12.91% | Compressed Air Controls | 0.93099 | 0.9064 |  | 6913.6093 | 12.5 |  | 235.686
Lumber/Furniture/Pulp/Paper | 323.7823 | 10.87% | Compressed Air Equipment | 29.2071 | 28.4357 |  | 216893.4983 | 15 |  | 31569.7432
Metal Products and Machinery | 254.7955 | 4.05% | Process Other Systems Optimization | 3.9268 | 3.8299 |  | 28522.5645 | 5.3333 |  | 5059.5421
Metal Products and Machinery | 254.7955 | 23.15% | Plant Energy Management | 13.1482 | 12.8516 |  | 96551.9513 | 10.5 |  | 9124.4141
Metal Products and Machinery | 254.7955 | 47.15% | Process Heat System Optimization | 0.091601 | 0.089342 |  | 665.3534 | 2 |  | 128.2129
Metal Products and Machinery | 254.7955 | 35.94% | Process Heat Improved Controls | 0.05633 | 0.054941 |  | 409.1614 | 15 |  | 368.0936
Metal Products and Machinery | 254.7955 | 7.861% | Process Heat Equipment Upgrade | 3.101 | 3.0245 |  | 22524.4916 | 10 |  | 2303.0247
Metal Products and Machinery | 254.7955 | 0.5218% | Process Refrig System Optimization | 0.31549 | 0.30771 |  | 2291.5726 | 4.6667 |  | 12.7508
Metal Products and Machinery | 254.7955 | 33.75% | Process Refrig Controls | 0.061239 | 0.059729 |  | 444.8196 | 15 |  | 264.6798
Metal Products and Machinery | 254.7955 | 21% | Process Refrig Equipment Upgrade | 0.39128 | 0.38163 |  | 2842.0928 | 10 |  | 555.8088
Metal Products and Machinery | 254.7955 | 14.78% | Pump System Optimization | 0.75703 | 0.73703 |  | 5621.7086 | 10 |  | 164.1818
Metal Products and Machinery | 254.7955 | 33.67% | Pump Improved Controls | 0.1963 | 0.19111 |  | 1457.7093 | 15 |  | 93.008
Metal Products and Machinery | 254.7955 | 11.28% | Motor Optimization | 2.3552 | 2.293 |  | 17489.6043 | 10 |  | 1418.0435
Metal Products and Machinery | 254.7955 | 33.63% | Motor Improved Controls | 0.13805 | 0.13441 |  | 1025.1909 | 15 |  | 46.4788
Metal Products and Machinery | 254.7955 | 74.82% | Pump Equipment Upgrade | 0.46939 | 0.45699 |  | 3485.7105 | 15 |  | 512.103
Metal Products and Machinery | 254.7955 | 19.98% | Motor Equipment Upgrades | 0.23008 | 0.22401 |  | 1708.6203 | 10 |  | 312.9546
Metal Products and Machinery | 254.7955 | 1.548% | Fan System Optimization | 16.6891 | 16.2483 |  | 123934.3419 | 10 |  | 2554.6138
Metal Products and Machinery | 254.7955 | 34.09% | Fan Improved Controls | 1.4407 | 1.4026 |  | 10698.5951 | 15 |  | 263.212
Metal Products and Machinery | 254.7955 | 75.75% | Fan Equipment Upgrades | 0.24699 | 0.24047 |  | 1834.1562 | 15 |  | 269.465
Metal Products and Machinery | 254.7955 | 30% | Lighting Controls | 0.84327 | 0.81968 |  | 5907.8581 | 10 |  | 940.3209
Metal Products and Machinery | 254.7955 | 25% | Efficient Lighting - Other Interior Lighting | 5.1562 | 5.012 |  | 36124.0531 | 14.4667 |  | 14390.8479
Metal Products and Machinery | 254.7955 | 20% | Efficient Lighting - High Bay | 7.6404 | 7.4267 |  | 53527.8808 | 13.6667 |  | 11554.4935
Metal Products and Machinery | 254.7955 | 1.265% | HVAC Recommissioning | 19.4895 | 19.0167 |  | 136813.0954 | 10 |  | 159340.4103
Metal Products and Machinery | 254.7955 | 20.07% | HVAC Improved Controls | 2.4827 | 2.4225 |  | 17428.0128 | 15 |  | 1021.3014
Metal Products and Machinery | 254.7955 | 29.31% | Building Envelope Improvements | 2.197 | 2.1437 |  | 15422.3604 | 15 |  | 1988.4516
Metal Products and Machinery | 254.7955 | 18.22% | HVAC Equipment Upgrades | 3.9825 | 3.8859 |  | 27956.3011 | 18 |  | 4154.5797
Metal Products and Machinery | 254.7955 | 30% | Lighting Controls - Exterior | 0 | 0 |  | 819.9344 | 10 |  | 130.5044
Metal Products and Machinery | 254.7955 | 15.29% | Efficient Lighting - Exterior | 0 | 0 |  | 4625.945 | 13.6 |  | 529.1987
Metal Products and Machinery | 254.7955 | 25.94% | Compressed Air System Optimization | 0.84216 | 0.81992 |  | 6253.9377 | 10 |  | 297.8466
Metal Products and Machinery | 254.7955 | 15.25% | Compressed Air Controls | 1.6142 | 1.5715 |  | 11986.9902 | 12.5 |  | 603.3582
Metal Products and Machinery | 254.7955 | 20.38% | Compressed Air Equipment | 1.3891 | 1.3524 |  | 10315.4905 | 15 |  | 1017.9394
Miscellaneous Manufacturing | 324.7585 | 27.36% | Process Other Systems Optimization | 0.22999 | 0.22432 |  | 1670.5969 | 5.3333 |  | 38.7216
Miscellaneous Manufacturing | 324.7585 | 27.36% | Plant Energy Management | 7.7499 | 7.5949 |  | 56579.6115 | 10.5 |  | 1311.4189
Miscellaneous Manufacturing | 324.7585 | 69.78% | Process Heat System Optimization | 0.081958 | 0.079937 |  | 595.3136 | 2 |  | 92.1464
Miscellaneous Manufacturing | 324.7585 | 36.23% | Process Heat Improved Controls | 0.29533 | 0.28805 |  | 2145.1577 | 15 |  | 1925.1305
Miscellaneous Manufacturing | 324.7585 | 39.01% | Process Refrig System Optimization | 2.1223 | 2.07 |  | 15415.678 | 4.6667 |  | 4909.5059
Miscellaneous Manufacturing | 324.7585 | 33.75% | Process Refrig Controls | 0.43272 | 0.42205 |  | 3143.1506 | 15 |  | 2765.9725
Miscellaneous Manufacturing | 324.7585 | 21% | Process Refrig Equipment Upgrade | 0.1342 | 0.13089 |  | 974.7651 | 10 |  | 230.9323
Miscellaneous Manufacturing | 324.7585 | 23.22% | Pump System Optimization | 4.505 | 4.386 |  | 33454.2682 | 10 |  | 4705.0852
Miscellaneous Manufacturing | 324.7585 | 33.99% | Pump Improved Controls | 0.21959 | 0.21379 |  | 1630.6752 | 15 |  | 104.0439
Miscellaneous Manufacturing | 324.7585 | 53.47% | Motor Optimization | 0.36114 | 0.3516 |  | 2681.8132 | 10 |  | 1661.3108
Miscellaneous Manufacturing | 324.7585 | 33.71% | Motor Improved Controls | 0.21825 | 0.21249 |  | 1620.7403 | 15 |  | 103.41
Miscellaneous Manufacturing | 324.7585 | 54.55% | Pump Equipment Upgrade | 1.817 | 1.769 |  | 13493.2984 | 15 |  | 1796.6964
Miscellaneous Manufacturing | 324.7585 | 21% | Motor Equipment Upgrades | 0.35284 | 0.34353 |  | 2620.2445 | 10 |  | 570.1896
Miscellaneous Manufacturing | 324.7585 | 34.37% | Fan Improved Controls | 1.5313 | 1.4908 |  | 11371.2977 | 15 |  | 279.7622
Miscellaneous Manufacturing | 324.7585 | 76.37% | Fan Equipment Upgrades | 0.2944 | 0.28663 |  | 2186.2648 | 15 |  | 398.7667
Miscellaneous Manufacturing | 324.7585 | 30% | Lighting Controls | 2.8025 | 2.7241 |  | 19634.1182 | 10 |  | 2216.4053
Miscellaneous Manufacturing | 324.7585 | 25% | Efficient Lighting - Other Interior Lighting | 5.2567 | 5.1097 |  | 36828.0922 | 14.4667 |  | 14671.3178
Miscellaneous Manufacturing | 324.7585 | 20% | Efficient Lighting - High Bay | 7.2256 | 7.0235 |  | 50621.8817 | 13.6667 |  | 10927.2067
Miscellaneous Manufacturing | 324.7585 | 22.22% | HVAC Improved Controls | 4.3739 | 4.2677 |  | 30703.6946 | 15 |  | 191.5543
Miscellaneous Manufacturing | 324.7585 | 66.67% | Building Envelope Improvements | 4.8324 | 4.7152 |  | 33922.7365 | 15 |  | 3386.5677
Miscellaneous Manufacturing | 324.7585 | 33.33% | HVAC Equipment Upgrades | 17.2106 | 16.793 |  | 120815.3072 | 18 |  | 39257.6354
Miscellaneous Manufacturing | 324.7585 | 30% | Lighting Controls - Exterior | 0 | 0 |  | 1660.7999 | 10 |  | 187.4801
Miscellaneous Manufacturing | 324.7585 | 15.29% | Efficient Lighting - Exterior | 0 | 0 |  | 9369.9808 | 13.6 |  | 1071.9067
Miscellaneous Manufacturing | 324.7585 | 25.94% | Compressed Air System Optimization | 0.99052 | 0.96436 |  | 7355.6644 | 10 |  | 543.7681
Miscellaneous Manufacturing | 324.7585 | 11.11% | Compressed Air Controls | 1.9869 | 1.9344 |  | 14754.4726 | 12.5 |  | 95.8867
Miscellaneous Manufacturing | 324.7585 | 33.33% | Compressed Air Equipment | 0.40254 | 0.3919 |  | 2989.2532 | 15 |  | 43.0905
Primary Resources Industries | 52.7163 | 4.878% | Process Other Systems Optimization | 3.0258 | 2.9512 |  | 21978.0463 | 5.3333 |  | 4236.9871
Primary Resources Industries | 52.7163 | 27.36% | Plant Energy Management | 228.1484 | 222.8205 |  | 1664212.8395 | 10.5 |  | 38573.615
Primary Resources Industries | 52.7163 | 39.02% | Process Heat System Optimization | 9.0419 | 8.819 |  | 65676.9902 | 2 |  | 11388.6827
Primary Resources Industries | 52.7163 | 34.87% | Process Heat Improved Controls | 5.4463 | 5.3121 |  | 39560.2562 | 15 |  | 35502.5914
Primary Resources Industries | 52.7163 | 2.439% | Process Refrig System Optimization | 4.0357 | 3.9362 |  | 29313.6675 | 4.6667 |  | 163.1074
Primary Resources Industries | 52.7163 | 33.75% | Process Refrig Controls | 1.6666 | 1.6255 |  | 12105.7144 | 15 |  | 10653.0286
Primary Resources Industries | 52.7163 | 21% | Process Refrig Equipment Upgrade | 9.0349 | 8.8121 |  | 65625.8542 | 10 |  | 9647.9667
Primary Resources Industries | 52.7163 | 4.878% | Pump System Optimization | 31.642 | 30.8062 |  | 234974.739 | 10 |  | 1968.3584
Primary Resources Industries | 52.7163 | 32.49% | Pump Improved Controls | 3.5508 | 3.457 |  | 26368.3417 | 15 |  | 1682.4106
Primary Resources Industries | 52.7163 | 19.51% | Motor Optimization | 52.168 | 50.7901 |  | 387402.12 | 10 |  | 23827.5647
Primary Resources Industries | 52.7163 | 33.35% | Motor Improved Controls | 3.5721 | 3.4778 |  | 26526.9308 | 15 |  | 1692.5293
Primary Resources Industries | 52.7163 | 72.19% | Pump Equipment Upgrade | 15.7383 | 15.3227 |  | 116873.6972 | 15 |  | 13001.1485
Primary Resources Industries | 52.7163 | 7.993% | Motor Equipment Upgrades | 2.4882 | 2.4225 |  | 18477.8079 | 10 |  | 3192.2183
Primary Resources Industries | 52.7163 | 2.439% | Fan System Optimization | 341.469 | 332.4501 |  | 2535766.3289 | 10 |  | 8254.3938
Primary Resources Industries | 52.7163 | 33.06% | Fan Improved Controls | 23.4398 | 22.8207 |  | 174065.0206 | 15 |  | 4282.4325
Primary Resources Industries | 52.7163 | 73.47% | Fan Equipment Upgrades | 8.1602 | 7.9447 |  | 60598.2127 | 15 |  | 6741.0066
Primary Resources Industries | 52.7163 | 30% | Lighting Controls | 10.5538 | 10.2586 |  | 73938.6068 | 10 |  | 10868.1544
Primary Resources Industries | 52.7163 | 25% | Efficient Lighting - Other Interior Lighting | 32.2664 | 31.3638 |  | 226054.1938 | 14.4667 |  | 90053.8891
Primary Resources Industries | 52.7163 | 20% | Efficient Lighting - High Bay | 62.5174 | 60.7686 |  | 437989.3061 | 13.6667 |  | 94544.0885
Primary Resources Industries | 52.7163 | 12.2% | HVAC Improved Controls | 0.96444 | 0.94104 |  | 6770.2263 | 15 |  | 210.9535
Primary Resources Industries | 52.7163 | 31.71% | Building Envelope Improvements | 2.4093 | 2.3509 |  | 16913.0965 | 15 |  | 2197.6911
Primary Resources Industries | 52.7163 | 9.756% | HVAC Equipment Upgrades | 18.1633 | 17.7226 |  | 127503.0308 | 18 |  | 30545.6075
Primary Resources Industries | 52.7163 | 30% | Lighting Controls - Exterior | 0 | 0 |  | 6988.4661 | 10 |  | 1027.2269
Primary Resources Industries | 52.7163 | 15.29% | Efficient Lighting - Exterior | 0 | 0 |  | 39427.8643 | 13.6 |  | 4510.4675
Primary Resources Industries | 52.7163 | 25.94% | Compressed Air System Optimization | 15.2062 | 14.8046 |  | 112921.8888 | 10 |  | 5165.6737
Primary Resources Industries | 52.7163 | 19.51% | Compressed Air Controls | 17.6949 | 17.2276 |  | 131403.4751 | 12.5 |  | 5983.7057
Primary Resources Industries | 52.7163 | 17.07% | Compressed Air Equipment | 45.707 | 44.4998 |  | 339422.5876 | 15 |  | 41026.0643
Stone/Clay/Glass/Concrete | 136.9973 | 27.36% | Process Other Systems Optimization | 1.2893 | 1.2576 |  | 9365.3397 | 5.3333 |  | 217.0726
Stone/Clay/Glass/Concrete | 136.9973 | 27.36% | Plant Energy Management | 26.8125 | 26.1645 |  | 197112.0879 | 10.5 |  | 4568.722
Stone/Clay/Glass/Concrete | 136.9973 | 52% | Process Heat System Optimization | 0.52392 | 0.511 |  | 3805.5337 | 2 |  | 1239.4107
Stone/Clay/Glass/Concrete | 136.9973 | 36.23% | Process Heat Improved Controls | 1.2334 | 1.203 |  | 8958.6927 | 15 |  | 8039.8065
Stone/Clay/Glass/Concrete | 136.9973 | 25% | Process Heat Equipment Upgrade | 51.8028 | 50.5255 |  | 376276.2819 | 10 |  | 87296.0949
Stone/Clay/Glass/Concrete | 136.9973 | 33.75% | Process Refrig Controls | 0.60444 | 0.58954 |  | 4390.4523 | 15 |  | 3863.598
Stone/Clay/Glass/Concrete | 136.9973 | 21% | Process Refrig Equipment Upgrade | 1.0327 | 1.0072 |  | 7501.0965 | 10 |  | 1932.3675
Stone/Clay/Glass/Concrete | 136.9973 | 0% | Pump System Optimization | 0 | 0 |  | 0 | 10 |  | 0
Stone/Clay/Glass/Concrete | 136.9973 | 33.99% | Pump Improved Controls | 0.95477 | 0.92956 |  | 7090.2074 | 15 |  | 452.3849
Stone/Clay/Glass/Concrete | 136.9973 | 16% | Motor Optimization | 10.8995 | 10.6116 |  | 80940.4191 | 10 |  | 5286.5415
Stone/Clay/Glass/Concrete | 136.9973 | 33.71% | Motor Improved Controls | 0.96058 | 0.93521 |  | 7133.3107 | 15 |  | 455.1351
Stone/Clay/Glass/Concrete | 136.9973 | 75.53% | Pump Equipment Upgrade | 1.92 | 1.8693 |  | 14257.8149 | 15 |  | 2600.573
Stone/Clay/Glass/Concrete | 136.9973 | 56% | Motor Equipment Upgrades | 0.78912 | 0.76828 |  | 5860.0753 | 10 |  | 358.7306
Stone/Clay/Glass/Concrete | 136.9973 | 34.37% | Fan Improved Controls | 6.1419 | 5.9797 |  | 45609.9026 | 15 |  | 1122.1171
Stone/Clay/Glass/Concrete | 136.9973 | 76.37% | Fan Equipment Upgrades | 1.1808 | 1.1497 |  | 8769.0367 | 15 |  | 1599.44
Stone/Clay/Glass/Concrete | 136.9973 | 30% | Lighting Controls | 1.6543 | 1.608 |  | 11589.7086 | 10 |  | 1737.1457
Stone/Clay/Glass/Concrete | 136.9973 | 25% | Efficient Lighting - Other Interior Lighting | 7.3594 | 7.1535 |  | 51559.0801 | 14.4667 |  | 20539.7458
Stone/Clay/Glass/Concrete | 136.9973 | 20% | Efficient Lighting - High Bay | 6.0741 | 5.9042 |  | 42554.5677 | 13.6667 |  | 9185.8015
Stone/Clay/Glass/Concrete | 136.9973 | 8% | HVAC Improved Controls | 0.30599 | 0.29857 |  | 2148.0179 | 15 |  | 87.4718
Stone/Clay/Glass/Concrete | 136.9973 | 20% | Building Envelope Improvements | 0.65563 | 0.63973 |  | 4602.4232 | 15 |  | 712.6628
Stone/Clay/Glass/Concrete | 136.9973 | 4% | HVAC Equipment Upgrades | 0.74477 | 0.7267 |  | 5228.1215 | 18 |  | 650.9074
Stone/Clay/Glass/Concrete | 136.9973 | 30% | Lighting Controls - Exterior | 0 | 0 |  | 1396.1279 | 10 |  | 209.2613
Stone/Clay/Glass/Concrete | 136.9973 | 15.29% | Efficient Lighting - Exterior | 0 | 0 |  | 7876.7416 | 13.6 |  | 901.0832
Stone/Clay/Glass/Concrete | 136.9973 | 25.94% | Compressed Air System Optimization | 4.0422 | 3.9354 |  | 30017.576 | 10 |  | 1848.3349
Stone/Clay/Glass/Concrete | 136.9973 | 20% | Compressed Air Controls | 1.3518 | 1.3161 |  | 10038.8735 | 12.5 |  | 536.2723
Stone/Clay/Glass/Concrete | 136.9973 | 12% | Compressed Air Equipment | 4.5381 | 4.4182 |  | 33700.0065 | 15 |  | 7460.3842
Textiles and Leather | 15.6196 | 4.651% | Process Other Systems Optimization | 0.15076 | 0.14705 |  | 1095.101 | 5.3333 |  | 59.825
Textiles and Leather | 15.6196 | 55.81% | Process Heat System Optimization | 0.11166 | 0.10891 |  | 811.0722 | 2 |  | 858.355
Textiles and Leather | 15.6196 | 2.326% | Process Heat Equipment Upgrade | 8.8066 | 8.5894 |  | 63967.7385 | 10 |  | 2389.621
Textiles and Leather | 15.6196 | 33.75% | Process Refrig Controls | 0.098714 | 0.096281 |  | 717.0256 | 15 |  | 630.9825
Textiles and Leather | 15.6196 | 21% | Process Refrig Equipment Upgrade | 0.24595 | 0.23988 |  | 1786.4567 | 10 |  | 294.0994
Textiles and Leather | 15.6196 | 33.99% | Pump Improved Controls | 0.13524 | 0.13167 |  | 1004.3221 | 15 |  | 64.08
Textiles and Leather | 15.6196 | 2.326% | Motor Optimization | 86.3032 | 84.0238 |  | 640892.2198 | 10 |  | 196270.8204
Textiles and Leather | 15.6196 | 33.71% | Motor Improved Controls | 0.13442 | 0.13087 |  | 998.2033 | 15 |  | 63.6896
Textiles and Leather | 15.6196 | 75.53% | Pump Equipment Upgrade | 0.39008 | 0.37977 |  | 2896.7309 | 15 |  | 370.4397
Textiles and Leather | 15.6196 | 21% | Motor Equipment Upgrades | 0.24707 | 0.24054 |  | 1834.7424 | 10 |  | 258.1132
Textiles and Leather | 15.6196 | 34.37% | Fan Improved Controls | 1.0078 | 0.9812 |  | 7484.143 | 15 |  | 184.1285
Textiles and Leather | 15.6196 | 76.37% | Fan Equipment Upgrades | 0.28899 | 0.28135 |  | 2146.0325 | 15 |  | 274.4389
Textiles and Leather | 15.6196 | 30% | Lighting Controls | 0.45514 | 0.44241 |  | 3188.6411 | 10 |  | 409.4147
Textiles and Leather | 15.6196 | 25% | Efficient Lighting - Other Interior Lighting | 4.9701 | 4.8311 |  | 34820.266 | 14.4667 |  | 13871.4541
Textiles and Leather | 15.6196 | 20% | Efficient Lighting - High Bay | 2.2183 | 2.1563 |  | 15541.4455 | 13.6667 |  | 3354.7664
Textiles and Leather | 15.6196 | 2.326% | HVAC Recommissioning | 5.3581 | 5.2281 |  | 37613.0228 | 10 |  | 2232.5819
Textiles and Leather | 15.6196 | 6.977% | HVAC Improved Controls | 2.6304 | 2.5665 |  | 18464.6025 | 15 |  | 60.4637
Textiles and Leather | 15.6196 | 18.6% | Building Envelope Improvements | 0.50388 | 0.49165 |  | 3537.1311 | 15 |  | 996.2266
Textiles and Leather | 15.6196 | 11.63% | HVAC Equipment Upgrades | 1.858 | 1.8129 |  | 13042.6569 | 18 |  | 1664.8533
Textiles and Leather | 15.6196 | 30% | Lighting Controls - Exterior | 0 | 0 |  | 509.8829 | 10 |  | 65.4679
Textiles and Leather | 15.6196 | 15.29% | Efficient Lighting - Exterior | 0 | 0 |  | 2876.6818 | 13.6 |  | 329.0865
Textiles and Leather | 15.6196 | 25.94% | Compressed Air System Optimization | 0.68422 | 0.66615 |  | 5081.0506 | 10 |  | 253.9349
Textiles and Leather | 15.6196 | 9.302% | Compressed Air Controls | 0.84585 | 0.82351 |  | 6281.3043 | 12.5 |  | 344.7971
Textiles and Leather | 15.6196 | 20.93% | Compressed Air Equipment | 0.85435 | 0.83178 |  | 6344.4282 | 15 |  | 798.8025
Transportation Equipment | 82.3286 | 27.36% | Process Other Systems Optimization | 0.047717 | 0.04654 |  | 346.5958 | 5.3333 |  | 8.0335
Transportation Equipment | 82.3286 | 27.36% | Plant Energy Management | 13.79 | 13.5223 |  | 100644.2398 | 10.5 |  | 2332.7618
Transportation Equipment | 82.3286 | 43.48% | Process Heat System Optimization | 0.41449 | 0.40427 |  | 3010.6822 | 2 |  | 279.1346
Transportation Equipment | 82.3286 | 36.23% | Process Heat Improved Controls | 0.10055 | 0.098069 |  | 730.3468 | 15 |  | 655.4357
Transportation Equipment | 82.3286 | 33.75% | Process Refrig Controls | 0.52606 | 0.51309 |  | 3821.1056 | 15 |  | 3362.5729
Transportation Equipment | 82.3286 | 21% | Process Refrig Equipment Upgrade | 0.23095 | 0.22526 |  | 1677.5458 | 10 |  | 205.2713
Transportation Equipment | 82.3286 | 1.449% | Pump System Optimization | 65.9392 | 64.1976 |  | 489668.0086 | 10 |  | 38354.2189
Transportation Equipment | 82.3286 | 33.99% | Pump Improved Controls | 0.46508 | 0.4528 |  | 3453.7006 | 15 |  | 220.3606
Transportation Equipment | 82.3286 | 7.246% | Motor Optimization | 2.8959 | 2.8194 |  | 21505.0016 | 10 |  | 1801.4874
Transportation Equipment | 82.3286 | 33.71% | Motor Improved Controls | 0.46225 | 0.45004 |  | 3432.659 | 15 |  | 219.018
Transportation Equipment | 82.3286 | 75.53% | Pump Equipment Upgrade | 0.72924 | 0.70998 |  | 5415.3538 | 15 |  | 1374.3085
Transportation Equipment | 82.3286 | 33.33% | Motor Equipment Upgrades | 2.1819 | 2.1243 |  | 16203.0234 | 10 |  | 509.6579
Transportation Equipment | 82.3286 | 30.14% | Fan System Optimization | 11.9326 | 11.6175 |  | 88612.4599 | 10 |  | 3106.7158
Transportation Equipment | 82.3286 | 2.899% | Fan Improved Controls | 68.682 | 66.868 |  | 510036.1324 | 15 |  | 5028.1091
Transportation Equipment | 82.3286 | 76.37% | Fan Equipment Upgrades | 0.33294 | 0.32415 |  | 2472.447 | 15 |  | 627.4576
Transportation Equipment | 82.3286 | 55.07% | Lighting Controls | 2.829 | 2.7499 |  | 19819.6029 | 10 |  | 2605.199
Transportation Equipment | 82.3286 | 25% | Efficient Lighting - Other Interior Lighting | 23.0398 | 22.3953 |  | 161413.7562 | 14.4667 |  | 64302.8836
Transportation Equipment | 82.3286 | 20% | Efficient Lighting - High Bay | 10.1518 | 9.8678 |  | 71122.4313 | 13.6667 |  | 15352.442
Transportation Equipment | 82.3286 | 4.348% | HVAC Recommissioning | 45.9895 | 44.8737 |  | 322838.445 | 10 |  | 75167.4045
Transportation Equipment | 82.3286 | 21.74% | HVAC Improved Controls | 3.9186 | 3.8235 |  | 27507.8982 | 15 |  | 414.1519
Transportation Equipment | 82.3286 | 30.43% | Building Envelope Improvements | 5.5965 | 5.4607 |  | 39286.2538 | 15 |  | 5322.6586
Transportation Equipment | 82.3286 | 12.19% | HVAC Equipment Upgrades | 17.4912 | 17.0668 |  | 122784.9788 | 18 |  | 15286.8779
Transportation Equipment | 82.3286 | 55.07% | Lighting Controls - Exterior | 0 | 0 |  | 1271.0786 | 10 |  | 167.0776
Transportation Equipment | 82.3286 | 15.29% | Efficient Lighting - Exterior | 0 | 0 |  | 13164.5801 | 13.6 |  | 1506.0012
Transportation Equipment | 82.3286 | 78.26% | Compressed Air System Optimization | 2.7809 | 2.7075 |  | 20651.2534 | 10 |  | 1261.202
Transportation Equipment | 82.3286 | 10.14% | Compressed Air Controls | 1.6744 | 1.6302 |  | 12434.0217 | 12.5 |  | 846.5341
Transportation Equipment | 82.3286 | 21.74% | Compressed Air Equipment | 5.1504 | 5.0143 |  | 38246.9872 | 15 |  | 3314.5964
Water and Wastewater | 51.8098 | 6.169% | Process Other Systems Optimization | 0.45606 | 0.44482 |  | 3312.6787 | 5.3333 |  | 108.3793
Water and Wastewater | 51.8098 | 27.36% | Plant Energy Management | 0.31597 | 0.3089 |  | 2315.9624 | 10.5 |  | 53.6801
Water and Wastewater | 51.8098 | 39.77% | Process Heat System Optimization | 0.016581 | 0.016172 |  | 120.4404 | 2 |  | 37.3068
Water and Wastewater | 51.8098 | 4.708% | Process Heat Improved Controls | 0.026231 | 0.025585 |  | 190.5348 | 15 |  | 183.492
Water and Wastewater | 51.8098 | 1.786% | Process Refrig System Optimization | 0.89074 | 0.86878 |  | 6470.0002 | 4.6667 |  | 731.0431
Water and Wastewater | 51.8098 | 0.487% | Process Refrig Controls | 0.28983 | 0.28268 |  | 2105.2056 | 15 |  | 139.6375
Water and Wastewater | 51.8098 | 21% | Process Refrig Equipment Upgrade | 0.078942 | 0.076995 |  | 573.4031 | 10 |  | 118.5269
Water and Wastewater | 51.8098 | 5.032% | Pump System Optimization | 0.11837 | 0.11525 |  | 879.0549 | 10 |  | 58.3327
Water and Wastewater | 51.8098 | 33.99% | Pump Improved Controls | 0.010684 | 0.010402 |  | 79.3402 | 15 |  | 5.0622
Water and Wastewater | 51.8098 | 53.47% | Motor Optimization | 0.026996 | 0.026283 |  | 200.4768 | 10 |  | 91.4317
Water and Wastewater | 51.8098 | 0.6494% | Motor Improved Controls | 0.1552 | 0.1511 |  | 1152.5025 | 15 |  | 119.5222
Water and Wastewater | 51.8098 | 54.55% | Pump Equipment Upgrade | 0.11916 | 0.11601 |  | 884.8523 | 15 |  | 117.8223
Water and Wastewater | 51.8098 | 21% | Motor Equipment Upgrades | 0.03363 | 0.032742 |  | 249.7411 | 10 |  | 41.6324
Water and Wastewater | 51.8098 | 1.461% | Fan System Optimization | 1.068 | 1.0398 |  | 7931.2334 | 10 |  | 280.1056
Water and Wastewater | 51.8098 | 1.948% | Fan Improved Controls | 1.1288 | 1.099 |  | 8382.3634 | 15 |  | 279.3793
Water and Wastewater | 51.8098 | 21% | Fan Equipment Upgrades | 0.039659 | 0.038612 |  | 294.5135 | 15 |  | 53.7182
Water and Wastewater | 51.8098 | 30% | Lighting Controls | 0.024879 | 0.024183 |  | 174.3018 | 10 |  | 24.3877
Water and Wastewater | 51.8098 | 25% | Efficient Lighting - Other Interior Lighting | 0.17594 | 0.17102 |  | 1232.6003 | 14.4667 |  | 491.0347
Water and Wastewater | 51.8098 | 20% | Efficient Lighting - High Bay | 0.15901 | 0.15456 |  | 1113.9854 | 13.6667 |  | 240.4642
Water and Wastewater | 51.8098 | 1.786% | HVAC Recommissioning | 1.299 | 1.2675 |  | 9118.9073 | 10 |  | 2106.7351
Water and Wastewater | 51.8098 | 14.29% | HVAC Improved Controls | 0.11444 | 0.11166 |  | 803.3351 | 15 |  | 40.5593
Water and Wastewater | 51.8098 | 43.18% | Building Envelope Improvements | 0.033081 | 0.032279 |  | 232.2248 | 15 |  | 33.5325
Water and Wastewater | 51.8098 | 16.72% | HVAC Equipment Upgrades | 0.066949 | 0.065325 |  | 469.9707 | 18 |  | 64.5317
Water and Wastewater | 51.8098 | 30% | Lighting Controls - Exterior | 0 | 0 |  | 23.7289 | 10 |  | 3.3201
Water and Wastewater | 51.8098 | 15.29% | Efficient Lighting - Exterior | 0 | 0 |  | 133.8751 | 13.6 |  | 15.315
Water and Wastewater | 51.8098 | 25.94% | Compressed Air System Optimization | 0.055754 | 0.054282 |  | 414.0329 | 10 |  | 22.3453
Water and Wastewater | 51.8098 | 13.31% | Compressed Air Controls | 0.048583 | 0.0473 |  | 360.7789 | 12.5 |  | 19.9531
Water and Wastewater | 51.8098 | 13.15% | Compressed Air Equipment | 0.09082 | 0.088421 |  | 674.4357 | 15 |  | 69.8334

## DEF_Econ_RES_TRC
Scenario | Segment | EndUse | EquipType | CE Test | Vintage | Measure Code | Name | Description | Type | Measure Life | Competition Group | Applicability | Adoption Curve | Energy Savings % | 2020 Energy Savings | 2020 Summer Peak Savings | 2020 Winter Peak Savings
Econ | Single Family | Domestic Hot Water | Solar | TRC | New | NN572 | Thermostatic Shower Restriction Valve | Thermostatic Shower Restriction Valve | NonEquip | 10 |  | 12.19% | Tech/Econ | 4.798% | 273.8032 | 0.024662 | 0.053087
Econ | Single Family | Domestic Hot Water | Solar | TRC | Existing | NE569 | Thermostatic Shower Restriction Valve | Thermostatic Shower Restriction Valve | NonEquip | 10 |  | 2.11% | Tech/Econ | 4.798% | 2877.8586 | 0.25921 | 0.55798
Econ | Single Family | Space Heating | Room heating | TRC | New | NN854 | Spray Foam Insulation(Base R2) | Spray Foam Insulation(Base R2) | NonEquip | 20 |  | 0% | Tech/Econ | 33.29% | 0 | 0 | 0
Econ | Single Family | Space Heating | Room heating | TRC | New | NN764 | Home Energy Management System | Home Energy Management System | NonEquip | 11 |  | 0.95% | Tech/Econ | 15% | 949.9512 | 0 | 0.99699
Econ | Single Family | Space Heating | Room heating | TRC | New | NN638 | Ceiling Insulation(R2 to R38) | Ceiling Insulation(R2 to R38) | NonEquip | 20 |  | 0% | Tech/Econ | 34.48% | 0 | 0 | 0
Econ | Single Family | Space Heating | Room heating | TRC | New | NN626 | Ceiling Insulation(R19 to R38) | Ceiling Insulation(R19 to R38) | NonEquip | 20 |  | 0% | Tech/Econ | 6.429% | 0 | 0 | 0
Econ | Single Family | Space Heating | Room heating | TRC | New | NN614 | Ceiling Insulation(R12 to R38) | Ceiling Insulation(R12 to R38) | NonEquip | 20 |  | 0% | Tech/Econ | 11.98% | 0 | 0 | 0
Econ | Single Family | Space Heating | Room heating | TRC | Existing | NE893 | Wall Insulation | Wall Insulation | NonEquip | 20 |  | 4.5% | Tech/Econ | 27.09% | 444068.654 | 0 | 368.1158
Econ | Single Family | Space Heating | Room heating | TRC | Existing | NE851 | Spray Foam Insulation(Base R2) | Spray Foam Insulation(Base R2) | NonEquip | 20 |  | 0% | Tech/Econ | 33.29% | 0 | 0 | 0
Econ | Single Family | Space Heating | Room heating | TRC | Existing | NE761 | Home Energy Management System | Home Energy Management System | NonEquip | 11 |  | 0.95% | Tech/Econ | 15% | 52204.4786 | 0 | 54.7895
Econ | Single Family | Space Heating | Room heating | TRC | Existing | NE719 | Energy Star Windows | Energy Star Windows | NonEquip | 20 |  | 19% | Tech/Econ | 3.196% | 228154.8896 | 0 | 916.1065
Econ | Single Family | Space Heating | Room heating | TRC | Existing | NE683 | Duct Repair | Duct Repair | NonEquip | 11 |  | 14.08% | Tech/Econ | 12% | 645831.7449 | 0 | 964.8212
Econ | Single Family | Space Heating | Room heating | TRC | Existing | NE635 | Ceiling Insulation(R2 to R38) | Ceiling Insulation(R2 to R38) | NonEquip | 20 |  | 16.25% | Tech/Econ | 34.48% | 2268620.916 | 0 | 3109.1196
Econ | Single Family | Space Heating | Room heating | TRC | Existing | NE623 | Ceiling Insulation(R19 to R38) | Ceiling Insulation(R19 to R38) | NonEquip | 20 |  | 6.361% | Tech/Econ | 6.429% | 149604.9462 | 0 | 200.4688
Econ | Single Family | Space Heating | Room heating | TRC | Existing | NE611 | Ceiling Insulation(R12 to R38) | Ceiling Insulation(R12 to R38) | NonEquip | 20 |  | 15.79% | Tech/Econ | 11.98% | 706187.7933 | 0 | 954.8273
Econ | Single Family | Space Heating | Room heating | TRC | Existing | NE605 | Air Sealing-Infiltration Control | Air Sealing-Infiltration Control | NonEquip | 11 |  | 20.8% | Tech/Econ | 9% | 673711.1569 | 0 | 1006.4708
Econ | Single Family | Space Cooling | Room AC | TRC | New | NN860 | Spray Foam Insulation(Base R2) | Spray Foam Insulation(Base R2) | NonEquip | 20 |  | 0% | Tech/Econ | 34.78% | 0 | 0 | 0
Econ | Single Family | Space Cooling | Room AC | TRC | New | NN758 | Home Energy Management System | Home Energy Management System | NonEquip | 11 |  | 0.95% | Tech/Econ | 7.12% | 260.0497 | 0.29825 | 0
Econ | Single Family | Space Cooling | Room AC | TRC | New | NN644 | Ceiling Insulation(R2 to R38) | Ceiling Insulation(R2 to R38) | NonEquip | 20 |  | 0% | Tech/Econ | 29.55% | 0 | 0 | 0
Econ | Single Family | Space Cooling | Room AC | TRC | New | NN632 | Ceiling Insulation(R19 to R38) | Ceiling Insulation(R19 to R38) | NonEquip | 20 |  | 0% | Tech/Econ | 5.005% | 0 | 0 | 0
Econ | Single Family | Space Cooling | Room AC | TRC | New | NN620 | Ceiling Insulation(R12 to R38) | Ceiling Insulation(R12 to R38) | NonEquip | 20 |  | 0% | Tech/Econ | 9.56% | 0 | 0 | 0
Econ | Single Family | Space Cooling | Room AC | TRC | Existing | NE887 | Wall Insulation | Wall Insulation | NonEquip | 20 |  | 4.5% | Tech/Econ | 5.498% | 51755.5488 | 104.0178 | 0
Econ | Single Family | Space Cooling | Room AC | TRC | Existing | NE857 | Spray Foam Insulation(Base R2) | Spray Foam Insulation(Base R2) | NonEquip | 20 |  | 0% | Tech/Econ | 34.78% | 0 | 0 | 0
Econ | Single Family | Space Cooling | Room AC | TRC | Existing | NE755 | Home Energy Management System | Home Energy Management System | NonEquip | 11 |  | 0.95% | Tech/Econ | 7.12% | 14205.0413 | 16.2916 | 0
Econ | Single Family | Space Cooling | Room AC | TRC | Existing | NE713 | Energy Star Windows | Energy Star Windows | NonEquip | 20 |  | 19% | Tech/Econ | 12.72% | 528216.6144 | 276.3804 | 0
Econ | Single Family | Space Cooling | Room AC | TRC | Existing | NE677 | Duct Repair | Duct Repair | NonEquip | 11 |  | 14.08% | Tech/Econ | 12% | 375630.6035 | 291.0772 | 0
Econ | Single Family | Space Cooling | Room AC | TRC | Existing | NE641 | Ceiling Insulation(R2 to R38) | Ceiling Insulation(R2 to R38) | NonEquip | 20 |  | 16.25% | Tech/Econ | 29.55% | 1121058.955 | 933.082 | 0
Econ | Single Family | Space Cooling | Room AC | TRC | Existing | NE629 | Ceiling Insulation(R19 to R38) | Ceiling Insulation(R19 to R38) | NonEquip | 20 |  | 6.361% | Tech/Econ | 5.005% | 66804.8034 | 56.7618 | 0
Econ | Single Family | Space Cooling | Room AC | TRC | Existing | NE617 | Ceiling Insulation(R12 to R38) | Ceiling Insulation(R12 to R38) | NonEquip | 20 |  | 15.79% | Tech/Econ | 9.56% | 321867.7645 | 271.208 | 0
Econ | Single Family | Space Cooling | Room AC | TRC | Existing | NE599 | Air Sealing-Infiltration Control | Air Sealing-Infiltration Control | NonEquip | 11 |  | 20.8% | Tech/Econ | 9% | 390652.3796 | 302.7176 | 0
Econ | Single Family | Cooking | Range | TRC | Turnover | ET65 | High Efficiency Induction Cooktop | High Efficiency Induction Cooktop | Equip | 10 | Range | 77.95% | Tech/Econ | 18.82% | 19881590.04 | 8186.7779 | 1364.463
Econ | Single Family | Cooking | Range | TRC | New | EN71 | High Efficiency Induction Cooktop | High Efficiency Induction Cooktop | Equip | 10 | Range | 77.95% | Tech/Econ | 18.82% | 327385.4016 | 134.8097 | 22.4683
Econ | Single Family | Miscellaneous | Pool pump | TRC | Turnover | ET524 | Variable Speed Pool Pump | Variable Speed Pool Pump | Equip | 10 | Pool pump | 0% | Tech/Econ | 72.2% | 0 | 0 | 0
Econ | Single Family | Miscellaneous | Pool pump | TRC | Turnover | ET515 | Two Speed Pool Pump | Two Speed Pool Pump | Equip | 10 | Pool pump | 57% | Tech/Econ | 23.9% | 62083305.42 | 9284.2162 | 10459.6905
Econ | Single Family | Miscellaneous | Pool pump | TRC | New | EN530 | Variable Speed Pool Pump | Variable Speed Pool Pump | Equip | 10 | Pool pump | 0% | Tech/Econ | 72.2% | 0 | 0 | 0
Econ | Single Family | Miscellaneous | Pool pump | TRC | New | EN521 | Two Speed Pool Pump | Two Speed Pool Pump | Equip | 10 | Pool pump | 57% | Tech/Econ | 23.9% | 1022310.983 | 152.881 | 172.2372
Econ | Single Family | Domestic Hot Water | Point-of-use | TRC | New | NN572 | Thermostatic Shower Restriction Valve | Thermostatic Shower Restriction Valve | NonEquip | 10 |  | 12.19% | Tech/Econ | 4.798% | 427.8282 | 0.038535 | 0.08295
Econ | Single Family | Domestic Hot Water | Point-of-use | TRC | Existing | NE569 | Thermostatic Shower Restriction Valve | Thermostatic Shower Restriction Valve | NonEquip | 10 |  | 2.11% | Tech/Econ | 4.798% | 4496.7669 | 0.40503 | 0.87186
Econ | Single Family | Lighting | Interior specialty | TRC | Turnover | ET434 | LED Specialty Lamps-5W Chandelier | LED Specialty Lamps-5W Chandelier | Equip | 10 | Interior specialty | 50% | Tech/Econ | 58.33% | 8287449.617 | 728.9744 | 765.3782
Econ | Single Family | Lighting | Interior specialty | TRC | New | EN440 | LED Specialty Lamps-5W Chandelier | LED Specialty Lamps-5W Chandelier | Equip | 10 | Interior specialty | 50% | Tech/Econ | 58.33% | 136467.4566 | 12.0038 | 12.6033
Econ | Single Family | Lighting | Interior screw-in | TRC | Turnover | ET416 | LED - 9W Flood | LED - 9W Flood | Equip | 10 | Interior screw-in | 50% | Tech/Econ | 53.85% | 215269363.8 | 18935.3621 | 19880.9616
Econ | Single Family | Lighting | Interior screw-in | TRC | Turnover | ET380 | CFL-13W | CFL-13W | Equip | 7.8 | Interior screw-in | 50% | Tech/Econ | 27.78% | 81153133.31 | 7138.331 | 7494.807
Econ | Single Family | Lighting | Interior screw-in | TRC | New | EN422 | LED - 9W Flood | LED - 9W Flood | Equip | 10 | Interior screw-in | 50% | Tech/Econ | 53.85% | 3544789.275 | 311.8041 | 327.3751
Econ | Single Family | Lighting | Interior screw-in | TRC | New | EN386 | CFL-13W | CFL-13W | Equip | 7.8 | Interior screw-in | 50% | Tech/Econ | 27.78% | 1336329.29 | 117.5452 | 123.4152
Econ | Single Family | Space Heating | Heat pump-heating | TRC | New | NN854 | Spray Foam Insulation(Base R2) | Spray Foam Insulation(Base R2) | NonEquip | 20 |  | 0% | Tech/Econ | 33.29% | 0 | 0 | 0
Econ | Single Family | Space Heating | Heat pump-heating | TRC | New | NN764 | Home Energy Management System | Home Energy Management System | NonEquip | 11 |  | 0.95% | Tech/Econ | 15% | 12596.4955 | 0 | 13.2202
Econ | Single Family | Space Heating | Heat pump-heating | TRC | New | NN638 | Ceiling Insulation(R2 to R38) | Ceiling Insulation(R2 to R38) | NonEquip | 20 |  | 0% | Tech/Econ | 34.48% | 0 | 0 | 0
Econ | Single Family | Space Heating | Heat pump-heating | TRC | New | NN626 | Ceiling Insulation(R19 to R38) | Ceiling Insulation(R19 to R38) | NonEquip | 20 |  | 0% | Tech/Econ | 6.429% | 0 | 0 | 0
Econ | Single Family | Space Heating | Heat pump-heating | TRC | New | NN614 | Ceiling Insulation(R12 to R38) | Ceiling Insulation(R12 to R38) | NonEquip | 20 |  | 0% | Tech/Econ | 11.98% | 0 | 0 | 0
Econ | Single Family | Space Heating | Heat pump-heating | TRC | Existing | NE893 | Wall Insulation | Wall Insulation | NonEquip | 20 |  | 4.5% | Tech/Econ | 27.09% | 5765799.369 | 0 | 4779.6253
Econ | Single Family | Space Heating | Heat pump-heating | TRC | Existing | NE851 | Spray Foam Insulation(Base R2) | Spray Foam Insulation(Base R2) | NonEquip | 20 |  | 0% | Tech/Econ | 33.29% | 0 | 0 | 0
Econ | Single Family | Space Heating | Heat pump-heating | TRC | Existing | NE761 | Home Energy Management System | Home Energy Management System | NonEquip | 11 |  | 0.95% | Tech/Econ | 15% | 692239.2214 | 0 | 726.5169
Econ | Single Family | Space Heating | Heat pump-heating | TRC | Existing | NE719 | Energy Star Windows | Energy Star Windows | NonEquip | 20 |  | 19% | Tech/Econ | 3.196% | 3965768.597 | 0 | 15923.6846
Econ | Single Family | Space Heating | Heat pump-heating | TRC | Existing | NE683 | Duct Repair | Duct Repair | NonEquip | 11 |  | 14.08% | Tech/Econ | 12% | 11225791.64 | 0 | 16770.4379
Econ | Single Family | Space Heating | Heat pump-heating | TRC | Existing | NE635 | Ceiling Insulation(R2 to R38) | Ceiling Insulation(R2 to R38) | NonEquip | 20 |  | 16.25% | Tech/Econ | 34.48% | 39432972.95 | 0 | 54042.4488
Econ | Single Family | Space Heating | Heat pump-heating | TRC | Existing | NE623 | Ceiling Insulation(R19 to R38) | Ceiling Insulation(R19 to R38) | NonEquip | 20 |  | 6.361% | Tech/Econ | 6.429% | 1942474.653 | 0 | 2602.892
Econ | Single Family | Space Heating | Heat pump-heating | TRC | Existing | NE611 | Ceiling Insulation(R12 to R38) | Ceiling Insulation(R12 to R38) | NonEquip | 20 |  | 15.79% | Tech/Econ | 11.98% | 9364156.12 | 0 | 12661.1534
Econ | Single Family | Space Heating | Heat pump-heating | TRC | Existing | NE605 | Air Sealing-Infiltration Control | Air Sealing-Infiltration Control | NonEquip | 11 |  | 20.8% | Tech/Econ | 9% | 8747483.814 | 0 | 13068.0436
Econ | Single Family | Space Heating | Heat pump-heating | TRC | Turnover | ET173 | 15 SEER Air Source Heat Pump | 15 SEER Air Source Heat Pump | Equip | 15 | Heat pump-heating | 59% | Tech/Econ | 3.529% | 10101279.12 | 0 | 90275.8654
Econ | Single Family | Space Heating | Heat pump-heating | TRC | Turnover | ET155 | 14 SEER ASHP from base electric resistance heating | 14 SEER ASHP from base electric resistance heating | Equip | 15 | Heat pump-heating | 40.59% | Tech/Econ | 58.41% | 153910402 | 0 | 99730.1309
Econ | Single Family | Space Heating | Heat pump-heating | TRC | New | EN179 | 15 SEER Air Source Heat Pump | 15 SEER Air Source Heat Pump | Equip | 15 | Heat pump-heating | 59% | Tech/Econ | 3.529% | 183810.3241 | 0 | 1642.7262
Econ | Single Family | Space Heating | Heat pump-heating | TRC | New | EN161 | 14 SEER ASHP from base electric resistance heating | 14 SEER ASHP from base electric resistance heating | Equip | 15 | Heat pump-heating | 40.59% | Tech/Econ | 58.41% | 2747701.253 | 0 | 1780.4424
Econ | Single Family | Space Cooling | Heat pump-cooling | TRC | New | NN860 | Spray Foam Insulation(Base R2) | Spray Foam Insulation(Base R2) | NonEquip | 20 |  | 0% | Tech/Econ | 34.78% | 0 | 0 | 0
Econ | Single Family | Space Cooling | Heat pump-cooling | TRC | New | NN758 | Home Energy Management System | Home Energy Management System | NonEquip | 11 |  | 0.95% | Tech/Econ | 7.12% | 42017.0309 | 48.1888 | 0
Econ | Single Family | Space Cooling | Heat pump-cooling | TRC | New | NN644 | Ceiling Insulation(R2 to R38) | Ceiling Insulation(R2 to R38) | NonEquip | 20 |  | 0% | Tech/Econ | 29.55% | 0 | 0 | 0
Econ | Single Family | Space Cooling | Heat pump-cooling | TRC | New | NN632 | Ceiling Insulation(R19 to R38) | Ceiling Insulation(R19 to R38) | NonEquip | 20 |  | 0% | Tech/Econ | 5.005% | 0 | 0 | 0
Econ | Single Family | Space Cooling | Heat pump-cooling | TRC | New | NN620 | Ceiling Insulation(R12 to R38) | Ceiling Insulation(R12 to R38) | NonEquip | 20 |  | 0% | Tech/Econ | 9.56% | 0 | 0 | 0
Econ | Single Family | Space Cooling | Heat pump-cooling | TRC | Existing | NE887 | Wall Insulation | Wall Insulation | NonEquip | 20 |  | 4.5% | Tech/Econ | 5.498% | 8033387.092 | 16145.4245 | 0
Econ | Single Family | Space Cooling | Heat pump-cooling | TRC | Existing | NE857 | Spray Foam Insulation(Base R2) | Spray Foam Insulation(Base R2) | NonEquip | 20 |  | 0% | Tech/Econ | 34.78% | 0 | 0 | 0
Econ | Single Family | Space Cooling | Heat pump-cooling | TRC | Existing | NE755 | Home Energy Management System | Home Energy Management System | NonEquip | 11 |  | 0.95% | Tech/Econ | 7.12% | 2295152.546 | 2632.2801 | 0
Econ | Single Family | Space Cooling | Heat pump-cooling | TRC | Existing | NE713 | Energy Star Windows | Energy Star Windows | NonEquip | 20 |  | 19% | Tech/Econ | 12.72% | 85345595.19 | 44655.6421 | 0
Econ | Single Family | Space Cooling | Heat pump-cooling | TRC | Existing | NE677 | Duct Repair | Duct Repair | NonEquip | 11 |  | 14.08% | Tech/Econ | 12% | 60691800.59 | 47030.2385 | 0
Econ | Single Family | Space Cooling | Heat pump-cooling | TRC | Existing | NE641 | Ceiling Insulation(R2 to R38) | Ceiling Insulation(R2 to R38) | NonEquip | 20 |  | 16.25% | Tech/Econ | 29.55% | 181132969.2 | 150760.9538 | 0
Econ | Single Family | Space Cooling | Heat pump-cooling | TRC | Existing | NE629 | Ceiling Insulation(R19 to R38) | Ceiling Insulation(R19 to R38) | NonEquip | 20 |  | 6.361% | Tech/Econ | 5.005% | 10369300.64 | 8810.4536 | 0
Econ | Single Family | Space Cooling | Heat pump-cooling | TRC | Existing | NE617 | Ceiling Insulation(R12 to R38) | Ceiling Insulation(R12 to R38) | NonEquip | 20 |  | 15.79% | Tech/Econ | 9.56% | 52005172.09 | 43819.9095 | 0
Econ | Single Family | Space Cooling | Heat pump-cooling | TRC | Existing | NE599 | Air Sealing-Infiltration Control | Air Sealing-Infiltration Control | NonEquip | 11 |  | 20.8% | Tech/Econ | 9% | 60636238.13 | 46987.1831 | 0
Econ | Single Family | Space Cooling | Heat pump-cooling | TRC | Turnover | ET164 | 15 SEER Air Source Heat Pump | 15 SEER Air Source Heat Pump | Equip | 15 | Heat pump-cooling | 59% | Tech/Econ | 6.667% | 133375129.2 | 63099.335 | 0
Econ | Single Family | Space Cooling | Heat pump-cooling | TRC | Turnover | ET146 | 14 SEER ASHP from base electric resistance heating | 14 SEER ASHP from base electric resistance heating | Equip | 15 | Heat pump-cooling | 40.59% | Tech/Econ | 0% | 0.03542 | 0 | 0
Econ | Single Family | Space Cooling | Heat pump-cooling | TRC | New | EN170 | 15 SEER Air Source Heat Pump | 15 SEER Air Source Heat Pump | Equip | 15 | Heat pump-cooling | 59% | Tech/Econ | 6.667% | 2441679.506 | 1155.1505 | 0
Econ | Single Family | Space Cooling | Heat pump-cooling | TRC | New | EN152 | 14 SEER ASHP from base electric resistance heating | 14 SEER ASHP from base electric resistance heating | Equip | 15 | Heat pump-cooling | 40.59% | Tech/Econ | 0% | 0 | 0 | 0
Econ | Single Family | Domestic Hot Water | Heat pump water heater | TRC | New | NN572 | Thermostatic Shower Restriction Valve | Thermostatic Shower Restriction Valve | NonEquip | 10 |  | 12.19% | Tech/Econ | 4.798% | 160.4828 | 0.014455 | 0.031115
Econ | Single Family | Domestic Hot Water | Heat pump water heater | TRC | Existing | NE569 | Thermostatic Shower Restriction Valve | Thermostatic Shower Restriction Valve | NonEquip | 10 |  | 2.11% | Tech/Econ | 4.798% | 1686.784 | 0.15193 | 0.32704
Econ | Single Family | Domestic Hot Water | Conventional Tank | TRC | New | NN572 | Thermostatic Shower Restriction Valve | Thermostatic Shower Restriction Valve | NonEquip | 10 |  | 12.19% | Tech/Econ | 4.798% | 138544.6588 | 12.4788 | 26.8619
Econ | Single Family | Domestic Hot Water | Conventional Tank | TRC | Existing | NE569 | Thermostatic Shower Restriction Valve | Thermostatic Shower Restriction Valve | NonEquip | 10 |  | 2.11% | Tech/Econ | 4.798% | 1456199.1 | 131.1611 | 282.3374
Econ | Single Family | Space Heating | Central forced air | TRC | New | NN854 | Spray Foam Insulation(Base R2) | Spray Foam Insulation(Base R2) | NonEquip | 20 |  | 0% | Tech/Econ | 33.29% | 0 | 0 | 0
Econ | Single Family | Space Heating | Central forced air | TRC | New | NN764 | Home Energy Management System | Home Energy Management System | NonEquip | 11 |  | 0.95% | Tech/Econ | 15% | 7252.47 | 0 | 7.6116
Econ | Single Family | Space Heating | Central forced air | TRC | New | NN638 | Ceiling Insulation(R2 to R38) | Ceiling Insulation(R2 to R38) | NonEquip | 20 |  | 0% | Tech/Econ | 34.48% | 0 | 0 | 0
Econ | Single Family | Space Heating | Central forced air | TRC | New | NN626 | Ceiling Insulation(R19 to R38) | Ceiling Insulation(R19 to R38) | NonEquip | 20 |  | 0% | Tech/Econ | 6.429% | 0 | 0 | 0
Econ | Single Family | Space Heating | Central forced air | TRC | New | NN614 | Ceiling Insulation(R12 to R38) | Ceiling Insulation(R12 to R38) | NonEquip | 20 |  | 0% | Tech/Econ | 11.98% | 0 | 0 | 0
Econ | Single Family | Space Heating | Central forced air | TRC | Existing | NE893 | Wall Insulation | Wall Insulation | NonEquip | 20 |  | 4.5% | Tech/Econ | 27.09% | 3390273.697 | 0 | 2810.4062
Econ | Single Family | Space Heating | Central forced air | TRC | Existing | NE851 | Spray Foam Insulation(Base R2) | Spray Foam Insulation(Base R2) | NonEquip | 20 |  | 0% | Tech/Econ | 33.29% | 0 | 0 | 0
Econ | Single Family | Space Heating | Central forced air | TRC | Existing | NE761 | Home Energy Management System | Home Energy Management System | NonEquip | 11 |  | 0.95% | Tech/Econ | 15% | 398558.8022 | 0 | 418.2943
Econ | Single Family | Space Heating | Central forced air | TRC | Existing | NE719 | Energy Star Windows | Energy Star Windows | NonEquip | 20 |  | 19% | Tech/Econ | 3.196% | 1741864.719 | 0 | 6994.0804
Econ | Single Family | Space Heating | Central forced air | TRC | Existing | NE683 | Duct Repair | Duct Repair | NonEquip | 11 |  | 14.08% | Tech/Econ | 12% | 4930648.353 | 0 | 7365.9956
Econ | Single Family | Space Heating | Central forced air | TRC | Existing | NE635 | Ceiling Insulation(R2 to R38) | Ceiling Insulation(R2 to R38) | NonEquip | 20 |  | 16.25% | Tech/Econ | 34.48% | 17319947.61 | 0 | 23736.7947
Econ | Single Family | Space Heating | Central forced air | TRC | Existing | NE623 | Ceiling Insulation(R19 to R38) | Ceiling Insulation(R19 to R38) | NonEquip | 20 |  | 6.361% | Tech/Econ | 6.429% | 1142169.594 | 0 | 1530.4931
Econ | Single Family | Space Heating | Central forced air | TRC | Existing | NE611 | Ceiling Insulation(R12 to R38) | Ceiling Insulation(R12 to R38) | NonEquip | 20 |  | 15.79% | Tech/Econ | 11.98% | 5391440.894 | 0 | 7289.697
Econ | Single Family | Space Heating | Central forced air | TRC | Existing | NE605 | Air Sealing-Infiltration Control | Air Sealing-Infiltration Control | NonEquip | 11 |  | 20.8% | Tech/Econ | 9% | 5143495.705 | 0 | 7683.9726
Econ | Single Family | Space Cooling | CAC | TRC | New | NN860 | Spray Foam Insulation(Base R2) | Spray Foam Insulation(Base R2) | NonEquip | 20 |  | 0% | Tech/Econ | 34.78% | 0 | 0 | 0
Econ | Single Family | Space Cooling | CAC | TRC | New | NN758 | Home Energy Management System | Home Energy Management System | NonEquip | 11 |  | 0.95% | Tech/Econ | 7.12% | 9486.0915 | 10.8795 | 0
Econ | Single Family | Space Cooling | CAC | TRC | New | NN644 | Ceiling Insulation(R2 to R38) | Ceiling Insulation(R2 to R38) | NonEquip | 20 |  | 0% | Tech/Econ | 29.55% | 0 | 0 | 0
Econ | Single Family | Space Cooling | CAC | TRC | New | NN632 | Ceiling Insulation(R19 to R38) | Ceiling Insulation(R19 to R38) | NonEquip | 20 |  | 0% | Tech/Econ | 5.005% | 0 | 0 | 0
Econ | Single Family | Space Cooling | CAC | TRC | New | NN620 | Ceiling Insulation(R12 to R38) | Ceiling Insulation(R12 to R38) | NonEquip | 20 |  | 0% | Tech/Econ | 9.56% | 0 | 0 | 0
Econ | Single Family | Space Cooling | CAC | TRC | Existing | NE887 | Wall Insulation | Wall Insulation | NonEquip | 20 |  | 4.5% | Tech/Econ | 5.498% | 1789766.025 | 3597.0546 | 0
Econ | Single Family | Space Cooling | CAC | TRC | Existing | NE857 | Spray Foam Insulation(Base R2) | Spray Foam Insulation(Base R2) | NonEquip | 20 |  | 0% | Tech/Econ | 34.78% | 0 | 0 | 0
Econ | Single Family | Space Cooling | CAC | TRC | Existing | NE755 | Home Energy Management System | Home Energy Management System | NonEquip | 11 |  | 0.95% | Tech/Econ | 7.12% | 518171.4803 | 594.284 | 0
Econ | Single Family | Space Cooling | CAC | TRC | Existing | NE713 | Energy Star Windows | Energy Star Windows | NonEquip | 20 |  | 19% | Tech/Econ | 12.72% | 19268285.01 | 10081.8049 | 0
Econ | Single Family | Space Cooling | CAC | TRC | Existing | NE677 | Duct Repair | Duct Repair | NonEquip | 11 |  | 14.08% | Tech/Econ | 12% | 13702252.69 | 10617.9122 | 0
Econ | Single Family | Space Cooling | CAC | TRC | Existing | NE641 | Ceiling Insulation(R2 to R38) | Ceiling Insulation(R2 to R38) | NonEquip | 20 |  | 16.25% | Tech/Econ | 29.55% | 40893987.18 | 34036.9649 | 0
Econ | Single Family | Space Cooling | CAC | TRC | Existing | NE629 | Ceiling Insulation(R19 to R38) | Ceiling Insulation(R19 to R38) | NonEquip | 20 |  | 6.361% | Tech/Econ | 5.005% | 2310186.448 | 1962.8894 | 0
Econ | Single Family | Space Cooling | CAC | TRC | Existing | NE617 | Ceiling Insulation(R12 to R38) | Ceiling Insulation(R12 to R38) | NonEquip | 20 |  | 15.79% | Tech/Econ | 9.56% | 11741091.92 | 9893.1234 | 0
Econ | Single Family | Space Cooling | CAC | TRC | Existing | NE599 | Air Sealing-Infiltration Control | Air Sealing-Infiltration Control | NonEquip | 11 |  | 20.8% | Tech/Econ | 9% | 13509205.73 | 10468.3196 | 0
Econ | Single Family | Space Cooling | CAC | TRC | Turnover | ET209 | 16 SEER Central AC | 16 SEER Central AC | Equip | 15 | CAC | 0% | Tech/Econ | 12.5% | 0 | 0 | 0
Econ | Single Family | Space Cooling | CAC | TRC | Turnover | ET182 | 15 SEER Central AC | 15 SEER Central AC | Equip | 15 | CAC | 78% | Tech/Econ | 6.667% | 39808828.37 | 20356.9204 | 0
Econ | Single Family | Space Cooling | CAC | TRC | New | EN215 | 16 SEER Central AC | 16 SEER Central AC | Equip | 15 | CAC | 0% | Tech/Econ | 12.5% | 0 | 0 | 0
Econ | Single Family | Space Cooling | CAC | TRC | New | EN188 | 15 SEER Central AC | 15 SEER Central AC | Equip | 15 | CAC | 78% | Tech/Econ | 6.667% | 728774.5521 | 372.6712 | 0
Econ | Single Family | Space Heating | Baseboards | TRC | New | NN854 | Spray Foam Insulation(Base R2) | Spray Foam Insulation(Base R2) | NonEquip | 20 |  | 0% | Tech/Econ | 33.29% | 0 | 0 | 0
Econ | Single Family | Space Heating | Baseboards | TRC | New | NN764 | Home Energy Management System | Home Energy Management System | NonEquip | 11 |  | 0.95% | Tech/Econ | 15% | 8.792 | 0 | 0.0092274
Econ | Single Family | Space Heating | Baseboards | TRC | New | NN638 | Ceiling Insulation(R2 to R38) | Ceiling Insulation(R2 to R38) | NonEquip | 20 |  | 0% | Tech/Econ | 34.48% | 0 | 0 | 0
Econ | Single Family | Space Heating | Baseboards | TRC | New | NN626 | Ceiling Insulation(R19 to R38) | Ceiling Insulation(R19 to R38) | NonEquip | 20 |  | 0% | Tech/Econ | 6.429% | 0 | 0 | 0
Econ | Single Family | Space Heating | Baseboards | TRC | New | NN614 | Ceiling Insulation(R12 to R38) | Ceiling Insulation(R12 to R38) | NonEquip | 20 |  | 0% | Tech/Econ | 11.98% | 0 | 0 | 0
Econ | Single Family | Space Heating | Baseboards | TRC | Existing | NE893 | Wall Insulation | Wall Insulation | NonEquip | 20 |  | 4.5% | Tech/Econ | 27.09% | 4109.9647 | 0 | 3.407
Econ | Single Family | Space Heating | Baseboards | TRC | Existing | NE851 | Spray Foam Insulation(Base R2) | Spray Foam Insulation(Base R2) | NonEquip | 20 |  | 0% | Tech/Econ | 33.29% | 0 | 0 | 0
Econ | Single Family | Space Heating | Baseboards | TRC | Existing | NE761 | Home Energy Management System | Home Energy Management System | NonEquip | 11 |  | 0.95% | Tech/Econ | 15% | 483.1653 | 0 | 0.50709
Econ | Single Family | Space Heating | Baseboards | TRC | Existing | NE719 | Energy Star Windows | Energy Star Windows | NonEquip | 20 |  | 19% | Tech/Econ | 3.196% | 2111.6296 | 0 | 8.4788
Econ | Single Family | Space Heating | Baseboards | TRC | Existing | NE683 | Duct Repair | Duct Repair | NonEquip | 11 |  | 14.08% | Tech/Econ | 12% | 5977.3317 | 0 | 8.9297
Econ | Single Family | Space Heating | Baseboards | TRC | Existing | NE635 | Ceiling Insulation(R2 to R38) | Ceiling Insulation(R2 to R38) | NonEquip | 20 |  | 16.25% | Tech/Econ | 34.48% | 20996.6448 | 0 | 28.7757
Econ | Single Family | Space Heating | Baseboards | TRC | Existing | NE623 | Ceiling Insulation(R19 to R38) | Ceiling Insulation(R19 to R38) | NonEquip | 20 |  | 6.361% | Tech/Econ | 6.429% | 1384.6306 | 0 | 1.8554
Econ | Single Family | Space Heating | Baseboards | TRC | Existing | NE611 | Ceiling Insulation(R12 to R38) | Ceiling Insulation(R12 to R38) | NonEquip | 20 |  | 15.79% | Tech/Econ | 11.98% | 6535.9418 | 0 | 8.8372
Econ | Single Family | Space Heating | Baseboards | TRC | Existing | NE605 | Air Sealing-Infiltration Control | Air Sealing-Infiltration Control | NonEquip | 11 |  | 20.8% | Tech/Econ | 9% | 6235.3625 | 0 | 9.3151
Econ | Multi-Family | Domestic Hot Water | Solar | TRC | New | NN573 | Thermostatic Shower Restriction Valve | Thermostatic Shower Restriction Valve | NonEquip | 10 |  | 16% | Tech/Econ | 4.403% | 0 | 0 | 0
Econ | Multi-Family | Domestic Hot Water | Solar | TRC | Existing | NE570 | Thermostatic Shower Restriction Valve | Thermostatic Shower Restriction Valve | NonEquip | 10 |  | 36% | Tech/Econ | 4.403% | 0 | 0 | 0
Econ | Multi-Family | Space Heating | Room heating | TRC | New | NN765 | Home Energy Management System | Home Energy Management System | NonEquip | 11 |  | 2.908% | Tech/Econ | 15% | 825.2256 | 0 | 0.71989
Econ | Multi-Family | Space Heating | Room heating | TRC | New | NN639 | Ceiling Insulation(R2 to R38) | Ceiling Insulation(R2 to R38) | NonEquip | 20 |  | 0% | Tech/Econ | 48.5% | 0 | 0 | 0
Econ | Multi-Family | Space Heating | Room heating | TRC | New | NN615 | Ceiling Insulation(R12 to R38) | Ceiling Insulation(R12 to R38) | NonEquip | 20 |  | 0% | Tech/Econ | 19.75% | 0 | 0 | 0
Econ | Multi-Family | Space Heating | Room heating | TRC | Existing | NE762 | Home Energy Management System | Home Energy Management System | NonEquip | 11 |  | 2.908% | Tech/Econ | 15% | 39030.8155 | 0 | 34.0485
Econ | Multi-Family | Space Heating | Room heating | TRC | Existing | NE720 | Energy Star Windows | Energy Star Windows | NonEquip | 20 |  | 19% | Tech/Econ | 3.687% | 74139.5322 | 0 | 297.6912
Econ | Multi-Family | Space Heating | Room heating | TRC | Existing | NE684 | Duct Repair | Duct Repair | NonEquip | 11 |  | 65% | Tech/Econ | 12% | 819667.2221 | 0 | 918.5799
Econ | Multi-Family | Space Heating | Room heating | TRC | Existing | NE636 | Ceiling Insulation(R2 to R38) | Ceiling Insulation(R2 to R38) | NonEquip | 20 |  | 16.25% | Tech/Econ | 48.5% | 905570.9492 | 0 | 1305.5353
Econ | Multi-Family | Space Heating | Room heating | TRC | Existing | NE612 | Ceiling Insulation(R12 to R38) | Ceiling Insulation(R12 to R38) | NonEquip | 20 |  | 15.79% | Tech/Econ | 19.75% | 302173.7275 | 0 | 427.6493
Econ | Multi-Family | Space Heating | Room heating | TRC | Existing | NE606 | Air Sealing-Infiltration Control | Air Sealing-Infiltration Control | NonEquip | 11 |  | 52% | Tech/Econ | 9% | 439298.1769 | 0 | 492.3101
Econ | Multi-Family | Space Cooling | Room AC | TRC | New | NN759 | Home Energy Management System | Home Energy Management System | NonEquip | 11 |  | 2.908% | Tech/Econ | 7.12% | 1008.7401 | 1.7209 | 0
Econ | Multi-Family | Space Cooling | Room AC | TRC | New | NN645 | Ceiling Insulation(R2 to R38) | Ceiling Insulation(R2 to R38) | NonEquip | 20 |  | 0% | Tech/Econ | 36.07% | 0 | 0 | 0
Econ | Multi-Family | Space Cooling | Room AC | TRC | New | NN621 | Ceiling Insulation(R12 to R38) | Ceiling Insulation(R12 to R38) | NonEquip | 20 |  | 0% | Tech/Econ | 12.59% | 0 | 0 | 0
Econ | Multi-Family | Space Cooling | Room AC | TRC | Existing | NE756 | Home Energy Management System | Home Energy Management System | NonEquip | 11 |  | 2.908% | Tech/Econ | 7.12% | 47195.5699 | 80.5157 | 0
Econ | Multi-Family | Space Cooling | Room AC | TRC | Existing | NE714 | Energy Star Windows | Energy Star Windows | NonEquip | 20 |  | 19% | Tech/Econ | 26.27% | 1389927.941 | 727.2563 | 0
Econ | Multi-Family | Space Cooling | Room AC | TRC | Existing | NE678 | Duct Repair | Duct Repair | NonEquip | 11 |  | 65% | Tech/Econ | 12% | 2063962.094 | 2147.1299 | 0
Econ | Multi-Family | Space Cooling | Room AC | TRC | Existing | NE642 | Ceiling Insulation(R2 to R38) | Ceiling Insulation(R2 to R38) | NonEquip | 20 |  | 16.25% | Tech/Econ | 36.07% | 1734070.567 | 1382.1041 | 0
Econ | Multi-Family | Space Cooling | Room AC | TRC | Existing | NE618 | Ceiling Insulation(R12 to R38) | Ceiling Insulation(R12 to R38) | NonEquip | 20 |  | 15.79% | Tech/Econ | 12.59% | 484951.6629 | 392.5043 | 0
Econ | Multi-Family | Space Cooling | Room AC | TRC | Existing | NE600 | Air Sealing-Infiltration Control | Air Sealing-Infiltration Control | NonEquip | 11 |  | 52% | Tech/Econ | 9% | 1119088.094 | 1164.182 | 0
Econ | Multi-Family | Cooking | Range | TRC | Turnover | ET66 | High Efficiency Induction Cooktop | High Efficiency Induction Cooktop | Equip | 10 | Range | 80% | Tech/Econ | 18.82% | 6354920.496 | 2616.8089 | 436.1348
Econ | Multi-Family | Cooking | Range | TRC | New | EN72 | High Efficiency Induction Cooktop | High Efficiency Induction Cooktop | Equip | 10 | Range | 80% | Tech/Econ | 18.82% | 104644.96 | 43.0904 | 7.1817
Econ | Multi-Family | Miscellaneous | Pool pump | TRC | Turnover | ET525 | Variable Speed Pool Pump | Variable Speed Pool Pump | Equip | 10 | Pool pump | 0% | Tech/Econ | 72.2% | 0 | 0 | 0
Econ | Multi-Family | Miscellaneous | Pool pump | TRC | Turnover | ET516 | Two Speed Pool Pump | Two Speed Pool Pump | Equip | 10 | Pool pump | 57% | Tech/Econ | 23.9% | 0 | 0 | 0
Econ | Multi-Family | Miscellaneous | Pool pump | TRC | New | EN531 | Variable Speed Pool Pump | Variable Speed Pool Pump | Equip | 10 | Pool pump | 0% | Tech/Econ | 72.2% | 0 | 0 | 0
Econ | Multi-Family | Miscellaneous | Pool pump | TRC | New | EN522 | Two Speed Pool Pump | Two Speed Pool Pump | Equip | 10 | Pool pump | 57% | Tech/Econ | 23.9% | 0 | 0 | 0
Econ | Multi-Family | Domestic Hot Water | Point-of-use | TRC | New | NN573 | Thermostatic Shower Restriction Valve | Thermostatic Shower Restriction Valve | NonEquip | 10 |  | 16% | Tech/Econ | 4.403% | 0 | 0 | 0
Econ | Multi-Family | Domestic Hot Water | Point-of-use | TRC | Existing | NE570 | Thermostatic Shower Restriction Valve | Thermostatic Shower Restriction Valve | NonEquip | 10 |  | 36% | Tech/Econ | 4.403% | 0 | 0 | 0
Econ | Multi-Family | Lighting | Interior specialty | TRC | Turnover | ET435 | LED Specialty Lamps-5W Chandelier | LED Specialty Lamps-5W Chandelier | Equip | 10 | Interior specialty | 50% | Tech/Econ | 58.33% | 3787738.341 | 333.1742 | 349.8123
Econ | Multi-Family | Lighting | Interior specialty | TRC | New | EN441 | LED Specialty Lamps-5W Chandelier | LED Specialty Lamps-5W Chandelier | Equip | 10 | Interior specialty | 50% | Tech/Econ | 58.33% | 62371.7839 | 5.4863 | 5.7603
Econ | Multi-Family | Lighting | Interior screw-in | TRC | Turnover | ET417 | LED - 9W Flood | LED - 9W Flood | Equip | 10 | Interior screw-in | 50% | Tech/Econ | 53.85% | 98381392.31 | 8653.7501 | 9085.9036
Econ | Multi-Family | Lighting | Interior screw-in | TRC | Turnover | ET381 | CFL-13W | CFL-13W | Equip | 7.8 | Interior screw-in | 50% | Tech/Econ | 27.78% | 37088223.37 | 3262.3264 | 3425.2414
Econ | Multi-Family | Lighting | Interior screw-in | TRC | New | EN423 | LED - 9W Flood | LED - 9W Flood | Equip | 10 | Interior screw-in | 50% | Tech/Econ | 53.85% | 1620022.927 | 142.4992 | 149.6154
Econ | Multi-Family | Lighting | Interior screw-in | TRC | New | EN387 | CFL-13W | CFL-13W | Equip | 7.8 | Interior screw-in | 50% | Tech/Econ | 27.78% | 610722.9287 | 53.72 | 56.4026
Econ | Multi-Family | Space Heating | Heat pump-heating | TRC | New | NN765 | Home Energy Management System | Home Energy Management System | NonEquip | 11 |  | 2.908% | Tech/Econ | 15% | 4212.7712 | 0 | 3.675
Econ | Multi-Family | Space Heating | Heat pump-heating | TRC | New | NN639 | Ceiling Insulation(R2 to R38) | Ceiling Insulation(R2 to R38) | NonEquip | 20 |  | 0% | Tech/Econ | 48.5% | 0 | 0 | 0
Econ | Multi-Family | Space Heating | Heat pump-heating | TRC | New | NN615 | Ceiling Insulation(R12 to R38) | Ceiling Insulation(R12 to R38) | NonEquip | 20 |  | 0% | Tech/Econ | 19.75% | 0 | 0 | 0
Econ | Multi-Family | Space Heating | Heat pump-heating | TRC | Existing | NE762 | Home Energy Management System | Home Energy Management System | NonEquip | 11 |  | 2.908% | Tech/Econ | 15% | 199252.0661 | 0 | 173.8175
Econ | Multi-Family | Space Heating | Heat pump-heating | TRC | Existing | NE720 | Energy Star Windows | Energy Star Windows | NonEquip | 20 |  | 19% | Tech/Econ | 3.687% | 465508.8048 | 0 | 1869.1497
Econ | Multi-Family | Space Heating | Heat pump-heating | TRC | Existing | NE684 | Duct Repair | Duct Repair | NonEquip | 11 |  | 65% | Tech/Econ | 12% | 4184395.983 | 0 | 4689.3448
Econ | Multi-Family | Space Heating | Heat pump-heating | TRC | Existing | NE636 | Ceiling Insulation(R2 to R38) | Ceiling Insulation(R2 to R38) | NonEquip | 20 |  | 16.25% | Tech/Econ | 48.5% | 5685917.319 | 0 | 8197.2219
Econ | Multi-Family | Space Heating | Heat pump-heating | TRC | Existing | NE612 | Ceiling Insulation(R12 to R38) | Ceiling Insulation(R12 to R38) | NonEquip | 20 |  | 15.79% | Tech/Econ | 19.75% | 1542594.967 | 0 | 2183.1467
Econ | Multi-Family | Space Heating | Heat pump-heating | TRC | Existing | NE606 | Air Sealing-Infiltration Control | Air Sealing-Infiltration Control | NonEquip | 11 |  | 52% | Tech/Econ | 9% | 2242614.413 | 0 | 2513.2402
Econ | Multi-Family | Space Heating | Heat pump-heating | TRC | Turnover | ET156 | 14 SEER ASHP from base electric resistance heating | 14 SEER ASHP from base electric resistance heating | Equip | 15 | Heat pump-heating | 32% | Tech/Econ | 58.41% | 12335221.27 | 0 | 7992.9181
Econ | Multi-Family | Space Heating | Heat pump-heating | TRC | New | EN162 | 14 SEER ASHP from base electric resistance heating | 14 SEER ASHP from base electric resistance heating | Equip | 15 | Heat pump-heating | 32% | Tech/Econ | 58.41% | 222058.0926 | 0 | 143.8881
Econ | Multi-Family | Space Cooling | Heat pump-cooling | TRC | New | NN759 | Home Energy Management System | Home Energy Management System | NonEquip | 11 |  | 2.908% | Tech/Econ | 7.12% | 17735.0571 | 30.256 | 0
Econ | Multi-Family | Space Cooling | Heat pump-cooling | TRC | New | NN645 | Ceiling Insulation(R2 to R38) | Ceiling Insulation(R2 to R38) | NonEquip | 20 |  | 0% | Tech/Econ | 36.07% | 0 | 0 | 0
Econ | Multi-Family | Space Cooling | Heat pump-cooling | TRC | New | NN621 | Ceiling Insulation(R12 to R38) | Ceiling Insulation(R12 to R38) | NonEquip | 20 |  | 0% | Tech/Econ | 12.59% | 0 | 0 | 0
Econ | Multi-Family | Space Cooling | Heat pump-cooling | TRC | Existing | NE756 | Home Energy Management System | Home Energy Management System | NonEquip | 11 |  | 2.908% | Tech/Econ | 7.12% | 829763.8844 | 1415.5774 | 0
Econ | Multi-Family | Space Cooling | Heat pump-cooling | TRC | Existing | NE714 | Energy Star Windows | Energy Star Windows | NonEquip | 20 |  | 19% | Tech/Econ | 26.27% | 24436870.02 | 12786.1797 | 0
Econ | Multi-Family | Space Cooling | Heat pump-cooling | TRC | Existing | NE678 | Duct Repair | Duct Repair | NonEquip | 11 |  | 65% | Tech/Econ | 12% | 36287329.68 | 37749.5354 | 0
Econ | Multi-Family | Space Cooling | Heat pump-cooling | TRC | Existing | NE642 | Ceiling Insulation(R2 to R38) | Ceiling Insulation(R2 to R38) | NonEquip | 20 |  | 16.25% | Tech/Econ | 36.07% | 30487376.95 | 24299.3167 | 0
Econ | Multi-Family | Space Cooling | Heat pump-cooling | TRC | Existing | NE618 | Ceiling Insulation(R12 to R38) | Ceiling Insulation(R12 to R38) | NonEquip | 20 |  | 15.79% | Tech/Econ | 12.59% | 8526125.999 | 6900.7723 | 0
Econ | Multi-Family | Space Cooling | Heat pump-cooling | TRC | Existing | NE600 | Air Sealing-Infiltration Control | Air Sealing-Infiltration Control | NonEquip | 11 |  | 52% | Tech/Econ | 9% | 19675128.1 | 20467.9416 | 0
Econ | Multi-Family | Space Cooling | Heat pump-cooling | TRC | Turnover | ET147 | 14 SEER ASHP from base electric resistance heating | 14 SEER ASHP from base electric resistance heating | Equip | 15 | Heat pump-cooling | 32% | Tech/Econ | 0% | 0.080504 | 0 | 0
Econ | Multi-Family | Space Cooling | Heat pump-cooling | TRC | New | EN153 | 14 SEER ASHP from base electric resistance heating | 14 SEER ASHP from base electric resistance heating | Equip | 15 | Heat pump-cooling | 32% | Tech/Econ | 0% | 0 | 0 | 0
Econ | Multi-Family | Domestic Hot Water | Heat pump water heater | TRC | New | NN573 | Thermostatic Shower Restriction Valve | Thermostatic Shower Restriction Valve | NonEquip | 10 |  | 16% | Tech/Econ | 4.403% | 115.2769 | 0.010383 | 0.022351
Econ | Multi-Family | Domestic Hot Water | Heat pump water heater | TRC | Existing | NE570 | Thermostatic Shower Restriction Valve | Thermostatic Shower Restriction Valve | NonEquip | 10 |  | 36% | Tech/Econ | 4.403% | 15751.3032 | 1.4187 | 3.054
Econ | Multi-Family | Domestic Hot Water | Conventional Tank | TRC | New | NN573 | Thermostatic Shower Restriction Valve | Thermostatic Shower Restriction Valve | NonEquip | 10 |  | 16% | Tech/Econ | 4.403% | 50891.6255 | 4.5839 | 9.8672
Econ | Multi-Family | Domestic Hot Water | Conventional Tank | TRC | Existing | NE570 | Thermostatic Shower Restriction Valve | Thermostatic Shower Restriction Valve | NonEquip | 10 |  | 36% | Tech/Econ | 4.403% | 6953775.286 | 626.3325 | 1348.2434
Econ | Multi-Family | Space Heating | Central forced air | TRC | New | NN765 | Home Energy Management System | Home Energy Management System | NonEquip | 11 |  | 2.908% | Tech/Econ | 15% | 7625.9857 | 0 | 6.6525
Econ | Multi-Family | Space Heating | Central forced air | TRC | New | NN639 | Ceiling Insulation(R2 to R38) | Ceiling Insulation(R2 to R38) | NonEquip | 20 |  | 0% | Tech/Econ | 48.5% | 0 | 0 | 0
Econ | Multi-Family | Space Heating | Central forced air | TRC | New | NN615 | Ceiling Insulation(R12 to R38) | Ceiling Insulation(R12 to R38) | NonEquip | 20 |  | 0% | Tech/Econ | 19.75% | 0 | 0 | 0
Econ | Multi-Family | Space Heating | Central forced air | TRC | Existing | NE762 | Home Energy Management System | Home Energy Management System | NonEquip | 11 |  | 2.908% | Tech/Econ | 15% | 360687.3777 | 0 | 314.6455
Econ | Multi-Family | Space Heating | Central forced air | TRC | Existing | NE720 | Energy Star Windows | Energy Star Windows | NonEquip | 20 |  | 19% | Tech/Econ | 3.687% | 685130.2777 | 0 | 2750.9922
Econ | Multi-Family | Space Heating | Central forced air | TRC | Existing | NE684 | Duct Repair | Duct Repair | NonEquip | 11 |  | 65% | Tech/Econ | 12% | 7574620.648 | 0 | 8488.6822
Econ | Multi-Family | Space Heating | Central forced air | TRC | Existing | NE636 | Ceiling Insulation(R2 to R38) | Ceiling Insulation(R2 to R38) | NonEquip | 20 |  | 16.25% | Tech/Econ | 48.5% | 8368464.939 | 0 | 12064.5729
Econ | Multi-Family | Space Heating | Central forced air | TRC | Existing | NE612 | Ceiling Insulation(R12 to R38) | Ceiling Insulation(R12 to R38) | NonEquip | 20 |  | 15.79% | Tech/Econ | 19.75% | 2792415.378 | 0 | 3951.9463
Econ | Multi-Family | Space Heating | Central forced air | TRC | Existing | NE606 | Air Sealing-Infiltration Control | Air Sealing-Infiltration Control | NonEquip | 11 |  | 52% | Tech/Econ | 9% | 4059595.103 | 0 | 4549.4836
Econ | Multi-Family | Space Cooling | CAC | TRC | New | NN759 | Home Energy Management System | Home Energy Management System | NonEquip | 11 |  | 2.908% | Tech/Econ | 7.12% | 20577.34 | 35.1049 | 0
Econ | Multi-Family | Space Cooling | CAC | TRC | New | NN645 | Ceiling Insulation(R2 to R38) | Ceiling Insulation(R2 to R38) | NonEquip | 20 |  | 0% | Tech/Econ | 36.07% | 0 | 0 | 0
Econ | Multi-Family | Space Cooling | CAC | TRC | New | NN621 | Ceiling Insulation(R12 to R38) | Ceiling Insulation(R12 to R38) | NonEquip | 20 |  | 0% | Tech/Econ | 12.59% | 0 | 0 | 0
Econ | Multi-Family | Space Cooling | CAC | TRC | Existing | NE756 | Home Energy Management System | Home Energy Management System | NonEquip | 11 |  | 2.908% | Tech/Econ | 7.12% | 962744.7768 | 1642.4428 | 0
Econ | Multi-Family | Space Cooling | CAC | TRC | Existing | NE714 | Energy Star Windows | Energy Star Windows | NonEquip | 20 |  | 19% | Tech/Econ | 26.27% | 28353209.17 | 14835.3381 | 0
Econ | Multi-Family | Space Cooling | CAC | TRC | Existing | NE678 | Duct Repair | Duct Repair | NonEquip | 11 |  | 65% | Tech/Econ | 12% | 42102865.37 | 43799.4094 | 0
Econ | Multi-Family | Space Cooling | CAC | TRC | Existing | NE642 | Ceiling Insulation(R2 to R38) | Ceiling Insulation(R2 to R38) | NonEquip | 20 |  | 16.25% | Tech/Econ | 36.07% | 35373391.71 | 28193.6111 | 0
Econ | Multi-Family | Space Cooling | CAC | TRC | Existing | NE618 | Ceiling Insulation(R12 to R38) | Ceiling Insulation(R12 to R38) | NonEquip | 20 |  | 15.79% | Tech/Econ | 12.59% | 9892553.082 | 8006.7145 | 0
Econ | Multi-Family | Space Cooling | CAC | TRC | Existing | NE600 | Air Sealing-Infiltration Control | Air Sealing-Infiltration Control | NonEquip | 11 |  | 52% | Tech/Econ | 9% | 22828333.66 | 23748.2063 | 0
Econ | Multi-Family | Space Heating | Baseboards | TRC | New | NN765 | Home Energy Management System | Home Energy Management System | NonEquip | 11 |  | 2.908% | Tech/Econ | 15% | 21.3592 | 0 | 0.018633
Econ | Multi-Family | Space Heating | Baseboards | TRC | New | NN639 | Ceiling Insulation(R2 to R38) | Ceiling Insulation(R2 to R38) | NonEquip | 20 |  | 0% | Tech/Econ | 48.5% | 0 | 0 | 0
Econ | Multi-Family | Space Heating | Baseboards | TRC | New | NN615 | Ceiling Insulation(R12 to R38) | Ceiling Insulation(R12 to R38) | NonEquip | 20 |  | 0% | Tech/Econ | 19.75% | 0 | 0 | 0
Econ | Multi-Family | Space Heating | Baseboards | TRC | Existing | NE762 | Home Energy Management System | Home Energy Management System | NonEquip | 11 |  | 2.908% | Tech/Econ | 15% | 1010.2283 | 0 | 0.88127
Econ | Multi-Family | Space Heating | Baseboards | TRC | Existing | NE720 | Energy Star Windows | Energy Star Windows | NonEquip | 20 |  | 19% | Tech/Econ | 3.687% | 1918.9416 | 0 | 7.7051
Econ | Multi-Family | Space Heating | Baseboards | TRC | Existing | NE684 | Duct Repair | Duct Repair | NonEquip | 11 |  | 65% | Tech/Econ | 12% | 21215.3152 | 0 | 23.7755
Econ | Multi-Family | Space Heating | Baseboards | TRC | Existing | NE636 | Ceiling Insulation(R2 to R38) | Ceiling Insulation(R2 to R38) | NonEquip | 20 |  | 16.25% | Tech/Econ | 48.5% | 23438.7476 | 0 | 33.791
Econ | Multi-Family | Space Heating | Baseboards | TRC | Existing | NE612 | Ceiling Insulation(R12 to R38) | Ceiling Insulation(R12 to R38) | NonEquip | 20 |  | 15.79% | Tech/Econ | 19.75% | 7821.1141 | 0 | 11.0688
Econ | Multi-Family | Space Heating | Baseboards | TRC | Existing | NE606 | Air Sealing-Infiltration Control | Air Sealing-Infiltration Control | NonEquip | 11 |  | 52% | Tech/Econ | 9% | 11370.2842 | 0 | 12.7424
Econ | Manufactured Home | Domestic Hot Water | Solar | TRC | New | NN574 | Thermostatic Shower Restriction Valve | Thermostatic Shower Restriction Valve | NonEquip | 10 |  | 16% | Tech/Econ | 2.95% | 0 | 0 | 0
Econ | Manufactured Home | Domestic Hot Water | Solar | TRC | Existing | NE571 | Thermostatic Shower Restriction Valve | Thermostatic Shower Restriction Valve | NonEquip | 10 |  | 36% | Tech/Econ | 2.95% | 0 | 0 | 0
Econ | Manufactured Home | Space Heating | Room heating | TRC | New | NN766 | Home Energy Management System | Home Energy Management System | NonEquip | 11 |  | 6.5% | Tech/Econ | 15% | 5845.9664 | 0 | 4.9143
Econ | Manufactured Home | Space Heating | Room heating | TRC | New | NN640 | Ceiling Insulation(R2 to R38) | Ceiling Insulation(R2 to R38) | NonEquip | 20 |  | 0% | Tech/Econ | 48.55% | 0 | 0 | 0
Econ | Manufactured Home | Space Heating | Room heating | TRC | New | NN616 | Ceiling Insulation(R12 to R38) | Ceiling Insulation(R12 to R38) | NonEquip | 20 |  | 0% | Tech/Econ | 19.59% | 0 | 0 | 0
Econ | Manufactured Home | Space Heating | Room heating | TRC | Existing | NE895 | Wall Insulation | Wall Insulation | NonEquip | 20 |  | 6.75% | Tech/Econ | 34.34% | 652712.4877 | 0 | 521.9925
Econ | Manufactured Home | Space Heating | Room heating | TRC | Existing | NE763 | Home Energy Management System | Home Energy Management System | NonEquip | 11 |  | 6.5% | Tech/Econ | 15% | 300179.8241 | 0 | 252.341
Econ | Manufactured Home | Space Heating | Room heating | TRC | Existing | NE721 | Energy Star Windows | Energy Star Windows | NonEquip | 20 |  | 19% | Tech/Econ | 2.305% | 146883.5123 | 0 | 589.7789
Econ | Manufactured Home | Space Heating | Room heating | TRC | Existing | NE685 | Duct Repair | Duct Repair | NonEquip | 11 |  | 65% | Tech/Econ | 12% | 2604597.172 | 0 | 2744.8683
Econ | Manufactured Home | Space Heating | Room heating | TRC | Existing | NE637 | Ceiling Insulation(R2 to R38) | Ceiling Insulation(R2 to R38) | NonEquip | 20 |  | 16.25% | Tech/Econ | 48.55% | 2872758.45 | 0 | 3916.2067
Econ | Manufactured Home | Space Heating | Room heating | TRC | Existing | NE613 | Ceiling Insulation(R12 to R38) | Ceiling Insulation(R12 to R38) | NonEquip | 20 |  | 15.79% | Tech/Econ | 19.59% | 898733.7633 | 0 | 1196.8337
Econ | Manufactured Home | Space Heating | Room heating | TRC | Existing | NE607 | Air Sealing-Infiltration Control | Air Sealing-Infiltration Control | NonEquip | 11 |  | 52% | Tech/Econ | 9% | 1426814.73 | 0 | 1503.6562
Econ | Manufactured Home | Space Cooling | Room AC | TRC | New | NN760 | Home Energy Management System | Home Energy Management System | NonEquip | 11 |  | 6.5% | Tech/Econ | 7.12% | 3106.9289 | 5.9486 | 0
Econ | Manufactured Home | Space Cooling | Room AC | TRC | New | NN646 | Ceiling Insulation(R2 to R38) | Ceiling Insulation(R2 to R38) | NonEquip | 20 |  | 0% | Tech/Econ | 25.25% | 0 | 0 | 0
Econ | Manufactured Home | Space Cooling | Room AC | TRC | New | NN622 | Ceiling Insulation(R12 to R38) | Ceiling Insulation(R12 to R38) | NonEquip | 20 |  | 0% | Tech/Econ | 7.735% | 0 | 0 | 0
Econ | Manufactured Home | Space Cooling | Room AC | TRC | Existing | NE889 | Wall Insulation | Wall Insulation | NonEquip | 20 |  | 6.75% | Tech/Econ | 4.781% | 105071.9621 | 242.9709 | 0
Econ | Manufactured Home | Space Cooling | Room AC | TRC | Existing | NE757 | Home Energy Management System | Home Energy Management System | NonEquip | 11 |  | 6.5% | Tech/Econ | 7.12% | 160761.7876 | 307.7973 | 0
Econ | Manufactured Home | Space Cooling | Room AC | TRC | Existing | NE715 | Energy Star Windows | Energy Star Windows | NonEquip | 20 |  | 19% | Tech/Econ | 19.12% | 1420489.07 | 743.2469 | 0
Econ | Manufactured Home | Space Cooling | Room AC | TRC | Existing | NE679 | Duct Repair | Duct Repair | NonEquip | 11 |  | 65% | Tech/Econ | 12% | 2938685.793 | 3348.0996 | 0
Econ | Manufactured Home | Space Cooling | Room AC | TRC | Existing | NE643 | Ceiling Insulation(R2 to R38) | Ceiling Insulation(R2 to R38) | NonEquip | 20 |  | 16.25% | Tech/Econ | 25.25% | 1673024.743 | 1399.1846 | 0
Econ | Manufactured Home | Space Cooling | Room AC | TRC | Existing | NE619 | Ceiling Insulation(R12 to R38) | Ceiling Insulation(R12 to R38) | NonEquip | 20 |  | 15.79% | Tech/Econ | 7.735% | 402496.9476 | 343.9957 | 0
Econ | Manufactured Home | Space Cooling | Room AC | TRC | Existing | NE601 | Air Sealing-Infiltration Control | Air Sealing-Infiltration Control | NonEquip | 11 |  | 52% | Tech/Econ | 9% | 1618157.324 | 1843.5968 | 0
Econ | Manufactured Home | Cooking | Range | TRC | Turnover | ET67 | High Efficiency Induction Cooktop | High Efficiency Induction Cooktop | Equip | 10 | Range | 80% | Tech/Econ | 18.82% | 1613707.227 | 664.4872 | 110.7479
Econ | Manufactured Home | Cooking | Range | TRC | New | EN73 | High Efficiency Induction Cooktop | High Efficiency Induction Cooktop | Equip | 10 | Range | 80% | Tech/Econ | 18.82% | 26572.5321 | 10.942 | 1.8237
Econ | Manufactured Home | Miscellaneous | Pool pump | TRC | Turnover | ET526 | Variable Speed Pool Pump | Variable Speed Pool Pump | Equip | 10 | Pool pump | 0% | Tech/Econ | 72.2% | 0 | 0 | 0
Econ | Manufactured Home | Miscellaneous | Pool pump | TRC | Turnover | ET517 | Two Speed Pool Pump | Two Speed Pool Pump | Equip | 10 | Pool pump | 57% | Tech/Econ | 23.9% | 0 | 0 | 0
Econ | Manufactured Home | Miscellaneous | Pool pump | TRC | New | EN532 | Variable Speed Pool Pump | Variable Speed Pool Pump | Equip | 10 | Pool pump | 0% | Tech/Econ | 72.2% | 0 | 0 | 0
Econ | Manufactured Home | Miscellaneous | Pool pump | TRC | New | EN523 | Two Speed Pool Pump | Two Speed Pool Pump | Equip | 10 | Pool pump | 57% | Tech/Econ | 23.9% | 0 | 0 | 0
Econ | Manufactured Home | Domestic Hot Water | Point-of-use | TRC | New | NN574 | Thermostatic Shower Restriction Valve | Thermostatic Shower Restriction Valve | NonEquip | 10 |  | 16% | Tech/Econ | 2.95% | 17.3881 | 0.0015662 | 0.0033713
Econ | Manufactured Home | Domestic Hot Water | Point-of-use | TRC | Existing | NE571 | Thermostatic Shower Restriction Valve | Thermostatic Shower Restriction Valve | NonEquip | 10 |  | 36% | Tech/Econ | 2.95% | 2375.8864 | 0.214 | 0.46065
Econ | Manufactured Home | Lighting | Interior specialty | TRC | Turnover | ET436 | LED Specialty Lamps-5W Chandelier | LED Specialty Lamps-5W Chandelier | Equip | 10 | Interior specialty | 50% | Tech/Econ | 58.33% | 1083332.874 | 95.2913 | 100.05
Econ | Manufactured Home | Lighting | Interior specialty | TRC | New | EN442 | LED Specialty Lamps-5W Chandelier | LED Specialty Lamps-5W Chandelier | Equip | 10 | Interior specialty | 50% | Tech/Econ | 58.33% | 17838.9841 | 1.5691 | 1.6475
Econ | Manufactured Home | Lighting | Interior screw-in | TRC | Turnover | ET418 | LED - 9W Flood | LED - 9W Flood | Equip | 10 | Interior screw-in | 50% | Tech/Econ | 53.85% | 28263962.7 | 2486.1335 | 2610.2867
Econ | Manufactured Home | Lighting | Interior screw-in | TRC | Turnover | ET382 | CFL-13W | CFL-13W | Equip | 7.8 | Interior screw-in | 50% | Tech/Econ | 27.78% | 10655065.29 | 937.2329 | 984.0367
Econ | Manufactured Home | Lighting | Interior screw-in | TRC | New | EN424 | LED - 9W Flood | LED - 9W Flood | Equip | 10 | Interior screw-in | 50% | Tech/Econ | 53.85% | 465415.9335 | 40.9386 | 42.983
Econ | Manufactured Home | Lighting | Interior screw-in | TRC | New | EN388 | CFL-13W | CFL-13W | Equip | 7.8 | Interior screw-in | 50% | Tech/Econ | 27.78% | 175454.4194 | 15.4332 | 16.2039
Econ | Manufactured Home | Space Heating | Heat pump-heating | TRC | New | NN766 | Home Energy Management System | Home Energy Management System | NonEquip | 11 |  | 6.5% | Tech/Econ | 15% | 4807.9429 | 0 | 4.0417
Econ | Manufactured Home | Space Heating | Heat pump-heating | TRC | New | NN640 | Ceiling Insulation(R2 to R38) | Ceiling Insulation(R2 to R38) | NonEquip | 20 |  | 0% | Tech/Econ | 48.55% | 0 | 0 | 0
Econ | Manufactured Home | Space Heating | Heat pump-heating | TRC | New | NN616 | Ceiling Insulation(R12 to R38) | Ceiling Insulation(R12 to R38) | NonEquip | 20 |  | 0% | Tech/Econ | 19.59% | 0 | 0 | 0
Econ | Manufactured Home | Space Heating | Heat pump-heating | TRC | Existing | NE895 | Wall Insulation | Wall Insulation | NonEquip | 20 |  | 6.75% | Tech/Econ | 34.34% | 536815.3308 | 0 | 429.3063
Econ | Manufactured Home | Space Heating | Heat pump-heating | TRC | Existing | NE763 | Home Energy Management System | Home Energy Management System | NonEquip | 11 |  | 6.5% | Tech/Econ | 15% | 246879.192 | 0 | 207.5348
Econ | Manufactured Home | Space Heating | Heat pump-heating | TRC | Existing | NE721 | Energy Star Windows | Energy Star Windows | NonEquip | 20 |  | 19% | Tech/Econ | 2.305% | 148579.4984 | 0 | 596.5888
Econ | Manufactured Home | Space Heating | Heat pump-heating | TRC | Existing | NE685 | Duct Repair | Duct Repair | NonEquip | 11 |  | 65% | Tech/Econ | 12% | 2634671.075 | 0 | 2776.5619
Econ | Manufactured Home | Space Heating | Heat pump-heating | TRC | Existing | NE637 | Ceiling Insulation(R2 to R38) | Ceiling Insulation(R2 to R38) | NonEquip | 20 |  | 16.25% | Tech/Econ | 48.55% | 2905928.668 | 0 | 3961.4251
Econ | Manufactured Home | Space Heating | Heat pump-heating | TRC | Existing | NE613 | Ceiling Insulation(R12 to R38) | Ceiling Insulation(R12 to R38) | NonEquip | 20 |  | 15.79% | Tech/Econ | 19.59% | 739152.4929 | 0 | 984.3211
Econ | Manufactured Home | Space Heating | Heat pump-heating | TRC | Existing | NE607 | Air Sealing-Infiltration Control | Air Sealing-Infiltration Control | NonEquip | 11 |  | 52% | Tech/Econ | 9% | 1173466.168 | 0 | 1236.6634
Econ | Manufactured Home | Space Heating | Heat pump-heating | TRC | Turnover | ET157 | 14 SEER ASHP from base electric resistance heating | 14 SEER ASHP from base electric resistance heating | Equip | 15 | Heat pump-heating | 32% | Tech/Econ | 58.41% | 5822220.407 | 0 | 3772.6547
Econ | Manufactured Home | Space Heating | Heat pump-heating | TRC | New | EN163 | 14 SEER ASHP from base electric resistance heating | 14 SEER ASHP from base electric resistance heating | Equip | 15 | Heat pump-heating | 32% | Tech/Econ | 58.41% | 113387.05 | 0 | 73.472
Econ | Manufactured Home | Space Cooling | Heat pump-cooling | TRC | New | NN760 | Home Energy Management System | Home Energy Management System | NonEquip | 11 |  | 6.5% | Tech/Econ | 7.12% | 23836.3538 | 45.6375 | 0
Econ | Manufactured Home | Space Cooling | Heat pump-cooling | TRC | New | NN646 | Ceiling Insulation(R2 to R38) | Ceiling Insulation(R2 to R38) | NonEquip | 20 |  | 0% | Tech/Econ | 25.25% | 0 | 0 | 0
Econ | Manufactured Home | Space Cooling | Heat pump-cooling | TRC | New | NN622 | Ceiling Insulation(R12 to R38) | Ceiling Insulation(R12 to R38) | NonEquip | 20 |  | 0% | Tech/Econ | 7.735% | 0 | 0 | 0
Econ | Manufactured Home | Space Cooling | Heat pump-cooling | TRC | Existing | NE889 | Wall Insulation | Wall Insulation | NonEquip | 20 |  | 6.75% | Tech/Econ | 4.781% | 806111.9343 | 1864.0725 | 0
Econ | Manufactured Home | Space Cooling | Heat pump-cooling | TRC | Existing | NE757 | Home Energy Management System | Home Energy Management System | NonEquip | 11 |  | 6.5% | Tech/Econ | 7.12% | 1233364.192 | 2361.4202 | 0
Econ | Manufactured Home | Space Cooling | Heat pump-cooling | TRC | Existing | NE715 | Energy Star Windows | Energy Star Windows | NonEquip | 20 |  | 19% | Tech/Econ | 19.12% | 10897990 | 5702.1893 | 0
Econ | Manufactured Home | Space Cooling | Heat pump-cooling | TRC | Existing | NE679 | Duct Repair | Duct Repair | NonEquip | 11 |  | 65% | Tech/Econ | 12% | 22545592.97 | 25686.6149 | 0
Econ | Manufactured Home | Space Cooling | Heat pump-cooling | TRC | Existing | NE643 | Ceiling Insulation(R2 to R38) | Ceiling Insulation(R2 to R38) | NonEquip | 20 |  | 16.25% | Tech/Econ | 25.25% | 12835443.3 | 10734.5423 | 0
Econ | Manufactured Home | Space Cooling | Heat pump-cooling | TRC | Existing | NE619 | Ceiling Insulation(R12 to R38) | Ceiling Insulation(R12 to R38) | NonEquip | 20 |  | 15.79% | Tech/Econ | 7.735% | 3087955.974 | 2639.1347 | 0
Econ | Manufactured Home | Space Cooling | Heat pump-cooling | TRC | Existing | NE601 | Air Sealing-Infiltration Control | Air Sealing-Infiltration Control | NonEquip | 11 |  | 52% | Tech/Econ | 9% | 12414500.54 | 14144.0722 | 0
Econ | Manufactured Home | Space Cooling | Heat pump-cooling | TRC | Turnover | ET148 | 14 SEER ASHP from base electric resistance heating | 14 SEER ASHP from base electric resistance heating | Equip | 15 | Heat pump-cooling | 32% | Tech/Econ | 0% | 0.043192 | 0 | 0
Econ | Manufactured Home | Space Cooling | Heat pump-cooling | TRC | New | EN154 | 14 SEER ASHP from base electric resistance heating | 14 SEER ASHP from base electric resistance heating | Equip | 15 | Heat pump-cooling | 32% | Tech/Econ | 0% | 0 | 0 | 0
Econ | Manufactured Home | Domestic Hot Water | Heat pump water heater | TRC | New | NN574 | Thermostatic Shower Restriction Valve | Thermostatic Shower Restriction Valve | NonEquip | 10 |  | 16% | Tech/Econ | 2.95% | 8.9607 | 0.00080709 | 0.0017374
Econ | Manufactured Home | Domestic Hot Water | Heat pump water heater | TRC | Existing | NE571 | Thermostatic Shower Restriction Valve | Thermostatic Shower Restriction Valve | NonEquip | 10 |  | 36% | Tech/Econ | 2.95% | 1224.3743 | 0.11028 | 0.23739
Econ | Manufactured Home | Domestic Hot Water | Conventional Tank | TRC | New | NN574 | Thermostatic Shower Restriction Valve | Thermostatic Shower Restriction Valve | NonEquip | 10 |  | 16% | Tech/Econ | 2.95% | 8652.5952 | 0.77935 | 1.6776
Econ | Manufactured Home | Domestic Hot Water | Conventional Tank | TRC | Existing | NE571 | Thermostatic Shower Restriction Valve | Thermostatic Shower Restriction Valve | NonEquip | 10 |  | 36% | Tech/Econ | 2.95% | 1182281.019 | 106.4891 | 229.2284
Econ | Manufactured Home | Space Heating | Central forced air | TRC | New | NN766 | Home Energy Management System | Home Energy Management System | NonEquip | 11 |  | 6.5% | Tech/Econ | 15% | 11978.3553 | 0 | 10.0694
Econ | Manufactured Home | Space Heating | Central forced air | TRC | New | NN640 | Ceiling Insulation(R2 to R38) | Ceiling Insulation(R2 to R38) | NonEquip | 20 |  | 0% | Tech/Econ | 48.55% | 0 | 0 | 0
Econ | Manufactured Home | Space Heating | Central forced air | TRC | New | NN616 | Ceiling Insulation(R12 to R38) | Ceiling Insulation(R12 to R38) | NonEquip | 20 |  | 0% | Tech/Econ | 19.59% | 0 | 0 | 0
Econ | Manufactured Home | Space Heating | Central forced air | TRC | Existing | NE895 | Wall Insulation | Wall Insulation | NonEquip | 20 |  | 6.75% | Tech/Econ | 34.34% | 1337404.566 | 0 | 1069.56
Econ | Manufactured Home | Space Heating | Central forced air | TRC | Existing | NE763 | Home Energy Management System | Home Energy Management System | NonEquip | 11 |  | 6.5% | Tech/Econ | 15% | 615066.9321 | 0 | 517.0455
Econ | Manufactured Home | Space Heating | Central forced air | TRC | Existing | NE721 | Energy Star Windows | Energy Star Windows | NonEquip | 20 |  | 19% | Tech/Econ | 2.305% | 300963.5693 | 0 | 1208.454
Econ | Manufactured Home | Space Heating | Central forced air | TRC | Existing | NE685 | Duct Repair | Duct Repair | NonEquip | 11 |  | 65% | Tech/Econ | 12% | 5336806.351 | 0 | 5624.2212
Econ | Manufactured Home | Space Heating | Central forced air | TRC | Existing | NE637 | Ceiling Insulation(R2 to R38) | Ceiling Insulation(R2 to R38) | NonEquip | 20 |  | 16.25% | Tech/Econ | 48.55% | 5886267.445 | 0 | 8024.2876
Econ | Manufactured Home | Space Heating | Central forced air | TRC | Existing | NE613 | Ceiling Insulation(R12 to R38) | Ceiling Insulation(R12 to R38) | NonEquip | 20 |  | 15.79% | Tech/Econ | 19.59% | 1841500.908 | 0 | 2452.3061
Econ | Manufactured Home | Space Heating | Central forced air | TRC | Existing | NE607 | Air Sealing-Infiltration Control | Air Sealing-Infiltration Control | NonEquip | 11 |  | 52% | Tech/Econ | 9% | 2923536.122 | 0 | 3080.9838
Econ | Manufactured Home | Space Cooling | CAC | TRC | New | NN760 | Home Energy Management System | Home Energy Management System | NonEquip | 11 |  | 6.5% | Tech/Econ | 7.12% | 27841.2804 | 53.3054 | 0
Econ | Manufactured Home | Space Cooling | CAC | TRC | New | NN646 | Ceiling Insulation(R2 to R38) | Ceiling Insulation(R2 to R38) | NonEquip | 20 |  | 0% | Tech/Econ | 25.25% | 0 | 0 | 0
Econ | Manufactured Home | Space Cooling | CAC | TRC | New | NN622 | Ceiling Insulation(R12 to R38) | Ceiling Insulation(R12 to R38) | NonEquip | 20 |  | 0% | Tech/Econ | 7.735% | 0 | 0 | 0
Econ | Manufactured Home | Space Cooling | CAC | TRC | Existing | NE889 | Wall Insulation | Wall Insulation | NonEquip | 20 |  | 6.75% | Tech/Econ | 4.781% | 941552.914 | 2177.2694 | 0
Econ | Manufactured Home | Space Cooling | CAC | TRC | Existing | NE757 | Home Energy Management System | Home Energy Management System | NonEquip | 11 |  | 6.5% | Tech/Econ | 7.12% | 1440591.063 | 2758.1803 | 0
Econ | Manufactured Home | Space Cooling | CAC | TRC | Existing | NE715 | Energy Star Windows | Energy Star Windows | NonEquip | 20 |  | 19% | Tech/Econ | 19.12% | 12729043.95 | 6660.2574 | 0
Econ | Manufactured Home | Space Cooling | CAC | TRC | Existing | NE679 | Duct Repair | Duct Repair | NonEquip | 11 |  | 65% | Tech/Econ | 12% | 26333649.02 | 30002.4179 | 0
Econ | Manufactured Home | Space Cooling | CAC | TRC | Existing | NE643 | Ceiling Insulation(R2 to R38) | Ceiling Insulation(R2 to R38) | NonEquip | 20 |  | 16.25% | Tech/Econ | 25.25% | 14992023.47 | 12538.1341 | 0
Econ | Manufactured Home | Space Cooling | CAC | TRC | Existing | NE619 | Ceiling Insulation(R12 to R38) | Ceiling Insulation(R12 to R38) | NonEquip | 20 |  | 15.79% | Tech/Econ | 7.735% | 3606786.876 | 3082.5557 | 0
Econ | Manufactured Home | Space Cooling | CAC | TRC | Existing | NE601 | Air Sealing-Infiltration Control | Air Sealing-Infiltration Control | NonEquip | 11 |  | 52% | Tech/Econ | 9% | 14500354.93 | 16520.525 | 0
Econ | Manufactured Home | Space Heating | Baseboards | TRC | New | NN766 | Home Energy Management System | Home Energy Management System | NonEquip | 11 |  | 6.5% | Tech/Econ | 15% | 0 | 0 | 0
Econ | Manufactured Home | Space Heating | Baseboards | TRC | New | NN640 | Ceiling Insulation(R2 to R38) | Ceiling Insulation(R2 to R38) | NonEquip | 20 |  | 0% | Tech/Econ | 48.55% | 0 | 0 | 0
Econ | Manufactured Home | Space Heating | Baseboards | TRC | New | NN616 | Ceiling Insulation(R12 to R38) | Ceiling Insulation(R12 to R38) | NonEquip | 20 |  | 0% | Tech/Econ | 19.59% | 0 | 0 | 0
Econ | Manufactured Home | Space Heating | Baseboards | TRC | Existing | NE895 | Wall Insulation | Wall Insulation | NonEquip | 20 |  | 6.75% | Tech/Econ | 34.34% | 0 | 0 | 0
Econ | Manufactured Home | Space Heating | Baseboards | TRC | Existing | NE763 | Home Energy Management System | Home Energy Management System | NonEquip | 11 |  | 6.5% | Tech/Econ | 15% | 0 | 0 | 0
Econ | Manufactured Home | Space Heating | Baseboards | TRC | Existing | NE721 | Energy Star Windows | Energy Star Windows | NonEquip | 20 |  | 19% | Tech/Econ | 2.305% | 0 | 0 | 0
Econ | Manufactured Home | Space Heating | Baseboards | TRC | Existing | NE685 | Duct Repair | Duct Repair | NonEquip | 11 |  | 65% | Tech/Econ | 12% | 0 | 0 | 0
Econ | Manufactured Home | Space Heating | Baseboards | TRC | Existing | NE637 | Ceiling Insulation(R2 to R38) | Ceiling Insulation(R2 to R38) | NonEquip | 20 |  | 16.25% | Tech/Econ | 48.55% | 0 | 0 | 0
Econ | Manufactured Home | Space Heating | Baseboards | TRC | Existing | NE613 | Ceiling Insulation(R12 to R38) | Ceiling Insulation(R12 to R38) | NonEquip | 20 |  | 15.79% | Tech/Econ | 19.59% | 0 | 0 | 0
Econ | Manufactured Home | Space Heating | Baseboards | TRC | Existing | NE607 | Air Sealing-Infiltration Control | Air Sealing-Infiltration Control | NonEquip | 11 |  | 52% | Tech/Econ | 9% | 0 | 0 | 0

## DEF_Econ_RES_RIM
Scenario | Segment | EndUse | EquipType | CE Test | Vintage | Measure Code | Name | Description | Type | Measure Life | Competition Group | Applicability | Adoption Curve | Energy Savings % | 2020 Energy Savings | 2020 Summer Peak Savings | 2020 Winter Peak Savings
Econ | Single Family | Space Heating | Room heating | RIM | New | NN854 | Spray Foam Insulation(Base R2) | Spray Foam Insulation(Base R2) | NonEquip | 20 |  | 0% | Tech/Econ | 33.29% | 0 | 0 | 0
Econ | Single Family | Space Heating | Room heating | RIM | New | NN764 | Home Energy Management System | Home Energy Management System | NonEquip | 11 |  | 0.95% | Tech/Econ | 15% | 949.9512 | 0 | 0.99699
Econ | Single Family | Space Heating | Room heating | RIM | New | NN638 | Ceiling Insulation(R2 to R38) | Ceiling Insulation(R2 to R38) | NonEquip | 20 |  | 0% | Tech/Econ | 34.48% | 0 | 0 | 0
Econ | Single Family | Space Heating | Room heating | RIM | New | NN626 | Ceiling Insulation(R19 to R38) | Ceiling Insulation(R19 to R38) | NonEquip | 20 |  | 0% | Tech/Econ | 6.429% | 0 | 0 | 0
Econ | Single Family | Space Heating | Room heating | RIM | New | NN614 | Ceiling Insulation(R12 to R38) | Ceiling Insulation(R12 to R38) | NonEquip | 20 |  | 0% | Tech/Econ | 11.98% | 0 | 0 | 0
Econ | Single Family | Space Heating | Room heating | RIM | Existing | NE893 | Wall Insulation | Wall Insulation | NonEquip | 20 |  | 4.5% | Tech/Econ | 27.09% | 466785.3652 | 0 | 386.9471
Econ | Single Family | Space Heating | Room heating | RIM | Existing | NE851 | Spray Foam Insulation(Base R2) | Spray Foam Insulation(Base R2) | NonEquip | 20 |  | 14.63% | Tech/Econ | 33.29% | 1959985.936 | 0 | 2996.6337
Econ | Single Family | Space Heating | Room heating | RIM | Existing | NE761 | Home Energy Management System | Home Energy Management System | NonEquip | 11 |  | 0.95% | Tech/Econ | 15% | 52351.9293 | 0 | 54.9442
Econ | Single Family | Space Heating | Room heating | RIM | Existing | NE719 | Energy Star Windows | Energy Star Windows | NonEquip | 20 |  | 19% | Tech/Econ | 3.196% | 224472.2802 | 0 | 901.3198
Econ | Single Family | Space Heating | Room heating | RIM | Existing | NE683 | Duct Repair | Duct Repair | NonEquip | 11 |  | 14.08% | Tech/Econ | 12% | 619990.7626 | 0 | 926.2168
Econ | Single Family | Space Heating | Room heating | RIM | Existing | NE635 | Ceiling Insulation(R2 to R38) | Ceiling Insulation(R2 to R38) | NonEquip | 20 |  | 1.625% | Tech/Econ | 34.48% | 226862.0916 | 0 | 310.912
Econ | Single Family | Space Heating | Room heating | RIM | Existing | NE623 | Ceiling Insulation(R19 to R38) | Ceiling Insulation(R19 to R38) | NonEquip | 20 |  | 6.361% | Tech/Econ | 6.429% | 151780.2897 | 0 | 203.3837
Econ | Single Family | Space Heating | Room heating | RIM | Existing | NE611 | Ceiling Insulation(R12 to R38) | Ceiling Insulation(R12 to R38) | NonEquip | 20 |  | 15.79% | Tech/Econ | 11.98% | 715435.2269 | 0 | 967.3306
Econ | Single Family | Space Heating | Room heating | RIM | Existing | NE605 | Air Sealing-Infiltration Control | Air Sealing-Infiltration Control | NonEquip | 11 |  | 20.8% | Tech/Econ | 9% | 675152.7755 | 0 | 1008.6244
Econ | Single Family | Space Cooling | Room AC | RIM | New | NN860 | Spray Foam Insulation(Base R2) | Spray Foam Insulation(Base R2) | NonEquip | 20 |  | 0% | Tech/Econ | 34.78% | 0 | 0 | 0
Econ | Single Family | Space Cooling | Room AC | RIM | New | NN758 | Home Energy Management System | Home Energy Management System | NonEquip | 11 |  | 0.95% | Tech/Econ | 7.12% | 260.0497 | 0.29825 | 0
Econ | Single Family | Space Cooling | Room AC | RIM | New | NN644 | Ceiling Insulation(R2 to R38) | Ceiling Insulation(R2 to R38) | NonEquip | 20 |  | 0% | Tech/Econ | 29.55% | 0 | 0 | 0
Econ | Single Family | Space Cooling | Room AC | RIM | New | NN632 | Ceiling Insulation(R19 to R38) | Ceiling Insulation(R19 to R38) | NonEquip | 20 |  | 0% | Tech/Econ | 5.005% | 0 | 0 | 0
Econ | Single Family | Space Cooling | Room AC | RIM | New | NN620 | Ceiling Insulation(R12 to R38) | Ceiling Insulation(R12 to R38) | NonEquip | 20 |  | 0% | Tech/Econ | 9.56% | 0 | 0 | 0
Econ | Single Family | Space Cooling | Room AC | RIM | Existing | NE887 | Wall Insulation | Wall Insulation | NonEquip | 20 |  | 4.5% | Tech/Econ | 5.498% | 52437.9935 | 105.3894 | 0
Econ | Single Family | Space Cooling | Room AC | RIM | Existing | NE857 | Spray Foam Insulation(Base R2) | Spray Foam Insulation(Base R2) | NonEquip | 20 |  | 14.63% | Tech/Econ | 34.78% | 1187560.225 | 904.3918 | 0
Econ | Single Family | Space Cooling | Room AC | RIM | Existing | NE755 | Home Energy Management System | Home Energy Management System | NonEquip | 11 |  | 0.95% | Tech/Econ | 7.12% | 13752.5545 | 15.7726 | 0
Econ | Single Family | Space Cooling | Room AC | RIM | Existing | NE713 | Energy Star Windows | Energy Star Windows | NonEquip | 20 |  | 19% | Tech/Econ | 12.72% | 533117.208 | 278.9446 | 0
Econ | Single Family | Space Cooling | Room AC | RIM | Existing | NE677 | Duct Repair | Duct Repair | NonEquip | 11 |  | 14.08% | Tech/Econ | 12% | 356185.1686 | 276.0088 | 0
Econ | Single Family | Space Cooling | Room AC | RIM | Existing | NE641 | Ceiling Insulation(R2 to R38) | Ceiling Insulation(R2 to R38) | NonEquip | 20 |  | 1.625% | Tech/Econ | 29.55% | 106403.7331 | 88.5622 | 0
Econ | Single Family | Space Cooling | Room AC | RIM | Existing | NE629 | Ceiling Insulation(R19 to R38) | Ceiling Insulation(R19 to R38) | NonEquip | 20 |  | 6.361% | Tech/Econ | 5.005% | 67303.3098 | 57.1854 | 0
Econ | Single Family | Space Cooling | Room AC | RIM | Existing | NE617 | Ceiling Insulation(R12 to R38) | Ceiling Insulation(R12 to R38) | NonEquip | 20 |  | 15.79% | Tech/Econ | 9.56% | 324853.9317 | 273.7241 | 0
Econ | Single Family | Space Cooling | Room AC | RIM | Existing | NE599 | Air Sealing-Infiltration Control | Air Sealing-Infiltration Control | NonEquip | 11 |  | 20.8% | Tech/Econ | 9% | 387875.7872 | 300.566 | 0
Econ | Single Family | Space Heating | Heat pump-heating | RIM | New | NN854 | Spray Foam Insulation(Base R2) | Spray Foam Insulation(Base R2) | NonEquip | 20 |  | 0% | Tech/Econ | 33.29% | 0 | 0 | 0
Econ | Single Family | Space Heating | Heat pump-heating | RIM | New | NN764 | Home Energy Management System | Home Energy Management System | NonEquip | 11 |  | 0.95% | Tech/Econ | 15% | 12334.192 | 0 | 12.9449
Econ | Single Family | Space Heating | Heat pump-heating | RIM | New | NN638 | Ceiling Insulation(R2 to R38) | Ceiling Insulation(R2 to R38) | NonEquip | 20 |  | 0% | Tech/Econ | 34.48% | 0 | 0 | 0
Econ | Single Family | Space Heating | Heat pump-heating | RIM | New | NN626 | Ceiling Insulation(R19 to R38) | Ceiling Insulation(R19 to R38) | NonEquip | 20 |  | 0% | Tech/Econ | 6.429% | 0 | 0 | 0
Econ | Single Family | Space Heating | Heat pump-heating | RIM | New | NN614 | Ceiling Insulation(R12 to R38) | Ceiling Insulation(R12 to R38) | NonEquip | 20 |  | 0% | Tech/Econ | 11.98% | 0 | 0 | 0
Econ | Single Family | Space Heating | Heat pump-heating | RIM | Existing | NE893 | Wall Insulation | Wall Insulation | NonEquip | 20 |  | 4.5% | Tech/Econ | 27.09% | 8113622.927 | 0 | 6725.8805
Econ | Single Family | Space Heating | Heat pump-heating | RIM | Existing | NE851 | Spray Foam Insulation(Base R2) | Spray Foam Insulation(Base R2) | NonEquip | 20 |  | 14.63% | Tech/Econ | 33.29% | 34068306.37 | 0 | 52087.2283
Econ | Single Family | Space Heating | Heat pump-heating | RIM | Existing | NE761 | Home Energy Management System | Home Energy Management System | NonEquip | 11 |  | 0.95% | Tech/Econ | 15% | 679738.8613 | 0 | 713.3976
Econ | Single Family | Space Heating | Heat pump-heating | RIM | Existing | NE719 | Energy Star Windows | Energy Star Windows | NonEquip | 20 |  | 19% | Tech/Econ | 3.196% | 3901757.798 | 0 | 15666.6631
Econ | Single Family | Space Heating | Heat pump-heating | RIM | Existing | NE683 | Duct Repair | Duct Repair | NonEquip | 11 |  | 14.08% | Tech/Econ | 12% | 8049976.773 | 0 | 12026.0237
Econ | Single Family | Space Heating | Heat pump-heating | RIM | Existing | NE635 | Ceiling Insulation(R2 to R38) | Ceiling Insulation(R2 to R38) | NonEquip | 20 |  | 1.625% | Tech/Econ | 34.48% | 3943297.295 | 0 | 5404.2449
Econ | Single Family | Space Heating | Heat pump-heating | RIM | Existing | NE623 | Ceiling Insulation(R19 to R38) | Ceiling Insulation(R19 to R38) | NonEquip | 20 |  | 6.361% | Tech/Econ | 6.429% | 2638231.894 | 0 | 3535.1982
Econ | Single Family | Space Heating | Heat pump-heating | RIM | Existing | NE611 | Ceiling Insulation(R12 to R38) | Ceiling Insulation(R12 to R38) | NonEquip | 20 |  | 15.79% | Tech/Econ | 11.98% | 12435633.36 | 0 | 16814.0578
Econ | Single Family | Space Heating | Heat pump-heating | RIM | Existing | NE605 | Air Sealing-Infiltration Control | Air Sealing-Infiltration Control | NonEquip | 11 |  | 20.8% | Tech/Econ | 9% | 8766201.834 | 0 | 13096.0068
Econ | Single Family | Space Heating | Heat pump-heating | RIM | Turnover | ET173 | 15 SEER Air Source Heat Pump | 15 SEER Air Source Heat Pump | Equip | 15 | Heat pump-heating | 59% | Tech/Econ | 3.529% | 13297492.55 | 0 | 118840.6571
Econ | Single Family | Space Heating | Heat pump-heating | RIM | Turnover | ET155 | 14 SEER ASHP from base electric resistance heating | 14 SEER ASHP from base electric resistance heating | Equip | 15 | Heat pump-heating | 40.59% | Tech/Econ | 58.41% | 148272931.6 | 0 | 96077.1896
Econ | Single Family | Space Heating | Heat pump-heating | RIM | New | EN179 | 15 SEER Air Source Heat Pump | 15 SEER Air Source Heat Pump | Equip | 15 | Heat pump-heating | 59% | Tech/Econ | 3.529% | 241289.4654 | 0 | 2156.4215
Econ | Single Family | Space Heating | Heat pump-heating | RIM | New | EN161 | 14 SEER ASHP from base electric resistance heating | 14 SEER ASHP from base electric resistance heating | Equip | 15 | Heat pump-heating | 40.59% | Tech/Econ | 58.41% | 2690484.415 | 0 | 1743.3673
Econ | Single Family | Space Cooling | Heat pump-cooling | RIM | New | NN860 | Spray Foam Insulation(Base R2) | Spray Foam Insulation(Base R2) | NonEquip | 20 |  | 0% | Tech/Econ | 34.78% | 0 | 0 | 0
Econ | Single Family | Space Cooling | Heat pump-cooling | RIM | New | NN758 | Home Energy Management System | Home Energy Management System | NonEquip | 11 |  | 0.95% | Tech/Econ | 7.12% | 40364.3611 | 46.2934 | 0
Econ | Single Family | Space Cooling | Heat pump-cooling | RIM | New | NN644 | Ceiling Insulation(R2 to R38) | Ceiling Insulation(R2 to R38) | NonEquip | 20 |  | 0% | Tech/Econ | 29.55% | 0 | 0 | 0
Econ | Single Family | Space Cooling | Heat pump-cooling | RIM | New | NN632 | Ceiling Insulation(R19 to R38) | Ceiling Insulation(R19 to R38) | NonEquip | 20 |  | 0% | Tech/Econ | 5.005% | 0 | 0 | 0
Econ | Single Family | Space Cooling | Heat pump-cooling | RIM | New | NN620 | Ceiling Insulation(R12 to R38) | Ceiling Insulation(R12 to R38) | NonEquip | 20 |  | 0% | Tech/Econ | 9.56% | 0 | 0 | 0
Econ | Single Family | Space Cooling | Heat pump-cooling | RIM | Existing | NE887 | Wall Insulation | Wall Insulation | NonEquip | 20 |  | 4.5% | Tech/Econ | 5.498% | 8472569.1 | 17028.0883 | 0
Econ | Single Family | Space Cooling | Heat pump-cooling | RIM | Existing | NE857 | Spray Foam Insulation(Base R2) | Spray Foam Insulation(Base R2) | NonEquip | 20 |  | 14.63% | Tech/Econ | 34.78% | 191877785.6 | 146125.3807 | 0
Econ | Single Family | Space Cooling | Heat pump-cooling | RIM | Existing | NE755 | Home Energy Management System | Home Energy Management System | NonEquip | 11 |  | 0.95% | Tech/Econ | 7.12% | 2134642.489 | 2448.1932 | 0
Econ | Single Family | Space Cooling | Heat pump-cooling | RIM | Existing | NE713 | Energy Star Windows | Energy Star Windows | NonEquip | 20 |  | 19% | Tech/Econ | 12.72% | 86137399.3 | 45069.9402 | 0
Econ | Single Family | Space Cooling | Heat pump-cooling | RIM | Existing | NE677 | Duct Repair | Duct Repair | NonEquip | 11 |  | 14.08% | Tech/Econ | 12% | 55286310.36 | 42841.5097 | 0
Econ | Single Family | Space Cooling | Heat pump-cooling | RIM | Existing | NE641 | Ceiling Insulation(R2 to R38) | Ceiling Insulation(R2 to R38) | NonEquip | 20 |  | 1.625% | Tech/Econ | 29.55% | 17191980.87 | 14309.2638 | 0
Econ | Single Family | Space Cooling | Heat pump-cooling | RIM | Existing | NE629 | Ceiling Insulation(R19 to R38) | Ceiling Insulation(R19 to R38) | NonEquip | 20 |  | 6.361% | Tech/Econ | 5.005% | 10874404.32 | 9239.6236 | 0
Econ | Single Family | Space Cooling | Heat pump-cooling | RIM | Existing | NE617 | Ceiling Insulation(R12 to R38) | Ceiling Insulation(R12 to R38) | NonEquip | 20 |  | 15.79% | Tech/Econ | 9.56% | 52487656.38 | 44226.454 | 0
Econ | Single Family | Space Cooling | Heat pump-cooling | RIM | Existing | NE599 | Air Sealing-Infiltration Control | Air Sealing-Infiltration Control | NonEquip | 11 |  | 20.8% | Tech/Econ | 9% | 60205261.32 | 46653.218 | 0
Econ | Single Family | Space Cooling | Heat pump-cooling | RIM | Turnover | ET164 | 15 SEER Air Source Heat Pump | 15 SEER Air Source Heat Pump | Equip | 15 | Heat pump-cooling | 59% | Tech/Econ | 6.667% | 133942666 | 63367.8348 | 0
Econ | Single Family | Space Cooling | Heat pump-cooling | RIM | Turnover | ET146 | 14 SEER ASHP from base electric resistance heating | 14 SEER ASHP from base electric resistance heating | Equip | 15 | Heat pump-cooling | 40.59% | Tech/Econ | 0% | 0.079824 | 0 | 0
Econ | Single Family | Space Cooling | Heat pump-cooling | RIM | New | EN170 | 15 SEER Air Source Heat Pump | 15 SEER Air Source Heat Pump | Equip | 15 | Heat pump-cooling | 59% | Tech/Econ | 6.667% | 2443332.176 | 1155.9324 | 0
Econ | Single Family | Space Cooling | Heat pump-cooling | RIM | New | EN152 | 14 SEER ASHP from base electric resistance heating | 14 SEER ASHP from base electric resistance heating | Equip | 15 | Heat pump-cooling | 40.59% | Tech/Econ | 0% | 0 | 0 | 0
Econ | Single Family | Space Heating | Central forced air | RIM | New | NN854 | Spray Foam Insulation(Base R2) | Spray Foam Insulation(Base R2) | NonEquip | 20 |  | 0% | Tech/Econ | 33.29% | 0 | 0 | 0
Econ | Single Family | Space Heating | Central forced air | RIM | New | NN764 | Home Energy Management System | Home Energy Management System | NonEquip | 11 |  | 0.95% | Tech/Econ | 15% | 7252.47 | 0 | 7.6116
Econ | Single Family | Space Heating | Central forced air | RIM | New | NN638 | Ceiling Insulation(R2 to R38) | Ceiling Insulation(R2 to R38) | NonEquip | 20 |  | 0% | Tech/Econ | 34.48% | 0 | 0 | 0
Econ | Single Family | Space Heating | Central forced air | RIM | New | NN626 | Ceiling Insulation(R19 to R38) | Ceiling Insulation(R19 to R38) | NonEquip | 20 |  | 0% | Tech/Econ | 6.429% | 0 | 0 | 0
Econ | Single Family | Space Heating | Central forced air | RIM | New | NN614 | Ceiling Insulation(R12 to R38) | Ceiling Insulation(R12 to R38) | NonEquip | 20 |  | 0% | Tech/Econ | 11.98% | 0 | 0 | 0
Econ | Single Family | Space Heating | Central forced air | RIM | Existing | NE893 | Wall Insulation | Wall Insulation | NonEquip | 20 |  | 4.5% | Tech/Econ | 27.09% | 3563706.043 | 0 | 2954.1749
Econ | Single Family | Space Heating | Central forced air | RIM | Existing | NE851 | Spray Foam Insulation(Base R2) | Spray Foam Insulation(Base R2) | NonEquip | 20 |  | 14.63% | Tech/Econ | 33.29% | 14963651.92 | 0 | 22878.0129
Econ | Single Family | Space Heating | Central forced air | RIM | Existing | NE761 | Home Energy Management System | Home Energy Management System | NonEquip | 11 |  | 0.95% | Tech/Econ | 15% | 399684.5248 | 0 | 419.4758
Econ | Single Family | Space Heating | Central forced air | RIM | Existing | NE719 | Energy Star Windows | Energy Star Windows | NonEquip | 20 |  | 19% | Tech/Econ | 3.196% | 1713749.575 | 0 | 6881.1901
Econ | Single Family | Space Heating | Central forced air | RIM | Existing | NE683 | Duct Repair | Duct Repair | NonEquip | 11 |  | 14.08% | Tech/Econ | 12% | 4733363.538 | 0 | 7071.2678
Econ | Single Family | Space Heating | Central forced air | RIM | Existing | NE635 | Ceiling Insulation(R2 to R38) | Ceiling Insulation(R2 to R38) | NonEquip | 20 |  | 1.625% | Tech/Econ | 34.48% | 1731994.761 | 0 | 2373.6795
Econ | Single Family | Space Heating | Central forced air | RIM | Existing | NE623 | Ceiling Insulation(R19 to R38) | Ceiling Insulation(R19 to R38) | NonEquip | 20 |  | 6.361% | Tech/Econ | 6.429% | 1158777.408 | 0 | 1552.7474
Econ | Single Family | Space Heating | Central forced air | RIM | Existing | NE611 | Ceiling Insulation(R12 to R38) | Ceiling Insulation(R12 to R38) | NonEquip | 20 |  | 15.79% | Tech/Econ | 11.98% | 5462041.083 | 0 | 7385.1546
Econ | Single Family | Space Heating | Central forced air | RIM | Existing | NE605 | Air Sealing-Infiltration Control | Air Sealing-Infiltration Control | NonEquip | 11 |  | 20.8% | Tech/Econ | 9% | 5154501.845 | 0 | 7700.4149
Econ | Single Family | Space Cooling | CAC | RIM | New | NN860 | Spray Foam Insulation(Base R2) | Spray Foam Insulation(Base R2) | NonEquip | 20 |  | 0% | Tech/Econ | 34.78% | 0 | 0 | 0
Econ | Single Family | Space Cooling | CAC | RIM | New | NN758 | Home Energy Management System | Home Energy Management System | NonEquip | 11 |  | 0.95% | Tech/Econ | 7.12% | 9486.0915 | 10.8795 | 0
Econ | Single Family | Space Cooling | CAC | RIM | New | NN644 | Ceiling Insulation(R2 to R38) | Ceiling Insulation(R2 to R38) | NonEquip | 20 |  | 0% | Tech/Econ | 29.55% | 0 | 0 | 0
Econ | Single Family | Space Cooling | CAC | RIM | New | NN632 | Ceiling Insulation(R19 to R38) | Ceiling Insulation(R19 to R38) | NonEquip | 20 |  | 0% | Tech/Econ | 5.005% | 0 | 0 | 0
Econ | Single Family | Space Cooling | CAC | RIM | New | NN620 | Ceiling Insulation(R12 to R38) | Ceiling Insulation(R12 to R38) | NonEquip | 20 |  | 0% | Tech/Econ | 9.56% | 0 | 0 | 0
Econ | Single Family | Space Cooling | CAC | RIM | Existing | NE887 | Wall Insulation | Wall Insulation | NonEquip | 20 |  | 4.5% | Tech/Econ | 5.498% | 1912833.062 | 3844.3936 | 0
Econ | Single Family | Space Cooling | CAC | RIM | Existing | NE857 | Spray Foam Insulation(Base R2) | Spray Foam Insulation(Base R2) | NonEquip | 20 |  | 14.63% | Tech/Econ | 34.78% | 43319820.44 | 32990.4019 | 0
Econ | Single Family | Space Cooling | CAC | RIM | Existing | NE755 | Home Energy Management System | Home Energy Management System | NonEquip | 11 |  | 0.95% | Tech/Econ | 7.12% | 501665.6651 | 575.3537 | 0
Econ | Single Family | Space Cooling | CAC | RIM | Existing | NE713 | Energy Star Windows | Energy Star Windows | NonEquip | 20 |  | 19% | Tech/Econ | 12.72% | 19447048.86 | 10175.3401 | 0
Econ | Single Family | Space Cooling | CAC | RIM | Existing | NE677 | Duct Repair | Duct Repair | NonEquip | 11 |  | 14.08% | Tech/Econ | 12% | 12992922.14 | 10068.2501 | 0
Econ | Single Family | Space Cooling | CAC | RIM | Existing | NE641 | Ceiling Insulation(R2 to R38) | Ceiling Insulation(R2 to R38) | NonEquip | 20 |  | 1.625% | Tech/Econ | 29.55% | 3881395.244 | 3230.5706 | 0
Econ | Single Family | Space Cooling | CAC | RIM | Existing | NE629 | Ceiling Insulation(R19 to R38) | Ceiling Insulation(R19 to R38) | NonEquip | 20 |  | 6.361% | Tech/Econ | 5.005% | 2455090.053 | 2086.0092 | 0
Econ | Single Family | Space Cooling | CAC | RIM | Existing | NE617 | Ceiling Insulation(R12 to R38) | Ceiling Insulation(R12 to R38) | NonEquip | 20 |  | 15.79% | Tech/Econ | 9.56% | 11850021.32 | 9984.9081 | 0
Econ | Single Family | Space Cooling | CAC | RIM | Existing | NE599 | Air Sealing-Infiltration Control | Air Sealing-Infiltration Control | NonEquip | 11 |  | 20.8% | Tech/Econ | 9% | 14148932.49 | 10964.0456 | 0
Econ | Single Family | Space Cooling | CAC | RIM | Turnover | ET209 | 16 SEER Central AC | 16 SEER Central AC | Equip | 15 | CAC | 78% | Tech/Econ | 12.5% | 72263923.39 | 36953.3843 | 0
Econ | Single Family | Space Cooling | CAC | RIM | Turnover | ET182 | 15 SEER Central AC | 15 SEER Central AC | Equip | 15 | CAC | 0% | Tech/Econ | 6.667% | 0 | 0 | 0
Econ | Single Family | Space Cooling | CAC | RIM | New | EN215 | 16 SEER Central AC | 16 SEER Central AC | Equip | 15 | CAC | 78% | Tech/Econ | 12.5% | 1366452.285 | 698.7586 | 0
Econ | Single Family | Space Cooling | CAC | RIM | New | EN188 | 15 SEER Central AC | 15 SEER Central AC | Equip | 15 | CAC | 0% | Tech/Econ | 6.667% | 0 | 0 | 0
Econ | Single Family | Space Heating | Baseboards | RIM | New | NN854 | Spray Foam Insulation(Base R2) | Spray Foam Insulation(Base R2) | NonEquip | 20 |  | 0% | Tech/Econ | 33.29% | 0 | 0 | 0
Econ | Single Family | Space Heating | Baseboards | RIM | New | NN764 | Home Energy Management System | Home Energy Management System | NonEquip | 11 |  | 0.95% | Tech/Econ | 15% | 8.792 | 0 | 0.0092274
Econ | Single Family | Space Heating | Baseboards | RIM | New | NN638 | Ceiling Insulation(R2 to R38) | Ceiling Insulation(R2 to R38) | NonEquip | 20 |  | 0% | Tech/Econ | 34.48% | 0 | 0 | 0
Econ | Single Family | Space Heating | Baseboards | RIM | New | NN626 | Ceiling Insulation(R19 to R38) | Ceiling Insulation(R19 to R38) | NonEquip | 20 |  | 0% | Tech/Econ | 6.429% | 0 | 0 | 0
Econ | Single Family | Space Heating | Baseboards | RIM | New | NN614 | Ceiling Insulation(R12 to R38) | Ceiling Insulation(R12 to R38) | NonEquip | 20 |  | 0% | Tech/Econ | 11.98% | 0 | 0 | 0
Econ | Single Family | Space Heating | Baseboards | RIM | Existing | NE893 | Wall Insulation | Wall Insulation | NonEquip | 20 |  | 4.5% | Tech/Econ | 27.09% | 4320.2134 | 0 | 3.5813
Econ | Single Family | Space Heating | Baseboards | RIM | Existing | NE851 | Spray Foam Insulation(Base R2) | Spray Foam Insulation(Base R2) | NonEquip | 20 |  | 14.63% | Tech/Econ | 33.29% | 18140.1521 | 0 | 27.7346
Econ | Single Family | Space Heating | Baseboards | RIM | Existing | NE761 | Home Energy Management System | Home Energy Management System | NonEquip | 11 |  | 0.95% | Tech/Econ | 15% | 484.53 | 0 | 0.50852
Econ | Single Family | Space Heating | Baseboards | RIM | Existing | NE719 | Energy Star Windows | Energy Star Windows | NonEquip | 20 |  | 19% | Tech/Econ | 3.196% | 2077.5462 | 0 | 8.3419
Econ | Single Family | Space Heating | Baseboards | RIM | Existing | NE683 | Duct Repair | Duct Repair | NonEquip | 11 |  | 14.08% | Tech/Econ | 12% | 5738.1671 | 0 | 8.5724
Econ | Single Family | Space Heating | Baseboards | RIM | Existing | NE635 | Ceiling Insulation(R2 to R38) | Ceiling Insulation(R2 to R38) | NonEquip | 20 |  | 1.625% | Tech/Econ | 34.48% | 2099.6645 | 0 | 2.8776
Econ | Single Family | Space Heating | Baseboards | RIM | Existing | NE623 | Ceiling Insulation(R19 to R38) | Ceiling Insulation(R19 to R38) | NonEquip | 20 |  | 6.361% | Tech/Econ | 6.429% | 1404.7639 | 0 | 1.8824
Econ | Single Family | Space Heating | Baseboards | RIM | Existing | NE611 | Ceiling Insulation(R12 to R38) | Ceiling Insulation(R12 to R38) | NonEquip | 20 |  | 15.79% | Tech/Econ | 11.98% | 6621.5291 | 0 | 8.9529
Econ | Single Family | Space Heating | Baseboards | RIM | Existing | NE605 | Air Sealing-Infiltration Control | Air Sealing-Infiltration Control | NonEquip | 11 |  | 20.8% | Tech/Econ | 9% | 6248.7051 | 0 | 9.3351
Econ | Multi-Family | Space Heating | Room heating | RIM | New | NN765 | Home Energy Management System | Home Energy Management System | NonEquip | 11 |  | 2.908% | Tech/Econ | 15% | 825.2256 | 0 | 0.71989
Econ | Multi-Family | Space Heating | Room heating | RIM | New | NN639 | Ceiling Insulation(R2 to R38) | Ceiling Insulation(R2 to R38) | NonEquip | 20 |  | 0% | Tech/Econ | 48.5% | 0 | 0 | 0
Econ | Multi-Family | Space Heating | Room heating | RIM | New | NN615 | Ceiling Insulation(R12 to R38) | Ceiling Insulation(R12 to R38) | NonEquip | 20 |  | 0% | Tech/Econ | 19.75% | 0 | 0 | 0
Econ | Multi-Family | Space Heating | Room heating | RIM | Existing | NE762 | Home Energy Management System | Home Energy Management System | NonEquip | 11 |  | 2.908% | Tech/Econ | 15% | 44411.2167 | 0 | 38.7421
Econ | Multi-Family | Space Heating | Room heating | RIM | Existing | NE720 | Energy Star Windows | Energy Star Windows | NonEquip | 20 |  | 19% | Tech/Econ | 3.687% | 71827.294 | 0 | 288.4069
Econ | Multi-Family | Space Heating | Room heating | RIM | Existing | NE684 | Duct Repair | Duct Repair | NonEquip | 11 |  | 65% | Tech/Econ | 12% | 790639.6429 | 0 | 886.0495
Econ | Multi-Family | Space Heating | Room heating | RIM | Existing | NE636 | Ceiling Insulation(R2 to R38) | Ceiling Insulation(R2 to R38) | NonEquip | 20 |  | 16.25% | Tech/Econ | 48.5% | 905570.9492 | 0 | 1305.5353
Econ | Multi-Family | Space Heating | Room heating | RIM | Existing | NE612 | Ceiling Insulation(R12 to R38) | Ceiling Insulation(R12 to R38) | NonEquip | 20 |  | 15.79% | Tech/Econ | 19.75% | 330049.4705 | 0 | 467.1002
Econ | Multi-Family | Space Heating | Room heating | RIM | Existing | NE606 | Air Sealing-Infiltration Control | Air Sealing-Infiltration Control | NonEquip | 11 |  | 52% | Tech/Econ | 9% | 437381.8506 | 0 | 490.1626
Econ | Multi-Family | Space Cooling | Room AC | RIM | New | NN759 | Home Energy Management System | Home Energy Management System | NonEquip | 11 |  | 2.908% | Tech/Econ | 7.12% | 1008.7401 | 1.7209 | 0
Econ | Multi-Family | Space Cooling | Room AC | RIM | New | NN645 | Ceiling Insulation(R2 to R38) | Ceiling Insulation(R2 to R38) | NonEquip | 20 |  | 0% | Tech/Econ | 36.07% | 0 | 0 | 0
Econ | Multi-Family | Space Cooling | Room AC | RIM | New | NN621 | Ceiling Insulation(R12 to R38) | Ceiling Insulation(R12 to R38) | NonEquip | 20 |  | 0% | Tech/Econ | 12.59% | 0 | 0 | 0
Econ | Multi-Family | Space Cooling | Room AC | RIM | Existing | NE756 | Home Energy Management System | Home Energy Management System | NonEquip | 11 |  | 2.908% | Tech/Econ | 7.12% | 47195.5699 | 80.5157 | 0
Econ | Multi-Family | Space Cooling | Room AC | RIM | Existing | NE714 | Energy Star Windows | Energy Star Windows | NonEquip | 20 |  | 19% | Tech/Econ | 26.27% | 1389927.941 | 727.2563 | 0
Econ | Multi-Family | Space Cooling | Room AC | RIM | Existing | NE678 | Duct Repair | Duct Repair | NonEquip | 11 |  | 65% | Tech/Econ | 12% | 2022935.814 | 2104.4504 | 0
Econ | Multi-Family | Space Cooling | Room AC | RIM | Existing | NE642 | Ceiling Insulation(R2 to R38) | Ceiling Insulation(R2 to R38) | NonEquip | 20 |  | 16.25% | Tech/Econ | 36.07% | 1734070.567 | 1382.1041 | 0
Econ | Multi-Family | Space Cooling | Room AC | RIM | Existing | NE618 | Ceiling Insulation(R12 to R38) | Ceiling Insulation(R12 to R38) | NonEquip | 20 |  | 15.79% | Tech/Econ | 12.59% | 525977.9426 | 425.7096 | 0
Econ | Multi-Family | Space Cooling | Room AC | RIM | Existing | NE600 | Air Sealing-Infiltration Control | Air Sealing-Infiltration Control | NonEquip | 11 |  | 52% | Tech/Econ | 9% | 1119088.094 | 1164.182 | 0
Econ | Multi-Family | Space Heating | Heat pump-heating | RIM | New | NN765 | Home Energy Management System | Home Energy Management System | NonEquip | 11 |  | 2.908% | Tech/Econ | 15% | 4212.7712 | 0 | 3.675
Econ | Multi-Family | Space Heating | Heat pump-heating | RIM | New | NN639 | Ceiling Insulation(R2 to R38) | Ceiling Insulation(R2 to R38) | NonEquip | 20 |  | 0% | Tech/Econ | 48.5% | 0 | 0 | 0
Econ | Multi-Family | Space Heating | Heat pump-heating | RIM | New | NN615 | Ceiling Insulation(R12 to R38) | Ceiling Insulation(R12 to R38) | NonEquip | 20 |  | 0% | Tech/Econ | 19.75% | 0 | 0 | 0
Econ | Multi-Family | Space Heating | Heat pump-heating | RIM | Existing | NE762 | Home Energy Management System | Home Energy Management System | NonEquip | 11 |  | 2.908% | Tech/Econ | 15% | 226718.98 | 0 | 197.7782
Econ | Multi-Family | Space Heating | Heat pump-heating | RIM | Existing | NE720 | Energy Star Windows | Energy Star Windows | NonEquip | 20 |  | 19% | Tech/Econ | 3.687% | 450990.6763 | 0 | 1810.8554
Econ | Multi-Family | Space Heating | Heat pump-heating | RIM | Existing | NE684 | Duct Repair | Duct Repair | NonEquip | 11 |  | 65% | Tech/Econ | 12% | 4036210.374 | 0 | 4523.277
Econ | Multi-Family | Space Heating | Heat pump-heating | RIM | Existing | NE636 | Ceiling Insulation(R2 to R38) | Ceiling Insulation(R2 to R38) | NonEquip | 20 |  | 16.25% | Tech/Econ | 48.5% | 5685917.319 | 0 | 8197.2219
Econ | Multi-Family | Space Heating | Heat pump-heating | RIM | Existing | NE612 | Ceiling Insulation(R12 to R38) | Ceiling Insulation(R12 to R38) | NonEquip | 20 |  | 15.79% | Tech/Econ | 19.75% | 2072321.337 | 0 | 2932.8383
Econ | Multi-Family | Space Heating | Heat pump-heating | RIM | Existing | NE606 | Air Sealing-Infiltration Control | Air Sealing-Infiltration Control | NonEquip | 11 |  | 52% | Tech/Econ | 9% | 2232831.58 | 0 | 2502.2768
Econ | Multi-Family | Space Heating | Heat pump-heating | RIM | Turnover | ET156 | 14 SEER ASHP from base electric resistance heating | 14 SEER ASHP from base electric resistance heating | Equip | 15 | Heat pump-heating | 32% | Tech/Econ | 58.41% | 11950514.56 | 0 | 7743.6376
Econ | Multi-Family | Space Heating | Heat pump-heating | RIM | New | EN162 | 14 SEER ASHP from base electric resistance heating | 14 SEER ASHP from base electric resistance heating | Equip | 15 | Heat pump-heating | 32% | Tech/Econ | 58.41% | 222058.0926 | 0 | 143.8881
Econ | Multi-Family | Space Cooling | Heat pump-cooling | RIM | New | NN759 | Home Energy Management System | Home Energy Management System | NonEquip | 11 |  | 2.908% | Tech/Econ | 7.12% | 17735.0571 | 30.256 | 0
Econ | Multi-Family | Space Cooling | Heat pump-cooling | RIM | New | NN645 | Ceiling Insulation(R2 to R38) | Ceiling Insulation(R2 to R38) | NonEquip | 20 |  | 0% | Tech/Econ | 36.07% | 0 | 0 | 0
Econ | Multi-Family | Space Cooling | Heat pump-cooling | RIM | New | NN621 | Ceiling Insulation(R12 to R38) | Ceiling Insulation(R12 to R38) | NonEquip | 20 |  | 0% | Tech/Econ | 12.59% | 0 | 0 | 0
Econ | Multi-Family | Space Cooling | Heat pump-cooling | RIM | Existing | NE756 | Home Energy Management System | Home Energy Management System | NonEquip | 11 |  | 2.908% | Tech/Econ | 7.12% | 829763.8843 | 1415.5774 | 0
Econ | Multi-Family | Space Cooling | Heat pump-cooling | RIM | Existing | NE714 | Energy Star Windows | Energy Star Windows | NonEquip | 20 |  | 19% | Tech/Econ | 26.27% | 24436870.02 | 12786.1797 | 0
Econ | Multi-Family | Space Cooling | Heat pump-cooling | RIM | Existing | NE678 | Duct Repair | Duct Repair | NonEquip | 11 |  | 65% | Tech/Econ | 12% | 35566030.51 | 36999.1713 | 0
Econ | Multi-Family | Space Cooling | Heat pump-cooling | RIM | Existing | NE642 | Ceiling Insulation(R2 to R38) | Ceiling Insulation(R2 to R38) | NonEquip | 20 |  | 16.25% | Tech/Econ | 36.07% | 30487376.95 | 24299.3167 | 0
Econ | Multi-Family | Space Cooling | Heat pump-cooling | RIM | Existing | NE618 | Ceiling Insulation(R12 to R38) | Ceiling Insulation(R12 to R38) | NonEquip | 20 |  | 15.79% | Tech/Econ | 12.59% | 9247425.166 | 7484.5687 | 0
Econ | Multi-Family | Space Cooling | Heat pump-cooling | RIM | Existing | NE600 | Air Sealing-Infiltration Control | Air Sealing-Infiltration Control | NonEquip | 11 |  | 52% | Tech/Econ | 9% | 19675128.1 | 20467.9416 | 0
Econ | Multi-Family | Space Cooling | Heat pump-cooling | RIM | Turnover | ET147 | 14 SEER ASHP from base electric resistance heating | 14 SEER ASHP from base electric resistance heating | Equip | 15 | Heat pump-cooling | 32% | Tech/Econ | 0% | 0.10318 | 0 | 0
Econ | Multi-Family | Space Cooling | Heat pump-cooling | RIM | New | EN153 | 14 SEER ASHP from base electric resistance heating | 14 SEER ASHP from base electric resistance heating | Equip | 15 | Heat pump-cooling | 32% | Tech/Econ | 0% | 0 | 0 | 0
Econ | Multi-Family | Space Heating | Central forced air | RIM | New | NN765 | Home Energy Management System | Home Energy Management System | NonEquip | 11 |  | 2.908% | Tech/Econ | 15% | 7625.9857 | 0 | 6.6525
Econ | Multi-Family | Space Heating | Central forced air | RIM | New | NN639 | Ceiling Insulation(R2 to R38) | Ceiling Insulation(R2 to R38) | NonEquip | 20 |  | 0% | Tech/Econ | 48.5% | 0 | 0 | 0
Econ | Multi-Family | Space Heating | Central forced air | RIM | New | NN615 | Ceiling Insulation(R12 to R38) | Ceiling Insulation(R12 to R38) | NonEquip | 20 |  | 0% | Tech/Econ | 19.75% | 0 | 0 | 0
Econ | Multi-Family | Space Heating | Central forced air | RIM | Existing | NE762 | Home Energy Management System | Home Energy Management System | NonEquip | 11 |  | 2.908% | Tech/Econ | 15% | 410408.1628 | 0 | 358.0194
Econ | Multi-Family | Space Heating | Central forced air | RIM | Existing | NE720 | Energy Star Windows | Energy Star Windows | NonEquip | 20 |  | 19% | Tech/Econ | 3.687% | 663762.6701 | 0 | 2665.1952
Econ | Multi-Family | Space Heating | Central forced air | RIM | Existing | NE684 | Duct Repair | Duct Repair | NonEquip | 11 |  | 65% | Tech/Econ | 12% | 7306374.103 | 0 | 8188.0652
Econ | Multi-Family | Space Heating | Central forced air | RIM | Existing | NE636 | Ceiling Insulation(R2 to R38) | Ceiling Insulation(R2 to R38) | NonEquip | 20 |  | 16.25% | Tech/Econ | 48.5% | 8368464.939 | 0 | 12064.5729
Econ | Multi-Family | Space Heating | Central forced air | RIM | Existing | NE612 | Ceiling Insulation(R12 to R38) | Ceiling Insulation(R12 to R38) | NonEquip | 20 |  | 15.79% | Tech/Econ | 19.75% | 3050017.698 | 0 | 4316.5162
Econ | Multi-Family | Space Heating | Central forced air | RIM | Existing | NE606 | Air Sealing-Infiltration Control | Air Sealing-Infiltration Control | NonEquip | 11 |  | 52% | Tech/Econ | 9% | 4041886.155 | 0 | 4529.6377
Econ | Multi-Family | Space Cooling | CAC | RIM | New | NN759 | Home Energy Management System | Home Energy Management System | NonEquip | 11 |  | 2.908% | Tech/Econ | 7.12% | 20577.34 | 35.1049 | 0
Econ | Multi-Family | Space Cooling | CAC | RIM | New | NN645 | Ceiling Insulation(R2 to R38) | Ceiling Insulation(R2 to R38) | NonEquip | 20 |  | 0% | Tech/Econ | 36.07% | 0 | 0 | 0
Econ | Multi-Family | Space Cooling | CAC | RIM | New | NN621 | Ceiling Insulation(R12 to R38) | Ceiling Insulation(R12 to R38) | NonEquip | 20 |  | 0% | Tech/Econ | 12.59% | 0 | 0 | 0
Econ | Multi-Family | Space Cooling | CAC | RIM | Existing | NE756 | Home Energy Management System | Home Energy Management System | NonEquip | 11 |  | 2.908% | Tech/Econ | 7.12% | 962744.7768 | 1642.4428 | 0
Econ | Multi-Family | Space Cooling | CAC | RIM | Existing | NE714 | Energy Star Windows | Energy Star Windows | NonEquip | 20 |  | 19% | Tech/Econ | 26.27% | 28353209.17 | 14835.3381 | 0
Econ | Multi-Family | Space Cooling | CAC | RIM | Existing | NE678 | Duct Repair | Duct Repair | NonEquip | 11 |  | 65% | Tech/Econ | 12% | 41265968.25 | 42928.7893 | 0
Econ | Multi-Family | Space Cooling | CAC | RIM | Existing | NE642 | Ceiling Insulation(R2 to R38) | Ceiling Insulation(R2 to R38) | NonEquip | 20 |  | 16.25% | Tech/Econ | 36.07% | 35373391.71 | 28193.6111 | 0
Econ | Multi-Family | Space Cooling | CAC | RIM | Existing | NE618 | Ceiling Insulation(R12 to R38) | Ceiling Insulation(R12 to R38) | NonEquip | 20 |  | 15.79% | Tech/Econ | 12.59% | 10729450.2 | 8684.0721 | 0
Econ | Multi-Family | Space Cooling | CAC | RIM | Existing | NE600 | Air Sealing-Infiltration Control | Air Sealing-Infiltration Control | NonEquip | 11 |  | 52% | Tech/Econ | 9% | 22828333.66 | 23748.2063 | 0
Econ | Multi-Family | Space Heating | Baseboards | RIM | New | NN765 | Home Energy Management System | Home Energy Management System | NonEquip | 11 |  | 2.908% | Tech/Econ | 15% | 21.3592 | 0 | 0.018633
Econ | Multi-Family | Space Heating | Baseboards | RIM | New | NN639 | Ceiling Insulation(R2 to R38) | Ceiling Insulation(R2 to R38) | NonEquip | 20 |  | 0% | Tech/Econ | 48.5% | 0 | 0 | 0
Econ | Multi-Family | Space Heating | Baseboards | RIM | New | NN615 | Ceiling Insulation(R12 to R38) | Ceiling Insulation(R12 to R38) | NonEquip | 20 |  | 0% | Tech/Econ | 19.75% | 0 | 0 | 0
Econ | Multi-Family | Space Heating | Baseboards | RIM | Existing | NE762 | Home Energy Management System | Home Energy Management System | NonEquip | 11 |  | 2.908% | Tech/Econ | 15% | 1149.4884 | 0 | 1.0028
Econ | Multi-Family | Space Heating | Baseboards | RIM | Existing | NE720 | Energy Star Windows | Energy Star Windows | NonEquip | 20 |  | 19% | Tech/Econ | 3.687% | 1859.0943 | 0 | 7.4648
Econ | Multi-Family | Space Heating | Baseboards | RIM | Existing | NE684 | Duct Repair | Duct Repair | NonEquip | 11 |  | 65% | Tech/Econ | 12% | 20463.999 | 0 | 22.9335
Econ | Multi-Family | Space Heating | Baseboards | RIM | Existing | NE636 | Ceiling Insulation(R2 to R38) | Ceiling Insulation(R2 to R38) | NonEquip | 20 |  | 16.25% | Tech/Econ | 48.5% | 23438.7476 | 0 | 33.791
Econ | Multi-Family | Space Heating | Baseboards | RIM | Existing | NE612 | Ceiling Insulation(R12 to R38) | Ceiling Insulation(R12 to R38) | NonEquip | 20 |  | 15.79% | Tech/Econ | 19.75% | 8542.6175 | 0 | 12.0899
Econ | Multi-Family | Space Heating | Baseboards | RIM | Existing | NE606 | Air Sealing-Infiltration Control | Air Sealing-Infiltration Control | NonEquip | 11 |  | 52% | Tech/Econ | 9% | 11320.6843 | 0 | 12.6868
Econ | Manufactured Home | Space Heating | Room heating | RIM | New | NN766 | Home Energy Management System | Home Energy Management System | NonEquip | 11 |  | 6.5% | Tech/Econ | 15% | 5845.9664 | 0 | 4.9143
Econ | Manufactured Home | Space Heating | Room heating | RIM | New | NN640 | Ceiling Insulation(R2 to R38) | Ceiling Insulation(R2 to R38) | NonEquip | 20 |  | 0% | Tech/Econ | 48.55% | 0 | 0 | 0
Econ | Manufactured Home | Space Heating | Room heating | RIM | New | NN616 | Ceiling Insulation(R12 to R38) | Ceiling Insulation(R12 to R38) | NonEquip | 20 |  | 0% | Tech/Econ | 19.59% | 0 | 0 | 0
Econ | Manufactured Home | Space Heating | Room heating | RIM | Existing | NE895 | Wall Insulation | Wall Insulation | NonEquip | 20 |  | 6.75% | Tech/Econ | 34.34% | 777340.6472 | 0 | 621.6611
Econ | Manufactured Home | Space Heating | Room heating | RIM | Existing | NE763 | Home Energy Management System | Home Energy Management System | NonEquip | 11 |  | 6.5% | Tech/Econ | 15% | 308193.3751 | 0 | 259.0775
Econ | Manufactured Home | Space Heating | Room heating | RIM | Existing | NE721 | Energy Star Windows | Energy Star Windows | NonEquip | 20 |  | 19% | Tech/Econ | 2.305% | 139041.9233 | 0 | 558.2927
Econ | Manufactured Home | Space Heating | Room heating | RIM | Existing | NE685 | Duct Repair | Duct Repair | NonEquip | 11 |  | 65% | Tech/Econ | 12% | 2441507.915 | 0 | 2572.9959
Econ | Manufactured Home | Space Heating | Room heating | RIM | Existing | NE637 | Ceiling Insulation(R2 to R38) | Ceiling Insulation(R2 to R38) | NonEquip | 20 |  | 16.25% | Tech/Econ | 48.55% | 2872758.45 | 0 | 3916.2067
Econ | Manufactured Home | Space Heating | Room heating | RIM | Existing | NE613 | Ceiling Insulation(R12 to R38) | Ceiling Insulation(R12 to R38) | NonEquip | 20 |  | 15.79% | Tech/Econ | 19.59% | 1013195.458 | 0 | 1349.261
Econ | Manufactured Home | Space Heating | Room heating | RIM | Existing | NE607 | Air Sealing-Infiltration Control | Air Sealing-Infiltration Control | NonEquip | 11 |  | 52% | Tech/Econ | 9% | 1350642.17 | 0 | 1423.3813
Econ | Manufactured Home | Space Cooling | Room AC | RIM | New | NN760 | Home Energy Management System | Home Energy Management System | NonEquip | 11 |  | 6.5% | Tech/Econ | 7.12% | 3106.9289 | 5.9486 | 0
Econ | Manufactured Home | Space Cooling | Room AC | RIM | New | NN646 | Ceiling Insulation(R2 to R38) | Ceiling Insulation(R2 to R38) | NonEquip | 20 |  | 0% | Tech/Econ | 25.25% | 0 | 0 | 0
Econ | Manufactured Home | Space Cooling | Room AC | RIM | New | NN622 | Ceiling Insulation(R12 to R38) | Ceiling Insulation(R12 to R38) | NonEquip | 20 |  | 0% | Tech/Econ | 7.735% | 0 | 0 | 0
Econ | Manufactured Home | Space Cooling | Room AC | RIM | Existing | NE889 | Wall Insulation | Wall Insulation | NonEquip | 20 |  | 6.75% | Tech/Econ | 4.781% | 120112.0179 | 277.7499 | 0
Econ | Manufactured Home | Space Cooling | Room AC | RIM | Existing | NE757 | Home Energy Management System | Home Energy Management System | NonEquip | 11 |  | 6.5% | Tech/Econ | 7.12% | 150878.1851 | 288.874 | 0
Econ | Manufactured Home | Space Cooling | Room AC | RIM | Existing | NE715 | Energy Star Windows | Energy Star Windows | NonEquip | 20 |  | 19% | Tech/Econ | 19.12% | 1420489.07 | 743.2469 | 0
Econ | Manufactured Home | Space Cooling | Room AC | RIM | Existing | NE679 | Duct Repair | Duct Repair | NonEquip | 11 |  | 65% | Tech/Econ | 12% | 2893428.431 | 3296.537 | 0
Econ | Manufactured Home | Space Cooling | Room AC | RIM | Existing | NE643 | Ceiling Insulation(R2 to R38) | Ceiling Insulation(R2 to R38) | NonEquip | 20 |  | 16.25% | Tech/Econ | 25.25% | 1673024.743 | 1399.1846 | 0
Econ | Manufactured Home | Space Cooling | Room AC | RIM | Existing | NE619 | Ceiling Insulation(R12 to R38) | Ceiling Insulation(R12 to R38) | NonEquip | 20 |  | 15.79% | Tech/Econ | 7.735% | 460110.5771 | 393.2355 | 0
Econ | Manufactured Home | Space Cooling | Room AC | RIM | Existing | NE601 | Air Sealing-Infiltration Control | Air Sealing-Infiltration Control | NonEquip | 11 |  | 52% | Tech/Econ | 9% | 1600644.603 | 1823.6443 | 0
Econ | Manufactured Home | Space Heating | Heat pump-heating | RIM | New | NN766 | Home Energy Management System | Home Energy Management System | NonEquip | 11 |  | 6.5% | Tech/Econ | 15% | 4807.9429 | 0 | 4.0417
Econ | Manufactured Home | Space Heating | Heat pump-heating | RIM | New | NN640 | Ceiling Insulation(R2 to R38) | Ceiling Insulation(R2 to R38) | NonEquip | 20 |  | 0% | Tech/Econ | 48.55% | 0 | 0 | 0
Econ | Manufactured Home | Space Heating | Heat pump-heating | RIM | New | NN616 | Ceiling Insulation(R12 to R38) | Ceiling Insulation(R12 to R38) | NonEquip | 20 |  | 0% | Tech/Econ | 19.59% | 0 | 0 | 0
Econ | Manufactured Home | Space Heating | Heat pump-heating | RIM | Existing | NE895 | Wall Insulation | Wall Insulation | NonEquip | 20 |  | 6.75% | Tech/Econ | 34.34% | 786316.1876 | 0 | 628.8391
Econ | Manufactured Home | Space Heating | Heat pump-heating | RIM | Existing | NE763 | Home Energy Management System | Home Energy Management System | NonEquip | 11 |  | 6.5% | Tech/Econ | 15% | 253469.8381 | 0 | 213.0751
Econ | Manufactured Home | Space Heating | Heat pump-heating | RIM | Existing | NE721 | Energy Star Windows | Energy Star Windows | NonEquip | 20 |  | 19% | Tech/Econ | 2.305% | 140647.3666 | 0 | 564.739
Econ | Manufactured Home | Space Heating | Heat pump-heating | RIM | Existing | NE685 | Duct Repair | Duct Repair | NonEquip | 11 |  | 65% | Tech/Econ | 12% | 2007988.056 | 0 | 2116.1287
Econ | Manufactured Home | Space Heating | Heat pump-heating | RIM | Existing | NE637 | Ceiling Insulation(R2 to R38) | Ceiling Insulation(R2 to R38) | NonEquip | 20 |  | 16.25% | Tech/Econ | 48.55% | 2905928.668 | 0 | 3961.4251
Econ | Manufactured Home | Space Heating | Heat pump-heating | RIM | Existing | NE613 | Ceiling Insulation(R12 to R38) | Ceiling Insulation(R12 to R38) | NonEquip | 20 |  | 15.79% | Tech/Econ | 19.59% | 1024894.289 | 0 | 1364.8402
Econ | Manufactured Home | Space Heating | Heat pump-heating | RIM | Existing | NE607 | Air Sealing-Infiltration Control | Air Sealing-Infiltration Control | NonEquip | 11 |  | 52% | Tech/Econ | 9% | 1110818.985 | 0 | 1170.6424
Econ | Manufactured Home | Space Heating | Heat pump-heating | RIM | Turnover | ET157 | 14 SEER ASHP from base electric resistance heating | 14 SEER ASHP from base electric resistance heating | Equip | 15 | Heat pump-heating | 32% | Tech/Econ | 58.41% | 5977649.438 | 0 | 3873.3689
Econ | Manufactured Home | Space Heating | Heat pump-heating | RIM | New | EN163 | 14 SEER ASHP from base electric resistance heating | 14 SEER ASHP from base electric resistance heating | Equip | 15 | Heat pump-heating | 32% | Tech/Econ | 58.41% | 113387.05 | 0 | 73.472
Econ | Manufactured Home | Space Cooling | Heat pump-cooling | RIM | New | NN760 | Home Energy Management System | Home Energy Management System | NonEquip | 11 |  | 6.5% | Tech/Econ | 7.12% | 23836.3538 | 45.6375 | 0
Econ | Manufactured Home | Space Cooling | Heat pump-cooling | RIM | New | NN646 | Ceiling Insulation(R2 to R38) | Ceiling Insulation(R2 to R38) | NonEquip | 20 |  | 0% | Tech/Econ | 25.25% | 0 | 0 | 0
Econ | Manufactured Home | Space Cooling | Heat pump-cooling | RIM | New | NN622 | Ceiling Insulation(R12 to R38) | Ceiling Insulation(R12 to R38) | NonEquip | 20 |  | 0% | Tech/Econ | 7.735% | 0 | 0 | 0
Econ | Manufactured Home | Space Cooling | Heat pump-cooling | RIM | Existing | NE889 | Wall Insulation | Wall Insulation | NonEquip | 20 |  | 6.75% | Tech/Econ | 4.781% | 921499.2198 | 2130.8968 | 0
Econ | Manufactured Home | Space Cooling | Heat pump-cooling | RIM | Existing | NE757 | Home Energy Management System | Home Energy Management System | NonEquip | 11 |  | 6.5% | Tech/Econ | 7.12% | 1157537.208 | 2216.2405 | 0
Econ | Manufactured Home | Space Cooling | Heat pump-cooling | RIM | Existing | NE715 | Energy Star Windows | Energy Star Windows | NonEquip | 20 |  | 19% | Tech/Econ | 19.12% | 10897990 | 5702.1893 | 0
Econ | Manufactured Home | Space Cooling | Heat pump-cooling | RIM | Existing | NE679 | Duct Repair | Duct Repair | NonEquip | 11 |  | 65% | Tech/Econ | 12% | 22198378.55 | 25291.027 | 0
Econ | Manufactured Home | Space Cooling | Heat pump-cooling | RIM | Existing | NE643 | Ceiling Insulation(R2 to R38) | Ceiling Insulation(R2 to R38) | NonEquip | 20 |  | 16.25% | Tech/Econ | 25.25% | 12835443.3 | 10734.5423 | 0
Econ | Manufactured Home | Space Cooling | Heat pump-cooling | RIM | Existing | NE619 | Ceiling Insulation(R12 to R38) | Ceiling Insulation(R12 to R38) | NonEquip | 20 |  | 15.79% | Tech/Econ | 7.735% | 3529967.652 | 3016.9018 | 0
Econ | Manufactured Home | Space Cooling | Heat pump-cooling | RIM | Existing | NE601 | Air Sealing-Infiltration Control | Air Sealing-Infiltration Control | NonEquip | 11 |  | 52% | Tech/Econ | 9% | 12280142.98 | 13990.9961 | 0
Econ | Manufactured Home | Space Cooling | Heat pump-cooling | RIM | Turnover | ET148 | 14 SEER ASHP from base electric resistance heating | 14 SEER ASHP from base electric resistance heating | Equip | 15 | Heat pump-cooling | 32% | Tech/Econ | 0% | 0.012089 | 0 | 0
Econ | Manufactured Home | Space Cooling | Heat pump-cooling | RIM | New | EN154 | 14 SEER ASHP from base electric resistance heating | 14 SEER ASHP from base electric resistance heating | Equip | 15 | Heat pump-cooling | 32% | Tech/Econ | 0% | 0 | 0 | 0
Econ | Manufactured Home | Space Heating | Central forced air | RIM | New | NN766 | Home Energy Management System | Home Energy Management System | NonEquip | 11 |  | 6.5% | Tech/Econ | 15% | 11978.3553 | 0 | 10.0694
Econ | Manufactured Home | Space Heating | Central forced air | RIM | New | NN640 | Ceiling Insulation(R2 to R38) | Ceiling Insulation(R2 to R38) | NonEquip | 20 |  | 0% | Tech/Econ | 48.55% | 0 | 0 | 0
Econ | Manufactured Home | Space Heating | Central forced air | RIM | New | NN616 | Ceiling Insulation(R12 to R38) | Ceiling Insulation(R12 to R38) | NonEquip | 20 |  | 0% | Tech/Econ | 19.59% | 0 | 0 | 0
Econ | Manufactured Home | Space Heating | Central forced air | RIM | Existing | NE895 | Wall Insulation | Wall Insulation | NonEquip | 20 |  | 6.75% | Tech/Econ | 34.34% | 1592767.031 | 0 | 1273.7805
Econ | Manufactured Home | Space Heating | Central forced air | RIM | Existing | NE763 | Home Energy Management System | Home Energy Management System | NonEquip | 11 |  | 6.5% | Tech/Econ | 15% | 631486.6572 | 0 | 530.8485
Econ | Manufactured Home | Space Heating | Central forced air | RIM | Existing | NE721 | Energy Star Windows | Energy Star Windows | NonEquip | 20 |  | 19% | Tech/Econ | 2.305% | 284896.1932 | 0 | 1143.9389
Econ | Manufactured Home | Space Heating | Central forced air | RIM | Existing | NE685 | Duct Repair | Duct Repair | NonEquip | 11 |  | 65% | Tech/Econ | 12% | 5002637.294 | 0 | 5272.0554
Econ | Manufactured Home | Space Heating | Central forced air | RIM | Existing | NE637 | Ceiling Insulation(R2 to R38) | Ceiling Insulation(R2 to R38) | NonEquip | 20 |  | 16.25% | Tech/Econ | 48.55% | 5886267.445 | 0 | 8024.2876
Econ | Manufactured Home | Space Heating | Central forced air | RIM | Existing | NE613 | Ceiling Insulation(R12 to R38) | Ceiling Insulation(R12 to R38) | NonEquip | 20 |  | 15.79% | Tech/Econ | 19.59% | 2076032.337 | 0 | 2764.629
Econ | Manufactured Home | Space Heating | Central forced air | RIM | Existing | NE607 | Air Sealing-Infiltration Control | Air Sealing-Infiltration Control | NonEquip | 11 |  | 52% | Tech/Econ | 9% | 2767458.933 | 0 | 2916.501
Econ | Manufactured Home | Space Cooling | CAC | RIM | New | NN760 | Home Energy Management System | Home Energy Management System | NonEquip | 11 |  | 6.5% | Tech/Econ | 7.12% | 27841.2804 | 53.3054 | 0
Econ | Manufactured Home | Space Cooling | CAC | RIM | New | NN646 | Ceiling Insulation(R2 to R38) | Ceiling Insulation(R2 to R38) | NonEquip | 20 |  | 0% | Tech/Econ | 25.25% | 0 | 0 | 0
Econ | Manufactured Home | Space Cooling | CAC | RIM | New | NN622 | Ceiling Insulation(R12 to R38) | Ceiling Insulation(R12 to R38) | NonEquip | 20 |  | 0% | Tech/Econ | 7.735% | 0 | 0 | 0
Econ | Manufactured Home | Space Cooling | CAC | RIM | Existing | NE889 | Wall Insulation | Wall Insulation | NonEquip | 20 |  | 6.75% | Tech/Econ | 4.781% | 1076327.292 | 2488.9249 | 0
Econ | Manufactured Home | Space Cooling | CAC | RIM | Existing | NE757 | Home Energy Management System | Home Energy Management System | NonEquip | 11 |  | 6.5% | Tech/Econ | 7.12% | 1352023.813 | 2588.6079 | 0
Econ | Manufactured Home | Space Cooling | CAC | RIM | Existing | NE715 | Energy Star Windows | Energy Star Windows | NonEquip | 20 |  | 19% | Tech/Econ | 19.12% | 12729043.95 | 6660.2574 | 0
Econ | Manufactured Home | Space Cooling | CAC | RIM | Existing | NE679 | Duct Repair | Duct Repair | NonEquip | 11 |  | 65% | Tech/Econ | 12% | 25928096.48 | 29540.3643 | 0
Econ | Manufactured Home | Space Cooling | CAC | RIM | Existing | NE643 | Ceiling Insulation(R2 to R38) | Ceiling Insulation(R2 to R38) | NonEquip | 20 |  | 16.25% | Tech/Econ | 25.25% | 14992023.47 | 12538.1341 | 0
Econ | Manufactured Home | Space Cooling | CAC | RIM | Existing | NE619 | Ceiling Insulation(R12 to R38) | Ceiling Insulation(R12 to R38) | NonEquip | 20 |  | 15.79% | Tech/Econ | 7.735% | 4123064.288 | 3523.7944 | 0
Econ | Manufactured Home | Space Cooling | CAC | RIM | Existing | NE601 | Air Sealing-Infiltration Control | Air Sealing-Infiltration Control | NonEquip | 11 |  | 52% | Tech/Econ | 9% | 14343422.93 | 16341.7295 | 0
Econ | Manufactured Home | Space Heating | Baseboards | RIM | New | NN766 | Home Energy Management System | Home Energy Management System | NonEquip | 11 |  | 6.5% | Tech/Econ | 15% | 0 | 0 | 0
Econ | Manufactured Home | Space Heating | Baseboards | RIM | New | NN640 | Ceiling Insulation(R2 to R38) | Ceiling Insulation(R2 to R38) | NonEquip | 20 |  | 0% | Tech/Econ | 48.55% | 0 | 0 | 0
Econ | Manufactured Home | Space Heating | Baseboards | RIM | New | NN616 | Ceiling Insulation(R12 to R38) | Ceiling Insulation(R12 to R38) | NonEquip | 20 |  | 0% | Tech/Econ | 19.59% | 0 | 0 | 0
Econ | Manufactured Home | Space Heating | Baseboards | RIM | Existing | NE895 | Wall Insulation | Wall Insulation | NonEquip | 20 |  | 6.75% | Tech/Econ | 34.34% | 0 | 0 | 0
Econ | Manufactured Home | Space Heating | Baseboards | RIM | Existing | NE763 | Home Energy Management System | Home Energy Management System | NonEquip | 11 |  | 6.5% | Tech/Econ | 15% | 0 | 0 | 0
Econ | Manufactured Home | Space Heating | Baseboards | RIM | Existing | NE721 | Energy Star Windows | Energy Star Windows | NonEquip | 20 |  | 19% | Tech/Econ | 2.305% | 0 | 0 | 0
Econ | Manufactured Home | Space Heating | Baseboards | RIM | Existing | NE685 | Duct Repair | Duct Repair | NonEquip | 11 |  | 65% | Tech/Econ | 12% | 0 | 0 | 0
Econ | Manufactured Home | Space Heating | Baseboards | RIM | Existing | NE637 | Ceiling Insulation(R2 to R38) | Ceiling Insulation(R2 to R38) | NonEquip | 20 |  | 16.25% | Tech/Econ | 48.55% | 0 | 0 | 0
Econ | Manufactured Home | Space Heating | Baseboards | RIM | Existing | NE613 | Ceiling Insulation(R12 to R38) | Ceiling Insulation(R12 to R38) | NonEquip | 20 |  | 15.79% | Tech/Econ | 19.59% | 0 | 0 | 0
Econ | Manufactured Home | Space Heating | Baseboards | RIM | Existing | NE607 | Air Sealing-Infiltration Control | Air Sealing-Infiltration Control | NonEquip | 11 |  | 52% | Tech/Econ | 9% | 0 | 0 | 0

## DEF_Econ_COM_TRC
Scenario | Segment | EndUse | EquipType | CE Test | Vintage | Measure Code | Name | Description | Type | Measure Life | Competition Group | Applicability | Adoption Curve | Energy Savings % | 2020 Energy Savings | 2020 Summer Peak Savings | 2020 Winter Peak Savings
Econ | Assembly | Refrigeration | Walk-in cooler | TRC | New | NN5313 | Retro-Commissioning | Retro-Commissioning | NonEquip | 5 |  | 0% | Tech/Econ | 16% | 0 | 0 | 0
Econ | Assembly | Refrigeration | Walk-in cooler | TRC | New | NN4845 | PSC to ECM Evaporator Fan Motor (Walk-In, Refrigerator) | PSC to ECM Evaporator Fan Motor (Walk-In, Refrigerator) | NonEquip | 15 | Walk-in cooler | 68.68% | Tech/Econ | 37.5% | 669.6065 | 0.093198 | 0.0085377
Econ | Assembly | Refrigeration | Walk-in cooler | TRC | New | NN4819 | PSC to ECM Evaporator Fan Motor (Reach-In) | PSC to ECM Evaporator Fan Motor (Reach-In) | NonEquip | 15 | Display cases | 0% | Tech/Econ | 37.5% | 0 | 0 | 0
Econ | Assembly | Refrigeration | Walk-in cooler | TRC | Existing | NE5300 | Retro-Commissioning | Retro-Commissioning | NonEquip | 5 |  | 21.99% | Tech/Econ | 16% | 5076.259 | 0.84866 | 2.6312
Econ | Assembly | Refrigeration | Walk-in cooler | TRC | Existing | NE4832 | PSC to ECM Evaporator Fan Motor (Walk-In, Refrigerator) | PSC to ECM Evaporator Fan Motor (Walk-In, Refrigerator) | NonEquip | 15 | Walk-in cooler | 17.17% | Tech/Econ | 37.5% | 8963.4579 | 1.2476 | 0.11429
Econ | Assembly | Refrigeration | Walk-in cooler | TRC | Existing | NE4806 | PSC to ECM Evaporator Fan Motor (Reach-In) | PSC to ECM Evaporator Fan Motor (Reach-In) | NonEquip | 15 | Display cases | 0% | Tech/Econ | 37.5% | 0 | 0 | 0
Econ | Assembly | Refrigeration | Vending and ice makers | TRC | New | NN5313 | Retro-Commissioning | Retro-Commissioning | NonEquip | 5 |  | 0% | Tech/Econ | 16% | 0 | 0 | 0
Econ | Assembly | Refrigeration | Vending and ice makers | TRC | New | NN4845 | PSC to ECM Evaporator Fan Motor (Walk-In, Refrigerator) | PSC to ECM Evaporator Fan Motor (Walk-In, Refrigerator) | NonEquip | 15 | Walk-in cooler | 0% | Tech/Econ | 37.5% | 0 | 0 | 0
Econ | Assembly | Refrigeration | Vending and ice makers | TRC | New | NN4819 | PSC to ECM Evaporator Fan Motor (Reach-In) | PSC to ECM Evaporator Fan Motor (Reach-In) | NonEquip | 15 | Display cases | 0% | Tech/Econ | 37.5% | 0 | 0 | 0
Econ | Assembly | Refrigeration | Vending and ice makers | TRC | Existing | NE5300 | Retro-Commissioning | Retro-Commissioning | NonEquip | 5 |  | 21.99% | Tech/Econ | 16% | 67180.2615 | 11.2313 | 34.8215
Econ | Assembly | Refrigeration | Vending and ice makers | TRC | Existing | NE4832 | PSC to ECM Evaporator Fan Motor (Walk-In, Refrigerator) | PSC to ECM Evaporator Fan Motor (Walk-In, Refrigerator) | NonEquip | 15 | Walk-in cooler | 0% | Tech/Econ | 37.5% | 0 | 0 | 0
Econ | Assembly | Refrigeration | Vending and ice makers | TRC | Existing | NE4806 | PSC to ECM Evaporator Fan Motor (Reach-In) | PSC to ECM Evaporator Fan Motor (Reach-In) | NonEquip | 15 | Display cases | 0% | Tech/Econ | 37.5% | 0 | 0 | 0
Econ | Assembly | Exterior Lighting | Street lighting | TRC | New | NN5287 | Retro-Commissioning | Retro-Commissioning | NonEquip | 5 |  | 0% | Tech/Econ | 16% | 0 | 0 | 0
Econ | Assembly | Exterior Lighting | Street lighting | TRC | Existing | NE5274 | Retro-Commissioning | Retro-Commissioning | NonEquip | 5 |  | 21.99% | Tech/Econ | 16% | 0 | 0 | 0
Econ | Assembly | Exterior Lighting | Spot lighting/Security/Flood | TRC | New | NN5287 | Retro-Commissioning | Retro-Commissioning | NonEquip | 5 |  | 0% | Tech/Econ | 16% | 0 | 0 | 0
Econ | Assembly | Exterior Lighting | Spot lighting/Security/Flood | TRC | Existing | NE5274 | Retro-Commissioning | Retro-Commissioning | NonEquip | 5 |  | 21.99% | Tech/Econ | 16% | 0 | 0 | 0
Econ | Assembly | Interior Lighting | Spot lighting | TRC | New | NN5261 | Retro-Commissioning | Retro-Commissioning | NonEquip | 5 |  | 0% | Tech/Econ | 16% | 0 | 0 | 0
Econ | Assembly | Interior Lighting | Spot lighting | TRC | New | NN3701 | Facility Energy Management System | Facility Energy Management System | NonEquip | 15 |  | 4.276% | Tech/Econ | 24% | 13.1011 | 0.0027459 | 0.00023613
Econ | Assembly | Interior Lighting | Spot lighting | TRC | Existing | NE5248 | Retro-Commissioning | Retro-Commissioning | NonEquip | 5 |  | 21.99% | Tech/Econ | 16% | 2492.6753 | 0.41673 | 1.292
Econ | Assembly | Interior Lighting | Spot lighting | TRC | Existing | NE3688 | Facility Energy Management System | Facility Energy Management System | NonEquip | 15 |  | 5.375% | Tech/Econ | 24% | 881.8245 | 0.18482 | 0.015893
Econ | Assembly | Space Cooling | Residential-type central air conditioners | TRC | New | NN5365 | Retro-Commissioning | Retro-Commissioning | NonEquip | 5 |  | 0% | Tech/Econ | 16% | 0 | 0 | 0
Econ | Assembly | Space Cooling | Residential-type central air conditioners | TRC | New | NN4195 | Thermal Energy Storage | Thermal Energy Storage | NonEquip | 20 |  | 50% | Tech/Econ | 0% | 0 | 0 | 0
Econ | Assembly | Space Cooling | Residential-type central air conditioners | TRC | New | NN3883 | HVAC tune-up | HVAC tune-up | NonEquip | 5 | Residential-type central air conditioners | 49.09% | Tech/Econ | 5% | 323.9243 | 0.15424 | 0
Econ | Assembly | Space Cooling | Residential-type central air conditioners | TRC | New | NN3675 | Facility Energy Management System | Facility Energy Management System | NonEquip | 15 |  | 4.276% | Tech/Econ | 20% | 110.0796 | 0.023072 | 0
Econ | Assembly | Space Cooling | Residential-type central air conditioners | TRC | New | NN3519 | Duct Sealing Repair | Duct Sealing Repair | NonEquip | 15 |  | 0% | Tech/Econ | 12% | 0 | 0 | 0
Econ | Assembly | Space Cooling | Residential-type central air conditioners | TRC | New | NN3311 | Chilled Water System - Variable Speed Drives | Chilled Water System - Variable Speed Drives | NonEquip | 13 | Central chillers inside | 0% | Tech/Econ | 24.74% | 0 | 0 | 0
Econ | Assembly | Space Cooling | Residential-type central air conditioners | TRC | New | NN3207 | Ceiling Insulation(R2 to R38) | Ceiling Insulation(R2 to R38) | NonEquip | 20 |  | 0% | Tech/Econ | 44.99% | 0 | 0 | 0
Econ | Assembly | Space Cooling | Residential-type central air conditioners | TRC | Existing | NE5352 | Retro-Commissioning | Retro-Commissioning | NonEquip | 5 |  | 21.99% | Tech/Econ | 16% | 25128.4583 | 4.201 | 0
Econ | Assembly | Space Cooling | Residential-type central air conditioners | TRC | Existing | NE4208 | Wall Insulation | Wall Insulation | NonEquip | 20 |  | 0% | Tech/Econ | 26.77% | 0 | 0 | 0
Econ | Assembly | Space Cooling | Residential-type central air conditioners | TRC | Existing | NE4182 | Thermal Energy Storage | Thermal Energy Storage | NonEquip | 20 |  | 50% | Tech/Econ | 0% | 0.00032869 | -1.9791e-06 | -2.5609e-08
Econ | Assembly | Space Cooling | Residential-type central air conditioners | TRC | Existing | NE3974 | Low U-Value Windows | Low U-Value Windows | NonEquip | 20 |  | 5.375% | Tech/Econ | 46% | 18107.4417 | 6.7306 | 0
Econ | Assembly | Space Cooling | Residential-type central air conditioners | TRC | Existing | NE3870 | HVAC tune-up | HVAC tune-up | NonEquip | 5 | Residential-type central air conditioners | 49.09% | Tech/Econ | 5% | 16915.5508 | 8.0545 | 0
Econ | Assembly | Space Cooling | Residential-type central air conditioners | TRC | Existing | NE3662 | Facility Energy Management System | Facility Energy Management System | NonEquip | 15 |  | 5.375% | Tech/Econ | 20% | 7226.1537 | 1.5146 | 0
Econ | Assembly | Space Cooling | Residential-type central air conditioners | TRC | Existing | NE3506 | Duct Sealing Repair | Duct Sealing Repair | NonEquip | 15 |  | 0% | Tech/Econ | 12% | 0 | 0 | 0
Econ | Assembly | Space Cooling | Residential-type central air conditioners | TRC | Existing | NE3298 | Chilled Water System - Variable Speed Drives | Chilled Water System - Variable Speed Drives | NonEquip | 13 | Central chillers inside | 0% | Tech/Econ | 24.74% | 0 | 0 | 0
Econ | Assembly | Space Cooling | Residential-type central air conditioners | TRC | Existing | NE3194 | Ceiling Insulation(R2 to R38) | Ceiling Insulation(R2 to R38) | NonEquip | 20 |  | 0% | Tech/Econ | 44.99% | 0 | 0 | 0
Econ | Assembly | Space Heating | Residential/split system heat pump | TRC | New | NN5339 | Retro-Commissioning | Retro-Commissioning | NonEquip | 5 |  | 0% | Tech/Econ | 16% | 0 | 0 | 0
Econ | Assembly | Space Heating | Residential/split system heat pump | TRC | New | NN3649 | Facility Energy Management System | Facility Energy Management System | NonEquip | 15 |  | 4.276% | Tech/Econ | 20% | 277.316 | 0 | 0.0049981
Econ | Assembly | Space Heating | Residential/split system heat pump | TRC | New | NN3545 | Duct Sealing Repair | Duct Sealing Repair | NonEquip | 15 |  | 0% | Tech/Econ | 12% | 0 | 0 | 0
Econ | Assembly | Space Heating | Residential/split system heat pump | TRC | New | NN3181 | Ceiling Insulation(R2 to R38) | Ceiling Insulation(R2 to R38) | NonEquip | 20 |  | 0% | Tech/Econ | 55.59% | 0 | 0 | 0
Econ | Assembly | Space Heating | Residential/split system heat pump | TRC | Existing | NE5326 | Retro-Commissioning | Retro-Commissioning | NonEquip | 5 |  | 21.99% | Tech/Econ | 16% | 61750.4103 | 0 | 32.0071
Econ | Assembly | Space Heating | Residential/split system heat pump | TRC | Existing | NE4234 | Wall Insulation | Wall Insulation | NonEquip | 20 |  | 0% | Tech/Econ | 5.33% | 0 | 0 | 0
Econ | Assembly | Space Heating | Residential/split system heat pump | TRC | Existing | NE4000 | Low U-Value Windows | Low U-Value Windows | NonEquip | 20 |  | 5.375% | Tech/Econ | 46% | 44497.0376 | 0 | 0.18493
Econ | Assembly | Space Heating | Residential/split system heat pump | TRC | Existing | NE3636 | Facility Energy Management System | Facility Energy Management System | NonEquip | 15 |  | 5.375% | Tech/Econ | 20% | 18204.3446 | 0 | 0.3281
Econ | Assembly | Space Heating | Residential/split system heat pump | TRC | Existing | NE3532 | Duct Sealing Repair | Duct Sealing Repair | NonEquip | 15 |  | 0% | Tech/Econ | 12% | 0 | 0 | 0
Econ | Assembly | Space Heating | Residential/split system heat pump | TRC | Existing | NE3168 | Ceiling Insulation(R2 to R38) | Ceiling Insulation(R2 to R38) | NonEquip | 20 |  | 0% | Tech/Econ | 61.34% | 0 | 0 | 0
Econ | Assembly | Refrigeration | Residential style | TRC | New | NN5313 | Retro-Commissioning | Retro-Commissioning | NonEquip | 5 |  | 0% | Tech/Econ | 16% | 0 | 0 | 0
Econ | Assembly | Refrigeration | Residential style | TRC | New | NN4845 | PSC to ECM Evaporator Fan Motor (Walk-In, Refrigerator) | PSC to ECM Evaporator Fan Motor (Walk-In, Refrigerator) | NonEquip | 15 | Walk-in cooler | 0% | Tech/Econ | 37.5% | 0 | 0 | 0
Econ | Assembly | Refrigeration | Residential style | TRC | New | NN4819 | PSC to ECM Evaporator Fan Motor (Reach-In) | PSC to ECM Evaporator Fan Motor (Reach-In) | NonEquip | 15 | Display cases | 0% | Tech/Econ | 37.5% | 0 | 0 | 0
Econ | Assembly | Refrigeration | Residential style | TRC | Existing | NE5300 | Retro-Commissioning | Retro-Commissioning | NonEquip | 5 |  | 21.99% | Tech/Econ | 16% | 151518.4408 | 25.3311 | 78.5365
Econ | Assembly | Refrigeration | Residential style | TRC | Existing | NE4832 | PSC to ECM Evaporator Fan Motor (Walk-In, Refrigerator) | PSC to ECM Evaporator Fan Motor (Walk-In, Refrigerator) | NonEquip | 15 | Walk-in cooler | 0% | Tech/Econ | 37.5% | 0 | 0 | 0
Econ | Assembly | Refrigeration | Residential style | TRC | Existing | NE4806 | PSC to ECM Evaporator Fan Motor (Reach-In) | PSC to ECM Evaporator Fan Motor (Reach-In) | NonEquip | 15 | Display cases | 0% | Tech/Econ | 37.5% | 0 | 0 | 0
Econ | Assembly | Miscellaneous | Pool pump | TRC | New | NN5443 | Retro-Commissioning | Retro-Commissioning | NonEquip | 5 |  | 0% | Tech/Econ | 16% | 0 | 0 | 0
Econ | Assembly | Miscellaneous | Pool pump | TRC | New | NN4533 | VSD Controlled Compressor | VSD Controlled Compressor | NonEquip | 15 | Others | 0% | Tech/Econ | 20.79% | 0 | 0 | 0
Econ | Assembly | Miscellaneous | Pool pump | TRC | Existing | NE5430 | Retro-Commissioning | Retro-Commissioning | NonEquip | 5 |  | 21.99% | Tech/Econ | 16% | 1281.9749 | 0.21432 | 0.66449
Econ | Assembly | Miscellaneous | Pool pump | TRC | Existing | NE4520 | VSD Controlled Compressor | VSD Controlled Compressor | NonEquip | 15 | Others | 0% | Tech/Econ | 20.79% | 0 | 0 | 0
Econ | Assembly | Miscellaneous | Pool pump | TRC | Turnover | ET2105 | Variable Speed Pool Pump | Variable Speed Pool Pump | Equip | 10 | Pool pump | 54.15% | Tech/Econ | 64.36% | 19493.6198 | 4.5876 | 0.7121
Econ | Assembly | Miscellaneous | Pool pump | TRC | Turnover | ET1991 | Solar Pool Heater | Solar Pool Heater | Equip | 15 | Pool pump | 11.85% | Tech/Econ | 86.11% | 3585.8912 | 0 | 0.13099
Econ | Assembly | Miscellaneous | Pool pump | TRC | New | EN2129 | Variable Speed Pool Pump | Variable Speed Pool Pump | Equip | 10 | Pool pump | 54.15% | Tech/Econ | 64.36% | 351.2543 | 0.082664 | 0.012831
Econ | Assembly | Miscellaneous | Pool pump | TRC | New | EN2017 | Solar Pool Heater | Solar Pool Heater | Equip | 15 | Pool pump | 11.85% | Tech/Econ | 86.11% | 66.9701 | 0 | 0.0024464
Econ | Assembly | Space Heating | Packaged central unit | TRC | New | NN5339 | Retro-Commissioning | Retro-Commissioning | NonEquip | 5 |  | 0% | Tech/Econ | 16% | 0 | 0 | 0
Econ | Assembly | Space Heating | Packaged central unit | TRC | New | NN3649 | Facility Energy Management System | Facility Energy Management System | NonEquip | 15 |  | 4.276% | Tech/Econ | 20% | 496.3777 | 0 | 0.0089463
Econ | Assembly | Space Heating | Packaged central unit | TRC | New | NN3545 | Duct Sealing Repair | Duct Sealing Repair | NonEquip | 15 |  | 0% | Tech/Econ | 12% | 0 | 0 | 0
Econ | Assembly | Space Heating | Packaged central unit | TRC | New | NN3181 | Ceiling Insulation(R2 to R38) | Ceiling Insulation(R2 to R38) | NonEquip | 20 |  | 0% | Tech/Econ | 55.59% | 0 | 0 | 0
Econ | Assembly | Space Heating | Packaged central unit | TRC | Existing | NE5326 | Retro-Commissioning | Retro-Commissioning | NonEquip | 5 |  | 21.99% | Tech/Econ | 16% | 110529.2645 | 0 | 57.2906
Econ | Assembly | Space Heating | Packaged central unit | TRC | Existing | NE4234 | Wall Insulation | Wall Insulation | NonEquip | 20 |  | 0% | Tech/Econ | 5.33% | 0 | 0 | 0
Econ | Assembly | Space Heating | Packaged central unit | TRC | Existing | NE4000 | Low U-Value Windows | Low U-Value Windows | NonEquip | 20 |  | 5.375% | Tech/Econ | 46% | 79646.8366 | 0 | 0.33102
Econ | Assembly | Space Heating | Packaged central unit | TRC | Existing | NE3636 | Facility Energy Management System | Facility Energy Management System | NonEquip | 15 |  | 5.375% | Tech/Econ | 20% | 32584.6064 | 0 | 0.58728
Econ | Assembly | Space Heating | Packaged central unit | TRC | Existing | NE3532 | Duct Sealing Repair | Duct Sealing Repair | NonEquip | 15 |  | 0% | Tech/Econ | 12% | 0 | 0 | 0
Econ | Assembly | Space Heating | Packaged central unit | TRC | Existing | NE3168 | Ceiling Insulation(R2 to R38) | Ceiling Insulation(R2 to R38) | NonEquip | 20 |  | 0% | Tech/Econ | 61.34% | 0 | 0 | 0
Econ | Assembly | Space Cooling | Packaged air conditioning units (RTUs) | TRC | New | NN5365 | Retro-Commissioning | Retro-Commissioning | NonEquip | 5 |  | 0% | Tech/Econ | 16% | 0 | 0 | 0
Econ | Assembly | Space Cooling | Packaged air conditioning units (RTUs) | TRC | New | NN4195 | Thermal Energy Storage | Thermal Energy Storage | NonEquip | 20 |  | 50% | Tech/Econ | 0% | 0 | 0 | 0
Econ | Assembly | Space Cooling | Packaged air conditioning units (RTUs) | TRC | New | NN3883 | HVAC tune-up | HVAC tune-up | NonEquip | 5 | Residential-type central air conditioners | 0% | Tech/Econ | 5% | 0 | 0 | 0
Econ | Assembly | Space Cooling | Packaged air conditioning units (RTUs) | TRC | New | NN3675 | Facility Energy Management System | Facility Energy Management System | NonEquip | 15 |  | 4.276% | Tech/Econ | 20% | 21112.8143 | 4.4251 | 0
Econ | Assembly | Space Cooling | Packaged air conditioning units (RTUs) | TRC | New | NN3519 | Duct Sealing Repair | Duct Sealing Repair | NonEquip | 15 |  | 0% | Tech/Econ | 12% | 0 | 0 | 0
Econ | Assembly | Space Cooling | Packaged air conditioning units (RTUs) | TRC | New | NN3311 | Chilled Water System - Variable Speed Drives | Chilled Water System - Variable Speed Drives | NonEquip | 13 | Central chillers inside | 0% | Tech/Econ | 24.74% | 0 | 0 | 0
Econ | Assembly | Space Cooling | Packaged air conditioning units (RTUs) | TRC | New | NN3207 | Ceiling Insulation(R2 to R38) | Ceiling Insulation(R2 to R38) | NonEquip | 20 |  | 0% | Tech/Econ | 44.99% | 0 | 0 | 0
Econ | Assembly | Space Cooling | Packaged air conditioning units (RTUs) | TRC | Existing | NE5352 | Retro-Commissioning | Retro-Commissioning | NonEquip | 5 |  | 21.99% | Tech/Econ | 16% | 4701225.947 | 785.9594 | 0
Econ | Assembly | Space Cooling | Packaged air conditioning units (RTUs) | TRC | Existing | NE4208 | Wall Insulation | Wall Insulation | NonEquip | 20 |  | 0% | Tech/Econ | 26.77% | 0 | 0 | 0
Econ | Assembly | Space Cooling | Packaged air conditioning units (RTUs) | TRC | Existing | NE4182 | Thermal Energy Storage | Thermal Energy Storage | NonEquip | 20 |  | 50% | Tech/Econ | 0% | 0.061493 | -0.00037026 | -4.7911e-06
Econ | Assembly | Space Cooling | Packaged air conditioning units (RTUs) | TRC | Existing | NE3974 | Low U-Value Windows | Low U-Value Windows | NonEquip | 20 |  | 5.375% | Tech/Econ | 46% | 3387679.977 | 1259.2106 | 0
Econ | Assembly | Space Cooling | Packaged air conditioning units (RTUs) | TRC | Existing | NE3870 | HVAC tune-up | HVAC tune-up | NonEquip | 5 | Residential-type central air conditioners | 0% | Tech/Econ | 5% | 0 | 0 | 0
Econ | Assembly | Space Cooling | Packaged air conditioning units (RTUs) | TRC | Existing | NE3662 | Facility Energy Management System | Facility Energy Management System | NonEquip | 15 |  | 5.375% | Tech/Econ | 20% | 1385946.045 | 290.4856 | 0
Econ | Assembly | Space Cooling | Packaged air conditioning units (RTUs) | TRC | Existing | NE3506 | Duct Sealing Repair | Duct Sealing Repair | NonEquip | 15 |  | 0% | Tech/Econ | 12% | 0 | 0 | 0
Econ | Assembly | Space Cooling | Packaged air conditioning units (RTUs) | TRC | Existing | NE3298 | Chilled Water System - Variable Speed Drives | Chilled Water System - Variable Speed Drives | NonEquip | 13 | Central chillers inside | 0% | Tech/Econ | 24.74% | 0 | 0 | 0
Econ | Assembly | Space Cooling | Packaged air conditioning units (RTUs) | TRC | Existing | NE3194 | Ceiling Insulation(R2 to R38) | Ceiling Insulation(R2 to R38) | NonEquip | 20 |  | 0% | Tech/Econ | 44.99% | 0 | 0 | 0
Econ | Assembly | Interior Lighting | Overhead (fluorescent/LED/CFL U-shape) | TRC | New | NN5261 | Retro-Commissioning | Retro-Commissioning | NonEquip | 5 |  | 0% | Tech/Econ | 16% | 0 | 0 | 0
Econ | Assembly | Interior Lighting | Overhead (fluorescent/LED/CFL U-shape) | TRC | New | NN3701 | Facility Energy Management System | Facility Energy Management System | NonEquip | 15 |  | 4.276% | Tech/Econ | 24% | 4550.0222 | 0.95366 | 0.082006
Econ | Assembly | Interior Lighting | Overhead (fluorescent/LED/CFL U-shape) | TRC | Existing | NE5248 | Retro-Commissioning | Retro-Commissioning | NonEquip | 5 |  | 21.99% | Tech/Econ | 16% | 865706.1351 | 144.7303 | 448.721
Econ | Assembly | Interior Lighting | Overhead (fluorescent/LED/CFL U-shape) | TRC | Existing | NE3688 | Facility Energy Management System | Facility Energy Management System | NonEquip | 15 |  | 5.375% | Tech/Econ | 24% | 306257.6455 | 64.1897 | 5.5198
Econ | Assembly | Miscellaneous | Others | TRC | New | NN5443 | Retro-Commissioning | Retro-Commissioning | NonEquip | 5 |  | 0% | Tech/Econ | 16% | 0 | 0 | 0
Econ | Assembly | Miscellaneous | Others | TRC | New | NN4533 | VSD Controlled Compressor | VSD Controlled Compressor | NonEquip | 15 | Others | 27.75% | Tech/Econ | 20.79% | 52785.3545 | 7.9592 | 3.7252
Econ | Assembly | Miscellaneous | Others | TRC | Existing | NE5430 | Retro-Commissioning | Retro-Commissioning | NonEquip | 5 |  | 21.99% | Tech/Econ | 16% | 1723142.902 | 288.0781 | 893.1558
Econ | Assembly | Miscellaneous | Others | TRC | Existing | NE4520 | VSD Controlled Compressor | VSD Controlled Compressor | NonEquip | 15 | Others | 5.549% | Tech/Econ | 20.79% | 585887.6132 | 88.3425 | 41.348
Econ | Assembly | Miscellaneous | Others | TRC | Turnover | ET1835 | Efficient Battery Charger | Efficient Battery Charger | Equip | 7 | Others | 17.92% | Tech/Econ | 13.68% | 1230301.435 | 674.1378 | 0
Econ | Assembly | Miscellaneous | Others | TRC | New | EN1861 | Efficient Battery Charger | Efficient Battery Charger | Equip | 7 | Others | 17.92% | Tech/Econ | 13.68% | 21133.9371 | 11.5802 | 0
Econ | Assembly | Office Equipment | Other office | TRC | Turnover | ET2258 | Energy Star Uninterruptable Power Supply | Energy Star Uninterruptable Power Supply | Equip | 10 | Other office | 0% | Tech/Econ | 1.878% | 0 | 0 | 0
Econ | Assembly | Office Equipment | Other office | TRC | New | EN2284 | Energy Star Uninterruptable Power Supply | Energy Star Uninterruptable Power Supply | Equip | 10 | Other office | 0% | Tech/Econ | 1.878% | 0 | 0 | 0
Econ | Assembly | Ventilation and Circulation | Motor/Fan | TRC | New | NN5391 | Retro-Commissioning | Retro-Commissioning | NonEquip | 5 |  | 0% | Tech/Econ | 16% | 0 | 0 | 0
Econ | Assembly | Ventilation and Circulation | Motor/Fan | TRC | New | NN4949 | Demand Controlled Ventilation | Demand Controlled Ventilation | NonEquip | 10 |  | 17.54% | Tech/Econ | 50% | 5.7671 | 0.00060044 | 0.0033805
Econ | Assembly | Ventilation and Circulation | Motor/Fan | TRC | Existing | NE5378 | Retro-Commissioning | Retro-Commissioning | NonEquip | 5 |  | 21.99% | Tech/Econ | 16% | 116.3589 | 0.019453 | 0.060312
Econ | Assembly | Ventilation and Circulation | Motor/Fan | TRC | Existing | NE4936 | Demand Controlled Ventilation | Demand Controlled Ventilation | NonEquip | 10 |  | 18.71% | Tech/Econ | 50% | 341.3961 | 0.035544 | 0.20011
Econ | Assembly | Miscellaneous | Medical equipment | TRC | New | NN5443 | Retro-Commissioning | Retro-Commissioning | NonEquip | 5 |  | 0% | Tech/Econ | 16% | 0 | 0 | 0
Econ | Assembly | Miscellaneous | Medical equipment | TRC | New | NN4533 | VSD Controlled Compressor | VSD Controlled Compressor | NonEquip | 15 | Others | 0% | Tech/Econ | 20.79% | 0 | 0 | 0
Econ | Assembly | Miscellaneous | Medical equipment | TRC | Existing | NE5430 | Retro-Commissioning | Retro-Commissioning | NonEquip | 5 |  | 21.99% | Tech/Econ | 16% | 0 | 0 | 0
Econ | Assembly | Miscellaneous | Medical equipment | TRC | Existing | NE4520 | VSD Controlled Compressor | VSD Controlled Compressor | NonEquip | 15 | Others | 0% | Tech/Econ | 20.79% | 0 | 0 | 0
Econ | Assembly | Refrigeration | Large cold storage | TRC | New | NN5313 | Retro-Commissioning | Retro-Commissioning | NonEquip | 5 |  | 0% | Tech/Econ | 16% | 0 | 0 | 0
Econ | Assembly | Refrigeration | Large cold storage | TRC | New | NN4845 | PSC to ECM Evaporator Fan Motor (Walk-In, Refrigerator) | PSC to ECM Evaporator Fan Motor (Walk-In, Refrigerator) | NonEquip | 15 | Walk-in cooler | 0% | Tech/Econ | 37.5% | 0 | 0 | 0
Econ | Assembly | Refrigeration | Large cold storage | TRC | New | NN4819 | PSC to ECM Evaporator Fan Motor (Reach-In) | PSC to ECM Evaporator Fan Motor (Reach-In) | NonEquip | 15 | Display cases | 0% | Tech/Econ | 37.5% | 0 | 0 | 0
Econ | Assembly | Refrigeration | Large cold storage | TRC | Existing | NE5300 | Retro-Commissioning | Retro-Commissioning | NonEquip | 5 |  | 21.99% | Tech/Econ | 16% | 0 | 0 | 0
Econ | Assembly | Refrigeration | Large cold storage | TRC | Existing | NE4832 | PSC to ECM Evaporator Fan Motor (Walk-In, Refrigerator) | PSC to ECM Evaporator Fan Motor (Walk-In, Refrigerator) | NonEquip | 15 | Walk-in cooler | 0% | Tech/Econ | 37.5% | 0 | 0 | 0
Econ | Assembly | Refrigeration | Large cold storage | TRC | Existing | NE4806 | PSC to ECM Evaporator Fan Motor (Reach-In) | PSC to ECM Evaporator Fan Motor (Reach-In) | NonEquip | 15 | Display cases | 0% | Tech/Econ | 37.5% | 0 | 0 | 0
Econ | Assembly | Miscellaneous | Laboratory equipment | TRC | New | NN5443 | Retro-Commissioning | Retro-Commissioning | NonEquip | 5 |  | 0% | Tech/Econ | 16% | 0 | 0 | 0
Econ | Assembly | Miscellaneous | Laboratory equipment | TRC | New | NN4533 | VSD Controlled Compressor | VSD Controlled Compressor | NonEquip | 15 | Others | 0% | Tech/Econ | 20.79% | 0 | 0 | 0
Econ | Assembly | Miscellaneous | Laboratory equipment | TRC | Existing | NE5430 | Retro-Commissioning | Retro-Commissioning | NonEquip | 5 |  | 21.99% | Tech/Econ | 16% | 0 | 0 | 0
Econ | Assembly | Miscellaneous | Laboratory equipment | TRC | Existing | NE4520 | VSD Controlled Compressor | VSD Controlled Compressor | NonEquip | 15 | Others | 0% | Tech/Econ | 20.79% | 0 | 0 | 0
Econ | Assembly | Ventilation and Circulation | Individual room ventilation | TRC | New | NN5391 | Retro-Commissioning | Retro-Commissioning | NonEquip | 5 |  | 0% | Tech/Econ | 16% | 0 | 0 | 0
Econ | Assembly | Ventilation and Circulation | Individual room ventilation | TRC | New | NN4949 | Demand Controlled Ventilation | Demand Controlled Ventilation | NonEquip | 10 |  | 17.54% | Tech/Econ | 50% | 275.1178 | 0.028644 | 0.16126
Econ | Assembly | Ventilation and Circulation | Individual room ventilation | TRC | Existing | NE5378 | Retro-Commissioning | Retro-Commissioning | NonEquip | 5 |  | 21.99% | Tech/Econ | 16% | 5550.8492 | 0.928 | 2.8772
Econ | Assembly | Ventilation and Circulation | Individual room ventilation | TRC | Existing | NE4936 | Demand Controlled Ventilation | Demand Controlled Ventilation | NonEquip | 10 |  | 18.71% | Tech/Econ | 50% | 16286.1439 | 1.6956 | 9.5464
Econ | Assembly | Space Heating | Individual room heating | TRC | New | NN5339 | Retro-Commissioning | Retro-Commissioning | NonEquip | 5 |  | 0% | Tech/Econ | 16% | 0 | 0 | 0
Econ | Assembly | Space Heating | Individual room heating | TRC | New | NN3649 | Facility Energy Management System | Facility Energy Management System | NonEquip | 15 |  | 4.276% | Tech/Econ | 20% | 0.2864 | 0 | 5.1619e-06
Econ | Assembly | Space Heating | Individual room heating | TRC | New | NN3545 | Duct Sealing Repair | Duct Sealing Repair | NonEquip | 15 |  | 0% | Tech/Econ | 12% | 0 | 0 | 0
Econ | Assembly | Space Heating | Individual room heating | TRC | New | NN3181 | Ceiling Insulation(R2 to R38) | Ceiling Insulation(R2 to R38) | NonEquip | 20 |  | 0% | Tech/Econ | 55.59% | 0 | 0 | 0
Econ | Assembly | Space Heating | Individual room heating | TRC | Existing | NE5326 | Retro-Commissioning | Retro-Commissioning | NonEquip | 5 |  | 21.99% | Tech/Econ | 16% | 63.7736 | 0 | 0.033056
Econ | Assembly | Space Heating | Individual room heating | TRC | Existing | NE4234 | Wall Insulation | Wall Insulation | NonEquip | 20 |  | 0% | Tech/Econ | 5.33% | 0 | 0 | 0
Econ | Assembly | Space Heating | Individual room heating | TRC | Existing | NE4000 | Low U-Value Windows | Low U-Value Windows | NonEquip | 20 |  | 5.375% | Tech/Econ | 46% | 45.955 | 0 | 0.00019099
Econ | Assembly | Space Heating | Individual room heating | TRC | Existing | NE3636 | Facility Energy Management System | Facility Energy Management System | NonEquip | 15 |  | 5.375% | Tech/Econ | 20% | 18.8008 | 0 | 0.00033885
Econ | Assembly | Space Heating | Individual room heating | TRC | Existing | NE3532 | Duct Sealing Repair | Duct Sealing Repair | NonEquip | 15 |  | 0% | Tech/Econ | 12% | 0 | 0 | 0
Econ | Assembly | Space Heating | Individual room heating | TRC | Existing | NE3168 | Ceiling Insulation(R2 to R38) | Ceiling Insulation(R2 to R38) | NonEquip | 20 |  | 0% | Tech/Econ | 61.34% | 0 | 0 | 0
Econ | Assembly | Space Cooling | Individual room air conditioners | TRC | New | NN5365 | Retro-Commissioning | Retro-Commissioning | NonEquip | 5 |  | 0% | Tech/Econ | 16% | 0 | 0 | 0
Econ | Assembly | Space Cooling | Individual room air conditioners | TRC | New | NN4195 | Thermal Energy Storage | Thermal Energy Storage | NonEquip | 20 |  | 50% | Tech/Econ | 0% | 0 | 0 | 0
Econ | Assembly | Space Cooling | Individual room air conditioners | TRC | New | NN3883 | HVAC tune-up | HVAC tune-up | NonEquip | 5 | Residential-type central air conditioners | 0% | Tech/Econ | 5% | 0 | 0 | 0
Econ | Assembly | Space Cooling | Individual room air conditioners | TRC | New | NN3675 | Facility Energy Management System | Facility Energy Management System | NonEquip | 15 |  | 4.276% | Tech/Econ | 20% | 2279.6982 | 0.47781 | 0
Econ | Assembly | Space Cooling | Individual room air conditioners | TRC | New | NN3519 | Duct Sealing Repair | Duct Sealing Repair | NonEquip | 15 |  | 0% | Tech/Econ | 12% | 0 | 0 | 0
Econ | Assembly | Space Cooling | Individual room air conditioners | TRC | New | NN3311 | Chilled Water System - Variable Speed Drives | Chilled Water System - Variable Speed Drives | NonEquip | 13 | Central chillers inside | 0% | Tech/Econ | 24.74% | 0 | 0 | 0
Econ | Assembly | Space Cooling | Individual room air conditioners | TRC | New | NN3207 | Ceiling Insulation(R2 to R38) | Ceiling Insulation(R2 to R38) | NonEquip | 20 |  | 0% | Tech/Econ | 44.99% | 0 | 0 | 0
Econ | Assembly | Space Cooling | Individual room air conditioners | TRC | Existing | NE5352 | Retro-Commissioning | Retro-Commissioning | NonEquip | 5 |  | 21.99% | Tech/Econ | 16% | 507624.2471 | 84.8655 | 0
Econ | Assembly | Space Cooling | Individual room air conditioners | TRC | Existing | NE4208 | Wall Insulation | Wall Insulation | NonEquip | 20 |  | 0% | Tech/Econ | 26.77% | 0 | 0 | 0
Econ | Assembly | Space Cooling | Individual room air conditioners | TRC | Existing | NE4182 | Thermal Energy Storage | Thermal Energy Storage | NonEquip | 20 |  | 50% | Tech/Econ | 0% | 0.0066399 | -3.998e-05 | -5.1733e-07
Econ | Assembly | Space Cooling | Individual room air conditioners | TRC | Existing | NE3974 | Low U-Value Windows | Low U-Value Windows | NonEquip | 20 |  | 5.375% | Tech/Econ | 46% | 365791.5014 | 135.9658 | 0
Econ | Assembly | Space Cooling | Individual room air conditioners | TRC | Existing | NE3870 | HVAC tune-up | HVAC tune-up | NonEquip | 5 | Residential-type central air conditioners | 0% | Tech/Econ | 5% | 0 | 0 | 0
Econ | Assembly | Space Cooling | Individual room air conditioners | TRC | Existing | NE3662 | Facility Energy Management System | Facility Energy Management System | NonEquip | 15 |  | 5.375% | Tech/Econ | 20% | 149650.2881 | 31.3658 | 0
Econ | Assembly | Space Cooling | Individual room air conditioners | TRC | Existing | NE3506 | Duct Sealing Repair | Duct Sealing Repair | NonEquip | 15 |  | 0% | Tech/Econ | 12% | 0 | 0 | 0
Econ | Assembly | Space Cooling | Individual room air conditioners | TRC | Existing | NE3298 | Chilled Water System - Variable Speed Drives | Chilled Water System - Variable Speed Drives | NonEquip | 13 | Central chillers inside | 0% | Tech/Econ | 24.74% | 0 | 0 | 0
Econ | Assembly | Space Cooling | Individual room air conditioners | TRC | Existing | NE3194 | Ceiling Insulation(R2 to R38) | Ceiling Insulation(R2 to R38) | NonEquip | 20 |  | 0% | Tech/Econ | 44.99% | 0 | 0 | 0
Econ | Assembly | Interior Lighting | High bay | TRC | New | NN5261 | Retro-Commissioning | Retro-Commissioning | NonEquip | 5 |  | 0% | Tech/Econ | 16% | 0 | 0 | 0
Econ | Assembly | Interior Lighting | High bay | TRC | New | NN3701 | Facility Energy Management System | Facility Energy Management System | NonEquip | 15 |  | 4.276% | Tech/Econ | 24% | 5458.2579 | 1.144 | 0.098376
Econ | Assembly | Interior Lighting | High bay | TRC | Existing | NE5248 | Retro-Commissioning | Retro-Commissioning | NonEquip | 5 |  | 21.99% | Tech/Econ | 16% | 595125.4419 | 99.4941 | 308.4711
Econ | Assembly | Interior Lighting | High bay | TRC | Existing | NE3688 | Facility Energy Management System | Facility Energy Management System | NonEquip | 15 |  | 5.375% | Tech/Econ | 24% | 210535.3182 | 44.1269 | 3.7945
Econ | Assembly | Interior Lighting | High bay | TRC | Turnover | ET1523 | High Bay LED | High Bay LED | Equip | 15 | High bay | 65.91% | Tech/Econ | 64.78% | 12602316.07 | 2330.5462 | 2286.5331
Econ | Assembly | Interior Lighting | High bay | TRC | New | EN1549 | High Bay LED | High Bay LED | Equip | 15 | High bay | 0% | Tech/Econ | 64.78% | 0 | 0 | 0
Econ | Assembly | Space Heating | Forced air furnace | TRC | New | NN5339 | Retro-Commissioning | Retro-Commissioning | NonEquip | 5 |  | 0% | Tech/Econ | 16% | 0 | 0 | 0
Econ | Assembly | Space Heating | Forced air furnace | TRC | New | NN3649 | Facility Energy Management System | Facility Energy Management System | NonEquip | 15 |  | 4.276% | Tech/Econ | 20% | 30.9672 | 0 | 0.00055813
Econ | Assembly | Space Heating | Forced air furnace | TRC | New | NN3545 | Duct Sealing Repair | Duct Sealing Repair | NonEquip | 15 |  | 0% | Tech/Econ | 12% | 0 | 0 | 0
Econ | Assembly | Space Heating | Forced air furnace | TRC | New | NN3181 | Ceiling Insulation(R2 to R38) | Ceiling Insulation(R2 to R38) | NonEquip | 20 |  | 0% | Tech/Econ | 55.59% | 0 | 0 | 0
Econ | Assembly | Space Heating | Forced air furnace | TRC | Existing | NE5326 | Retro-Commissioning | Retro-Commissioning | NonEquip | 5 |  | 21.99% | Tech/Econ | 16% | 6895.5236 | 0 | 3.5742
Econ | Assembly | Space Heating | Forced air furnace | TRC | Existing | NE4234 | Wall Insulation | Wall Insulation | NonEquip | 20 |  | 0% | Tech/Econ | 5.33% | 0 | 0 | 0
Econ | Assembly | Space Heating | Forced air furnace | TRC | Existing | NE4000 | Low U-Value Windows | Low U-Value Windows | NonEquip | 20 |  | 5.375% | Tech/Econ | 46% | 4968.8799 | 0 | 0.020651
Econ | Assembly | Space Heating | Forced air furnace | TRC | Existing | NE3636 | Facility Energy Management System | Facility Energy Management System | NonEquip | 15 |  | 5.375% | Tech/Econ | 20% | 2032.8365 | 0 | 0.036638
Econ | Assembly | Space Heating | Forced air furnace | TRC | Existing | NE3532 | Duct Sealing Repair | Duct Sealing Repair | NonEquip | 15 |  | 0% | Tech/Econ | 12% | 0 | 0 | 0
Econ | Assembly | Space Heating | Forced air furnace | TRC | Existing | NE3168 | Ceiling Insulation(R2 to R38) | Ceiling Insulation(R2 to R38) | NonEquip | 20 |  | 0% | Tech/Econ | 61.34% | 0 | 0 | 0
Econ | Assembly | Exterior Lighting | Exterior parking/lot lighting | TRC | New | NN5287 | Retro-Commissioning | Retro-Commissioning | NonEquip | 5 |  | 0% | Tech/Econ | 16% | 0 | 0 | 0
Econ | Assembly | Exterior Lighting | Exterior parking/lot lighting | TRC | Existing | NE5274 | Retro-Commissioning | Retro-Commissioning | NonEquip | 5 |  | 21.99% | Tech/Econ | 16% | 367154.2944 | 0 | 190.3069
Econ | Assembly | Exterior Lighting | Exterior marquis | TRC | New | NN5287 | Retro-Commissioning | Retro-Commissioning | NonEquip | 5 |  | 0% | Tech/Econ | 16% | 0 | 0 | 0
Econ | Assembly | Exterior Lighting | Exterior marquis | TRC | Existing | NE5274 | Retro-Commissioning | Retro-Commissioning | NonEquip | 5 |  | 21.99% | Tech/Econ | 16% | 0 | 0 | 0
Econ | Assembly | Miscellaneous | Elevators/Escalators | TRC | New | NN5443 | Retro-Commissioning | Retro-Commissioning | NonEquip | 5 |  | 0% | Tech/Econ | 16% | 0 | 0 | 0
Econ | Assembly | Miscellaneous | Elevators/Escalators | TRC | New | NN4533 | VSD Controlled Compressor | VSD Controlled Compressor | NonEquip | 15 | Others | 0% | Tech/Econ | 20.79% | 0 | 0 | 0
Econ | Assembly | Miscellaneous | Elevators/Escalators | TRC | Existing | NE5430 | Retro-Commissioning | Retro-Commissioning | NonEquip | 5 |  | 21.99% | Tech/Econ | 16% | 57221.9195 | 9.5665 | 29.6598
Econ | Assembly | Miscellaneous | Elevators/Escalators | TRC | Existing | NE4520 | VSD Controlled Compressor | VSD Controlled Compressor | NonEquip | 15 | Others | 0% | Tech/Econ | 20.79% | 0 | 0 | 0
Econ | Assembly | Space Cooling | District chilled water piped | TRC | New | NN5365 | Retro-Commissioning | Retro-Commissioning | NonEquip | 5 |  | 0% | Tech/Econ | 16% | 0 | 0 | 0
Econ | Assembly | Space Cooling | District chilled water piped | TRC | New | NN4195 | Thermal Energy Storage | Thermal Energy Storage | NonEquip | 20 |  | 50% | Tech/Econ | 0% | 0 | 0 | 0
Econ | Assembly | Space Cooling | District chilled water piped | TRC | New | NN3883 | HVAC tune-up | HVAC tune-up | NonEquip | 5 | Residential-type central air conditioners | 0% | Tech/Econ | 5% | 0 | 0 | 0
Econ | Assembly | Space Cooling | District chilled water piped | TRC | New | NN3675 | Facility Energy Management System | Facility Energy Management System | NonEquip | 15 |  | 4.276% | Tech/Econ | 20% | 373.0882 | 0.078197 | 0
Econ | Assembly | Space Cooling | District chilled water piped | TRC | New | NN3519 | Duct Sealing Repair | Duct Sealing Repair | NonEquip | 15 |  | 0% | Tech/Econ | 12% | 0 | 0 | 0
Econ | Assembly | Space Cooling | District chilled water piped | TRC | New | NN3311 | Chilled Water System - Variable Speed Drives | Chilled Water System - Variable Speed Drives | NonEquip | 13 | Central chillers inside | 0% | Tech/Econ | 24.74% | 0 | 0 | 0
Econ | Assembly | Space Cooling | District chilled water piped | TRC | New | NN3207 | Ceiling Insulation(R2 to R38) | Ceiling Insulation(R2 to R38) | NonEquip | 20 |  | 0% | Tech/Econ | 44.99% | 0 | 0 | 0
Econ | Assembly | Space Cooling | District chilled water piped | TRC | Existing | NE5352 | Retro-Commissioning | Retro-Commissioning | NonEquip | 5 |  | 21.99% | Tech/Econ | 16% | 83076.1736 | 13.8888 | 0
Econ | Assembly | Space Cooling | District chilled water piped | TRC | Existing | NE4208 | Wall Insulation | Wall Insulation | NonEquip | 20 |  | 0% | Tech/Econ | 26.77% | 0 | 0 | 0
Econ | Assembly | Space Cooling | District chilled water piped | TRC | Existing | NE4182 | Thermal Energy Storage | Thermal Energy Storage | NonEquip | 20 |  | 50% | Tech/Econ | 0% | 0.0011276 | -6.7893e-06 | -8.7851e-08
Econ | Assembly | Space Cooling | District chilled water piped | TRC | Existing | NE3974 | Low U-Value Windows | Low U-Value Windows | NonEquip | 20 |  | 5.375% | Tech/Econ | 46% | 59864.2764 | 22.2517 | 0
Econ | Assembly | Space Cooling | District chilled water piped | TRC | Existing | NE3870 | HVAC tune-up | HVAC tune-up | NonEquip | 5 | Residential-type central air conditioners | 0% | Tech/Econ | 5% | 0 | 0 | 0
Econ | Assembly | Space Cooling | District chilled water piped | TRC | Existing | NE3662 | Facility Energy Management System | Facility Energy Management System | NonEquip | 15 |  | 5.375% | Tech/Econ | 20% | 24491.2913 | 5.1332 | 0
Econ | Assembly | Space Cooling | District chilled water piped | TRC | Existing | NE3506 | Duct Sealing Repair | Duct Sealing Repair | NonEquip | 15 |  | 0% | Tech/Econ | 12% | 0 | 0 | 0
Econ | Assembly | Space Cooling | District chilled water piped | TRC | Existing | NE3298 | Chilled Water System - Variable Speed Drives | Chilled Water System - Variable Speed Drives | NonEquip | 13 | Central chillers inside | 0% | Tech/Econ | 24.74% | 0 | 0 | 0
Econ | Assembly | Space Cooling | District chilled water piped | TRC | Existing | NE3194 | Ceiling Insulation(R2 to R38) | Ceiling Insulation(R2 to R38) | NonEquip | 20 |  | 0% | Tech/Econ | 44.99% | 0 | 0 | 0
Econ | Assembly | Space Cooling | District chilled water piped | TRC | Turnover | ET938 | High Efficiency Chiller (Air Cooled, 50 tons) | High Efficiency Chiller (Air Cooled, 50 tons) | Equip | 20 | District chilled water piped | 31.91% | Tech/Econ | 8.759% | 70229.9578 | 19.1305 | 0.87062
Econ | Assembly | Space Cooling | District chilled water piped | TRC | Turnover | ET1094 | High Efficiency Chiller (Water cooled-positive displacement, 100 tons) | High Efficiency Chiller (Water cooled-positive displacement, 100 tons) | Equip | 20 | District chilled water piped | 31.91% | Tech/Econ | 2.683% | 20910.1456 | 7.8792 | 0.015304
Econ | Assembly | Space Cooling | District chilled water piped | TRC | Turnover | ET1016 | High Efficiency Chiller (Water cooled-centrifugal, 200 tons) | High Efficiency Chiller (Water cooled-centrifugal, 200 tons) | Equip | 20 | District chilled water piped | 31.91% | Tech/Econ | 4.362% | 35471.3598 | 13.366 | 0.025962
Econ | Assembly | Space Cooling | District chilled water piped | TRC | New | EN964 | High Efficiency Chiller (Air Cooled, 50 tons) | High Efficiency Chiller (Air Cooled, 50 tons) | Equip | 20 | District chilled water piped | 31.91% | Tech/Econ | 8.759% | 1265.4691 | 0.34471 | 0.015688
Econ | Assembly | Space Cooling | District chilled water piped | TRC | New | EN1120 | High Efficiency Chiller (Water cooled-positive displacement, 100 tons) | High Efficiency Chiller (Water cooled-positive displacement, 100 tons) | Equip | 20 | District chilled water piped | 31.91% | Tech/Econ | 2.683% | 376.7785 | 0.14197 | 0.00027577
Econ | Assembly | Space Cooling | District chilled water piped | TRC | New | EN1042 | High Efficiency Chiller (Water cooled-centrifugal, 200 tons) | High Efficiency Chiller (Water cooled-centrifugal, 200 tons) | Equip | 20 | District chilled water piped | 31.91% | Tech/Econ | 4.362% | 639.1561 | 0.24084 | 0.00046781
Econ | Assembly | Refrigeration | Display cases | TRC | New | NN5313 | Retro-Commissioning | Retro-Commissioning | NonEquip | 5 |  | 0% | Tech/Econ | 16% | 0 | 0 | 0
Econ | Assembly | Refrigeration | Display cases | TRC | New | NN4845 | PSC to ECM Evaporator Fan Motor (Walk-In, Refrigerator) | PSC to ECM Evaporator Fan Motor (Walk-In, Refrigerator) | NonEquip | 15 | Walk-in cooler | 0% | Tech/Econ | 37.5% | 0 | 0 | 0
Econ | Assembly | Refrigeration | Display cases | TRC | New | NN4819 | PSC to ECM Evaporator Fan Motor (Reach-In) | PSC to ECM Evaporator Fan Motor (Reach-In) | NonEquip | 15 | Display cases | 68.68% | Tech/Econ | 37.5% | 688.8606 | 0.095878 | 0.0087832
Econ | Assembly | Refrigeration | Display cases | TRC | Existing | NE5300 | Retro-Commissioning | Retro-Commissioning | NonEquip | 5 |  | 21.99% | Tech/Econ | 16% | 4885.9647 | 0.81684 | 2.5325
Econ | Assembly | Refrigeration | Display cases | TRC | Existing | NE4832 | PSC to ECM Evaporator Fan Motor (Walk-In, Refrigerator) | PSC to ECM Evaporator Fan Motor (Walk-In, Refrigerator) | NonEquip | 15 | Walk-in cooler | 0% | Tech/Econ | 37.5% | 0 | 0 | 0
Econ | Assembly | Refrigeration | Display cases | TRC | Existing | NE4806 | PSC to ECM Evaporator Fan Motor (Reach-In) | PSC to ECM Evaporator Fan Motor (Reach-In) | NonEquip | 15 | Display cases | 17.17% | Tech/Econ | 37.5% | 9557.4541 | 1.3302 | 0.12186
Econ | Assembly | Refrigeration | Display cases | TRC | Turnover | ET2453 | Energy Star Commercial Solid Door Refrigerator | Energy Star Commercial Solid Door Refrigerator | Equip | 12 | Display cases | 0% | Tech/Econ | 50.28% | 0 | 0 | 0
Econ | Assembly | Refrigeration | Display cases | TRC | New | EN2479 | Energy Star Commercial Solid Door Refrigerator | Energy Star Commercial Solid Door Refrigerator | Equip | 12 | Display cases | 0% | Tech/Econ | 50.28% | 0 | 0 | 0
Econ | Assembly | Cooking | Cooking Other | TRC | Turnover | ET2 | Efficient Exhaust Hood | Efficient Exhaust Hood | Equip | 15 | Cooking Other | 0% | Tech/Econ | 42.5% | 0 | 0 | 0
Econ | Assembly | Cooking | Cooking Other | TRC | Turnover | ET158 | Energy Star Hot Food Holding Cabinet | Energy Star Hot Food Holding Cabinet | Equip | 12 | Cooking Other | 0% | Tech/Econ | 52.67% | 0 | 0 | 0
Econ | Assembly | Cooking | Cooking Other | TRC | New | EN28 | Efficient Exhaust Hood | Efficient Exhaust Hood | Equip | 15 | Cooking Other | 0% | Tech/Econ | 42.5% | 0 | 0 | 0
Econ | Assembly | Cooking | Cooking Other | TRC | New | EN184 | Energy Star Hot Food Holding Cabinet | Energy Star Hot Food Holding Cabinet | Equip | 12 | Cooking Other | 0% | Tech/Econ | 52.67% | 0 | 0 | 0
Econ | Assembly | Domestic Hot Water | Centralized water heaters | TRC | New | NN5417 | Retro-Commissioning | Retro-Commissioning | NonEquip | 5 |  | 0% | Tech/Econ | 16% | 0 | 0 | 0
Econ | Assembly | Domestic Hot Water | Centralized water heaters | TRC | Existing | NE5404 | Retro-Commissioning | Retro-Commissioning | NonEquip | 5 |  | 21.99% | Tech/Econ | 16% | 19128.2908 | 3.1979 | 9.9148
Econ | Assembly | Domestic Hot Water | Centralized water heaters | TRC | Turnover | ET353 | Heat Pump Water Heater | Heat Pump Water Heater | Equip | 10 | Centralized water heaters | 46.98% | Tech/Econ | 65.32% | 240714.4376 | 40.6792 | 27.0565
Econ | Assembly | Domestic Hot Water | Centralized water heaters | TRC | New | EN379 | Heat Pump Water Heater | Heat Pump Water Heater | Equip | 10 | Centralized water heaters | 46.98% | Tech/Econ | 65.32% | 4337.4178 | 0.733 | 0.48753
Econ | Assembly | Space Cooling | Central chillers inside | TRC | New | NN5365 | Retro-Commissioning | Retro-Commissioning | NonEquip | 5 |  | 0% | Tech/Econ | 16% | 0 | 0 | 0
Econ | Assembly | Space Cooling | Central chillers inside | TRC | New | NN4195 | Thermal Energy Storage | Thermal Energy Storage | NonEquip | 20 |  | 50% | Tech/Econ | 0% | 0 | 0 | 0
Econ | Assembly | Space Cooling | Central chillers inside | TRC | New | NN3883 | HVAC tune-up | HVAC tune-up | NonEquip | 5 | Residential-type central air conditioners | 0% | Tech/Econ | 5% | 0 | 0 | 0
Econ | Assembly | Space Cooling | Central chillers inside | TRC | New | NN3675 | Facility Energy Management System | Facility Energy Management System | NonEquip | 15 |  | 4.276% | Tech/Econ | 20% | 9933.8345 | 2.0821 | 0
Econ | Assembly | Space Cooling | Central chillers inside | TRC | New | NN3519 | Duct Sealing Repair | Duct Sealing Repair | NonEquip | 15 |  | 0% | Tech/Econ | 12% | 0 | 0 | 0
Econ | Assembly | Space Cooling | Central chillers inside | TRC | New | NN3311 | Chilled Water System - Variable Speed Drives | Chilled Water System - Variable Speed Drives | NonEquip | 13 | Central chillers inside | 73.99% | Tech/Econ | 24.74% | 235294.6156 | 25.7073 | 1.1528
Econ | Assembly | Space Cooling | Central chillers inside | TRC | New | NN3207 | Ceiling Insulation(R2 to R38) | Ceiling Insulation(R2 to R38) | NonEquip | 20 |  | 0% | Tech/Econ | 44.99% | 0 | 0 | 0
Econ | Assembly | Space Cooling | Central chillers inside | TRC | Existing | NE5352 | Retro-Commissioning | Retro-Commissioning | NonEquip | 5 |  | 21.99% | Tech/Econ | 16% | 2094292.431 | 350.1276 | 0
Econ | Assembly | Space Cooling | Central chillers inside | TRC | Existing | NE4208 | Wall Insulation | Wall Insulation | NonEquip | 20 |  | 0% | Tech/Econ | 26.77% | 0 | 0 | 0
Econ | Assembly | Space Cooling | Central chillers inside | TRC | Existing | NE4182 | Thermal Energy Storage | Thermal Energy Storage | NonEquip | 20 |  | 50% | Tech/Econ | 0% | 0.034794 | -0.0002095 | -2.7109e-06
Econ | Assembly | Space Cooling | Central chillers inside | TRC | Existing | NE3974 | Low U-Value Windows | Low U-Value Windows | NonEquip | 20 |  | 5.375% | Tech/Econ | 46% | 1509136.683 | 560.9506 | 0
Econ | Assembly | Space Cooling | Central chillers inside | TRC | Existing | NE3870 | HVAC tune-up | HVAC tune-up | NonEquip | 5 | Residential-type central air conditioners | 0% | Tech/Econ | 5% | 0 | 0 | 0
Econ | Assembly | Space Cooling | Central chillers inside | TRC | Existing | NE3662 | Facility Energy Management System | Facility Energy Management System | NonEquip | 15 |  | 5.375% | Tech/Econ | 20% | 617408.3834 | 129.4049 | 0
Econ | Assembly | Space Cooling | Central chillers inside | TRC | Existing | NE3506 | Duct Sealing Repair | Duct Sealing Repair | NonEquip | 15 |  | 0% | Tech/Econ | 12% | 0 | 0 | 0
Econ | Assembly | Space Cooling | Central chillers inside | TRC | Existing | NE3298 | Chilled Water System - Variable Speed Drives | Chilled Water System - Variable Speed Drives | NonEquip | 13 | Central chillers inside | 73.99% | Tech/Econ | 24.74% | 14190546.34 | 1550.3989 | 69.5264
Econ | Assembly | Space Cooling | Central chillers inside | TRC | Existing | NE3194 | Ceiling Insulation(R2 to R38) | Ceiling Insulation(R2 to R38) | NonEquip | 20 |  | 0% | Tech/Econ | 44.99% | 0 | 0 | 0
Econ | Assembly | Space Cooling | Central chillers inside | TRC | Turnover | ET977 | High Efficiency Chiller (Water cooled-centrifugal, 200 tons) | High Efficiency Chiller (Water cooled-centrifugal, 200 tons) | Equip | 20 | Central chillers inside | 31.91% | Tech/Econ | 4.362% | 1094567.829 | 412.4446 | 0.80113
Econ | Assembly | Space Cooling | Central chillers inside | TRC | Turnover | ET899 | High Efficiency Chiller (Air Cooled, 50 tons) | High Efficiency Chiller (Air Cooled, 50 tons) | Equip | 20 | Central chillers inside | 31.91% | Tech/Econ | 8.759% | 1770448.295 | 482.2676 | 21.9477
Econ | Assembly | Space Cooling | Central chillers inside | TRC | Turnover | ET1055 | High Efficiency Chiller (Water cooled-positive displacement, 100 tons) | High Efficiency Chiller (Water cooled-positive displacement, 100 tons) | Equip | 20 | Central chillers inside | 31.91% | Tech/Econ | 2.683% | 527130.1923 | 198.6282 | 0.38581
Econ | Assembly | Space Cooling | Central chillers inside | TRC | New | EN925 | High Efficiency Chiller (Air Cooled, 50 tons) | High Efficiency Chiller (Air Cooled, 50 tons) | Equip | 20 | Central chillers inside | 31.91% | Tech/Econ | 8.759% | 0 | 0 | 0
Econ | Assembly | Space Cooling | Central chillers inside | TRC | New | EN1081 | High Efficiency Chiller (Water cooled-positive displacement, 100 tons) | High Efficiency Chiller (Water cooled-positive displacement, 100 tons) | Equip | 20 | Central chillers inside | 31.91% | Tech/Econ | 2.683% | 0 | 0 | 0
Econ | Assembly | Space Cooling | Central chillers inside | TRC | New | EN1003 | High Efficiency Chiller (Water cooled-centrifugal, 200 tons) | High Efficiency Chiller (Water cooled-centrifugal, 200 tons) | Equip | 20 | Central chillers inside | 31.91% | Tech/Econ | 4.362% | 19722.9463 | 7.4318 | 0.014435
Econ | Assembly | Ventilation and Circulation | Central air-handling unit | TRC | New | NN5391 | Retro-Commissioning | Retro-Commissioning | NonEquip | 5 |  | 0% | Tech/Econ | 16% | 0 | 0 | 0
Econ | Assembly | Ventilation and Circulation | Central air-handling unit | TRC | New | NN4949 | Demand Controlled Ventilation | Demand Controlled Ventilation | NonEquip | 10 |  | 17.54% | Tech/Econ | 50% | 22625.1501 | 2.3556 | 13.2621
Econ | Assembly | Ventilation and Circulation | Central air-handling unit | TRC | Existing | NE5378 | Retro-Commissioning | Retro-Commissioning | NonEquip | 5 |  | 21.99% | Tech/Econ | 16% | 456491.0095 | 76.317 | 236.6128
Econ | Assembly | Ventilation and Circulation | Central air-handling unit | TRC | Existing | NE4936 | Demand Controlled Ventilation | Demand Controlled Ventilation | NonEquip | 10 |  | 18.71% | Tech/Econ | 50% | 1339340.711 | 139.445 | 785.0754
Econ | Assembly | Interior Lighting | case lighting | TRC | New | NN5261 | Retro-Commissioning | Retro-Commissioning | NonEquip | 5 |  | 0% | Tech/Econ | 16% | 0 | 0 | 0
Econ | Assembly | Interior Lighting | case lighting | TRC | New | NN3701 | Facility Energy Management System | Facility Energy Management System | NonEquip | 15 |  | 4.276% | Tech/Econ | 24% | 13.1011 | 0.0027459 | 0.00023613
Econ | Assembly | Interior Lighting | case lighting | TRC | Existing | NE5248 | Retro-Commissioning | Retro-Commissioning | NonEquip | 5 |  | 21.99% | Tech/Econ | 16% | 2492.6753 | 0.41673 | 1.292
Econ | Assembly | Interior Lighting | case lighting | TRC | Existing | NE3688 | Facility Energy Management System | Facility Energy Management System | NonEquip | 15 |  | 5.375% | Tech/Econ | 24% | 881.8245 | 0.18482 | 0.015893
Econ | Assembly | Space Heating | Boilers | TRC | New | NN5339 | Retro-Commissioning | Retro-Commissioning | NonEquip | 5 |  | 0% | Tech/Econ | 16% | 0 | 0 | 0
Econ | Assembly | Space Heating | Boilers | TRC | New | NN3649 | Facility Energy Management System | Facility Energy Management System | NonEquip | 15 |  | 4.276% | Tech/Econ | 20% | 6.0359 | 0 | 0.00010879
Econ | Assembly | Space Heating | Boilers | TRC | New | NN3545 | Duct Sealing Repair | Duct Sealing Repair | NonEquip | 15 |  | 0% | Tech/Econ | 12% | 0 | 0 | 0
Econ | Assembly | Space Heating | Boilers | TRC | New | NN3181 | Ceiling Insulation(R2 to R38) | Ceiling Insulation(R2 to R38) | NonEquip | 20 |  | 0% | Tech/Econ | 55.59% | 0 | 0 | 0
Econ | Assembly | Space Heating | Boilers | TRC | Existing | NE5326 | Retro-Commissioning | Retro-Commissioning | NonEquip | 5 |  | 21.99% | Tech/Econ | 16% | 1344.0292 | 0 | 0.69665
Econ | Assembly | Space Heating | Boilers | TRC | Existing | NE4234 | Wall Insulation | Wall Insulation | NonEquip | 20 |  | 0% | Tech/Econ | 5.33% | 0 | 0 | 0
Econ | Assembly | Space Heating | Boilers | TRC | Existing | NE4000 | Low U-Value Windows | Low U-Value Windows | NonEquip | 20 |  | 5.375% | Tech/Econ | 46% | 968.5008 | 0 | 0.0040252
Econ | Assembly | Space Heating | Boilers | TRC | Existing | NE3636 | Facility Energy Management System | Facility Energy Management System | NonEquip | 15 |  | 5.375% | Tech/Econ | 20% | 396.2269 | 0 | 0.0071413
Econ | Assembly | Space Heating | Boilers | TRC | Existing | NE3532 | Duct Sealing Repair | Duct Sealing Repair | NonEquip | 15 |  | 0% | Tech/Econ | 12% | 0 | 0 | 0
Econ | Assembly | Space Heating | Boilers | TRC | Existing | NE3168 | Ceiling Insulation(R2 to R38) | Ceiling Insulation(R2 to R38) | NonEquip | 20 |  | 0% | Tech/Econ | 61.34% | 0 | 0 | 0
Econ | Assembly | Domestic Hot Water | "Point-of-Use" water heaters | TRC | New | NN5417 | Retro-Commissioning | Retro-Commissioning | NonEquip | 5 |  | 0% | Tech/Econ | 16% | 0 | 0 | 0
Econ | Assembly | Domestic Hot Water | "Point-of-Use" water heaters | TRC | Existing | NE5404 | Retro-Commissioning | Retro-Commissioning | NonEquip | 5 |  | 21.99% | Tech/Econ | 16% | 182.5086 | 0.030512 | 0.0946
Econ | College and University | Refrigeration | Walk-in cooler | TRC | New | NN5314 | Retro-Commissioning | Retro-Commissioning | NonEquip | 5 |  | 0% | Tech/Econ | 16% | 0 | 0 | 0
Econ | College and University | Refrigeration | Walk-in cooler | TRC | New | NN4846 | PSC to ECM Evaporator Fan Motor (Walk-In, Refrigerator) | PSC to ECM Evaporator Fan Motor (Walk-In, Refrigerator) | NonEquip | 15 | Walk-in cooler | 68.68% | Tech/Econ | 37.5% | 1.4338 | 0.0001859 | 0.00015571
Econ | College and University | Refrigeration | Walk-in cooler | TRC | New | NN4820 | PSC to ECM Evaporator Fan Motor (Reach-In) | PSC to ECM Evaporator Fan Motor (Reach-In) | NonEquip | 15 | Display cases | 0% | Tech/Econ | 37.5% | 0 | 0 | 0
Econ | College and University | Refrigeration | Walk-in cooler | TRC | Existing | NE5301 | Retro-Commissioning | Retro-Commissioning | NonEquip | 5 |  | 21.99% | Tech/Econ | 16% | 10.8695 | 0.0045831 | 5.2655e-05
Econ | College and University | Refrigeration | Walk-in cooler | TRC | Existing | NE4833 | PSC to ECM Evaporator Fan Motor (Walk-In, Refrigerator) | PSC to ECM Evaporator Fan Motor (Walk-In, Refrigerator) | NonEquip | 15 | Walk-in cooler | 17.17% | Tech/Econ | 37.5% | 19.193 | 0.0024885 | 0.0020844
Econ | College and University | Refrigeration | Walk-in cooler | TRC | Existing | NE4807 | PSC to ECM Evaporator Fan Motor (Reach-In) | PSC to ECM Evaporator Fan Motor (Reach-In) | NonEquip | 15 | Display cases | 0% | Tech/Econ | 37.5% | 0 | 0 | 0
Econ | College and University | Refrigeration | Vending and ice makers | TRC | New | NN5314 | Retro-Commissioning | Retro-Commissioning | NonEquip | 5 |  | 0% | Tech/Econ | 16% | 0 | 0 | 0
Econ | College and University | Refrigeration | Vending and ice makers | TRC | New | NN4846 | PSC to ECM Evaporator Fan Motor (Walk-In, Refrigerator) | PSC to ECM Evaporator Fan Motor (Walk-In, Refrigerator) | NonEquip | 15 | Walk-in cooler | 0% | Tech/Econ | 37.5% | 0 | 0 | 0
Econ | College and University | Refrigeration | Vending and ice makers | TRC | New | NN4820 | PSC to ECM Evaporator Fan Motor (Reach-In) | PSC to ECM Evaporator Fan Motor (Reach-In) | NonEquip | 15 | Display cases | 0% | Tech/Econ | 37.5% | 0 | 0 | 0
Econ | College and University | Refrigeration | Vending and ice makers | TRC | Existing | NE5301 | Retro-Commissioning | Retro-Commissioning | NonEquip | 5 |  | 21.99% | Tech/Econ | 16% | 15254.2449 | 6.432 | 0.073895
Econ | College and University | Refrigeration | Vending and ice makers | TRC | Existing | NE4833 | PSC to ECM Evaporator Fan Motor (Walk-In, Refrigerator) | PSC to ECM Evaporator Fan Motor (Walk-In, Refrigerator) | NonEquip | 15 | Walk-in cooler | 0% | Tech/Econ | 37.5% | 0 | 0 | 0
Econ | College and University | Refrigeration | Vending and ice makers | TRC | Existing | NE4807 | PSC to ECM Evaporator Fan Motor (Reach-In) | PSC to ECM Evaporator Fan Motor (Reach-In) | NonEquip | 15 | Display cases | 0% | Tech/Econ | 37.5% | 0 | 0 | 0
Econ | College and University | Exterior Lighting | Street lighting | TRC | New | NN5288 | Retro-Commissioning | Retro-Commissioning | NonEquip | 5 |  | 0% | Tech/Econ | 16% | 0 | 0 | 0
Econ | College and University | Exterior Lighting | Street lighting | TRC | Existing | NE5275 | Retro-Commissioning | Retro-Commissioning | NonEquip | 5 |  | 21.99% | Tech/Econ | 16% | 505.702 | 0 | 0.0024497
Econ | College and University | Exterior Lighting | Spot lighting/Security/Flood | TRC | New | NN5288 | Retro-Commissioning | Retro-Commissioning | NonEquip | 5 |  | 0% | Tech/Econ | 16% | 0 | 0 | 0
Econ | College and University | Exterior Lighting | Spot lighting/Security/Flood | TRC | Existing | NE5275 | Retro-Commissioning | Retro-Commissioning | NonEquip | 5 |  | 21.99% | Tech/Econ | 16% | 505.702 | 0 | 0.0024497
Econ | College and University | Interior Lighting | Spot lighting | TRC | New | NN5262 | Retro-Commissioning | Retro-Commissioning | NonEquip | 5 |  | 0% | Tech/Econ | 16% | 0 | 0 | 0
Econ | College and University | Interior Lighting | Spot lighting | TRC | New | NN3702 | Facility Energy Management System | Facility Energy Management System | NonEquip | 15 |  | 4.276% | Tech/Econ | 24% | 3.1982 | 0.00047348 | 0.000409
Econ | College and University | Interior Lighting | Spot lighting | TRC | Existing | NE5249 | Retro-Commissioning | Retro-Commissioning | NonEquip | 5 |  | 21.99% | Tech/Econ | 16% | 608.5122 | 0.25658 | 0.0029478
Econ | College and University | Interior Lighting | Spot lighting | TRC | Existing | NE3689 | Facility Energy Management System | Facility Energy Management System | NonEquip | 15 |  | 0.7167% | Tech/Econ | 24% | 28.7028 | 0.0042492 | 0.0036706
Econ | College and University | Space Cooling | Residential-type central air conditioners | TRC | New | NN5366 | Retro-Commissioning | Retro-Commissioning | NonEquip | 5 |  | 0% | Tech/Econ | 16% | 0 | 0 | 0
Econ | College and University | Space Cooling | Residential-type central air conditioners | TRC | New | NN4196 | Thermal Energy Storage | Thermal Energy Storage | NonEquip | 20 |  | 66.67% | Tech/Econ | 0% | 0 | 0 | 0
Econ | College and University | Space Cooling | Residential-type central air conditioners | TRC | New | NN3676 | Facility Energy Management System | Facility Energy Management System | NonEquip | 15 |  | 4.276% | Tech/Econ | 20% | 1.2362 | 0.00018302 | 0
Econ | College and University | Space Cooling | Residential-type central air conditioners | TRC | New | NN3520 | Duct Sealing Repair | Duct Sealing Repair | NonEquip | 15 |  | 0% | Tech/Econ | 12% | 0 | 0 | 0
Econ | College and University | Space Cooling | Residential-type central air conditioners | TRC | New | NN3312 | Chilled Water System - Variable Speed Drives | Chilled Water System - Variable Speed Drives | NonEquip | 13 | Central chillers inside | 0% | Tech/Econ | 24.74% | 0 | 0 | 0
Econ | College and University | Space Cooling | Residential-type central air conditioners | TRC | New | NN3208 | Ceiling Insulation(R2 to R38) | Ceiling Insulation(R2 to R38) | NonEquip | 20 |  | 0% | Tech/Econ | 15.42% | 0 | 0 | 0
Econ | College and University | Space Cooling | Residential-type central air conditioners | TRC | Existing | NE5353 | Retro-Commissioning | Retro-Commissioning | NonEquip | 5 |  | 21.99% | Tech/Econ | 16% | 282.2542 | 0.11901 | 0
Econ | College and University | Space Cooling | Residential-type central air conditioners | TRC | Existing | NE4209 | Wall Insulation | Wall Insulation | NonEquip | 20 |  | 0% | Tech/Econ | 16.64% | 0 | 0 | 0
Econ | College and University | Space Cooling | Residential-type central air conditioners | TRC | Existing | NE4183 | Thermal Energy Storage | Thermal Energy Storage | NonEquip | 20 |  | 66.67% | Tech/Econ | 0% | 4.6317e-07 | -2.7888e-09 | -3.6086e-11
Econ | College and University | Space Cooling | Residential-type central air conditioners | TRC | Existing | NE3975 | Low U-Value Windows | Low U-Value Windows | NonEquip | 20 |  | 10.75% | Tech/Econ | 46% | 382.7661 | 0.14228 | 0
Econ | College and University | Space Cooling | Residential-type central air conditioners | TRC | Existing | NE3663 | Facility Energy Management System | Facility Energy Management System | NonEquip | 15 |  | 0.7167% | Tech/Econ | 20% | 10.546 | 0.0015613 | 0
Econ | College and University | Space Cooling | Residential-type central air conditioners | TRC | Existing | NE3507 | Duct Sealing Repair | Duct Sealing Repair | NonEquip | 15 |  | 0% | Tech/Econ | 12% | 0 | 0 | 0
Econ | College and University | Space Cooling | Residential-type central air conditioners | TRC | Existing | NE3299 | Chilled Water System - Variable Speed Drives | Chilled Water System - Variable Speed Drives | NonEquip | 13 | Central chillers inside | 0% | Tech/Econ | 24.74% | 0 | 0 | 0
Econ | College and University | Space Cooling | Residential-type central air conditioners | TRC | Existing | NE3195 | Ceiling Insulation(R2 to R38) | Ceiling Insulation(R2 to R38) | NonEquip | 20 |  | 0% | Tech/Econ | 15.42% | 0 | 0 | 0
Econ | College and University | Space Heating | Residential/split system heat pump | TRC | New | NN5340 | Retro-Commissioning | Retro-Commissioning | NonEquip | 5 |  | 0% | Tech/Econ | 16% | 0 | 0 | 0
Econ | College and University | Space Heating | Residential/split system heat pump | TRC | New | NN3650 | Facility Energy Management System | Facility Energy Management System | NonEquip | 15 |  | 4.276% | Tech/Econ | 20% | 0.60008 | 0 | 7.674e-05
Econ | College and University | Space Heating | Residential/split system heat pump | TRC | New | NN3572 | ECM Motors on Furnaces | ECM Motors on Furnaces | NonEquip | 15 | Forced air furnace | 0% | Tech/Econ | 1.706% | 0 | 0 | 0
Econ | College and University | Space Heating | Residential/split system heat pump | TRC | New | NN3546 | Duct Sealing Repair | Duct Sealing Repair | NonEquip | 15 |  | 0% | Tech/Econ | 12% | 0 | 0 | 0
Econ | College and University | Space Heating | Residential/split system heat pump | TRC | New | NN3182 | Ceiling Insulation(R2 to R38) | Ceiling Insulation(R2 to R38) | NonEquip | 20 |  | 0% | Tech/Econ | 19.05% | 0 | 0 | 0
Econ | College and University | Space Heating | Residential/split system heat pump | TRC | Existing | NE5327 | Retro-Commissioning | Retro-Commissioning | NonEquip | 5 |  | 21.99% | Tech/Econ | 16% | 137.0084 | 0 | 0.0006637
Econ | College and University | Space Heating | Residential/split system heat pump | TRC | Existing | NE4235 | Wall Insulation | Wall Insulation | NonEquip | 20 |  | 0% | Tech/Econ | 3.312% | 0 | 0 | 0
Econ | College and University | Space Heating | Residential/split system heat pump | TRC | Existing | NE4001 | Low U-Value Windows | Low U-Value Windows | NonEquip | 20 |  | 10.75% | Tech/Econ | 46% | 185.7977 | 0 | 0.00077219
Econ | College and University | Space Heating | Residential/split system heat pump | TRC | Existing | NE3637 | Facility Energy Management System | Facility Energy Management System | NonEquip | 15 |  | 0.7167% | Tech/Econ | 20% | 5.1191 | 0 | 0.00065465
Econ | College and University | Space Heating | Residential/split system heat pump | TRC | Existing | NE3559 | ECM Motors on Furnaces | ECM Motors on Furnaces | NonEquip | 15 | Forced air furnace | 0% | Tech/Econ | 1.706% | 0 | 0 | 0
Econ | College and University | Space Heating | Residential/split system heat pump | TRC | Existing | NE3533 | Duct Sealing Repair | Duct Sealing Repair | NonEquip | 15 |  | 0% | Tech/Econ | 12% | 0 | 0 | 0
Econ | College and University | Space Heating | Residential/split system heat pump | TRC | Existing | NE3169 | Ceiling Insulation(R2 to R38) | Ceiling Insulation(R2 to R38) | NonEquip | 20 |  | 0% | Tech/Econ | 21.03% | 0 | 0 | 0
Econ | College and University | Refrigeration | Residential style | TRC | New | NN5314 | Retro-Commissioning | Retro-Commissioning | NonEquip | 5 |  | 0% | Tech/Econ | 16% | 0 | 0 | 0
Econ | College and University | Refrigeration | Residential style | TRC | New | NN4846 | PSC to ECM Evaporator Fan Motor (Walk-In, Refrigerator) | PSC to ECM Evaporator Fan Motor (Walk-In, Refrigerator) | NonEquip | 15 | Walk-in cooler | 0% | Tech/Econ | 37.5% | 0 | 0 | 0
Econ | College and University | Refrigeration | Residential style | TRC | New | NN4820 | PSC to ECM Evaporator Fan Motor (Reach-In) | PSC to ECM Evaporator Fan Motor (Reach-In) | NonEquip | 15 | Display cases | 0% | Tech/Econ | 37.5% | 0 | 0 | 0
Econ | College and University | Refrigeration | Residential style | TRC | Existing | NE5301 | Retro-Commissioning | Retro-Commissioning | NonEquip | 5 |  | 21.99% | Tech/Econ | 16% | 12303.6974 | 5.1879 | 0.059602
Econ | College and University | Refrigeration | Residential style | TRC | Existing | NE4833 | PSC to ECM Evaporator Fan Motor (Walk-In, Refrigerator) | PSC to ECM Evaporator Fan Motor (Walk-In, Refrigerator) | NonEquip | 15 | Walk-in cooler | 0% | Tech/Econ | 37.5% | 0 | 0 | 0
Econ | College and University | Refrigeration | Residential style | TRC | Existing | NE4807 | PSC to ECM Evaporator Fan Motor (Reach-In) | PSC to ECM Evaporator Fan Motor (Reach-In) | NonEquip | 15 | Display cases | 0% | Tech/Econ | 37.5% | 0 | 0 | 0
Econ | College and University | Miscellaneous | Pool pump | TRC | New | NN5444 | Retro-Commissioning | Retro-Commissioning | NonEquip | 5 |  | 0% | Tech/Econ | 16% | 0 | 0 | 0
Econ | College and University | Miscellaneous | Pool pump | TRC | New | NN4534 | VSD Controlled Compressor | VSD Controlled Compressor | NonEquip | 15 | Others | 0% | Tech/Econ | 20.79% | 0 | 0 | 0
Econ | College and University | Miscellaneous | Pool pump | TRC | Existing | NE5431 | Retro-Commissioning | Retro-Commissioning | NonEquip | 5 |  | 21.99% | Tech/Econ | 16% | 0 | 0 | 0
Econ | College and University | Miscellaneous | Pool pump | TRC | Existing | NE4521 | VSD Controlled Compressor | VSD Controlled Compressor | NonEquip | 15 | Others | 0% | Tech/Econ | 20.79% | 0 | 0 | 0
Econ | College and University | Miscellaneous | Pool pump | TRC | Turnover | ET2106 | Variable Speed Pool Pump | Variable Speed Pool Pump | Equip | 10 | Pool pump | 54.15% | Tech/Econ | 64.36% | 0 | 0 | 0
Econ | College and University | Miscellaneous | Pool pump | TRC | Turnover | ET1992 | Solar Pool Heater | Solar Pool Heater | Equip | 15 | Pool pump | 16.92% | Tech/Econ | 86.11% | 0 | 0 | 0
Econ | College and University | Miscellaneous | Pool pump | TRC | New | EN2130 | Variable Speed Pool Pump | Variable Speed Pool Pump | Equip | 10 | Pool pump | 54.15% | Tech/Econ | 64.36% | 0 | 0 | 0
Econ | College and University | Miscellaneous | Pool pump | TRC | New | EN2018 | Solar Pool Heater | Solar Pool Heater | Equip | 15 | Pool pump | 16.92% | Tech/Econ | 86.11% | 0 | 0 | 0
Econ | College and University | Space Heating | Packaged central unit | TRC | New | NN5340 | Retro-Commissioning | Retro-Commissioning | NonEquip | 5 |  | 0% | Tech/Econ | 16% | 0 | 0 | 0
Econ | College and University | Space Heating | Packaged central unit | TRC | New | NN3650 | Facility Energy Management System | Facility Energy Management System | NonEquip | 15 |  | 4.276% | Tech/Econ | 20% | 7.4158 | 0 | 0.00094836
Econ | College and University | Space Heating | Packaged central unit | TRC | New | NN3572 | ECM Motors on Furnaces | ECM Motors on Furnaces | NonEquip | 15 | Forced air furnace | 0% | Tech/Econ | 1.706% | 0 | 0 | 0
Econ | College and University | Space Heating | Packaged central unit | TRC | New | NN3546 | Duct Sealing Repair | Duct Sealing Repair | NonEquip | 15 |  | 0% | Tech/Econ | 12% | 0 | 0 | 0
Econ | College and University | Space Heating | Packaged central unit | TRC | New | NN3182 | Ceiling Insulation(R2 to R38) | Ceiling Insulation(R2 to R38) | NonEquip | 20 |  | 0% | Tech/Econ | 19.05% | 0 | 0 | 0
Econ | College and University | Space Heating | Packaged central unit | TRC | Existing | NE5327 | Retro-Commissioning | Retro-Commissioning | NonEquip | 5 |  | 21.99% | Tech/Econ | 16% | 1693.1565 | 0 | 0.008202
Econ | College and University | Space Heating | Packaged central unit | TRC | Existing | NE4235 | Wall Insulation | Wall Insulation | NonEquip | 20 |  | 0% | Tech/Econ | 3.312% | 0 | 0 | 0
Econ | College and University | Space Heating | Packaged central unit | TRC | Existing | NE4001 | Low U-Value Windows | Low U-Value Windows | NonEquip | 20 |  | 10.75% | Tech/Econ | 46% | 2296.0964 | 0 | 0.0095428
Econ | College and University | Space Heating | Packaged central unit | TRC | Existing | NE3637 | Facility Energy Management System | Facility Energy Management System | NonEquip | 15 |  | 0.7167% | Tech/Econ | 20% | 63.2624 | 0 | 0.0080902
Econ | College and University | Space Heating | Packaged central unit | TRC | Existing | NE3559 | ECM Motors on Furnaces | ECM Motors on Furnaces | NonEquip | 15 | Forced air furnace | 0% | Tech/Econ | 1.706% | 0 | 0 | 0
Econ | College and University | Space Heating | Packaged central unit | TRC | Existing | NE3533 | Duct Sealing Repair | Duct Sealing Repair | NonEquip | 15 |  | 0% | Tech/Econ | 12% | 0 | 0 | 0
Econ | College and University | Space Heating | Packaged central unit | TRC | Existing | NE3169 | Ceiling Insulation(R2 to R38) | Ceiling Insulation(R2 to R38) | NonEquip | 20 |  | 0% | Tech/Econ | 21.03% | 0 | 0 | 0
Econ | College and University | Space Cooling | Packaged air conditioning units (RTUs) | TRC | New | NN5366 | Retro-Commissioning | Retro-Commissioning | NonEquip | 5 |  | 0% | Tech/Econ | 16% | 0 | 0 | 0
Econ | College and University | Space Cooling | Packaged air conditioning units (RTUs) | TRC | New | NN4196 | Thermal Energy Storage | Thermal Energy Storage | NonEquip | 20 |  | 66.67% | Tech/Econ | 0% | 0 | 0 | 0
Econ | College and University | Space Cooling | Packaged air conditioning units (RTUs) | TRC | New | NN3676 | Facility Energy Management System | Facility Energy Management System | NonEquip | 15 |  | 4.276% | Tech/Econ | 20% | 29.4758 | 0.0043637 | 0
Econ | College and University | Space Cooling | Packaged air conditioning units (RTUs) | TRC | New | NN3520 | Duct Sealing Repair | Duct Sealing Repair | NonEquip | 15 |  | 0% | Tech/Econ | 12% | 0 | 0 | 0
Econ | College and University | Space Cooling | Packaged air conditioning units (RTUs) | TRC | New | NN3312 | Chilled Water System - Variable Speed Drives | Chilled Water System - Variable Speed Drives | NonEquip | 13 | Central chillers inside | 0% | Tech/Econ | 24.74% | 0 | 0 | 0
Econ | College and University | Space Cooling | Packaged air conditioning units (RTUs) | TRC | New | NN3208 | Ceiling Insulation(R2 to R38) | Ceiling Insulation(R2 to R38) | NonEquip | 20 |  | 0% | Tech/Econ | 15.42% | 0 | 0 | 0
Econ | College and University | Space Cooling | Packaged air conditioning units (RTUs) | TRC | Existing | NE5353 | Retro-Commissioning | Retro-Commissioning | NonEquip | 5 |  | 21.99% | Tech/Econ | 16% | 6729.8257 | 2.8376 | 0
Econ | College and University | Space Cooling | Packaged air conditioning units (RTUs) | TRC | Existing | NE4209 | Wall Insulation | Wall Insulation | NonEquip | 20 |  | 0% | Tech/Econ | 16.64% | 0 | 0 | 0
Econ | College and University | Space Cooling | Packaged air conditioning units (RTUs) | TRC | Existing | NE4183 | Thermal Energy Storage | Thermal Energy Storage | NonEquip | 20 |  | 66.67% | Tech/Econ | 0% | 1.1043e-05 | -6.6494e-08 | -8.6041e-10
Econ | College and University | Space Cooling | Packaged air conditioning units (RTUs) | TRC | Existing | NE3975 | Low U-Value Windows | Low U-Value Windows | NonEquip | 20 |  | 10.75% | Tech/Econ | 46% | 9126.3442 | 3.3923 | 0
Econ | College and University | Space Cooling | Packaged air conditioning units (RTUs) | TRC | Existing | NE3663 | Facility Energy Management System | Facility Energy Management System | NonEquip | 15 |  | 0.7167% | Tech/Econ | 20% | 251.4502 | 0.037225 | 0
Econ | College and University | Space Cooling | Packaged air conditioning units (RTUs) | TRC | Existing | NE3507 | Duct Sealing Repair | Duct Sealing Repair | NonEquip | 15 |  | 0% | Tech/Econ | 12% | 0 | 0 | 0
Econ | College and University | Space Cooling | Packaged air conditioning units (RTUs) | TRC | Existing | NE3299 | Chilled Water System - Variable Speed Drives | Chilled Water System - Variable Speed Drives | NonEquip | 13 | Central chillers inside | 0% | Tech/Econ | 24.74% | 0 | 0 | 0
Econ | College and University | Space Cooling | Packaged air conditioning units (RTUs) | TRC | Existing | NE3195 | Ceiling Insulation(R2 to R38) | Ceiling Insulation(R2 to R38) | NonEquip | 20 |  | 0% | Tech/Econ | 15.42% | 0 | 0 | 0
Econ | College and University | Interior Lighting | Overhead (fluorescent/LED/CFL U-shape) | TRC | New | NN5262 | Retro-Commissioning | Retro-Commissioning | NonEquip | 5 |  | 0% | Tech/Econ | 16% | 0 | 0 | 0
Econ | College and University | Interior Lighting | Overhead (fluorescent/LED/CFL U-shape) | TRC | New | NN3702 | Facility Energy Management System | Facility Energy Management System | NonEquip | 15 |  | 4.276% | Tech/Econ | 24% | 1113.204 | 0.1648 | 0.14236
Econ | College and University | Interior Lighting | Overhead (fluorescent/LED/CFL U-shape) | TRC | Existing | NE5249 | Retro-Commissioning | Retro-Commissioning | NonEquip | 5 |  | 21.99% | Tech/Econ | 16% | 211802.8176 | 89.3069 | 1.026
Econ | College and University | Interior Lighting | Overhead (fluorescent/LED/CFL U-shape) | TRC | Existing | NE3689 | Facility Energy Management System | Facility Energy Management System | NonEquip | 15 |  | 0.7167% | Tech/Econ | 24% | 9990.4929 | 1.479 | 1.2776
Econ | College and University | Miscellaneous | Others | TRC | New | NN5444 | Retro-Commissioning | Retro-Commissioning | NonEquip | 5 |  | 0% | Tech/Econ | 16% | 0 | 0 | 0
Econ | College and University | Miscellaneous | Others | TRC | New | NN4534 | VSD Controlled Compressor | VSD Controlled Compressor | NonEquip | 15 | Others | 36.99% | Tech/Econ | 20.79% | 15348.5095 | 1.99 | 1.6669
Econ | College and University | Miscellaneous | Others | TRC | Existing | NE5431 | Retro-Commissioning | Retro-Commissioning | NonEquip | 5 |  | 21.99% | Tech/Econ | 16% | 383722.6674 | 161.7971 | 1.8588
Econ | College and University | Miscellaneous | Others | TRC | Existing | NE4521 | VSD Controlled Compressor | VSD Controlled Compressor | NonEquip | 15 | Others | 7.399% | Tech/Econ | 20.79% | 170359.7844 | 22.088 | 18.5015
Econ | College and University | Miscellaneous | Others | TRC | Turnover | ET1836 | Efficient Battery Charger | Efficient Battery Charger | Equip | 7 | Others | 0% | Tech/Econ | 13.68% | 0 | 0 | 0
Econ | College and University | Miscellaneous | Others | TRC | New | EN1862 | Efficient Battery Charger | Efficient Battery Charger | Equip | 7 | Others | 0% | Tech/Econ | 13.68% | 0 | 0 | 0
Econ | College and University | Office Equipment | Other office | TRC | Turnover | ET2259 | Energy Star Uninterruptable Power Supply | Energy Star Uninterruptable Power Supply | Equip | 10 | Other office | 22.4% | Tech/Econ | 1.878% | 14844.4548 | 1.6946 | 1.6946
Econ | College and University | Office Equipment | Other office | TRC | New | EN2285 | Energy Star Uninterruptable Power Supply | Energy Star Uninterruptable Power Supply | Equip | 10 | Other office | 22.4% | Tech/Econ | 1.878% | 267.4813 | 0.030534 | 0.030534
Econ | College and University | Ventilation and Circulation | Motor/Fan | TRC | New | NN5392 | Retro-Commissioning | Retro-Commissioning | NonEquip | 5 |  | 0% | Tech/Econ | 16% | 0 | 0 | 0
Econ | College and University | Ventilation and Circulation | Motor/Fan | TRC | Existing | NE5379 | Retro-Commissioning | Retro-Commissioning | NonEquip | 5 |  | 21.99% | Tech/Econ | 16% | 0 | 0 | 0
Econ | College and University | Miscellaneous | Medical equipment | TRC | New | NN5444 | Retro-Commissioning | Retro-Commissioning | NonEquip | 5 |  | 0% | Tech/Econ | 16% | 0 | 0 | 0
Econ | College and University | Miscellaneous | Medical equipment | TRC | New | NN4534 | VSD Controlled Compressor | VSD Controlled Compressor | NonEquip | 15 | Others | 0% | Tech/Econ | 20.79% | 0 | 0 | 0
Econ | College and University | Miscellaneous | Medical equipment | TRC | Existing | NE5431 | Retro-Commissioning | Retro-Commissioning | NonEquip | 5 |  | 21.99% | Tech/Econ | 16% | 0 | 0 | 0
Econ | College and University | Miscellaneous | Medical equipment | TRC | Existing | NE4521 | VSD Controlled Compressor | VSD Controlled Compressor | NonEquip | 15 | Others | 0% | Tech/Econ | 20.79% | 0 | 0 | 0
Econ | College and University | Refrigeration | Large cold storage | TRC | New | NN5314 | Retro-Commissioning | Retro-Commissioning | NonEquip | 5 |  | 0% | Tech/Econ | 16% | 0 | 0 | 0
Econ | College and University | Refrigeration | Large cold storage | TRC | New | NN4846 | PSC to ECM Evaporator Fan Motor (Walk-In, Refrigerator) | PSC to ECM Evaporator Fan Motor (Walk-In, Refrigerator) | NonEquip | 15 | Walk-in cooler | 0% | Tech/Econ | 37.5% | 0 | 0 | 0
Econ | College and University | Refrigeration | Large cold storage | TRC | New | NN4820 | PSC to ECM Evaporator Fan Motor (Reach-In) | PSC to ECM Evaporator Fan Motor (Reach-In) | NonEquip | 15 | Display cases | 0% | Tech/Econ | 37.5% | 0 | 0 | 0
Econ | College and University | Refrigeration | Large cold storage | TRC | Existing | NE5301 | Retro-Commissioning | Retro-Commissioning | NonEquip | 5 |  | 21.99% | Tech/Econ | 16% | 0 | 0 | 0
Econ | College and University | Refrigeration | Large cold storage | TRC | Existing | NE4833 | PSC to ECM Evaporator Fan Motor (Walk-In, Refrigerator) | PSC to ECM Evaporator Fan Motor (Walk-In, Refrigerator) | NonEquip | 15 | Walk-in cooler | 0% | Tech/Econ | 37.5% | 0 | 0 | 0
Econ | College and University | Refrigeration | Large cold storage | TRC | Existing | NE4807 | PSC to ECM Evaporator Fan Motor (Reach-In) | PSC to ECM Evaporator Fan Motor (Reach-In) | NonEquip | 15 | Display cases | 0% | Tech/Econ | 37.5% | 0 | 0 | 0
Econ | College and University | Miscellaneous | Laboratory equipment | TRC | New | NN5444 | Retro-Commissioning | Retro-Commissioning | NonEquip | 5 |  | 0% | Tech/Econ | 16% | 0 | 0 | 0
Econ | College and University | Miscellaneous | Laboratory equipment | TRC | New | NN4534 | VSD Controlled Compressor | VSD Controlled Compressor | NonEquip | 15 | Others | 0% | Tech/Econ | 20.79% | 0 | 0 | 0
Econ | College and University | Miscellaneous | Laboratory equipment | TRC | Existing | NE5431 | Retro-Commissioning | Retro-Commissioning | NonEquip | 5 |  | 21.99% | Tech/Econ | 16% | 13806.192 | 5.8214 | 0.06688
Econ | College and University | Miscellaneous | Laboratory equipment | TRC | Existing | NE4521 | VSD Controlled Compressor | VSD Controlled Compressor | NonEquip | 15 | Others | 0% | Tech/Econ | 20.79% | 0 | 0 | 0
Econ | College and University | Ventilation and Circulation | Individual room ventilation | TRC | New | NN5392 | Retro-Commissioning | Retro-Commissioning | NonEquip | 5 |  | 0% | Tech/Econ | 16% | 0 | 0 | 0
Econ | College and University | Ventilation and Circulation | Individual room ventilation | TRC | Existing | NE5379 | Retro-Commissioning | Retro-Commissioning | NonEquip | 5 |  | 21.99% | Tech/Econ | 16% | 60.7995 | 0.025636 | 0.00029453
Econ | College and University | Space Heating | Individual room heating | TRC | New | NN5340 | Retro-Commissioning | Retro-Commissioning | NonEquip | 5 |  | 0% | Tech/Econ | 16% | 0 | 0 | 0
Econ | College and University | Space Heating | Individual room heating | TRC | New | NN3650 | Facility Energy Management System | Facility Energy Management System | NonEquip | 15 |  | 4.276% | Tech/Econ | 20% | 0 | 0 | 0
Econ | College and University | Space Heating | Individual room heating | TRC | New | NN3572 | ECM Motors on Furnaces | ECM Motors on Furnaces | NonEquip | 15 | Forced air furnace | 0% | Tech/Econ | 1.706% | 0 | 0 | 0
Econ | College and University | Space Heating | Individual room heating | TRC | New | NN3546 | Duct Sealing Repair | Duct Sealing Repair | NonEquip | 15 |  | 0% | Tech/Econ | 12% | 0 | 0 | 0
Econ | College and University | Space Heating | Individual room heating | TRC | New | NN3182 | Ceiling Insulation(R2 to R38) | Ceiling Insulation(R2 to R38) | NonEquip | 20 |  | 0% | Tech/Econ | 19.05% | 0 | 0 | 0
Econ | College and University | Space Heating | Individual room heating | TRC | Existing | NE5327 | Retro-Commissioning | Retro-Commissioning | NonEquip | 5 |  | 21.99% | Tech/Econ | 16% | 0 | 0 | 0
Econ | College and University | Space Heating | Individual room heating | TRC | Existing | NE4235 | Wall Insulation | Wall Insulation | NonEquip | 20 |  | 0% | Tech/Econ | 3.312% | 0 | 0 | 0
Econ | College and University | Space Heating | Individual room heating | TRC | Existing | NE4001 | Low U-Value Windows | Low U-Value Windows | NonEquip | 20 |  | 10.75% | Tech/Econ | 46% | 0 | 0 | 0
Econ | College and University | Space Heating | Individual room heating | TRC | Existing | NE3637 | Facility Energy Management System | Facility Energy Management System | NonEquip | 15 |  | 0.7167% | Tech/Econ | 20% | 0 | 0 | 0
Econ | College and University | Space Heating | Individual room heating | TRC | Existing | NE3559 | ECM Motors on Furnaces | ECM Motors on Furnaces | NonEquip | 15 | Forced air furnace | 0% | Tech/Econ | 1.706% | 0 | 0 | 0
Econ | College and University | Space Heating | Individual room heating | TRC | Existing | NE3533 | Duct Sealing Repair | Duct Sealing Repair | NonEquip | 15 |  | 0% | Tech/Econ | 12% | 0 | 0 | 0
Econ | College and University | Space Heating | Individual room heating | TRC | Existing | NE3169 | Ceiling Insulation(R2 to R38) | Ceiling Insulation(R2 to R38) | NonEquip | 20 |  | 0% | Tech/Econ | 21.03% | 0 | 0 | 0
Econ | College and University | Space Cooling | Individual room air conditioners | TRC | New | NN5366 | Retro-Commissioning | Retro-Commissioning | NonEquip | 5 |  | 0% | Tech/Econ | 16% | 0 | 0 | 0
Econ | College and University | Space Cooling | Individual room air conditioners | TRC | New | NN4196 | Thermal Energy Storage | Thermal Energy Storage | NonEquip | 20 |  | 66.67% | Tech/Econ | 0% | 0 | 0 | 0
Econ | College and University | Space Cooling | Individual room air conditioners | TRC | New | NN3676 | Facility Energy Management System | Facility Energy Management System | NonEquip | 15 |  | 4.276% | Tech/Econ | 20% | 4.0039 | 0.00059274 | 0
Econ | College and University | Space Cooling | Individual room air conditioners | TRC | New | NN3520 | Duct Sealing Repair | Duct Sealing Repair | NonEquip | 15 |  | 0% | Tech/Econ | 12% | 0 | 0 | 0
Econ | College and University | Space Cooling | Individual room air conditioners | TRC | New | NN3312 | Chilled Water System - Variable Speed Drives | Chilled Water System - Variable Speed Drives | NonEquip | 13 | Central chillers inside | 0% | Tech/Econ | 24.74% | 0 | 0 | 0
Econ | College and University | Space Cooling | Individual room air conditioners | TRC | New | NN3208 | Ceiling Insulation(R2 to R38) | Ceiling Insulation(R2 to R38) | NonEquip | 20 |  | 0% | Tech/Econ | 15.42% | 0 | 0 | 0
Econ | College and University | Space Cooling | Individual room air conditioners | TRC | Existing | NE5353 | Retro-Commissioning | Retro-Commissioning | NonEquip | 5 |  | 21.99% | Tech/Econ | 16% | 914.152 | 0.38545 | 0
Econ | College and University | Space Cooling | Individual room air conditioners | TRC | Existing | NE4209 | Wall Insulation | Wall Insulation | NonEquip | 20 |  | 0% | Tech/Econ | 16.64% | 0 | 0 | 0
Econ | College and University | Space Cooling | Individual room air conditioners | TRC | Existing | NE4183 | Thermal Energy Storage | Thermal Energy Storage | NonEquip | 20 |  | 66.67% | Tech/Econ | 0% | 1.5001e-06 | -9.0323e-09 | -1.1687e-10
Econ | College and University | Space Cooling | Individual room air conditioners | TRC | Existing | NE3975 | Low U-Value Windows | Low U-Value Windows | NonEquip | 20 |  | 10.75% | Tech/Econ | 46% | 1239.6853 | 0.46079 | 0
Econ | College and University | Space Cooling | Individual room air conditioners | TRC | Existing | NE3663 | Facility Energy Management System | Facility Energy Management System | NonEquip | 15 |  | 0.7167% | Tech/Econ | 20% | 34.156 | 0.0050565 | 0
Econ | College and University | Space Cooling | Individual room air conditioners | TRC | Existing | NE3507 | Duct Sealing Repair | Duct Sealing Repair | NonEquip | 15 |  | 0% | Tech/Econ | 12% | 0 | 0 | 0
Econ | College and University | Space Cooling | Individual room air conditioners | TRC | Existing | NE3299 | Chilled Water System - Variable Speed Drives | Chilled Water System - Variable Speed Drives | NonEquip | 13 | Central chillers inside | 0% | Tech/Econ | 24.74% | 0 | 0 | 0
Econ | College and University | Space Cooling | Individual room air conditioners | TRC | Existing | NE3195 | Ceiling Insulation(R2 to R38) | Ceiling Insulation(R2 to R38) | NonEquip | 20 |  | 0% | Tech/Econ | 15.42% | 0 | 0 | 0
Econ | College and University | Interior Lighting | High bay | TRC | New | NN5262 | Retro-Commissioning | Retro-Commissioning | NonEquip | 5 |  | 0% | Tech/Econ | 16% | 0 | 0 | 0
Econ | College and University | Interior Lighting | High bay | TRC | New | NN3702 | Facility Energy Management System | Facility Energy Management System | NonEquip | 15 |  | 4.276% | Tech/Econ | 24% | 1340.5462 | 0.19846 | 0.17143
Econ | College and University | Interior Lighting | High bay | TRC | Existing | NE5249 | Retro-Commissioning | Retro-Commissioning | NonEquip | 5 |  | 21.99% | Tech/Econ | 16% | 255057.894 | 107.5455 | 1.2356
Econ | College and University | Interior Lighting | High bay | TRC | Existing | NE3689 | Facility Energy Management System | Facility Energy Management System | NonEquip | 15 |  | 0.7167% | Tech/Econ | 24% | 12030.7846 | 1.7811 | 1.5385
Econ | College and University | Space Heating | Forced air furnace | TRC | New | NN5340 | Retro-Commissioning | Retro-Commissioning | NonEquip | 5 |  | 0% | Tech/Econ | 16% | 0 | 0 | 0
Econ | College and University | Space Heating | Forced air furnace | TRC | New | NN3650 | Facility Energy Management System | Facility Energy Management System | NonEquip | 15 |  | 4.276% | Tech/Econ | 20% | 0 | 0 | 0
Econ | College and University | Space Heating | Forced air furnace | TRC | New | NN3572 | ECM Motors on Furnaces | ECM Motors on Furnaces | NonEquip | 15 | Forced air furnace | 47.78% | Tech/Econ | 1.706% | 0 | 0 | 0
Econ | College and University | Space Heating | Forced air furnace | TRC | New | NN3546 | Duct Sealing Repair | Duct Sealing Repair | NonEquip | 15 |  | 0% | Tech/Econ | 12% | 0 | 0 | 0
Econ | College and University | Space Heating | Forced air furnace | TRC | New | NN3182 | Ceiling Insulation(R2 to R38) | Ceiling Insulation(R2 to R38) | NonEquip | 20 |  | 0% | Tech/Econ | 19.05% | 0 | 0 | 0
Econ | College and University | Space Heating | Forced air furnace | TRC | Existing | NE5327 | Retro-Commissioning | Retro-Commissioning | NonEquip | 5 |  | 21.99% | Tech/Econ | 16% | 0 | 0 | 0
Econ | College and University | Space Heating | Forced air furnace | TRC | Existing | NE4235 | Wall Insulation | Wall Insulation | NonEquip | 20 |  | 0% | Tech/Econ | 3.312% | 0 | 0 | 0
Econ | College and University | Space Heating | Forced air furnace | TRC | Existing | NE4001 | Low U-Value Windows | Low U-Value Windows | NonEquip | 20 |  | 10.75% | Tech/Econ | 46% | 0 | 0 | 0
Econ | College and University | Space Heating | Forced air furnace | TRC | Existing | NE3637 | Facility Energy Management System | Facility Energy Management System | NonEquip | 15 |  | 0.7167% | Tech/Econ | 20% | 0 | 0 | 0
Econ | College and University | Space Heating | Forced air furnace | TRC | Existing | NE3559 | ECM Motors on Furnaces | ECM Motors on Furnaces | NonEquip | 15 | Forced air furnace | 47.78% | Tech/Econ | 1.706% | 0 | 0 | 0
Econ | College and University | Space Heating | Forced air furnace | TRC | Existing | NE3533 | Duct Sealing Repair | Duct Sealing Repair | NonEquip | 15 |  | 0% | Tech/Econ | 12% | 0 | 0 | 0
Econ | College and University | Space Heating | Forced air furnace | TRC | Existing | NE3169 | Ceiling Insulation(R2 to R38) | Ceiling Insulation(R2 to R38) | NonEquip | 20 |  | 0% | Tech/Econ | 21.03% | 0 | 0 | 0
Econ | College and University | Exterior Lighting | Exterior parking/lot lighting | TRC | New | NN5288 | Retro-Commissioning | Retro-Commissioning | NonEquip | 5 |  | 0% | Tech/Econ | 16% | 0 | 0 | 0
Econ | College and University | Exterior Lighting | Exterior parking/lot lighting | TRC | Existing | NE5275 | Retro-Commissioning | Retro-Commissioning | NonEquip | 5 |  | 21.99% | Tech/Econ | 16% | 88497.8433 | 0 | 0.4287
Econ | College and University | Exterior Lighting | Exterior marquis | TRC | New | NN5288 | Retro-Commissioning | Retro-Commissioning | NonEquip | 5 |  | 0% | Tech/Econ | 16% | 0 | 0 | 0
Econ | College and University | Exterior Lighting | Exterior marquis | TRC | Existing | NE5275 | Retro-Commissioning | Retro-Commissioning | NonEquip | 5 |  | 21.99% | Tech/Econ | 16% | 505.702 | 0 | 0.0024497
Econ | College and University | Miscellaneous | Elevators/Escalators | TRC | New | NN5444 | Retro-Commissioning | Retro-Commissioning | NonEquip | 5 |  | 0% | Tech/Econ | 16% | 0 | 0 | 0
Econ | College and University | Miscellaneous | Elevators/Escalators | TRC | New | NN4534 | VSD Controlled Compressor | VSD Controlled Compressor | NonEquip | 15 | Others | 0% | Tech/Econ | 20.79% | 0 | 0 | 0
Econ | College and University | Miscellaneous | Elevators/Escalators | TRC | Existing | NE5431 | Retro-Commissioning | Retro-Commissioning | NonEquip | 5 |  | 21.99% | Tech/Econ | 16% | 27831.0233 | 11.735 | 0.13482
Econ | College and University | Miscellaneous | Elevators/Escalators | TRC | Existing | NE4521 | VSD Controlled Compressor | VSD Controlled Compressor | NonEquip | 15 | Others | 0% | Tech/Econ | 20.79% | 0 | 0 | 0
Econ | College and University | Space Cooling | District chilled water piped | TRC | New | NN5366 | Retro-Commissioning | Retro-Commissioning | NonEquip | 5 |  | 0% | Tech/Econ | 16% | 0 | 0 | 0
Econ | College and University | Space Cooling | District chilled water piped | TRC | New | NN4196 | Thermal Energy Storage | Thermal Energy Storage | NonEquip | 20 |  | 66.67% | Tech/Econ | 0% | 0 | 0 | 0
Econ | College and University | Space Cooling | District chilled water piped | TRC | New | NN3676 | Facility Energy Management System | Facility Energy Management System | NonEquip | 15 |  | 4.276% | Tech/Econ | 20% | 725.3092 | 0.10738 | 0
Econ | College and University | Space Cooling | District chilled water piped | TRC | New | NN3520 | Duct Sealing Repair | Duct Sealing Repair | NonEquip | 15 |  | 0% | Tech/Econ | 12% | 0 | 0 | 0
Econ | College and University | Space Cooling | District chilled water piped | TRC | New | NN3312 | Chilled Water System - Variable Speed Drives | Chilled Water System - Variable Speed Drives | NonEquip | 13 | Central chillers inside | 0% | Tech/Econ | 24.74% | 0 | 0 | 0
Econ | College and University | Space Cooling | District chilled water piped | TRC | New | NN3208 | Ceiling Insulation(R2 to R38) | Ceiling Insulation(R2 to R38) | NonEquip | 20 |  | 0% | Tech/Econ | 15.42% | 0 | 0 | 0
Econ | College and University | Space Cooling | District chilled water piped | TRC | Existing | NE5353 | Retro-Commissioning | Retro-Commissioning | NonEquip | 5 |  | 21.99% | Tech/Econ | 16% | 166870.4992 | 70.3611 | 0
Econ | College and University | Space Cooling | District chilled water piped | TRC | Existing | NE4209 | Wall Insulation | Wall Insulation | NonEquip | 20 |  | 0% | Tech/Econ | 16.64% | 0 | 0 | 0
Econ | College and University | Space Cooling | District chilled water piped | TRC | Existing | NE4183 | Thermal Energy Storage | Thermal Energy Storage | NonEquip | 20 |  | 66.67% | Tech/Econ | 0% | 0.0002808 | -1.6908e-06 | -2.1878e-08
Econ | College and University | Space Cooling | District chilled water piped | TRC | Existing | NE3975 | Low U-Value Windows | Low U-Value Windows | NonEquip | 20 |  | 10.75% | Tech/Econ | 46% | 224571.4084 | 83.4739 | 0
Econ | College and University | Space Cooling | District chilled water piped | TRC | Existing | NE3663 | Facility Energy Management System | Facility Energy Management System | NonEquip | 15 |  | 0.7167% | Tech/Econ | 20% | 6187.421 | 0.916 | 0
Econ | College and University | Space Cooling | District chilled water piped | TRC | Existing | NE3507 | Duct Sealing Repair | Duct Sealing Repair | NonEquip | 15 |  | 0% | Tech/Econ | 12% | 0 | 0 | 0
Econ | College and University | Space Cooling | District chilled water piped | TRC | Existing | NE3299 | Chilled Water System - Variable Speed Drives | Chilled Water System - Variable Speed Drives | NonEquip | 13 | Central chillers inside | 0% | Tech/Econ | 24.74% | 0 | 0 | 0
Econ | College and University | Space Cooling | District chilled water piped | TRC | Existing | NE3195 | Ceiling Insulation(R2 to R38) | Ceiling Insulation(R2 to R38) | NonEquip | 20 |  | 0% | Tech/Econ | 15.42% | 0 | 0 | 0
Econ | College and University | Space Cooling | District chilled water piped | TRC | Turnover | ET939 | High Efficiency Chiller (Air Cooled, 50 tons) | High Efficiency Chiller (Air Cooled, 50 tons) | Equip | 20 | District chilled water piped | 28.37% | Tech/Econ | 8.759% | 120859.144 | 32.9219 | 1.4983
Econ | College and University | Space Cooling | District chilled water piped | TRC | Turnover | ET1095 | High Efficiency Chiller (Water cooled-positive displacement, 100 tons) | High Efficiency Chiller (Water cooled-positive displacement, 100 tons) | Equip | 20 | District chilled water piped | 28.37% | Tech/Econ | 2.683% | 34829.2962 | 13.124 | 0.025492
Econ | College and University | Space Cooling | District chilled water piped | TRC | Turnover | ET1017 | High Efficiency Chiller (Water cooled-centrifugal, 200 tons) | High Efficiency Chiller (Water cooled-centrifugal, 200 tons) | Equip | 20 | District chilled water piped | 28.37% | Tech/Econ | 4.362% | 60947.2547 | 22.9656 | 0.044608
Econ | College and University | Space Cooling | District chilled water piped | TRC | New | EN965 | High Efficiency Chiller (Air Cooled, 50 tons) | High Efficiency Chiller (Air Cooled, 50 tons) | Equip | 20 | District chilled water piped | 28.37% | Tech/Econ | 8.759% | 2177.7531 | 0.59322 | 0.026997
Econ | College and University | Space Cooling | District chilled water piped | TRC | New | EN1121 | High Efficiency Chiller (Water cooled-positive displacement, 100 tons) | High Efficiency Chiller (Water cooled-positive displacement, 100 tons) | Equip | 20 | District chilled water piped | 28.37% | Tech/Econ | 2.683% | 650.4723 | 0.2451 | 0.00047609
Econ | College and University | Space Cooling | District chilled water piped | TRC | New | EN1043 | High Efficiency Chiller (Water cooled-centrifugal, 200 tons) | High Efficiency Chiller (Water cooled-centrifugal, 200 tons) | Equip | 20 | District chilled water piped | 28.37% | Tech/Econ | 4.362% | 1098.2046 | 0.41381 | 0.00080379
Econ | College and University | Refrigeration | Display cases | TRC | New | NN5314 | Retro-Commissioning | Retro-Commissioning | NonEquip | 5 |  | 0% | Tech/Econ | 16% | 0 | 0 | 0
Econ | College and University | Refrigeration | Display cases | TRC | New | NN4846 | PSC to ECM Evaporator Fan Motor (Walk-In, Refrigerator) | PSC to ECM Evaporator Fan Motor (Walk-In, Refrigerator) | NonEquip | 15 | Walk-in cooler | 0% | Tech/Econ | 37.5% | 0 | 0 | 0
Econ | College and University | Refrigeration | Display cases | TRC | New | NN4820 | PSC to ECM Evaporator Fan Motor (Reach-In) | PSC to ECM Evaporator Fan Motor (Reach-In) | NonEquip | 15 | Display cases | 68.68% | Tech/Econ | 37.5% | 49.1074 | 0.006367 | 0.0053332
Econ | College and University | Refrigeration | Display cases | TRC | Existing | NE5301 | Retro-Commissioning | Retro-Commissioning | NonEquip | 5 |  | 21.99% | Tech/Econ | 16% | 372.2812 | 0.15697 | 0.0018034
Econ | College and University | Refrigeration | Display cases | TRC | Existing | NE4833 | PSC to ECM Evaporator Fan Motor (Walk-In, Refrigerator) | PSC to ECM Evaporator Fan Motor (Walk-In, Refrigerator) | NonEquip | 15 | Walk-in cooler | 0% | Tech/Econ | 37.5% | 0 | 0 | 0
Econ | College and University | Refrigeration | Display cases | TRC | Existing | NE4807 | PSC to ECM Evaporator Fan Motor (Reach-In) | PSC to ECM Evaporator Fan Motor (Reach-In) | NonEquip | 15 | Display cases | 17.17% | Tech/Econ | 37.5% | 657.3595 | 0.08523 | 0.071391
Econ | College and University | Refrigeration | Display cases | TRC | Turnover | ET2454 | Energy Star Commercial Solid Door Refrigerator | Energy Star Commercial Solid Door Refrigerator | Equip | 12 | Display cases | 0% | Tech/Econ | 50.28% | 0 | 0 | 0
Econ | College and University | Refrigeration | Display cases | TRC | New | EN2480 | Energy Star Commercial Solid Door Refrigerator | Energy Star Commercial Solid Door Refrigerator | Equip | 12 | Display cases | 0% | Tech/Econ | 50.28% | 0 | 0 | 0
Econ | College and University | Cooking | Cooking Other | TRC | Turnover | ET3 | Efficient Exhaust Hood | Efficient Exhaust Hood | Equip | 15 | Cooking Other | 10.93% | Tech/Econ | 42.5% | 1155.0791 | 0.25252 | 0.099115
Econ | College and University | Cooking | Cooking Other | TRC | Turnover | ET159 | Energy Star Hot Food Holding Cabinet | Energy Star Hot Food Holding Cabinet | Equip | 12 | Cooking Other | 26.95% | Tech/Econ | 52.67% | 3366.579 | 0.62 | 0.3
Econ | College and University | Cooking | Cooking Other | TRC | New | EN29 | Efficient Exhaust Hood | Efficient Exhaust Hood | Equip | 15 | Cooking Other | 10.93% | Tech/Econ | 42.5% | 20.8133 | 0.0045502 | 0.0017859
Econ | College and University | Cooking | Cooking Other | TRC | New | EN185 | Energy Star Hot Food Holding Cabinet | Energy Star Hot Food Holding Cabinet | Equip | 12 | Cooking Other | 26.95% | Tech/Econ | 52.67% | 60.6622 | 0.011172 | 0.0054056
Econ | College and University | Domestic Hot Water | Centralized water heaters | TRC | New | NN5418 | Retro-Commissioning | Retro-Commissioning | NonEquip | 5 |  | 0% | Tech/Econ | 16% | 0 | 0 | 0
Econ | College and University | Domestic Hot Water | Centralized water heaters | TRC | Existing | NE5405 | Retro-Commissioning | Retro-Commissioning | NonEquip | 5 |  | 21.99% | Tech/Econ | 16% | 16230.1482 | 6.8435 | 0.078623
Econ | College and University | Space Cooling | Central chillers inside | TRC | New | NN5366 | Retro-Commissioning | Retro-Commissioning | NonEquip | 5 |  | 0% | Tech/Econ | 16% | 0 | 0 | 0
Econ | College and University | Space Cooling | Central chillers inside | TRC | New | NN4196 | Thermal Energy Storage | Thermal Energy Storage | NonEquip | 20 |  | 66.67% | Tech/Econ | 0% | 0 | 0 | 0
Econ | College and University | Space Cooling | Central chillers inside | TRC | New | NN3676 | Facility Energy Management System | Facility Energy Management System | NonEquip | 15 |  | 4.276% | Tech/Econ | 20% | 52.5895 | 0.0077855 | 0
Econ | College and University | Space Cooling | Central chillers inside | TRC | New | NN3520 | Duct Sealing Repair | Duct Sealing Repair | NonEquip | 15 |  | 0% | Tech/Econ | 12% | 0 | 0 | 0
Econ | College and University | Space Cooling | Central chillers inside | TRC | New | NN3312 | Chilled Water System - Variable Speed Drives | Chilled Water System - Variable Speed Drives | NonEquip | 13 | Central chillers inside | 73.99% | Tech/Econ | 24.74% | 737.0675 | 0.080529 | 0.0036113
Econ | College and University | Space Cooling | Central chillers inside | TRC | New | NN3208 | Ceiling Insulation(R2 to R38) | Ceiling Insulation(R2 to R38) | NonEquip | 20 |  | 0% | Tech/Econ | 15.42% | 0 | 0 | 0
Econ | College and University | Space Cooling | Central chillers inside | TRC | Existing | NE5353 | Retro-Commissioning | Retro-Commissioning | NonEquip | 5 |  | 21.99% | Tech/Econ | 16% | 10984.9138 | 4.6318 | 0
Econ | College and University | Space Cooling | Central chillers inside | TRC | Existing | NE4209 | Wall Insulation | Wall Insulation | NonEquip | 20 |  | 0% | Tech/Econ | 16.64% | 0 | 0 | 0
Econ | College and University | Space Cooling | Central chillers inside | TRC | Existing | NE4183 | Thermal Energy Storage | Thermal Energy Storage | NonEquip | 20 |  | 66.67% | Tech/Econ | 0% | 2.2627e-05 | -1.3624e-07 | -1.7629e-09
Econ | College and University | Space Cooling | Central chillers inside | TRC | Existing | NE3975 | Low U-Value Windows | Low U-Value Windows | NonEquip | 20 |  | 10.75% | Tech/Econ | 46% | 14783.3055 | 5.495 | 0
Econ | College and University | Space Cooling | Central chillers inside | TRC | Existing | NE3663 | Facility Energy Management System | Facility Energy Management System | NonEquip | 15 |  | 0.7167% | Tech/Econ | 20% | 407.3116 | 0.060299 | 0
Econ | College and University | Space Cooling | Central chillers inside | TRC | Existing | NE3507 | Duct Sealing Repair | Duct Sealing Repair | NonEquip | 15 |  | 0% | Tech/Econ | 12% | 0 | 0 | 0
Econ | College and University | Space Cooling | Central chillers inside | TRC | Existing | NE3299 | Chilled Water System - Variable Speed Drives | Chilled Water System - Variable Speed Drives | NonEquip | 13 | Central chillers inside | 73.99% | Tech/Econ | 24.74% | 69957.9399 | 7.6433 | 0.34276
Econ | College and University | Space Cooling | Central chillers inside | TRC | Existing | NE3195 | Ceiling Insulation(R2 to R38) | Ceiling Insulation(R2 to R38) | NonEquip | 20 |  | 0% | Tech/Econ | 15.42% | 0 | 0 | 0
Econ | College and University | Space Cooling | Central chillers inside | TRC | Turnover | ET978 | High Efficiency Chiller (Water cooled-centrifugal, 200 tons) | High Efficiency Chiller (Water cooled-centrifugal, 200 tons) | Equip | 20 | Central chillers inside | 28.37% | Tech/Econ | 4.362% | 4911.06 | 1.8505 | 0.0035945
Econ | College and University | Space Cooling | Central chillers inside | TRC | Turnover | ET900 | High Efficiency Chiller (Air Cooled, 50 tons) | High Efficiency Chiller (Air Cooled, 50 tons) | Equip | 20 | Central chillers inside | 28.37% | Tech/Econ | 8.759% | 9738.6913 | 2.6528 | 0.12073
Econ | College and University | Space Cooling | Central chillers inside | TRC | Turnover | ET1056 | High Efficiency Chiller (Water cooled-positive displacement, 100 tons) | High Efficiency Chiller (Water cooled-positive displacement, 100 tons) | Equip | 20 | Central chillers inside | 28.37% | Tech/Econ | 2.683% | 2292.7768 | 0.86394 | 0.0016781
Econ | College and University | Space Cooling | Central chillers inside | TRC | New | EN926 | High Efficiency Chiller (Air Cooled, 50 tons) | High Efficiency Chiller (Air Cooled, 50 tons) | Equip | 20 | Central chillers inside | 28.37% | Tech/Econ | 8.759% | 175.4808 | 0.047801 | 0.0021754
Econ | College and University | Space Cooling | Central chillers inside | TRC | New | EN1082 | High Efficiency Chiller (Water cooled-positive displacement, 100 tons) | High Efficiency Chiller (Water cooled-positive displacement, 100 tons) | Equip | 20 | Central chillers inside | 28.37% | Tech/Econ | 2.683% | 0 | 0 | 0
Econ | College and University | Space Cooling | Central chillers inside | TRC | New | EN1004 | High Efficiency Chiller (Water cooled-centrifugal, 200 tons) | High Efficiency Chiller (Water cooled-centrifugal, 200 tons) | Equip | 20 | Central chillers inside | 28.37% | Tech/Econ | 4.362% | 88.4921 | 0.033345 | 6.4769e-05
Econ | College and University | Ventilation and Circulation | Central air-handling unit | TRC | New | NN5392 | Retro-Commissioning | Retro-Commissioning | NonEquip | 5 |  | 0% | Tech/Econ | 16% | 0 | 0 | 0
Econ | College and University | Ventilation and Circulation | Central air-handling unit | TRC | Existing | NE5379 | Retro-Commissioning | Retro-Commissioning | NonEquip | 5 |  | 21.99% | Tech/Econ | 16% | 243773.1875 | 102.7872 | 1.1809
Econ | College and University | Interior Lighting | case lighting | TRC | New | NN5262 | Retro-Commissioning | Retro-Commissioning | NonEquip | 5 |  | 0% | Tech/Econ | 16% | 0 | 0 | 0
Econ | College and University | Interior Lighting | case lighting | TRC | New | NN3702 | Facility Energy Management System | Facility Energy Management System | NonEquip | 15 |  | 4.276% | Tech/Econ | 24% | 3.1982 | 0.00047348 | 0.000409
Econ | College and University | Interior Lighting | case lighting | TRC | Existing | NE5249 | Retro-Commissioning | Retro-Commissioning | NonEquip | 5 |  | 21.99% | Tech/Econ | 16% | 608.5122 | 0.25658 | 0.0029478
Econ | College and University | Interior Lighting | case lighting | TRC | Existing | NE3689 | Facility Energy Management System | Facility Energy Management System | NonEquip | 15 |  | 0.7167% | Tech/Econ | 24% | 28.7028 | 0.0042492 | 0.0036706
Econ | College and University | Space Heating | Boilers | TRC | New | NN5340 | Retro-Commissioning | Retro-Commissioning | NonEquip | 5 |  | 0% | Tech/Econ | 16% | 0 | 0 | 0
Econ | College and University | Space Heating | Boilers | TRC | New | NN3650 | Facility Energy Management System | Facility Energy Management System | NonEquip | 15 |  | 4.276% | Tech/Econ | 20% | 0.1681 | 0 | 2.1497e-05
Econ | College and University | Space Heating | Boilers | TRC | New | NN3572 | ECM Motors on Furnaces | ECM Motors on Furnaces | NonEquip | 15 | Forced air furnace | 0% | Tech/Econ | 1.706% | 0 | 0 | 0
Econ | College and University | Space Heating | Boilers | TRC | New | NN3546 | Duct Sealing Repair | Duct Sealing Repair | NonEquip | 15 |  | 0% | Tech/Econ | 12% | 0 | 0 | 0
Econ | College and University | Space Heating | Boilers | TRC | New | NN3182 | Ceiling Insulation(R2 to R38) | Ceiling Insulation(R2 to R38) | NonEquip | 20 |  | 0% | Tech/Econ | 19.05% | 0 | 0 | 0
Econ | College and University | Space Heating | Boilers | TRC | Existing | NE5327 | Retro-Commissioning | Retro-Commissioning | NonEquip | 5 |  | 21.99% | Tech/Econ | 16% | 38.3795 | 0 | 0.00018592
Econ | College and University | Space Heating | Boilers | TRC | Existing | NE4235 | Wall Insulation | Wall Insulation | NonEquip | 20 |  | 0% | Tech/Econ | 3.312% | 0 | 0 | 0
Econ | College and University | Space Heating | Boilers | TRC | Existing | NE4001 | Low U-Value Windows | Low U-Value Windows | NonEquip | 20 |  | 10.75% | Tech/Econ | 46% | 52.0466 | 0 | 0.00021631
Econ | College and University | Space Heating | Boilers | TRC | Existing | NE3637 | Facility Energy Management System | Facility Energy Management System | NonEquip | 15 |  | 0.7167% | Tech/Econ | 20% | 1.434 | 0 | 0.00018338
Econ | College and University | Space Heating | Boilers | TRC | Existing | NE3559 | ECM Motors on Furnaces | ECM Motors on Furnaces | NonEquip | 15 | Forced air furnace | 0% | Tech/Econ | 1.706% | 0 | 0 | 0
Econ | College and University | Space Heating | Boilers | TRC | Existing | NE3533 | Duct Sealing Repair | Duct Sealing Repair | NonEquip | 15 |  | 0% | Tech/Econ | 12% | 0 | 0 | 0
Econ | College and University | Space Heating | Boilers | TRC | Existing | NE3169 | Ceiling Insulation(R2 to R38) | Ceiling Insulation(R2 to R38) | NonEquip | 20 |  | 0% | Tech/Econ | 21.03% | 0 | 0 | 0
Econ | College and University | Domestic Hot Water | "Point-of-Use" water heaters | TRC | New | NN5418 | Retro-Commissioning | Retro-Commissioning | NonEquip | 5 |  | 0% | Tech/Econ | 16% | 0 | 0 | 0
Econ | College and University | Domestic Hot Water | "Point-of-Use" water heaters | TRC | Existing | NE5405 | Retro-Commissioning | Retro-Commissioning | NonEquip | 5 |  | 21.99% | Tech/Econ | 16% | 1334.176 | 0.56256 | 0.0064631
Econ | Grocery | Refrigeration | Walk-in cooler | TRC | New | NN4847 | PSC to ECM Evaporator Fan Motor (Walk-In, Refrigerator) | PSC to ECM Evaporator Fan Motor (Walk-In, Refrigerator) | NonEquip | 15 | Walk-in cooler | 68.68% | Tech/Econ | 37.5% | 376691.9487 | 52.4291 | 4.8029
Econ | Grocery | Refrigeration | Walk-in cooler | TRC | New | NN4821 | PSC to ECM Evaporator Fan Motor (Reach-In) | PSC to ECM Evaporator Fan Motor (Reach-In) | NonEquip | 15 | Display cases | 0% | Tech/Econ | 37.5% | 0 | 0 | 0
Econ | Grocery | Refrigeration | Walk-in cooler | TRC | Existing | NE4834 | PSC to ECM Evaporator Fan Motor (Walk-In, Refrigerator) | PSC to ECM Evaporator Fan Motor (Walk-In, Refrigerator) | NonEquip | 15 | Walk-in cooler | 17.17% | Tech/Econ | 37.5% | 5226334.764 | 727.4167 | 66.6371
Econ | Grocery | Refrigeration | Walk-in cooler | TRC | Existing | NE4808 | PSC to ECM Evaporator Fan Motor (Reach-In) | PSC to ECM Evaporator Fan Motor (Reach-In) | NonEquip | 15 | Display cases | 0% | Tech/Econ | 37.5% | 0 | 0 | 0
Econ | Grocery | Refrigeration | Vending and ice makers | TRC | New | NN4847 | PSC to ECM Evaporator Fan Motor (Walk-In, Refrigerator) | PSC to ECM Evaporator Fan Motor (Walk-In, Refrigerator) | NonEquip | 15 | Walk-in cooler | 0% | Tech/Econ | 37.5% | 0 | 0 | 0
Econ | Grocery | Refrigeration | Vending and ice makers | TRC | New | NN4821 | PSC to ECM Evaporator Fan Motor (Reach-In) | PSC to ECM Evaporator Fan Motor (Reach-In) | NonEquip | 15 | Display cases | 0% | Tech/Econ | 37.5% | 0 | 0 | 0
Econ | Grocery | Refrigeration | Vending and ice makers | TRC | Existing | NE4834 | PSC to ECM Evaporator Fan Motor (Walk-In, Refrigerator) | PSC to ECM Evaporator Fan Motor (Walk-In, Refrigerator) | NonEquip | 15 | Walk-in cooler | 0% | Tech/Econ | 37.5% | 0 | 0 | 0
Econ | Grocery | Refrigeration | Vending and ice makers | TRC | Existing | NE4808 | PSC to ECM Evaporator Fan Motor (Reach-In) | PSC to ECM Evaporator Fan Motor (Reach-In) | NonEquip | 15 | Display cases | 0% | Tech/Econ | 37.5% | 0 | 0 | 0
Econ | Grocery | Space Cooling | Residential-type central air conditioners | TRC | New | NN4197 | Thermal Energy Storage | Thermal Energy Storage | NonEquip | 20 |  | 33.33% | Tech/Econ | 0% | 0 | 0 | 0
Econ | Grocery | Space Cooling | Residential-type central air conditioners | TRC | New | NN3625 | Facility Commissioning | Facility Commissioning | NonEquip | 10 |  | 53.41% | Tech/Econ | 16% | 0 | 0 | 0
Econ | Grocery | Space Cooling | Residential-type central air conditioners | TRC | New | NN3313 | Chilled Water System - Variable Speed Drives | Chilled Water System - Variable Speed Drives | NonEquip | 13 | Central chillers inside | 0% | Tech/Econ | 24.74% | 0 | 0 | 0
Econ | Grocery | Space Cooling | Residential-type central air conditioners | TRC | New | NN3209 | Ceiling Insulation(R2 to R38) | Ceiling Insulation(R2 to R38) | NonEquip | 20 |  | 0% | Tech/Econ | 5.495% | 0 | 0 | 0
Econ | Grocery | Space Cooling | Residential-type central air conditioners | TRC | Existing | NE4210 | Wall Insulation | Wall Insulation | NonEquip | 20 |  | 0% | Tech/Econ | 4.506% | 0 | 0 | 0
Econ | Grocery | Space Cooling | Residential-type central air conditioners | TRC | Existing | NE4184 | Thermal Energy Storage | Thermal Energy Storage | NonEquip | 20 |  | 33.33% | Tech/Econ | 0% | 0 | 0 | 0
Econ | Grocery | Space Cooling | Residential-type central air conditioners | TRC | Existing | NE3976 | Low U-Value Windows | Low U-Value Windows | NonEquip | 20 |  | 8.361% | Tech/Econ | 46% | 0 | 0 | 0
Econ | Grocery | Space Cooling | Residential-type central air conditioners | TRC | Existing | NE3300 | Chilled Water System - Variable Speed Drives | Chilled Water System - Variable Speed Drives | NonEquip | 13 | Central chillers inside | 0% | Tech/Econ | 24.74% | 0 | 0 | 0
Econ | Grocery | Space Cooling | Residential-type central air conditioners | TRC | Existing | NE3196 | Ceiling Insulation(R2 to R38) | Ceiling Insulation(R2 to R38) | NonEquip | 20 |  | 0% | Tech/Econ | 5.495% | 0 | 0 | 0
Econ | Grocery | Space Cooling | Residential-type central air conditioners | TRC | Turnover | ET1291 | High Efficiency PTHP | High Efficiency PTHP | Equip | 15 | Residential-type central air conditioners | 49.09% | Tech/Econ | 23.64% | 0 | 0 | 0
Econ | Grocery | Space Cooling | Residential-type central air conditioners | TRC | Turnover | ET1252 | High Efficiency PTAC | High Efficiency PTAC | Equip | 15 | Residential-type central air conditioners | 0% | Tech/Econ | 23.64% | 0 | 0 | 0
Econ | Grocery | Space Cooling | Residential-type central air conditioners | TRC | New | EN1317 | High Efficiency PTHP | High Efficiency PTHP | Equip | 15 | Residential-type central air conditioners | 49.09% | Tech/Econ | 23.64% | 0 | 0 | 0
Econ | Grocery | Space Cooling | Residential-type central air conditioners | TRC | New | EN1278 | High Efficiency PTAC | High Efficiency PTAC | Equip | 15 | Residential-type central air conditioners | 0% | Tech/Econ | 23.64% | 0 | 0 | 0
Econ | Grocery | Space Heating | Residential/split system heat pump | TRC | New | NN3573 | ECM Motors on Furnaces | ECM Motors on Furnaces | NonEquip | 15 | Forced air furnace | 0% | Tech/Econ | 1.706% | 0 | 0 | 0
Econ | Grocery | Space Heating | Residential/split system heat pump | TRC | New | NN3183 | Ceiling Insulation(R2 to R38) | Ceiling Insulation(R2 to R38) | NonEquip | 20 |  | 0% | Tech/Econ | 6.79% | 0 | 0 | 0
Econ | Grocery | Space Heating | Residential/split system heat pump | TRC | Existing | NE4236 | Wall Insulation | Wall Insulation | NonEquip | 20 |  | 0% | Tech/Econ | 0.8971% | 0 | 0 | 0
Econ | Grocery | Space Heating | Residential/split system heat pump | TRC | Existing | NE4002 | Low U-Value Windows | Low U-Value Windows | NonEquip | 20 |  | 8.361% | Tech/Econ | 46% | 61057.4388 | 0 | 0.25376
Econ | Grocery | Space Heating | Residential/split system heat pump | TRC | Existing | NE3560 | ECM Motors on Furnaces | ECM Motors on Furnaces | NonEquip | 15 | Forced air furnace | 0% | Tech/Econ | 1.706% | 0 | 0 | 0
Econ | Grocery | Space Heating | Residential/split system heat pump | TRC | Existing | NE3170 | Ceiling Insulation(R2 to R38) | Ceiling Insulation(R2 to R38) | NonEquip | 20 |  | 0% | Tech/Econ | 7.493% | 0 | 0 | 0
Econ | Grocery | Space Heating | Residential/split system heat pump | TRC | Turnover | ET1330 | High Efficiency PTHP | High Efficiency PTHP | Equip | 15 | Residential/split system heat pump | 49.09% | Tech/Econ | 9.375% | 76590.5629 | 0 | 0.013948
Econ | Grocery | Space Heating | Residential/split system heat pump | TRC | New | EN1356 | High Efficiency PTHP | High Efficiency PTHP | Equip | 15 | Residential/split system heat pump | 49.09% | Tech/Econ | 9.375% | 1380.0804 | 0 | 0.00025132
Econ | Grocery | Refrigeration | Residential style | TRC | New | NN4847 | PSC to ECM Evaporator Fan Motor (Walk-In, Refrigerator) | PSC to ECM Evaporator Fan Motor (Walk-In, Refrigerator) | NonEquip | 15 | Walk-in cooler | 0% | Tech/Econ | 37.5% | 0 | 0 | 0
Econ | Grocery | Refrigeration | Residential style | TRC | New | NN4821 | PSC to ECM Evaporator Fan Motor (Reach-In) | PSC to ECM Evaporator Fan Motor (Reach-In) | NonEquip | 15 | Display cases | 0% | Tech/Econ | 37.5% | 0 | 0 | 0
Econ | Grocery | Refrigeration | Residential style | TRC | Existing | NE4834 | PSC to ECM Evaporator Fan Motor (Walk-In, Refrigerator) | PSC to ECM Evaporator Fan Motor (Walk-In, Refrigerator) | NonEquip | 15 | Walk-in cooler | 0% | Tech/Econ | 37.5% | 0 | 0 | 0
Econ | Grocery | Refrigeration | Residential style | TRC | Existing | NE4808 | PSC to ECM Evaporator Fan Motor (Reach-In) | PSC to ECM Evaporator Fan Motor (Reach-In) | NonEquip | 15 | Display cases | 0% | Tech/Econ | 37.5% | 0 | 0 | 0
Econ | Grocery | Miscellaneous | Pool pump | TRC | New | NN4535 | VSD Controlled Compressor | VSD Controlled Compressor | NonEquip | 15 | Others | 0% | Tech/Econ | 20.79% | 0 | 0 | 0
Econ | Grocery | Miscellaneous | Pool pump | TRC | Existing | NE4522 | VSD Controlled Compressor | VSD Controlled Compressor | NonEquip | 15 | Others | 0% | Tech/Econ | 20.79% | 0 | 0 | 0
Econ | Grocery | Miscellaneous | Pool pump | TRC | Turnover | ET2107 | Variable Speed Pool Pump | Variable Speed Pool Pump | Equip | 10 | Pool pump | 0% | Tech/Econ | 64.36% | 0 | 0 | 0
Econ | Grocery | Miscellaneous | Pool pump | TRC | Turnover | ET1993 | Solar Pool Heater | Solar Pool Heater | Equip | 15 | Pool pump | 0% | Tech/Econ | 86.11% | 0 | 0 | 0
Econ | Grocery | Miscellaneous | Pool pump | TRC | New | EN2131 | Variable Speed Pool Pump | Variable Speed Pool Pump | Equip | 10 | Pool pump | 0% | Tech/Econ | 64.36% | 0 | 0 | 0
Econ | Grocery | Miscellaneous | Pool pump | TRC | New | EN2019 | Solar Pool Heater | Solar Pool Heater | Equip | 15 | Pool pump | 0% | Tech/Econ | 86.11% | 0 | 0 | 0
Econ | Grocery | Space Heating | Packaged central unit | TRC | New | NN3573 | ECM Motors on Furnaces | ECM Motors on Furnaces | NonEquip | 15 | Forced air furnace | 0% | Tech/Econ | 1.706% | 0 | 0 | 0
Econ | Grocery | Space Heating | Packaged central unit | TRC | New | NN3183 | Ceiling Insulation(R2 to R38) | Ceiling Insulation(R2 to R38) | NonEquip | 20 |  | 0% | Tech/Econ | 6.79% | 0 | 0 | 0
Econ | Grocery | Space Heating | Packaged central unit | TRC | Existing | NE4236 | Wall Insulation | Wall Insulation | NonEquip | 20 |  | 0% | Tech/Econ | 0.8971% | 0 | 0 | 0
Econ | Grocery | Space Heating | Packaged central unit | TRC | Existing | NE4002 | Low U-Value Windows | Low U-Value Windows | NonEquip | 20 |  | 8.361% | Tech/Econ | 46% | 426793.6408 | 0 | 1.7738
Econ | Grocery | Space Heating | Packaged central unit | TRC | Existing | NE3560 | ECM Motors on Furnaces | ECM Motors on Furnaces | NonEquip | 15 | Forced air furnace | 0% | Tech/Econ | 1.706% | 0 | 0 | 0
Econ | Grocery | Space Heating | Packaged central unit | TRC | Existing | NE3170 | Ceiling Insulation(R2 to R38) | Ceiling Insulation(R2 to R38) | NonEquip | 20 |  | 0% | Tech/Econ | 7.493% | 0 | 0 | 0
Econ | Grocery | Space Cooling | Packaged air conditioning units (RTUs) | TRC | New | NN4197 | Thermal Energy Storage | Thermal Energy Storage | NonEquip | 20 |  | 33.33% | Tech/Econ | 0% | 0 | 0 | 0
Econ | Grocery | Space Cooling | Packaged air conditioning units (RTUs) | TRC | New | NN3625 | Facility Commissioning | Facility Commissioning | NonEquip | 10 |  | 53.41% | Tech/Econ | 16% | 185857.4396 | 38.2225 | 0.17205
Econ | Grocery | Space Cooling | Packaged air conditioning units (RTUs) | TRC | New | NN3313 | Chilled Water System - Variable Speed Drives | Chilled Water System - Variable Speed Drives | NonEquip | 13 | Central chillers inside | 0% | Tech/Econ | 24.74% | 0 | 0 | 0
Econ | Grocery | Space Cooling | Packaged air conditioning units (RTUs) | TRC | New | NN3209 | Ceiling Insulation(R2 to R38) | Ceiling Insulation(R2 to R38) | NonEquip | 20 |  | 0% | Tech/Econ | 5.495% | 0 | 0 | 0
Econ | Grocery | Space Cooling | Packaged air conditioning units (RTUs) | TRC | Existing | NE4210 | Wall Insulation | Wall Insulation | NonEquip | 20 |  | 0% | Tech/Econ | 4.506% | 0 | 0 | 0
Econ | Grocery | Space Cooling | Packaged air conditioning units (RTUs) | TRC | Existing | NE4184 | Thermal Energy Storage | Thermal Energy Storage | NonEquip | 20 |  | 33.33% | Tech/Econ | 0% | 0.014169 | -8.5317e-05 | -1.104e-06
Econ | Grocery | Space Cooling | Packaged air conditioning units (RTUs) | TRC | Existing | NE3976 | Low U-Value Windows | Low U-Value Windows | NonEquip | 20 |  | 8.361% | Tech/Econ | 46% | 4642719.04 | 1725.7123 | 0
Econ | Grocery | Space Cooling | Packaged air conditioning units (RTUs) | TRC | Existing | NE3300 | Chilled Water System - Variable Speed Drives | Chilled Water System - Variable Speed Drives | NonEquip | 13 | Central chillers inside | 0% | Tech/Econ | 24.74% | 0 | 0 | 0
Econ | Grocery | Space Cooling | Packaged air conditioning units (RTUs) | TRC | Existing | NE3196 | Ceiling Insulation(R2 to R38) | Ceiling Insulation(R2 to R38) | NonEquip | 20 |  | 0% | Tech/Econ | 5.495% | 0 | 0 | 0
Econ | Grocery | Interior Lighting | Overhead (fluorescent/LED/CFL U-shape) | TRC | Turnover | ET1759 | Premium T8 - Fixture Replacement | Premium T8 - Fixture Replacement | Equip | 8 | Overhead (fluorescent/LED/CFL U-shape) | 24.1% | Tech/Econ | 12.5% | 2453470.451 | 598.3297 | 0.032779
Econ | Grocery | Interior Lighting | Overhead (fluorescent/LED/CFL U-shape) | TRC | New | EN1785 | Premium T8 - Fixture Replacement | Premium T8 - Fixture Replacement | Equip | 8 | Overhead (fluorescent/LED/CFL U-shape) | 0% | Tech/Econ | 12.5% | 0 | 0 | 0
Econ | Grocery | Miscellaneous | Others | TRC | New | NN4535 | VSD Controlled Compressor | VSD Controlled Compressor | NonEquip | 15 | Others | 23.37% | Tech/Econ | 20.79% | 60875.4464 | 9.179 | 4.2962
Econ | Grocery | Miscellaneous | Others | TRC | Existing | NE4522 | VSD Controlled Compressor | VSD Controlled Compressor | NonEquip | 15 | Others | 23.37% | Tech/Econ | 20.79% | 3378415.318 | 509.4112 | 238.4256
Econ | Grocery | Miscellaneous | Others | TRC | Turnover | ET1837 | Efficient Battery Charger | Efficient Battery Charger | Equip | 7 | Others | 17.92% | Tech/Econ | 13.68% | 1621276.458 | 888.3707 | 0
Econ | Grocery | Miscellaneous | Others | TRC | New | EN1863 | Efficient Battery Charger | Efficient Battery Charger | Equip | 7 | Others | 17.92% | Tech/Econ | 13.68% | 29213.6753 | 16.0075 | 0
Econ | Grocery | Office Equipment | Other office | TRC | Turnover | ET2260 | Energy Star Uninterruptable Power Supply | Energy Star Uninterruptable Power Supply | Equip | 10 | Other office | 0% | Tech/Econ | 1.878% | 0 | 0 | 0
Econ | Grocery | Office Equipment | Other office | TRC | New | EN2286 | Energy Star Uninterruptable Power Supply | Energy Star Uninterruptable Power Supply | Equip | 10 | Other office | 0% | Tech/Econ | 1.878% | 0 | 0 | 0
Econ | Grocery | Ventilation and Circulation | Motor/Fan | TRC | New | NN4951 | Demand Controlled Ventilation | Demand Controlled Ventilation | NonEquip | 10 |  | 23.39% | Tech/Econ | 9.434% | 135.8078 | 0.01414 | 0.079606
Econ | Grocery | Ventilation and Circulation | Motor/Fan | TRC | Existing | NE4938 | Demand Controlled Ventilation | Demand Controlled Ventilation | NonEquip | 10 |  | 23.39% | Tech/Econ | 9.434% | 7536.951 | 0.78471 | 4.4179
Econ | Grocery | Miscellaneous | Medical equipment | TRC | New | NN4535 | VSD Controlled Compressor | VSD Controlled Compressor | NonEquip | 15 | Others | 0% | Tech/Econ | 20.79% | 0 | 0 | 0
Econ | Grocery | Miscellaneous | Medical equipment | TRC | Existing | NE4522 | VSD Controlled Compressor | VSD Controlled Compressor | NonEquip | 15 | Others | 0% | Tech/Econ | 20.79% | 0 | 0 | 0
Econ | Grocery | Refrigeration | Large cold storage | TRC | New | NN4847 | PSC to ECM Evaporator Fan Motor (Walk-In, Refrigerator) | PSC to ECM Evaporator Fan Motor (Walk-In, Refrigerator) | NonEquip | 15 | Walk-in cooler | 0% | Tech/Econ | 37.5% | 0 | 0 | 0
Econ | Grocery | Refrigeration | Large cold storage | TRC | New | NN4821 | PSC to ECM Evaporator Fan Motor (Reach-In) | PSC to ECM Evaporator Fan Motor (Reach-In) | NonEquip | 15 | Display cases | 0% | Tech/Econ | 37.5% | 0 | 0 | 0
Econ | Grocery | Refrigeration | Large cold storage | TRC | Existing | NE4834 | PSC to ECM Evaporator Fan Motor (Walk-In, Refrigerator) | PSC to ECM Evaporator Fan Motor (Walk-In, Refrigerator) | NonEquip | 15 | Walk-in cooler | 0% | Tech/Econ | 37.5% | 0 | 0 | 0
Econ | Grocery | Refrigeration | Large cold storage | TRC | Existing | NE4808 | PSC to ECM Evaporator Fan Motor (Reach-In) | PSC to ECM Evaporator Fan Motor (Reach-In) | NonEquip | 15 | Display cases | 0% | Tech/Econ | 37.5% | 0 | 0 | 0
Econ | Grocery | Miscellaneous | Laboratory equipment | TRC | New | NN4535 | VSD Controlled Compressor | VSD Controlled Compressor | NonEquip | 15 | Others | 0% | Tech/Econ | 20.79% | 0 | 0 | 0
Econ | Grocery | Miscellaneous | Laboratory equipment | TRC | Existing | NE4522 | VSD Controlled Compressor | VSD Controlled Compressor | NonEquip | 15 | Others | 0% | Tech/Econ | 20.79% | 0 | 0 | 0
Econ | Grocery | Ventilation and Circulation | Individual room ventilation | TRC | New | NN4951 | Demand Controlled Ventilation | Demand Controlled Ventilation | NonEquip | 10 |  | 23.39% | Tech/Econ | 9.434% | 0 | 0 | 0
Econ | Grocery | Ventilation and Circulation | Individual room ventilation | TRC | Existing | NE4938 | Demand Controlled Ventilation | Demand Controlled Ventilation | NonEquip | 10 |  | 23.39% | Tech/Econ | 9.434% | 0 | 0 | 0
Econ | Grocery | Space Heating | Individual room heating | TRC | New | NN3573 | ECM Motors on Furnaces | ECM Motors on Furnaces | NonEquip | 15 | Forced air furnace | 0% | Tech/Econ | 1.706% | 0 | 0 | 0
Econ | Grocery | Space Heating | Individual room heating | TRC | New | NN3183 | Ceiling Insulation(R2 to R38) | Ceiling Insulation(R2 to R38) | NonEquip | 20 |  | 0% | Tech/Econ | 6.79% | 0 | 0 | 0
Econ | Grocery | Space Heating | Individual room heating | TRC | Existing | NE4236 | Wall Insulation | Wall Insulation | NonEquip | 20 |  | 0% | Tech/Econ | 0.8971% | 0 | 0 | 0
Econ | Grocery | Space Heating | Individual room heating | TRC | Existing | NE4002 | Low U-Value Windows | Low U-Value Windows | NonEquip | 20 |  | 8.361% | Tech/Econ | 46% | 0 | 0 | 0
Econ | Grocery | Space Heating | Individual room heating | TRC | Existing | NE3560 | ECM Motors on Furnaces | ECM Motors on Furnaces | NonEquip | 15 | Forced air furnace | 0% | Tech/Econ | 1.706% | 0 | 0 | 0
Econ | Grocery | Space Heating | Individual room heating | TRC | Existing | NE3170 | Ceiling Insulation(R2 to R38) | Ceiling Insulation(R2 to R38) | NonEquip | 20 |  | 0% | Tech/Econ | 7.493% | 0 | 0 | 0
Econ | Grocery | Space Cooling | Individual room air conditioners | TRC | New | NN4197 | Thermal Energy Storage | Thermal Energy Storage | NonEquip | 20 |  | 33.33% | Tech/Econ | 0% | 0 | 0 | 0
Econ | Grocery | Space Cooling | Individual room air conditioners | TRC | New | NN3625 | Facility Commissioning | Facility Commissioning | NonEquip | 10 |  | 53.41% | Tech/Econ | 16% | 4530.6357 | 0.93175 | 0.0041941
Econ | Grocery | Space Cooling | Individual room air conditioners | TRC | New | NN3313 | Chilled Water System - Variable Speed Drives | Chilled Water System - Variable Speed Drives | NonEquip | 13 | Central chillers inside | 0% | Tech/Econ | 24.74% | 0 | 0 | 0
Econ | Grocery | Space Cooling | Individual room air conditioners | TRC | New | NN3209 | Ceiling Insulation(R2 to R38) | Ceiling Insulation(R2 to R38) | NonEquip | 20 |  | 0% | Tech/Econ | 5.495% | 0 | 0 | 0
Econ | Grocery | Space Cooling | Individual room air conditioners | TRC | Existing | NE4210 | Wall Insulation | Wall Insulation | NonEquip | 20 |  | 0% | Tech/Econ | 4.506% | 0 | 0 | 0
Econ | Grocery | Space Cooling | Individual room air conditioners | TRC | Existing | NE4184 | Thermal Energy Storage | Thermal Energy Storage | NonEquip | 20 |  | 33.33% | Tech/Econ | 0% | 0.00034541 | -2.0798e-06 | -2.6911e-08
Econ | Grocery | Space Cooling | Individual room air conditioners | TRC | Existing | NE3976 | Low U-Value Windows | Low U-Value Windows | NonEquip | 20 |  | 8.361% | Tech/Econ | 46% | 113175.2858 | 42.0676 | 0
Econ | Grocery | Space Cooling | Individual room air conditioners | TRC | Existing | NE3300 | Chilled Water System - Variable Speed Drives | Chilled Water System - Variable Speed Drives | NonEquip | 13 | Central chillers inside | 0% | Tech/Econ | 24.74% | 0 | 0 | 0
Econ | Grocery | Space Cooling | Individual room air conditioners | TRC | Existing | NE3196 | Ceiling Insulation(R2 to R38) | Ceiling Insulation(R2 to R38) | NonEquip | 20 |  | 0% | Tech/Econ | 5.495% | 0 | 0 | 0
Econ | Grocery | Space Heating | Forced air furnace | TRC | New | NN3573 | ECM Motors on Furnaces | ECM Motors on Furnaces | NonEquip | 15 | Forced air furnace | 47.78% | Tech/Econ | 1.706% | 17.0083 | 0 | 0.0019416
Econ | Grocery | Space Heating | Forced air furnace | TRC | New | NN3183 | Ceiling Insulation(R2 to R38) | Ceiling Insulation(R2 to R38) | NonEquip | 20 |  | 0% | Tech/Econ | 6.79% | 0 | 0 | 0
Econ | Grocery | Space Heating | Forced air furnace | TRC | Existing | NE4236 | Wall Insulation | Wall Insulation | NonEquip | 20 |  | 0% | Tech/Econ | 0.8971% | 0 | 0 | 0
Econ | Grocery | Space Heating | Forced air furnace | TRC | Existing | NE4002 | Low U-Value Windows | Low U-Value Windows | NonEquip | 20 |  | 8.361% | Tech/Econ | 46% | 4416.6685 | 0 | 0.018356
Econ | Grocery | Space Heating | Forced air furnace | TRC | Existing | NE3560 | ECM Motors on Furnaces | ECM Motors on Furnaces | NonEquip | 15 | Forced air furnace | 47.78% | Tech/Econ | 1.706% | 943.9118 | 0 | 0.10775
Econ | Grocery | Space Heating | Forced air furnace | TRC | Existing | NE3170 | Ceiling Insulation(R2 to R38) | Ceiling Insulation(R2 to R38) | NonEquip | 20 |  | 0% | Tech/Econ | 7.493% | 0 | 0 | 0
Econ | Grocery | Miscellaneous | Elevators/Escalators | TRC | New | NN4535 | VSD Controlled Compressor | VSD Controlled Compressor | NonEquip | 15 | Others | 0% | Tech/Econ | 20.79% | 0 | 0 | 0
Econ | Grocery | Miscellaneous | Elevators/Escalators | TRC | Existing | NE4522 | VSD Controlled Compressor | VSD Controlled Compressor | NonEquip | 15 | Others | 0% | Tech/Econ | 20.79% | 0 | 0 | 0
Econ | Grocery | Space Cooling | District chilled water piped | TRC | New | NN4197 | Thermal Energy Storage | Thermal Energy Storage | NonEquip | 20 |  | 33.33% | Tech/Econ | 0% | 0 | 0 | 0
Econ | Grocery | Space Cooling | District chilled water piped | TRC | New | NN3625 | Facility Commissioning | Facility Commissioning | NonEquip | 10 |  | 53.41% | Tech/Econ | 16% | 0 | 0 | 0
Econ | Grocery | Space Cooling | District chilled water piped | TRC | New | NN3313 | Chilled Water System - Variable Speed Drives | Chilled Water System - Variable Speed Drives | NonEquip | 13 | Central chillers inside | 0% | Tech/Econ | 24.74% | 0 | 0 | 0
Econ | Grocery | Space Cooling | District chilled water piped | TRC | New | NN3209 | Ceiling Insulation(R2 to R38) | Ceiling Insulation(R2 to R38) | NonEquip | 20 |  | 0% | Tech/Econ | 5.495% | 0 | 0 | 0
Econ | Grocery | Space Cooling | District chilled water piped | TRC | Existing | NE4210 | Wall Insulation | Wall Insulation | NonEquip | 20 |  | 0% | Tech/Econ | 4.506% | 0 | 0 | 0
Econ | Grocery | Space Cooling | District chilled water piped | TRC | Existing | NE4184 | Thermal Energy Storage | Thermal Energy Storage | NonEquip | 20 |  | 33.33% | Tech/Econ | 0% | 0 | 0 | 0
Econ | Grocery | Space Cooling | District chilled water piped | TRC | Existing | NE3976 | Low U-Value Windows | Low U-Value Windows | NonEquip | 20 |  | 8.361% | Tech/Econ | 46% | 0 | 0 | 0
Econ | Grocery | Space Cooling | District chilled water piped | TRC | Existing | NE3300 | Chilled Water System - Variable Speed Drives | Chilled Water System - Variable Speed Drives | NonEquip | 13 | Central chillers inside | 0% | Tech/Econ | 24.74% | 0 | 0 | 0
Econ | Grocery | Space Cooling | District chilled water piped | TRC | Existing | NE3196 | Ceiling Insulation(R2 to R38) | Ceiling Insulation(R2 to R38) | NonEquip | 20 |  | 0% | Tech/Econ | 5.495% | 0 | 0 | 0
Econ | Grocery | Space Cooling | District chilled water piped | TRC | Turnover | ET940 | High Efficiency Chiller (Air Cooled, 50 tons) | High Efficiency Chiller (Air Cooled, 50 tons) | Equip | 20 | District chilled water piped | 28.37% | Tech/Econ | 8.759% | 0 | 0 | 0
Econ | Grocery | Space Cooling | District chilled water piped | TRC | Turnover | ET1018 | High Efficiency Chiller (Water cooled-centrifugal, 200 tons) | High Efficiency Chiller (Water cooled-centrifugal, 200 tons) | Equip | 20 | District chilled water piped | 28.37% | Tech/Econ | 4.362% | 0 | 0 | 0
Econ | Grocery | Space Cooling | District chilled water piped | TRC | New | EN966 | High Efficiency Chiller (Air Cooled, 50 tons) | High Efficiency Chiller (Air Cooled, 50 tons) | Equip | 20 | District chilled water piped | 28.37% | Tech/Econ | 8.759% | 0 | 0 | 0
Econ | Grocery | Space Cooling | District chilled water piped | TRC | New | EN1044 | High Efficiency Chiller (Water cooled-centrifugal, 200 tons) | High Efficiency Chiller (Water cooled-centrifugal, 200 tons) | Equip | 20 | District chilled water piped | 28.37% | Tech/Econ | 4.362% | 0 | 0 | 0
Econ | Grocery | Refrigeration | Display cases | TRC | New | NN4847 | PSC to ECM Evaporator Fan Motor (Walk-In, Refrigerator) | PSC to ECM Evaporator Fan Motor (Walk-In, Refrigerator) | NonEquip | 15 | Walk-in cooler | 0% | Tech/Econ | 37.5% | 0 | 0 | 0
Econ | Grocery | Refrigeration | Display cases | TRC | New | NN4821 | PSC to ECM Evaporator Fan Motor (Reach-In) | PSC to ECM Evaporator Fan Motor (Reach-In) | NonEquip | 15 | Display cases | 68.68% | Tech/Econ | 37.5% | 342425.9993 | 47.6599 | 4.366
Econ | Grocery | Refrigeration | Display cases | TRC | Existing | NE4834 | PSC to ECM Evaporator Fan Motor (Walk-In, Refrigerator) | PSC to ECM Evaporator Fan Motor (Walk-In, Refrigerator) | NonEquip | 15 | Walk-in cooler | 0% | Tech/Econ | 37.5% | 0 | 0 | 0
Econ | Grocery | Refrigeration | Display cases | TRC | Existing | NE4808 | PSC to ECM Evaporator Fan Motor (Reach-In) | PSC to ECM Evaporator Fan Motor (Reach-In) | NonEquip | 15 | Display cases | 17.17% | Tech/Econ | 37.5% | 9767696.524 | 1359.4969 | 124.5407
Econ | Grocery | Refrigeration | Display cases | TRC | Turnover | ET2455 | Energy Star Commercial Solid Door Refrigerator | Energy Star Commercial Solid Door Refrigerator | Equip | 12 | Display cases | 66.59% | Tech/Econ | 50.28% | 76353359.13 | 11404.3221 | 5096.1489
Econ | Grocery | Refrigeration | Display cases | TRC | New | EN2481 | Energy Star Commercial Solid Door Refrigerator | Energy Star Commercial Solid Door Refrigerator | Equip | 12 | Display cases | 66.59% | Tech/Econ | 50.28% | 1375806.225 | 205.4937 | 91.8272
Econ | Grocery | Cooking | Cooking Other | TRC | Turnover | ET4 | Efficient Exhaust Hood | Efficient Exhaust Hood | Equip | 15 | Cooking Other | 0% | Tech/Econ | 42.5% | 0 | 0 | 0
Econ | Grocery | Cooking | Cooking Other | TRC | Turnover | ET160 | Energy Star Hot Food Holding Cabinet | Energy Star Hot Food Holding Cabinet | Equip | 12 | Cooking Other | 0% | Tech/Econ | 52.67% | 0 | 0 | 0
Econ | Grocery | Cooking | Cooking Other | TRC | New | EN30 | Efficient Exhaust Hood | Efficient Exhaust Hood | Equip | 15 | Cooking Other | 0% | Tech/Econ | 42.5% | 0 | 0 | 0
Econ | Grocery | Cooking | Cooking Other | TRC | New | EN186 | Energy Star Hot Food Holding Cabinet | Energy Star Hot Food Holding Cabinet | Equip | 12 | Cooking Other | 0% | Tech/Econ | 52.67% | 0 | 0 | 0
Econ | Grocery | Space Cooling | Central chillers inside | TRC | New | NN4197 | Thermal Energy Storage | Thermal Energy Storage | NonEquip | 20 |  | 33.33% | Tech/Econ | 0% | 0 | 0 | 0
Econ | Grocery | Space Cooling | Central chillers inside | TRC | New | NN3625 | Facility Commissioning | Facility Commissioning | NonEquip | 10 |  | 53.41% | Tech/Econ | 16% | 0 | 0 | 0
Econ | Grocery | Space Cooling | Central chillers inside | TRC | New | NN3313 | Chilled Water System - Variable Speed Drives | Chilled Water System - Variable Speed Drives | NonEquip | 13 | Central chillers inside | 74.38% | Tech/Econ | 24.74% | 0 | 0 | 0
Econ | Grocery | Space Cooling | Central chillers inside | TRC | New | NN3209 | Ceiling Insulation(R2 to R38) | Ceiling Insulation(R2 to R38) | NonEquip | 20 |  | 0% | Tech/Econ | 5.495% | 0 | 0 | 0
Econ | Grocery | Space Cooling | Central chillers inside | TRC | Existing | NE4210 | Wall Insulation | Wall Insulation | NonEquip | 20 |  | 0% | Tech/Econ | 4.506% | 0 | 0 | 0
Econ | Grocery | Space Cooling | Central chillers inside | TRC | Existing | NE4184 | Thermal Energy Storage | Thermal Energy Storage | NonEquip | 20 |  | 33.33% | Tech/Econ | 0% | 0 | 0 | 0
Econ | Grocery | Space Cooling | Central chillers inside | TRC | Existing | NE3976 | Low U-Value Windows | Low U-Value Windows | NonEquip | 20 |  | 8.361% | Tech/Econ | 46% | 0 | 0 | 0
Econ | Grocery | Space Cooling | Central chillers inside | TRC | Existing | NE3300 | Chilled Water System - Variable Speed Drives | Chilled Water System - Variable Speed Drives | NonEquip | 13 | Central chillers inside | 74.38% | Tech/Econ | 24.74% | 0 | 0 | 0
Econ | Grocery | Space Cooling | Central chillers inside | TRC | Existing | NE3196 | Ceiling Insulation(R2 to R38) | Ceiling Insulation(R2 to R38) | NonEquip | 20 |  | 0% | Tech/Econ | 5.495% | 0 | 0 | 0
Econ | Grocery | Space Cooling | Central chillers inside | TRC | Turnover | ET979 | High Efficiency Chiller (Water cooled-centrifugal, 200 tons) | High Efficiency Chiller (Water cooled-centrifugal, 200 tons) | Equip | 20 | Central chillers inside | 28.37% | Tech/Econ | 4.362% | 0 | 0 | 0
Econ | Grocery | Space Cooling | Central chillers inside | TRC | Turnover | ET901 | High Efficiency Chiller (Air Cooled, 50 tons) | High Efficiency Chiller (Air Cooled, 50 tons) | Equip | 20 | Central chillers inside | 28.37% | Tech/Econ | 8.759% | 0 | 0 | 0
Econ | Grocery | Space Cooling | Central chillers inside | TRC | New | EN927 | High Efficiency Chiller (Air Cooled, 50 tons) | High Efficiency Chiller (Air Cooled, 50 tons) | Equip | 20 | Central chillers inside | 28.37% | Tech/Econ | 8.759% | 0 | 0 | 0
Econ | Grocery | Space Cooling | Central chillers inside | TRC | New | EN1005 | High Efficiency Chiller (Water cooled-centrifugal, 200 tons) | High Efficiency Chiller (Water cooled-centrifugal, 200 tons) | Equip | 20 | Central chillers inside | 28.37% | Tech/Econ | 4.362% | 0 | 0 | 0
Econ | Grocery | Ventilation and Circulation | Central air-handling unit | TRC | New | NN4951 | Demand Controlled Ventilation | Demand Controlled Ventilation | NonEquip | 10 |  | 23.39% | Tech/Econ | 9.434% | 20339.1916 | 2.1176 | 11.9221
Econ | Grocery | Ventilation and Circulation | Central air-handling unit | TRC | Existing | NE4938 | Demand Controlled Ventilation | Demand Controlled Ventilation | NonEquip | 10 |  | 23.39% | Tech/Econ | 9.434% | 1128767.684 | 117.5213 | 661.6447
Econ | Grocery | Space Heating | Boilers | TRC | New | NN3573 | ECM Motors on Furnaces | ECM Motors on Furnaces | NonEquip | 15 | Forced air furnace | 0% | Tech/Econ | 1.706% | 0 | 0 | 0
Econ | Grocery | Space Heating | Boilers | TRC | New | NN3183 | Ceiling Insulation(R2 to R38) | Ceiling Insulation(R2 to R38) | NonEquip | 20 |  | 0% | Tech/Econ | 6.79% | 0 | 0 | 0
Econ | Grocery | Space Heating | Boilers | TRC | Existing | NE4236 | Wall Insulation | Wall Insulation | NonEquip | 20 |  | 0% | Tech/Econ | 0.8971% | 0 | 0 | 0
Econ | Grocery | Space Heating | Boilers | TRC | Existing | NE4002 | Low U-Value Windows | Low U-Value Windows | NonEquip | 20 |  | 8.361% | Tech/Econ | 46% | 0 | 0 | 0
Econ | Grocery | Space Heating | Boilers | TRC | Existing | NE3560 | ECM Motors on Furnaces | ECM Motors on Furnaces | NonEquip | 15 | Forced air furnace | 0% | Tech/Econ | 1.706% | 0 | 0 | 0
Econ | Grocery | Space Heating | Boilers | TRC | Existing | NE3170 | Ceiling Insulation(R2 to R38) | Ceiling Insulation(R2 to R38) | NonEquip | 20 |  | 0% | Tech/Econ | 7.493% | 0 | 0 | 0
Econ | Healthcare | Refrigeration | Walk-in cooler | TRC | New | NN4848 | PSC to ECM Evaporator Fan Motor (Walk-In, Refrigerator) | PSC to ECM Evaporator Fan Motor (Walk-In, Refrigerator) | NonEquip | 15 | Walk-in cooler | 68.68% | Tech/Econ | 37.5% | 0 | 0 | 0
Econ | Healthcare | Refrigeration | Walk-in cooler | TRC | New | NN4822 | PSC to ECM Evaporator Fan Motor (Reach-In) | PSC to ECM Evaporator Fan Motor (Reach-In) | NonEquip | 15 | Display cases | 0% | Tech/Econ | 37.5% | 0 | 0 | 0
Econ | Healthcare | Refrigeration | Walk-in cooler | TRC | Existing | NE4835 | PSC to ECM Evaporator Fan Motor (Walk-In, Refrigerator) | PSC to ECM Evaporator Fan Motor (Walk-In, Refrigerator) | NonEquip | 15 | Walk-in cooler | 17.17% | Tech/Econ | 37.5% | 0 | 0 | 0
Econ | Healthcare | Refrigeration | Walk-in cooler | TRC | Existing | NE4809 | PSC to ECM Evaporator Fan Motor (Reach-In) | PSC to ECM Evaporator Fan Motor (Reach-In) | NonEquip | 15 | Display cases | 0% | Tech/Econ | 37.5% | 0 | 0 | 0
Econ | Healthcare | Refrigeration | Vending and ice makers | TRC | New | NN4848 | PSC to ECM Evaporator Fan Motor (Walk-In, Refrigerator) | PSC to ECM Evaporator Fan Motor (Walk-In, Refrigerator) | NonEquip | 15 | Walk-in cooler | 0% | Tech/Econ | 37.5% | 0 | 0 | 0
Econ | Healthcare | Refrigeration | Vending and ice makers | TRC | New | NN4822 | PSC to ECM Evaporator Fan Motor (Reach-In) | PSC to ECM Evaporator Fan Motor (Reach-In) | NonEquip | 15 | Display cases | 0% | Tech/Econ | 37.5% | 0 | 0 | 0
Econ | Healthcare | Refrigeration | Vending and ice makers | TRC | Existing | NE4835 | PSC to ECM Evaporator Fan Motor (Walk-In, Refrigerator) | PSC to ECM Evaporator Fan Motor (Walk-In, Refrigerator) | NonEquip | 15 | Walk-in cooler | 0% | Tech/Econ | 37.5% | 0 | 0 | 0
Econ | Healthcare | Refrigeration | Vending and ice makers | TRC | Existing | NE4809 | PSC to ECM Evaporator Fan Motor (Reach-In) | PSC to ECM Evaporator Fan Motor (Reach-In) | NonEquip | 15 | Display cases | 0% | Tech/Econ | 37.5% | 0 | 0 | 0
Econ | Healthcare | Interior Lighting | Spot lighting | TRC | New | NN3704 | Facility Energy Management System | Facility Energy Management System | NonEquip | 15 |  | 4.276% | Tech/Econ | 24% | 30.7962 | 0.0064547 | 0.00055505
Econ | Healthcare | Interior Lighting | Spot lighting | TRC | Existing | NE3691 | Facility Energy Management System | Facility Energy Management System | NonEquip | 15 |  | 0.5043% | Tech/Econ | 24% | 201.5833 | 0.042251 | 0.0036332
Econ | Healthcare | Space Cooling | Residential-type central air conditioners | TRC | New | NN4198 | Thermal Energy Storage | Thermal Energy Storage | NonEquip | 20 |  | 20% | Tech/Econ | 0% | 0 | 0 | 0
Econ | Healthcare | Space Cooling | Residential-type central air conditioners | TRC | New | NN4146 | Smart Thermostat | Smart Thermostat | NonEquip | 11 |  | 45.33% | Tech/Econ | 10% | 1666.1856 | 0.019784 | 0
Econ | Healthcare | Space Cooling | Residential-type central air conditioners | TRC | New | NN3912 | HVAC tune-up_RTU | HVAC tune-up_RTU | NonEquip | 5 | Packaged air conditioning units (RTUs) | 0% | Tech/Econ | 5% | 0 | 0 | 0
Econ | Healthcare | Space Cooling | Residential-type central air conditioners | TRC | New | NN3678 | Facility Energy Management System | Facility Energy Management System | NonEquip | 15 |  | 4.276% | Tech/Econ | 20% | 425.029 | 0.089083 | 0
Econ | Healthcare | Space Cooling | Residential-type central air conditioners | TRC | New | NN3418 | Dedicated Outdoor Air System on VRF unit | Dedicated Outdoor Air System on VRF unit | NonEquip | 15 | Residential-type central air conditioners | 58.91% | Tech/Econ | 17.5% | 3594.9125 | 1.0939 | 0
Econ | Healthcare | Space Cooling | Residential-type central air conditioners | TRC | New | NN3314 | Chilled Water System - Variable Speed Drives | Chilled Water System - Variable Speed Drives | NonEquip | 13 | Central chillers inside | 0% | Tech/Econ | 24.74% | 0 | 0 | 0
Econ | Healthcare | Space Cooling | Residential-type central air conditioners | TRC | New | NN3210 | Ceiling Insulation(R2 to R38) | Ceiling Insulation(R2 to R38) | NonEquip | 20 |  | 0% | Tech/Econ | 11.3% | 0 | 0 | 0
Econ | Healthcare | Space Cooling | Residential-type central air conditioners | TRC | Existing | NE4211 | Wall Insulation | Wall Insulation | NonEquip | 20 |  | 26.6% | Tech/Econ | 6.167% | 42872.5586 | 0.8579 | 0
Econ | Healthcare | Space Cooling | Residential-type central air conditioners | TRC | Existing | NE4185 | Thermal Energy Storage | Thermal Energy Storage | NonEquip | 20 |  | 20% | Tech/Econ | 0% | 6.9165e-05 | -4.1645e-07 | -5.3888e-09
Econ | Healthcare | Space Cooling | Residential-type central air conditioners | TRC | Existing | NE4133 | Smart Thermostat | Smart Thermostat | NonEquip | 11 |  | 45.33% | Tech/Econ | 10% | 82293.2321 | 0.97714 | 0
Econ | Healthcare | Space Cooling | Residential-type central air conditioners | TRC | Existing | NE3977 | Low U-Value Windows | Low U-Value Windows | NonEquip | 20 |  | 8.361% | Tech/Econ | 46% | 72623.3414 | 26.9943 | 0
Econ | Healthcare | Space Cooling | Residential-type central air conditioners | TRC | Existing | NE3899 | HVAC tune-up_RTU | HVAC tune-up_RTU | NonEquip | 5 | Packaged air conditioning units (RTUs) | 0% | Tech/Econ | 5% | 0 | 0 | 0
Econ | Healthcare | Space Cooling | Residential-type central air conditioners | TRC | Existing | NE3665 | Facility Energy Management System | Facility Energy Management System | NonEquip | 15 |  | 0.5043% | Tech/Econ | 20% | 2638.7895 | 0.55307 | 0
Econ | Healthcare | Space Cooling | Residential-type central air conditioners | TRC | Existing | NE3405 | Dedicated Outdoor Air System on VRF unit | Dedicated Outdoor Air System on VRF unit | NonEquip | 15 | Residential-type central air conditioners | 58.91% | Tech/Econ | 17.5% | 217046.5451 | 66.0455 | 0
Econ | Healthcare | Space Cooling | Residential-type central air conditioners | TRC | Existing | NE3301 | Chilled Water System - Variable Speed Drives | Chilled Water System - Variable Speed Drives | NonEquip | 13 | Central chillers inside | 0% | Tech/Econ | 24.74% | 0 | 0 | 0
Econ | Healthcare | Space Cooling | Residential-type central air conditioners | TRC | Existing | NE3197 | Ceiling Insulation(R2 to R38) | Ceiling Insulation(R2 to R38) | NonEquip | 20 |  | 45.6% | Tech/Econ | 11.3% | 142096.2309 | 2.8434 | 0
Econ | Healthcare | Space Cooling | Residential-type central air conditioners | TRC | Turnover | ET1370 | Variable Refrigerant Flow (VRF) HVAC Systems | Variable Refrigerant Flow (VRF) HVAC Systems | Equip | 15 | Residential-type central air conditioners | 49.09% | Tech/Econ | 36.88% | 465373.3912 | 141.6092 | 0
Econ | Healthcare | Space Cooling | Residential-type central air conditioners | TRC | New | EN1396 | Variable Refrigerant Flow (VRF) HVAC Systems | Variable Refrigerant Flow (VRF) HVAC Systems | Equip | 15 | Residential-type central air conditioners | 49.09% | Tech/Econ | 36.88% | 8920.5817 | 2.7145 | 0
Econ | Healthcare | Space Heating | Residential/split system heat pump | TRC | New | NN4172 | Smart Thermostat | Smart Thermostat | NonEquip | 11 |  | 45.33% | Tech/Econ | 10% | 315.0453 | 0 | -0.051766
Econ | Healthcare | Space Heating | Residential/split system heat pump | TRC | New | NN3652 | Facility Energy Management System | Facility Energy Management System | NonEquip | 15 |  | 4.276% | Tech/Econ | 20% | 74.6163 | 0 | 0.0013448
Econ | Healthcare | Space Heating | Residential/split system heat pump | TRC | New | NN3392 | Dedicated Outdoor Air System on VRF unit | Dedicated Outdoor Air System on VRF unit | NonEquip | 15 | Residential/split system heat pump | 58.91% | Tech/Econ | 10% | 372.7938 | 0 | 0.11466
Econ | Healthcare | Space Heating | Residential/split system heat pump | TRC | New | NN3184 | Ceiling Insulation(R2 to R38) | Ceiling Insulation(R2 to R38) | NonEquip | 20 |  | 0% | Tech/Econ | 13.96% | 0 | 0 | 0
Econ | Healthcare | Space Heating | Residential/split system heat pump | TRC | Existing | NE4237 | Wall Insulation | Wall Insulation | NonEquip | 20 |  | 26.6% | Tech/Econ | 1.228% | 1468.9118 | 0 | 0.66259
Econ | Healthcare | Space Heating | Residential/split system heat pump | TRC | Existing | NE4159 | Smart Thermostat | Smart Thermostat | NonEquip | 11 |  | 45.33% | Tech/Econ | 10% | 15565.7057 | 0 | -2.5577
Econ | Healthcare | Space Heating | Residential/split system heat pump | TRC | Existing | NE4003 | Low U-Value Windows | Low U-Value Windows | NonEquip | 20 |  | 8.361% | Tech/Econ | 46% | 13736.6528 | 0 | 0.057091
Econ | Healthcare | Space Heating | Residential/split system heat pump | TRC | Existing | NE3639 | Facility Energy Management System | Facility Energy Management System | NonEquip | 15 |  | 0.5043% | Tech/Econ | 20% | 454.1074 | 0 | 0.0081845
Econ | Healthcare | Space Heating | Residential/split system heat pump | TRC | Existing | NE3379 | Dedicated Outdoor Air System on VRF unit | Dedicated Outdoor Air System on VRF unit | NonEquip | 15 | Residential/split system heat pump | 58.91% | Tech/Econ | 10% | 22358.081 | 0 | 6.8764
Econ | Healthcare | Space Heating | Residential/split system heat pump | TRC | Existing | NE3171 | Ceiling Insulation(R2 to R38) | Ceiling Insulation(R2 to R38) | NonEquip | 20 |  | 45.6% | Tech/Econ | 15.4% | 34014.6479 | 0 | 15.3433
Econ | Healthcare | Space Heating | Residential/split system heat pump | TRC | Turnover | ET1409 | Variable Refrigerant Flow (VRF) HVAC Systems | Variable Refrigerant Flow (VRF) HVAC Systems | Equip | 15 | Residential/split system heat pump | 49.09% | Tech/Econ | 31.25% | 68775.8688 | 0 | 21.1527
Econ | Healthcare | Space Heating | Residential/split system heat pump | TRC | New | EN1435 | Variable Refrigerant Flow (VRF) HVAC Systems | Variable Refrigerant Flow (VRF) HVAC Systems | Equip | 15 | Residential/split system heat pump | 49.09% | Tech/Econ | 31.25% | 1327.1696 | 0 | 0.40818
Econ | Healthcare | Refrigeration | Residential style | TRC | New | NN4848 | PSC to ECM Evaporator Fan Motor (Walk-In, Refrigerator) | PSC to ECM Evaporator Fan Motor (Walk-In, Refrigerator) | NonEquip | 15 | Walk-in cooler | 0% | Tech/Econ | 37.5% | 0 | 0 | 0
Econ | Healthcare | Refrigeration | Residential style | TRC | New | NN4822 | PSC to ECM Evaporator Fan Motor (Reach-In) | PSC to ECM Evaporator Fan Motor (Reach-In) | NonEquip | 15 | Display cases | 0% | Tech/Econ | 37.5% | 0 | 0 | 0
Econ | Healthcare | Refrigeration | Residential style | TRC | Existing | NE4835 | PSC to ECM Evaporator Fan Motor (Walk-In, Refrigerator) | PSC to ECM Evaporator Fan Motor (Walk-In, Refrigerator) | NonEquip | 15 | Walk-in cooler | 0% | Tech/Econ | 37.5% | 0 | 0 | 0
Econ | Healthcare | Refrigeration | Residential style | TRC | Existing | NE4809 | PSC to ECM Evaporator Fan Motor (Reach-In) | PSC to ECM Evaporator Fan Motor (Reach-In) | NonEquip | 15 | Display cases | 0% | Tech/Econ | 37.5% | 0 | 0 | 0
Econ | Healthcare | Miscellaneous | Pool pump | TRC | New | NN4536 | VSD Controlled Compressor | VSD Controlled Compressor | NonEquip | 15 | Others | 0% | Tech/Econ | 20.79% | 0 | 0 | 0
Econ | Healthcare | Miscellaneous | Pool pump | TRC | Existing | NE4523 | VSD Controlled Compressor | VSD Controlled Compressor | NonEquip | 15 | Others | 0% | Tech/Econ | 20.79% | 0 | 0 | 0
Econ | Healthcare | Miscellaneous | Pool pump | TRC | Turnover | ET2108 | Variable Speed Pool Pump | Variable Speed Pool Pump | Equip | 10 | Pool pump | 0% | Tech/Econ | 64.36% | 0 | 0 | 0
Econ | Healthcare | Miscellaneous | Pool pump | TRC | Turnover | ET1994 | Solar Pool Heater | Solar Pool Heater | Equip | 15 | Pool pump | 0% | Tech/Econ | 86.11% | 0 | 0 | 0
Econ | Healthcare | Miscellaneous | Pool pump | TRC | New | EN2132 | Variable Speed Pool Pump | Variable Speed Pool Pump | Equip | 10 | Pool pump | 0% | Tech/Econ | 64.36% | 0 | 0 | 0
Econ | Healthcare | Miscellaneous | Pool pump | TRC | New | EN2020 | Solar Pool Heater | Solar Pool Heater | Equip | 15 | Pool pump | 0% | Tech/Econ | 86.11% | 0 | 0 | 0
Econ | Healthcare | Space Heating | Packaged central unit | TRC | New | NN4172 | Smart Thermostat | Smart Thermostat | NonEquip | 11 |  | 45.33% | Tech/Econ | 10% | 1021.7145 | 0 | -0.16788
Econ | Healthcare | Space Heating | Packaged central unit | TRC | New | NN3652 | Facility Energy Management System | Facility Energy Management System | NonEquip | 15 |  | 4.276% | Tech/Econ | 20% | 200.1676 | 0 | 0.0036077
Econ | Healthcare | Space Heating | Packaged central unit | TRC | New | NN3392 | Dedicated Outdoor Air System on VRF unit | Dedicated Outdoor Air System on VRF unit | NonEquip | 15 | Residential/split system heat pump | 0% | Tech/Econ | 10% | 0 | 0 | 0
Econ | Healthcare | Space Heating | Packaged central unit | TRC | New | NN3184 | Ceiling Insulation(R2 to R38) | Ceiling Insulation(R2 to R38) | NonEquip | 20 |  | 0% | Tech/Econ | 13.96% | 0 | 0 | 0
Econ | Healthcare | Space Heating | Packaged central unit | TRC | Existing | NE4237 | Wall Insulation | Wall Insulation | NonEquip | 20 |  | 26.6% | Tech/Econ | 1.228% | 3940.5403 | 0 | 1.7775
Econ | Healthcare | Space Heating | Packaged central unit | TRC | Existing | NE4159 | Smart Thermostat | Smart Thermostat | NonEquip | 11 |  | 45.33% | Tech/Econ | 10% | 50910.2914 | 0 | -8.3653
Econ | Healthcare | Space Heating | Packaged central unit | TRC | Existing | NE4003 | Low U-Value Windows | Low U-Value Windows | NonEquip | 20 |  | 8.361% | Tech/Econ | 46% | 44928.0625 | 0 | 0.18672
Econ | Healthcare | Space Heating | Packaged central unit | TRC | Existing | NE3639 | Facility Energy Management System | Facility Energy Management System | NonEquip | 15 |  | 0.5043% | Tech/Econ | 20% | 1218.2001 | 0 | 0.021956
Econ | Healthcare | Space Heating | Packaged central unit | TRC | Existing | NE3379 | Dedicated Outdoor Air System on VRF unit | Dedicated Outdoor Air System on VRF unit | NonEquip | 15 | Residential/split system heat pump | 0% | Tech/Econ | 10% | 0 | 0 | 0
Econ | Healthcare | Space Heating | Packaged central unit | TRC | Existing | NE3171 | Ceiling Insulation(R2 to R38) | Ceiling Insulation(R2 to R38) | NonEquip | 20 |  | 45.6% | Tech/Econ | 15.4% | 91248.5613 | 0 | 41.1603
Econ | Healthcare | Space Heating | Packaged central unit | TRC | Turnover | ET1214 | High Efficiency DX 135k- less than 240k BTU | High Efficiency DX 135k- less than 240k BTU | Equip | 15 | Packaged central unit | 94.56% | Tech/Econ | 3.03% | 34460.1317 | 0 | 0
Econ | Healthcare | Space Heating | Packaged central unit | TRC | New | EN1240 | High Efficiency DX 135k- less than 240k BTU | High Efficiency DX 135k- less than 240k BTU | Equip | 15 | Packaged central unit | 94.56% | Tech/Econ | 3.03% | 664.978 | 0 | 0
Econ | Healthcare | Space Cooling | Packaged air conditioning units (RTUs) | TRC | New | NN4198 | Thermal Energy Storage | Thermal Energy Storage | NonEquip | 20 |  | 20% | Tech/Econ | 0% | 0 | 0 | 0
Econ | Healthcare | Space Cooling | Packaged air conditioning units (RTUs) | TRC | New | NN4146 | Smart Thermostat | Smart Thermostat | NonEquip | 11 |  | 45.33% | Tech/Econ | 10% | 145511.4776 | 1.7278 | 0
Econ | Healthcare | Space Cooling | Packaged air conditioning units (RTUs) | TRC | New | NN3912 | HVAC tune-up_RTU | HVAC tune-up_RTU | NonEquip | 5 | Packaged air conditioning units (RTUs) | 94.56% | Tech/Econ | 5% | 159696.5176 | 63.2025 | 0
Econ | Healthcare | Space Cooling | Packaged air conditioning units (RTUs) | TRC | New | NN3678 | Facility Energy Management System | Facility Energy Management System | NonEquip | 15 |  | 4.276% | Tech/Econ | 20% | 29133.8636 | 6.1063 | 0
Econ | Healthcare | Space Cooling | Packaged air conditioning units (RTUs) | TRC | New | NN3418 | Dedicated Outdoor Air System on VRF unit | Dedicated Outdoor Air System on VRF unit | NonEquip | 15 | Residential-type central air conditioners | 0% | Tech/Econ | 17.5% | 0 | 0 | 0
Econ | Healthcare | Space Cooling | Packaged air conditioning units (RTUs) | TRC | New | NN3314 | Chilled Water System - Variable Speed Drives | Chilled Water System - Variable Speed Drives | NonEquip | 13 | Central chillers inside | 0% | Tech/Econ | 24.74% | 0 | 0 | 0
Econ | Healthcare | Space Cooling | Packaged air conditioning units (RTUs) | TRC | New | NN3210 | Ceiling Insulation(R2 to R38) | Ceiling Insulation(R2 to R38) | NonEquip | 20 |  | 0% | Tech/Econ | 11.3% | 0 | 0 | 0
Econ | Healthcare | Space Cooling | Packaged air conditioning units (RTUs) | TRC | Existing | NE4211 | Wall Insulation | Wall Insulation | NonEquip | 20 |  | 26.6% | Tech/Econ | 6.167% | 2938724.942 | 58.805 | 0
Econ | Healthcare | Space Cooling | Packaged air conditioning units (RTUs) | TRC | Existing | NE4185 | Thermal Energy Storage | Thermal Energy Storage | NonEquip | 20 |  | 20% | Tech/Econ | 0% | 0.0047409 | -2.8546e-05 | -3.6938e-07
Econ | Healthcare | Space Cooling | Packaged air conditioning units (RTUs) | TRC | Existing | NE4133 | Smart Thermostat | Smart Thermostat | NonEquip | 11 |  | 45.33% | Tech/Econ | 10% | 7015629.608 | 83.3024 | 0
Econ | Healthcare | Space Cooling | Packaged air conditioning units (RTUs) | TRC | Existing | NE3977 | Low U-Value Windows | Low U-Value Windows | NonEquip | 20 |  | 8.361% | Tech/Econ | 46% | 6191255.96 | 2301.3081 | 0
Econ | Healthcare | Space Cooling | Packaged air conditioning units (RTUs) | TRC | Existing | NE3899 | HVAC tune-up_RTU | HVAC tune-up_RTU | NonEquip | 5 | Packaged air conditioning units (RTUs) | 94.56% | Tech/Econ | 5% | 8331128.302 | 3297.1786 | 0
Econ | Healthcare | Space Cooling | Packaged air conditioning units (RTUs) | TRC | Existing | NE3665 | Facility Energy Management System | Facility Energy Management System | NonEquip | 15 |  | 0.5043% | Tech/Econ | 20% | 180877.3894 | 37.9108 | 0
Econ | Healthcare | Space Cooling | Packaged air conditioning units (RTUs) | TRC | Existing | NE3405 | Dedicated Outdoor Air System on VRF unit | Dedicated Outdoor Air System on VRF unit | NonEquip | 15 | Residential-type central air conditioners | 0% | Tech/Econ | 17.5% | 0 | 0 | 0
Econ | Healthcare | Space Cooling | Packaged air conditioning units (RTUs) | TRC | Existing | NE3301 | Chilled Water System - Variable Speed Drives | Chilled Water System - Variable Speed Drives | NonEquip | 13 | Central chillers inside | 0% | Tech/Econ | 24.74% | 0 | 0 | 0
Econ | Healthcare | Space Cooling | Packaged air conditioning units (RTUs) | TRC | Existing | NE3197 | Ceiling Insulation(R2 to R38) | Ceiling Insulation(R2 to R38) | NonEquip | 20 |  | 45.6% | Tech/Econ | 11.3% | 9740070.367 | 194.9027 | 0
Econ | Healthcare | Space Cooling | Packaged air conditioning units (RTUs) | TRC | Turnover | ET1175 | High Efficiency DX 135k- less than 240k BTU | High Efficiency DX 135k- less than 240k BTU | Equip | 15 | Packaged air conditioning units (RTUs) | 94.56% | Tech/Econ | 4.348% | 6901930.59 | 2854.0448 | 0
Econ | Healthcare | Space Cooling | Packaged air conditioning units (RTUs) | TRC | New | EN1201 | High Efficiency DX 135k- less than 240k BTU | High Efficiency DX 135k- less than 240k BTU | Equip | 15 | Packaged air conditioning units (RTUs) | 94.56% | Tech/Econ | 4.348% | 7606.8282 | 3.1455 | 0
Econ | Healthcare | Interior Lighting | Overhead (fluorescent/LED/CFL U-shape) | TRC | New | NN3704 | Facility Energy Management System | Facility Energy Management System | NonEquip | 15 |  | 4.276% | Tech/Econ | 24% | 10523.5106 | 2.2057 | 0.18967
Econ | Healthcare | Interior Lighting | Overhead (fluorescent/LED/CFL U-shape) | TRC | Existing | NE3691 | Facility Energy Management System | Facility Energy Management System | NonEquip | 15 |  | 0.5043% | Tech/Econ | 24% | 68883.8841 | 14.4376 | 1.2415
Econ | Healthcare | Interior Lighting | Overhead (fluorescent/LED/CFL U-shape) | TRC | Turnover | ET1760 | Premium T8 - Fixture Replacement | Premium T8 - Fixture Replacement | Equip | 8 | Overhead (fluorescent/LED/CFL U-shape) | 24.1% | Tech/Econ | 12.5% | 1712381.922 | 415.0882 | 94.9566
Econ | Healthcare | Interior Lighting | Overhead (fluorescent/LED/CFL U-shape) | TRC | New | EN1786 | Premium T8 - Fixture Replacement | Premium T8 - Fixture Replacement | Equip | 8 | Overhead (fluorescent/LED/CFL U-shape) | 0% | Tech/Econ | 12.5% | 0 | 0 | 0
Econ | Healthcare | Miscellaneous | Others | TRC | New | NN4536 | VSD Controlled Compressor | VSD Controlled Compressor | NonEquip | 15 | Others | 36.99% | Tech/Econ | 20.79% | 96904.5673 | 12.5642 | 10.5241
Econ | Healthcare | Miscellaneous | Others | TRC | Existing | NE4523 | VSD Controlled Compressor | VSD Controlled Compressor | NonEquip | 15 | Others | 7.399% | Tech/Econ | 20.79% | 1075585.952 | 139.4552 | 116.8112
Econ | Healthcare | Miscellaneous | Others | TRC | Turnover | ET1838 | Efficient Battery Charger | Efficient Battery Charger | Equip | 7 | Others | 17.92% | Tech/Econ | 13.68% | 1687372.554 | 924.5877 | 0
Econ | Healthcare | Miscellaneous | Others | TRC | New | EN1864 | Efficient Battery Charger | Efficient Battery Charger | Equip | 7 | Others | 17.92% | Tech/Econ | 13.68% | 28504.9753 | 15.6192 | 0
Econ | Healthcare | Office Equipment | Other office | TRC | Turnover | ET2261 | Energy Star Uninterruptable Power Supply | Energy Star Uninterruptable Power Supply | Equip | 10 | Other office | 22.4% | Tech/Econ | 1.878% | 52707.1359 | 6.0168 | 6.0168
Econ | Healthcare | Office Equipment | Other office | TRC | New | EN2287 | Energy Star Uninterruptable Power Supply | Energy Star Uninterruptable Power Supply | Equip | 10 | Other office | 22.4% | Tech/Econ | 1.878% | 949.7265 | 0.10842 | 0.10842
Econ | Healthcare | Miscellaneous | Medical equipment | TRC | New | NN4536 | VSD Controlled Compressor | VSD Controlled Compressor | NonEquip | 15 | Others | 0% | Tech/Econ | 20.79% | 0 | 0 | 0
Econ | Healthcare | Miscellaneous | Medical equipment | TRC | Existing | NE4523 | VSD Controlled Compressor | VSD Controlled Compressor | NonEquip | 15 | Others | 0% | Tech/Econ | 20.79% | 0 | 0 | 0
Econ | Healthcare | Refrigeration | Large cold storage | TRC | New | NN4848 | PSC to ECM Evaporator Fan Motor (Walk-In, Refrigerator) | PSC to ECM Evaporator Fan Motor (Walk-In, Refrigerator) | NonEquip | 15 | Walk-in cooler | 0% | Tech/Econ | 37.5% | 0 | 0 | 0
Econ | Healthcare | Refrigeration | Large cold storage | TRC | New | NN4822 | PSC to ECM Evaporator Fan Motor (Reach-In) | PSC to ECM Evaporator Fan Motor (Reach-In) | NonEquip | 15 | Display cases | 0% | Tech/Econ | 37.5% | 0 | 0 | 0
Econ | Healthcare | Refrigeration | Large cold storage | TRC | Existing | NE4835 | PSC to ECM Evaporator Fan Motor (Walk-In, Refrigerator) | PSC to ECM Evaporator Fan Motor (Walk-In, Refrigerator) | NonEquip | 15 | Walk-in cooler | 0% | Tech/Econ | 37.5% | 0 | 0 | 0
Econ | Healthcare | Refrigeration | Large cold storage | TRC | Existing | NE4809 | PSC to ECM Evaporator Fan Motor (Reach-In) | PSC to ECM Evaporator Fan Motor (Reach-In) | NonEquip | 15 | Display cases | 0% | Tech/Econ | 37.5% | 0 | 0 | 0
Econ | Healthcare | Miscellaneous | Laboratory equipment | TRC | New | NN4536 | VSD Controlled Compressor | VSD Controlled Compressor | NonEquip | 15 | Others | 0% | Tech/Econ | 20.79% | 0 | 0 | 0
Econ | Healthcare | Miscellaneous | Laboratory equipment | TRC | Existing | NE4523 | VSD Controlled Compressor | VSD Controlled Compressor | NonEquip | 15 | Others | 0% | Tech/Econ | 20.79% | 0 | 0 | 0
Econ | Healthcare | Space Heating | Individual room heating | TRC | New | NN4172 | Smart Thermostat | Smart Thermostat | NonEquip | 11 |  | 45.33% | Tech/Econ | 10% | 0 | 0 | 0
Econ | Healthcare | Space Heating | Individual room heating | TRC | New | NN3652 | Facility Energy Management System | Facility Energy Management System | NonEquip | 15 |  | 4.276% | Tech/Econ | 20% | 0 | 0 | 0
Econ | Healthcare | Space Heating | Individual room heating | TRC | New | NN3392 | Dedicated Outdoor Air System on VRF unit | Dedicated Outdoor Air System on VRF unit | NonEquip | 15 | Residential/split system heat pump | 0% | Tech/Econ | 10% | 0 | 0 | 0
Econ | Healthcare | Space Heating | Individual room heating | TRC | New | NN3184 | Ceiling Insulation(R2 to R38) | Ceiling Insulation(R2 to R38) | NonEquip | 20 |  | 0% | Tech/Econ | 13.96% | 0 | 0 | 0
Econ | Healthcare | Space Heating | Individual room heating | TRC | Existing | NE4237 | Wall Insulation | Wall Insulation | NonEquip | 20 |  | 26.6% | Tech/Econ | 1.228% | 0 | 0 | 0
Econ | Healthcare | Space Heating | Individual room heating | TRC | Existing | NE4159 | Smart Thermostat | Smart Thermostat | NonEquip | 11 |  | 45.33% | Tech/Econ | 10% | 0 | 0 | 0
Econ | Healthcare | Space Heating | Individual room heating | TRC | Existing | NE4003 | Low U-Value Windows | Low U-Value Windows | NonEquip | 20 |  | 8.361% | Tech/Econ | 46% | 0 | 0 | 0
Econ | Healthcare | Space Heating | Individual room heating | TRC | Existing | NE3639 | Facility Energy Management System | Facility Energy Management System | NonEquip | 15 |  | 0.5043% | Tech/Econ | 20% | 0 | 0 | 0
Econ | Healthcare | Space Heating | Individual room heating | TRC | Existing | NE3379 | Dedicated Outdoor Air System on VRF unit | Dedicated Outdoor Air System on VRF unit | NonEquip | 15 | Residential/split system heat pump | 0% | Tech/Econ | 10% | 0 | 0 | 0
Econ | Healthcare | Space Heating | Individual room heating | TRC | Existing | NE3171 | Ceiling Insulation(R2 to R38) | Ceiling Insulation(R2 to R38) | NonEquip | 20 |  | 45.6% | Tech/Econ | 15.4% | 0 | 0 | 0
Econ | Healthcare | Space Cooling | Individual room air conditioners | TRC | New | NN4198 | Thermal Energy Storage | Thermal Energy Storage | NonEquip | 20 |  | 20% | Tech/Econ | 0% | 0 | 0 | 0
Econ | Healthcare | Space Cooling | Individual room air conditioners | TRC | New | NN4146 | Smart Thermostat | Smart Thermostat | NonEquip | 11 |  | 45.33% | Tech/Econ | 10% | 0 | 0 | 0
Econ | Healthcare | Space Cooling | Individual room air conditioners | TRC | New | NN3912 | HVAC tune-up_RTU | HVAC tune-up_RTU | NonEquip | 5 | Packaged air conditioning units (RTUs) | 0% | Tech/Econ | 5% | 0 | 0 | 0
Econ | Healthcare | Space Cooling | Individual room air conditioners | TRC | New | NN3678 | Facility Energy Management System | Facility Energy Management System | NonEquip | 15 |  | 4.276% | Tech/Econ | 20% | 0 | 0 | 0
Econ | Healthcare | Space Cooling | Individual room air conditioners | TRC | New | NN3418 | Dedicated Outdoor Air System on VRF unit | Dedicated Outdoor Air System on VRF unit | NonEquip | 15 | Residential-type central air conditioners | 0% | Tech/Econ | 17.5% | 0 | 0 | 0
Econ | Healthcare | Space Cooling | Individual room air conditioners | TRC | New | NN3314 | Chilled Water System - Variable Speed Drives | Chilled Water System - Variable Speed Drives | NonEquip | 13 | Central chillers inside | 0% | Tech/Econ | 24.74% | 0 | 0 | 0
Econ | Healthcare | Space Cooling | Individual room air conditioners | TRC | New | NN3210 | Ceiling Insulation(R2 to R38) | Ceiling Insulation(R2 to R38) | NonEquip | 20 |  | 0% | Tech/Econ | 11.3% | 0 | 0 | 0
Econ | Healthcare | Space Cooling | Individual room air conditioners | TRC | Existing | NE4211 | Wall Insulation | Wall Insulation | NonEquip | 20 |  | 26.6% | Tech/Econ | 6.167% | 0 | 0 | 0
Econ | Healthcare | Space Cooling | Individual room air conditioners | TRC | Existing | NE4185 | Thermal Energy Storage | Thermal Energy Storage | NonEquip | 20 |  | 20% | Tech/Econ | 0% | 0 | 0 | 0
Econ | Healthcare | Space Cooling | Individual room air conditioners | TRC | Existing | NE4133 | Smart Thermostat | Smart Thermostat | NonEquip | 11 |  | 45.33% | Tech/Econ | 10% | 0 | 0 | 0
Econ | Healthcare | Space Cooling | Individual room air conditioners | TRC | Existing | NE3977 | Low U-Value Windows | Low U-Value Windows | NonEquip | 20 |  | 8.361% | Tech/Econ | 46% | 0 | 0 | 0
Econ | Healthcare | Space Cooling | Individual room air conditioners | TRC | Existing | NE3899 | HVAC tune-up_RTU | HVAC tune-up_RTU | NonEquip | 5 | Packaged air conditioning units (RTUs) | 0% | Tech/Econ | 5% | 0 | 0 | 0
Econ | Healthcare | Space Cooling | Individual room air conditioners | TRC | Existing | NE3665 | Facility Energy Management System | Facility Energy Management System | NonEquip | 15 |  | 0.5043% | Tech/Econ | 20% | 0 | 0 | 0
Econ | Healthcare | Space Cooling | Individual room air conditioners | TRC | Existing | NE3405 | Dedicated Outdoor Air System on VRF unit | Dedicated Outdoor Air System on VRF unit | NonEquip | 15 | Residential-type central air conditioners | 0% | Tech/Econ | 17.5% | 0 | 0 | 0
Econ | Healthcare | Space Cooling | Individual room air conditioners | TRC | Existing | NE3301 | Chilled Water System - Variable Speed Drives | Chilled Water System - Variable Speed Drives | NonEquip | 13 | Central chillers inside | 0% | Tech/Econ | 24.74% | 0 | 0 | 0
Econ | Healthcare | Space Cooling | Individual room air conditioners | TRC | Existing | NE3197 | Ceiling Insulation(R2 to R38) | Ceiling Insulation(R2 to R38) | NonEquip | 20 |  | 45.6% | Tech/Econ | 11.3% | 0 | 0 | 0
Econ | Healthcare | Interior Lighting | High bay | TRC | New | NN3704 | Facility Energy Management System | Facility Energy Management System | NonEquip | 15 |  | 4.276% | Tech/Econ | 24% | 12619.4138 | 2.6449 | 0.22744
Econ | Healthcare | Interior Lighting | High bay | TRC | Existing | NE3691 | Facility Energy Management System | Facility Energy Management System | NonEquip | 15 |  | 0.5043% | Tech/Econ | 24% | 82603.0657 | 17.3131 | 1.4888
Econ | Healthcare | Space Heating | Forced air furnace | TRC | New | NN4172 | Smart Thermostat | Smart Thermostat | NonEquip | 11 |  | 45.33% | Tech/Econ | 10% | 23.7762 | 0 | -0.0039067
Econ | Healthcare | Space Heating | Forced air furnace | TRC | New | NN3652 | Facility Energy Management System | Facility Energy Management System | NonEquip | 15 |  | 4.276% | Tech/Econ | 20% | 4.5246 | 0 | 8.1548e-05
Econ | Healthcare | Space Heating | Forced air furnace | TRC | New | NN3392 | Dedicated Outdoor Air System on VRF unit | Dedicated Outdoor Air System on VRF unit | NonEquip | 15 | Residential/split system heat pump | 0% | Tech/Econ | 10% | 0 | 0 | 0
Econ | Healthcare | Space Heating | Forced air furnace | TRC | New | NN3184 | Ceiling Insulation(R2 to R38) | Ceiling Insulation(R2 to R38) | NonEquip | 20 |  | 0% | Tech/Econ | 13.96% | 0 | 0 | 0
Econ | Healthcare | Space Heating | Forced air furnace | TRC | Existing | NE4237 | Wall Insulation | Wall Insulation | NonEquip | 20 |  | 26.6% | Tech/Econ | 1.228% | 89.072 | 0 | 0.040178
Econ | Healthcare | Space Heating | Forced air furnace | TRC | Existing | NE4159 | Smart Thermostat | Smart Thermostat | NonEquip | 11 |  | 45.33% | Tech/Econ | 10% | 1184.7253 | 0 | -0.19467
Econ | Healthcare | Space Heating | Forced air furnace | TRC | Existing | NE4003 | Low U-Value Windows | Low U-Value Windows | NonEquip | 20 |  | 8.361% | Tech/Econ | 46% | 1045.5138 | 0 | 0.0043452
Econ | Healthcare | Space Heating | Forced air furnace | TRC | Existing | NE3639 | Facility Energy Management System | Facility Energy Management System | NonEquip | 15 |  | 0.5043% | Tech/Econ | 20% | 27.5362 | 0 | 0.00049629
Econ | Healthcare | Space Heating | Forced air furnace | TRC | Existing | NE3379 | Dedicated Outdoor Air System on VRF unit | Dedicated Outdoor Air System on VRF unit | NonEquip | 15 | Residential/split system heat pump | 0% | Tech/Econ | 10% | 0 | 0 | 0
Econ | Healthcare | Space Heating | Forced air furnace | TRC | Existing | NE3171 | Ceiling Insulation(R2 to R38) | Ceiling Insulation(R2 to R38) | NonEquip | 20 |  | 45.6% | Tech/Econ | 15.4% | 2062.583 | 0 | 0.93039
Econ | Healthcare | Miscellaneous | Elevators/Escalators | TRC | New | NN4536 | VSD Controlled Compressor | VSD Controlled Compressor | NonEquip | 15 | Others | 0% | Tech/Econ | 20.79% | 0 | 0 | 0
Econ | Healthcare | Miscellaneous | Elevators/Escalators | TRC | Existing | NE4523 | VSD Controlled Compressor | VSD Controlled Compressor | NonEquip | 15 | Others | 0% | Tech/Econ | 20.79% | 0 | 0 | 0
Econ | Healthcare | Space Cooling | District chilled water piped | TRC | New | NN4198 | Thermal Energy Storage | Thermal Energy Storage | NonEquip | 20 |  | 20% | Tech/Econ | 0% | 0 | 0 | 0
Econ | Healthcare | Space Cooling | District chilled water piped | TRC | New | NN4146 | Smart Thermostat | Smart Thermostat | NonEquip | 11 |  | 45.33% | Tech/Econ | 10% | 0 | 0 | 0
Econ | Healthcare | Space Cooling | District chilled water piped | TRC | New | NN3912 | HVAC tune-up_RTU | HVAC tune-up_RTU | NonEquip | 5 | Packaged air conditioning units (RTUs) | 0% | Tech/Econ | 5% | 0 | 0 | 0
Econ | Healthcare | Space Cooling | District chilled water piped | TRC | New | NN3678 | Facility Energy Management System | Facility Energy Management System | NonEquip | 15 |  | 4.276% | Tech/Econ | 20% | 0 | 0 | 0
Econ | Healthcare | Space Cooling | District chilled water piped | TRC | New | NN3418 | Dedicated Outdoor Air System on VRF unit | Dedicated Outdoor Air System on VRF unit | NonEquip | 15 | Residential-type central air conditioners | 0% | Tech/Econ | 17.5% | 0 | 0 | 0
Econ | Healthcare | Space Cooling | District chilled water piped | TRC | New | NN3314 | Chilled Water System - Variable Speed Drives | Chilled Water System - Variable Speed Drives | NonEquip | 13 | Central chillers inside | 0% | Tech/Econ | 24.74% | 0 | 0 | 0
Econ | Healthcare | Space Cooling | District chilled water piped | TRC | New | NN3210 | Ceiling Insulation(R2 to R38) | Ceiling Insulation(R2 to R38) | NonEquip | 20 |  | 0% | Tech/Econ | 11.3% | 0 | 0 | 0
Econ | Healthcare | Space Cooling | District chilled water piped | TRC | Existing | NE4211 | Wall Insulation | Wall Insulation | NonEquip | 20 |  | 26.6% | Tech/Econ | 6.167% | 0 | 0 | 0
Econ | Healthcare | Space Cooling | District chilled water piped | TRC | Existing | NE4185 | Thermal Energy Storage | Thermal Energy Storage | NonEquip | 20 |  | 20% | Tech/Econ | 0% | 0 | 0 | 0
Econ | Healthcare | Space Cooling | District chilled water piped | TRC | Existing | NE4133 | Smart Thermostat | Smart Thermostat | NonEquip | 11 |  | 45.33% | Tech/Econ | 10% | 0 | 0 | 0
Econ | Healthcare | Space Cooling | District chilled water piped | TRC | Existing | NE3977 | Low U-Value Windows | Low U-Value Windows | NonEquip | 20 |  | 8.361% | Tech/Econ | 46% | 0 | 0 | 0
Econ | Healthcare | Space Cooling | District chilled water piped | TRC | Existing | NE3899 | HVAC tune-up_RTU | HVAC tune-up_RTU | NonEquip | 5 | Packaged air conditioning units (RTUs) | 0% | Tech/Econ | 5% | 0 | 0 | 0
Econ | Healthcare | Space Cooling | District chilled water piped | TRC | Existing | NE3665 | Facility Energy Management System | Facility Energy Management System | NonEquip | 15 |  | 0.5043% | Tech/Econ | 20% | 0 | 0 | 0
Econ | Healthcare | Space Cooling | District chilled water piped | TRC | Existing | NE3405 | Dedicated Outdoor Air System on VRF unit | Dedicated Outdoor Air System on VRF unit | NonEquip | 15 | Residential-type central air conditioners | 0% | Tech/Econ | 17.5% | 0 | 0 | 0
Econ | Healthcare | Space Cooling | District chilled water piped | TRC | Existing | NE3301 | Chilled Water System - Variable Speed Drives | Chilled Water System - Variable Speed Drives | NonEquip | 13 | Central chillers inside | 0% | Tech/Econ | 24.74% | 0 | 0 | 0
Econ | Healthcare | Space Cooling | District chilled water piped | TRC | Existing | NE3197 | Ceiling Insulation(R2 to R38) | Ceiling Insulation(R2 to R38) | NonEquip | 20 |  | 45.6% | Tech/Econ | 11.3% | 0 | 0 | 0
Econ | Healthcare | Space Cooling | District chilled water piped | TRC | Turnover | ET941 | High Efficiency Chiller (Air Cooled, 50 tons) | High Efficiency Chiller (Air Cooled, 50 tons) | Equip | 20 | District chilled water piped | 28.37% | Tech/Econ | 8.759% | 0 | 0 | 0
Econ | Healthcare | Space Cooling | District chilled water piped | TRC | Turnover | ET1097 | High Efficiency Chiller (Water cooled-positive displacement, 100 tons) | High Efficiency Chiller (Water cooled-positive displacement, 100 tons) | Equip | 20 | District chilled water piped | 28.37% | Tech/Econ | 2.683% | 0 | 0 | 0
Econ | Healthcare | Space Cooling | District chilled water piped | TRC | Turnover | ET1019 | High Efficiency Chiller (Water cooled-centrifugal, 200 tons) | High Efficiency Chiller (Water cooled-centrifugal, 200 tons) | Equip | 20 | District chilled water piped | 28.37% | Tech/Econ | 4.362% | 0 | 0 | 0
Econ | Healthcare | Space Cooling | District chilled water piped | TRC | New | EN967 | High Efficiency Chiller (Air Cooled, 50 tons) | High Efficiency Chiller (Air Cooled, 50 tons) | Equip | 20 | District chilled water piped | 28.37% | Tech/Econ | 8.759% | 0 | 0 | 0
Econ | Healthcare | Space Cooling | District chilled water piped | TRC | New | EN1123 | High Efficiency Chiller (Water cooled-positive displacement, 100 tons) | High Efficiency Chiller (Water cooled-positive displacement, 100 tons) | Equip | 20 | District chilled water piped | 28.37% | Tech/Econ | 2.683% | 0 | 0 | 0
Econ | Healthcare | Space Cooling | District chilled water piped | TRC | New | EN1045 | High Efficiency Chiller (Water cooled-centrifugal, 200 tons) | High Efficiency Chiller (Water cooled-centrifugal, 200 tons) | Equip | 20 | District chilled water piped | 28.37% | Tech/Econ | 4.362% | 0 | 0 | 0
Econ | Healthcare | Refrigeration | Display cases | TRC | New | NN4848 | PSC to ECM Evaporator Fan Motor (Walk-In, Refrigerator) | PSC to ECM Evaporator Fan Motor (Walk-In, Refrigerator) | NonEquip | 15 | Walk-in cooler | 0% | Tech/Econ | 37.5% | 0 | 0 | 0
Econ | Healthcare | Refrigeration | Display cases | TRC | New | NN4822 | PSC to ECM Evaporator Fan Motor (Reach-In) | PSC to ECM Evaporator Fan Motor (Reach-In) | NonEquip | 15 | Display cases | 68.68% | Tech/Econ | 37.5% | 586.0423 | 0.075983 | 0.063646
Econ | Healthcare | Refrigeration | Display cases | TRC | Existing | NE4835 | PSC to ECM Evaporator Fan Motor (Walk-In, Refrigerator) | PSC to ECM Evaporator Fan Motor (Walk-In, Refrigerator) | NonEquip | 15 | Walk-in cooler | 0% | Tech/Econ | 37.5% | 0 | 0 | 0
Econ | Healthcare | Refrigeration | Display cases | TRC | Existing | NE4809 | PSC to ECM Evaporator Fan Motor (Reach-In) | PSC to ECM Evaporator Fan Motor (Reach-In) | NonEquip | 15 | Display cases | 17.17% | Tech/Econ | 37.5% | 8130.9226 | 1.0542 | 0.88304
Econ | Healthcare | Refrigeration | Display cases | TRC | Turnover | ET2456 | Energy Star Commercial Solid Door Refrigerator | Energy Star Commercial Solid Door Refrigerator | Equip | 12 | Display cases | 0% | Tech/Econ | 50.28% | 0 | 0 | 0
Econ | Healthcare | Refrigeration | Display cases | TRC | New | EN2482 | Energy Star Commercial Solid Door Refrigerator | Energy Star Commercial Solid Door Refrigerator | Equip | 12 | Display cases | 0% | Tech/Econ | 50.28% | 0 | 0 | 0
Econ | Healthcare | Cooking | Cooking Other | TRC | Turnover | ET5 | Efficient Exhaust Hood | Efficient Exhaust Hood | Equip | 15 | Cooking Other | 10.98% | Tech/Econ | 42.5% | 69159.6288 | 15.1196 | 5.9344
Econ | Healthcare | Cooking | Cooking Other | TRC | Turnover | ET161 | Energy Star Hot Food Holding Cabinet | Energy Star Hot Food Holding Cabinet | Equip | 12 | Cooking Other | 26.95% | Tech/Econ | 52.67% | 200523.5086 | 36.9288 | 17.8688
Econ | Healthcare | Cooking | Cooking Other | TRC | New | EN31 | Efficient Exhaust Hood | Efficient Exhaust Hood | Equip | 15 | Cooking Other | 10.98% | Tech/Econ | 42.5% | 1246.1829 | 0.27244 | 0.10693
Econ | Healthcare | Cooking | Cooking Other | TRC | New | EN187 | Energy Star Hot Food Holding Cabinet | Energy Star Hot Food Holding Cabinet | Equip | 12 | Cooking Other | 26.95% | Tech/Econ | 52.67% | 3613.2201 | 0.66542 | 0.32198
Econ | Healthcare | Space Cooling | Central chillers inside | TRC | New | NN4198 | Thermal Energy Storage | Thermal Energy Storage | NonEquip | 20 |  | 20% | Tech/Econ | 0% | 0 | 0 | 0
Econ | Healthcare | Space Cooling | Central chillers inside | TRC | New | NN4146 | Smart Thermostat | Smart Thermostat | NonEquip | 11 |  | 45.33% | Tech/Econ | 10% | 0 | 0 | 0
Econ | Healthcare | Space Cooling | Central chillers inside | TRC | New | NN3912 | HVAC tune-up_RTU | HVAC tune-up_RTU | NonEquip | 5 | Packaged air conditioning units (RTUs) | 0% | Tech/Econ | 5% | 0 | 0 | 0
Econ | Healthcare | Space Cooling | Central chillers inside | TRC | New | NN3678 | Facility Energy Management System | Facility Energy Management System | NonEquip | 15 |  | 4.276% | Tech/Econ | 20% | 0 | 0 | 0
Econ | Healthcare | Space Cooling | Central chillers inside | TRC | New | NN3418 | Dedicated Outdoor Air System on VRF unit | Dedicated Outdoor Air System on VRF unit | NonEquip | 15 | Residential-type central air conditioners | 0% | Tech/Econ | 17.5% | 0 | 0 | 0
Econ | Healthcare | Space Cooling | Central chillers inside | TRC | New | NN3314 | Chilled Water System - Variable Speed Drives | Chilled Water System - Variable Speed Drives | NonEquip | 13 | Central chillers inside | 73.99% | Tech/Econ | 24.74% | 0 | 0 | 0
Econ | Healthcare | Space Cooling | Central chillers inside | TRC | New | NN3210 | Ceiling Insulation(R2 to R38) | Ceiling Insulation(R2 to R38) | NonEquip | 20 |  | 0% | Tech/Econ | 11.3% | 0 | 0 | 0
Econ | Healthcare | Space Cooling | Central chillers inside | TRC | Existing | NE4211 | Wall Insulation | Wall Insulation | NonEquip | 20 |  | 26.6% | Tech/Econ | 6.167% | 0 | 0 | 0
Econ | Healthcare | Space Cooling | Central chillers inside | TRC | Existing | NE4185 | Thermal Energy Storage | Thermal Energy Storage | NonEquip | 20 |  | 20% | Tech/Econ | 0% | 0 | 0 | 0
Econ | Healthcare | Space Cooling | Central chillers inside | TRC | Existing | NE4133 | Smart Thermostat | Smart Thermostat | NonEquip | 11 |  | 45.33% | Tech/Econ | 10% | 0 | 0 | 0
Econ | Healthcare | Space Cooling | Central chillers inside | TRC | Existing | NE3977 | Low U-Value Windows | Low U-Value Windows | NonEquip | 20 |  | 8.361% | Tech/Econ | 46% | 0 | 0 | 0
Econ | Healthcare | Space Cooling | Central chillers inside | TRC | Existing | NE3899 | HVAC tune-up_RTU | HVAC tune-up_RTU | NonEquip | 5 | Packaged air conditioning units (RTUs) | 0% | Tech/Econ | 5% | 0 | 0 | 0
Econ | Healthcare | Space Cooling | Central chillers inside | TRC | Existing | NE3665 | Facility Energy Management System | Facility Energy Management System | NonEquip | 15 |  | 0.5043% | Tech/Econ | 20% | 0 | 0 | 0
Econ | Healthcare | Space Cooling | Central chillers inside | TRC | Existing | NE3405 | Dedicated Outdoor Air System on VRF unit | Dedicated Outdoor Air System on VRF unit | NonEquip | 15 | Residential-type central air conditioners | 0% | Tech/Econ | 17.5% | 0 | 0 | 0
Econ | Healthcare | Space Cooling | Central chillers inside | TRC | Existing | NE3301 | Chilled Water System - Variable Speed Drives | Chilled Water System - Variable Speed Drives | NonEquip | 13 | Central chillers inside | 73.99% | Tech/Econ | 24.74% | 0 | 0 | 0
Econ | Healthcare | Space Cooling | Central chillers inside | TRC | Existing | NE3197 | Ceiling Insulation(R2 to R38) | Ceiling Insulation(R2 to R38) | NonEquip | 20 |  | 45.6% | Tech/Econ | 11.3% | 0 | 0 | 0
Econ | Healthcare | Space Cooling | Central chillers inside | TRC | Turnover | ET980 | High Efficiency Chiller (Water cooled-centrifugal, 200 tons) | High Efficiency Chiller (Water cooled-centrifugal, 200 tons) | Equip | 20 | Central chillers inside | 28.37% | Tech/Econ | 4.362% | 0 | 0 | 0
Econ | Healthcare | Space Cooling | Central chillers inside | TRC | Turnover | ET902 | High Efficiency Chiller (Air Cooled, 50 tons) | High Efficiency Chiller (Air Cooled, 50 tons) | Equip | 20 | Central chillers inside | 28.37% | Tech/Econ | 8.759% | 0 | 0 | 0
Econ | Healthcare | Space Cooling | Central chillers inside | TRC | Turnover | ET1058 | High Efficiency Chiller (Water cooled-positive displacement, 100 tons) | High Efficiency Chiller (Water cooled-positive displacement, 100 tons) | Equip | 20 | Central chillers inside | 28.37% | Tech/Econ | 2.683% | 0 | 0 | 0
Econ | Healthcare | Space Cooling | Central chillers inside | TRC | New | EN928 | High Efficiency Chiller (Air Cooled, 50 tons) | High Efficiency Chiller (Air Cooled, 50 tons) | Equip | 20 | Central chillers inside | 28.37% | Tech/Econ | 8.759% | 0 | 0 | 0
Econ | Healthcare | Space Cooling | Central chillers inside | TRC | New | EN1084 | High Efficiency Chiller (Water cooled-positive displacement, 100 tons) | High Efficiency Chiller (Water cooled-positive displacement, 100 tons) | Equip | 20 | Central chillers inside | 28.37% | Tech/Econ | 2.683% | 0 | 0 | 0
Econ | Healthcare | Space Cooling | Central chillers inside | TRC | New | EN1006 | High Efficiency Chiller (Water cooled-centrifugal, 200 tons) | High Efficiency Chiller (Water cooled-centrifugal, 200 tons) | Equip | 20 | Central chillers inside | 28.37% | Tech/Econ | 4.362% | 0 | 0 | 0
Econ | Healthcare | Interior Lighting | case lighting | TRC | New | NN3704 | Facility Energy Management System | Facility Energy Management System | NonEquip | 15 |  | 4.276% | Tech/Econ | 24% | 30.7962 | 0.0064547 | 0.00055505
Econ | Healthcare | Interior Lighting | case lighting | TRC | Existing | NE3691 | Facility Energy Management System | Facility Energy Management System | NonEquip | 15 |  | 0.5043% | Tech/Econ | 24% | 201.5833 | 0.042251 | 0.0036332
Econ | Healthcare | Space Heating | Boilers | TRC | New | NN4172 | Smart Thermostat | Smart Thermostat | NonEquip | 11 |  | 45.33% | Tech/Econ | 10% | 0 | 0 | 0
Econ | Healthcare | Space Heating | Boilers | TRC | New | NN3652 | Facility Energy Management System | Facility Energy Management System | NonEquip | 15 |  | 4.276% | Tech/Econ | 20% | 0 | 0 | 0
Econ | Healthcare | Space Heating | Boilers | TRC | New | NN3392 | Dedicated Outdoor Air System on VRF unit | Dedicated Outdoor Air System on VRF unit | NonEquip | 15 | Residential/split system heat pump | 0% | Tech/Econ | 10% | 0 | 0 | 0
Econ | Healthcare | Space Heating | Boilers | TRC | New | NN3184 | Ceiling Insulation(R2 to R38) | Ceiling Insulation(R2 to R38) | NonEquip | 20 |  | 0% | Tech/Econ | 13.96% | 0 | 0 | 0
Econ | Healthcare | Space Heating | Boilers | TRC | Existing | NE4237 | Wall Insulation | Wall Insulation | NonEquip | 20 |  | 26.6% | Tech/Econ | 1.228% | 0 | 0 | 0
Econ | Healthcare | Space Heating | Boilers | TRC | Existing | NE4159 | Smart Thermostat | Smart Thermostat | NonEquip | 11 |  | 45.33% | Tech/Econ | 10% | 0 | 0 | 0
Econ | Healthcare | Space Heating | Boilers | TRC | Existing | NE4003 | Low U-Value Windows | Low U-Value Windows | NonEquip | 20 |  | 8.361% | Tech/Econ | 46% | 0 | 0 | 0
Econ | Healthcare | Space Heating | Boilers | TRC | Existing | NE3639 | Facility Energy Management System | Facility Energy Management System | NonEquip | 15 |  | 0.5043% | Tech/Econ | 20% | 0 | 0 | 0
Econ | Healthcare | Space Heating | Boilers | TRC | Existing | NE3379 | Dedicated Outdoor Air System on VRF unit | Dedicated Outdoor Air System on VRF unit | NonEquip | 15 | Residential/split system heat pump | 0% | Tech/Econ | 10% | 0 | 0 | 0
Econ | Healthcare | Space Heating | Boilers | TRC | Existing | NE3171 | Ceiling Insulation(R2 to R38) | Ceiling Insulation(R2 to R38) | NonEquip | 20 |  | 45.6% | Tech/Econ | 15.4% | 0 | 0 | 0
Econ | Hospitals | Refrigeration | Walk-in cooler | TRC | New | NN4849 | PSC to ECM Evaporator Fan Motor (Walk-In, Refrigerator) | PSC to ECM Evaporator Fan Motor (Walk-In, Refrigerator) | NonEquip | 15 | Walk-in cooler | 68.68% | Tech/Econ | 37.5% | 6945.4319 | 0.90051 | 0.75429
Econ | Hospitals | Refrigeration | Walk-in cooler | TRC | New | NN4823 | PSC to ECM Evaporator Fan Motor (Reach-In) | PSC to ECM Evaporator Fan Motor (Reach-In) | NonEquip | 15 | Display cases | 0% | Tech/Econ | 37.5% | 0 | 0 | 0
Econ | Hospitals | Refrigeration | Walk-in cooler | TRC | Existing | NE4836 | PSC to ECM Evaporator Fan Motor (Walk-In, Refrigerator) | PSC to ECM Evaporator Fan Motor (Walk-In, Refrigerator) | NonEquip | 15 | Walk-in cooler | 17.17% | Tech/Econ | 37.5% | 96362.9631 | 12.494 | 10.4652
Econ | Hospitals | Refrigeration | Walk-in cooler | TRC | Existing | NE4810 | PSC to ECM Evaporator Fan Motor (Reach-In) | PSC to ECM Evaporator Fan Motor (Reach-In) | NonEquip | 15 | Display cases | 0% | Tech/Econ | 37.5% | 0 | 0 | 0
Econ | Hospitals | Refrigeration | Vending and ice makers | TRC | New | NN4849 | PSC to ECM Evaporator Fan Motor (Walk-In, Refrigerator) | PSC to ECM Evaporator Fan Motor (Walk-In, Refrigerator) | NonEquip | 15 | Walk-in cooler | 0% | Tech/Econ | 37.5% | 0 | 0 | 0
Econ | Hospitals | Refrigeration | Vending and ice makers | TRC | New | NN4823 | PSC to ECM Evaporator Fan Motor (Reach-In) | PSC to ECM Evaporator Fan Motor (Reach-In) | NonEquip | 15 | Display cases | 0% | Tech/Econ | 37.5% | 0 | 0 | 0
Econ | Hospitals | Refrigeration | Vending and ice makers | TRC | Existing | NE4836 | PSC to ECM Evaporator Fan Motor (Walk-In, Refrigerator) | PSC to ECM Evaporator Fan Motor (Walk-In, Refrigerator) | NonEquip | 15 | Walk-in cooler | 0% | Tech/Econ | 37.5% | 0 | 0 | 0
Econ | Hospitals | Refrigeration | Vending and ice makers | TRC | Existing | NE4810 | PSC to ECM Evaporator Fan Motor (Reach-In) | PSC to ECM Evaporator Fan Motor (Reach-In) | NonEquip | 15 | Display cases | 0% | Tech/Econ | 37.5% | 0 | 0 | 0
Econ | Hospitals | Interior Lighting | Spot lighting | TRC | New | NN3705 | Facility Energy Management System | Facility Energy Management System | NonEquip | 15 |  | 4.276% | Tech/Econ | 24% | 31.1809 | 0.0046161 | 0.0039875
Econ | Hospitals | Interior Lighting | Spot lighting | TRC | Existing | NE3692 | Facility Energy Management System | Facility Energy Management System | NonEquip | 15 |  | 5.375% | Tech/Econ | 24% | 2175.2928 | 0.32204 | 0.27818
Econ | Hospitals | Space Cooling | Residential-type central air conditioners | TRC | New | NN4199 | Thermal Energy Storage | Thermal Energy Storage | NonEquip | 20 |  | 66.67% | Tech/Econ | 0% | 0 | 0 | 0
Econ | Hospitals | Space Cooling | Residential-type central air conditioners | TRC | New | NN4147 | Smart Thermostat | Smart Thermostat | NonEquip | 11 |  | 31.48% | Tech/Econ | 10% | 195.2013 | 0.016316 | 0
Econ | Hospitals | Space Cooling | Residential-type central air conditioners | TRC | New | NN3913 | HVAC tune-up_RTU | HVAC tune-up_RTU | NonEquip | 5 | Packaged air conditioning units (RTUs) | 0% | Tech/Econ | 5% | 0 | 0 | 0
Econ | Hospitals | Space Cooling | Residential-type central air conditioners | TRC | New | NN3679 | Facility Energy Management System | Facility Energy Management System | NonEquip | 15 |  | 4.276% | Tech/Econ | 20% | 57.9522 | 0.0085794 | 0
Econ | Hospitals | Space Cooling | Residential-type central air conditioners | TRC | New | NN3419 | Dedicated Outdoor Air System on VRF unit | Dedicated Outdoor Air System on VRF unit | NonEquip | 15 | Residential-type central air conditioners | 58.91% | Tech/Econ | 17.5% | 475.9209 | 0.14482 | 0
Econ | Hospitals | Space Cooling | Residential-type central air conditioners | TRC | New | NN3315 | Chilled Water System - Variable Speed Drives | Chilled Water System - Variable Speed Drives | NonEquip | 13 | Central chillers inside | 0% | Tech/Econ | 24.74% | 0 | 0 | 0
Econ | Hospitals | Space Cooling | Residential-type central air conditioners | TRC | New | NN3211 | Ceiling Insulation(R2 to R38) | Ceiling Insulation(R2 to R38) | NonEquip | 20 |  | 0% | Tech/Econ | 2.096% | 0 | 0 | 0
Econ | Hospitals | Space Cooling | Residential-type central air conditioners | TRC | Existing | NE4212 | Wall Insulation | Wall Insulation | NonEquip | 20 |  | 0% | Tech/Econ | 10.6% | 0 | 0 | 0
Econ | Hospitals | Space Cooling | Residential-type central air conditioners | TRC | Existing | NE4186 | Thermal Energy Storage | Thermal Energy Storage | NonEquip | 20 |  | 66.67% | Tech/Econ | 0% | 9.5932e-05 | -5.7763e-07 | -7.4743e-09
Econ | Hospitals | Space Cooling | Residential-type central air conditioners | TRC | Existing | NE4134 | Smart Thermostat | Smart Thermostat | NonEquip | 11 |  | 31.48% | Tech/Econ | 10% | 11710.2173 | 0.97882 | 0
Econ | Hospitals | Space Cooling | Residential-type central air conditioners | TRC | Existing | NE3978 | Low U-Value Windows | Low U-Value Windows | NonEquip | 20 |  | 5.375% | Tech/Econ | 46% | 6544.1146 | 2.4325 | 0
Econ | Hospitals | Space Cooling | Residential-type central air conditioners | TRC | Existing | NE3900 | HVAC tune-up_RTU | HVAC tune-up_RTU | NonEquip | 5 | Packaged air conditioning units (RTUs) | 0% | Tech/Econ | 5% | 0 | 0 | 0
Econ | Hospitals | Space Cooling | Residential-type central air conditioners | TRC | Existing | NE3666 | Facility Energy Management System | Facility Energy Management System | NonEquip | 15 |  | 5.375% | Tech/Econ | 20% | 4042.9502 | 0.59853 | 0
Econ | Hospitals | Space Cooling | Residential-type central air conditioners | TRC | Existing | NE3406 | Dedicated Outdoor Air System on VRF unit | Dedicated Outdoor Air System on VRF unit | NonEquip | 15 | Residential-type central air conditioners | 58.91% | Tech/Econ | 17.5% | 30423.773 | 9.2577 | 0
Econ | Hospitals | Space Cooling | Residential-type central air conditioners | TRC | Existing | NE3302 | Chilled Water System - Variable Speed Drives | Chilled Water System - Variable Speed Drives | NonEquip | 13 | Central chillers inside | 0% | Tech/Econ | 24.74% | 0 | 0 | 0
Econ | Hospitals | Space Cooling | Residential-type central air conditioners | TRC | Existing | NE3198 | Ceiling Insulation(R2 to R38) | Ceiling Insulation(R2 to R38) | NonEquip | 20 |  | 0% | Tech/Econ | 2.096% | 0 | 0 | 0
Econ | Hospitals | Space Cooling | Residential-type central air conditioners | TRC | Turnover | ET1371 | Variable Refrigerant Flow (VRF) HVAC Systems | Variable Refrigerant Flow (VRF) HVAC Systems | Equip | 15 | Residential-type central air conditioners | 49.09% | Tech/Econ | 36.88% | 65232.1574 | 19.8496 | 0
Econ | Hospitals | Space Cooling | Residential-type central air conditioners | TRC | New | EN1397 | Variable Refrigerant Flow (VRF) HVAC Systems | Variable Refrigerant Flow (VRF) HVAC Systems | Equip | 15 | Residential-type central air conditioners | 49.09% | Tech/Econ | 36.88% | 1180.9722 | 0.35936 | 0
Econ | Hospitals | Space Heating | Residential/split system heat pump | TRC | New | NN4173 | Smart Thermostat | Smart Thermostat | NonEquip | 11 |  | 31.48% | Tech/Econ | 10% | 221.9667 | 0 | 0.0054812
Econ | Hospitals | Space Heating | Residential/split system heat pump | TRC | New | NN3653 | Facility Energy Management System | Facility Energy Management System | NonEquip | 15 |  | 4.276% | Tech/Econ | 20% | 60.8275 | 0 | 0.0077788
Econ | Hospitals | Space Heating | Residential/split system heat pump | TRC | New | NN3575 | ECM Motors on Furnaces | ECM Motors on Furnaces | NonEquip | 15 | Forced air furnace | 0% | Tech/Econ | 1.706% | 0 | 0 | 0
Econ | Hospitals | Space Heating | Residential/split system heat pump | TRC | New | NN3393 | Dedicated Outdoor Air System on VRF unit | Dedicated Outdoor Air System on VRF unit | NonEquip | 15 | Residential/split system heat pump | 58.91% | Tech/Econ | 10% | 294.337 | 0 | 0.090526
Econ | Hospitals | Space Heating | Residential/split system heat pump | TRC | New | NN3185 | Ceiling Insulation(R2 to R38) | Ceiling Insulation(R2 to R38) | NonEquip | 20 |  | 0% | Tech/Econ | 2.59% | 0 | 0 | 0
Econ | Hospitals | Space Heating | Residential/split system heat pump | TRC | Existing | NE4238 | Wall Insulation | Wall Insulation | NonEquip | 20 |  | 0% | Tech/Econ | 2.11% | 0 | 0 | 0
Econ | Hospitals | Space Heating | Residential/split system heat pump | TRC | Existing | NE4160 | Smart Thermostat | Smart Thermostat | NonEquip | 11 |  | 31.48% | Tech/Econ | 10% | 12291.2105 | 0 | 0.30352
Econ | Hospitals | Space Heating | Residential/split system heat pump | TRC | Existing | NE4004 | Low U-Value Windows | Low U-Value Windows | NonEquip | 20 |  | 5.375% | Tech/Econ | 46% | 7450.214 | 0 | 0.030964
Econ | Hospitals | Space Heating | Residential/split system heat pump | TRC | Existing | NE3640 | Facility Energy Management System | Facility Energy Management System | NonEquip | 15 |  | 5.375% | Tech/Econ | 20% | 4243.538 | 0 | 0.54268
Econ | Hospitals | Space Heating | Residential/split system heat pump | TRC | Existing | NE3562 | ECM Motors on Furnaces | ECM Motors on Furnaces | NonEquip | 15 | Forced air furnace | 0% | Tech/Econ | 1.706% | 0 | 0 | 0
Econ | Hospitals | Space Heating | Residential/split system heat pump | TRC | Existing | NE3380 | Dedicated Outdoor Air System on VRF unit | Dedicated Outdoor Air System on VRF unit | NonEquip | 15 | Residential/split system heat pump | 58.91% | Tech/Econ | 10% | 18862.8746 | 0 | 5.8015
Econ | Hospitals | Space Heating | Residential/split system heat pump | TRC | Existing | NE3172 | Ceiling Insulation(R2 to R38) | Ceiling Insulation(R2 to R38) | NonEquip | 20 |  | 0% | Tech/Econ | 2.858% | 0 | 0 | 0
Econ | Hospitals | Space Heating | Residential/split system heat pump | TRC | Turnover | ET1410 | Variable Refrigerant Flow (VRF) HVAC Systems | Variable Refrigerant Flow (VRF) HVAC Systems | Equip | 15 | Residential/split system heat pump | 49.09% | Tech/Econ | 31.25% | 58024.2368 | 0 | 17.8459
Econ | Hospitals | Space Heating | Residential/split system heat pump | TRC | New | EN1436 | Variable Refrigerant Flow (VRF) HVAC Systems | Variable Refrigerant Flow (VRF) HVAC Systems | Equip | 15 | Residential/split system heat pump | 49.09% | Tech/Econ | 31.25% | 1047.8584 | 0 | 0.32228
Econ | Hospitals | Refrigeration | Residential style | TRC | New | NN4849 | PSC to ECM Evaporator Fan Motor (Walk-In, Refrigerator) | PSC to ECM Evaporator Fan Motor (Walk-In, Refrigerator) | NonEquip | 15 | Walk-in cooler | 0% | Tech/Econ | 37.5% | 0 | 0 | 0
Econ | Hospitals | Refrigeration | Residential style | TRC | New | NN4823 | PSC to ECM Evaporator Fan Motor (Reach-In) | PSC to ECM Evaporator Fan Motor (Reach-In) | NonEquip | 15 | Display cases | 0% | Tech/Econ | 37.5% | 0 | 0 | 0
Econ | Hospitals | Refrigeration | Residential style | TRC | Existing | NE4836 | PSC to ECM Evaporator Fan Motor (Walk-In, Refrigerator) | PSC to ECM Evaporator Fan Motor (Walk-In, Refrigerator) | NonEquip | 15 | Walk-in cooler | 0% | Tech/Econ | 37.5% | 0 | 0 | 0
Econ | Hospitals | Refrigeration | Residential style | TRC | Existing | NE4810 | PSC to ECM Evaporator Fan Motor (Reach-In) | PSC to ECM Evaporator Fan Motor (Reach-In) | NonEquip | 15 | Display cases | 0% | Tech/Econ | 37.5% | 0 | 0 | 0
Econ | Hospitals | Miscellaneous | Pool pump | TRC | New | NN4537 | VSD Controlled Compressor | VSD Controlled Compressor | NonEquip | 15 | Others | 0% | Tech/Econ | 20.79% | 0 | 0 | 0
Econ | Hospitals | Miscellaneous | Pool pump | TRC | Existing | NE4524 | VSD Controlled Compressor | VSD Controlled Compressor | NonEquip | 15 | Others | 0% | Tech/Econ | 20.79% | 0 | 0 | 0
Econ | Hospitals | Miscellaneous | Pool pump | TRC | Turnover | ET2109 | Variable Speed Pool Pump | Variable Speed Pool Pump | Equip | 10 | Pool pump | 0% | Tech/Econ | 64.36% | 0 | 0 | 0
Econ | Hospitals | Miscellaneous | Pool pump | TRC | Turnover | ET1995 | Solar Pool Heater | Solar Pool Heater | Equip | 15 | Pool pump | 0% | Tech/Econ | 86.11% | 0 | 0 | 0
Econ | Hospitals | Miscellaneous | Pool pump | TRC | New | EN2133 | Variable Speed Pool Pump | Variable Speed Pool Pump | Equip | 10 | Pool pump | 0% | Tech/Econ | 64.36% | 0 | 0 | 0
Econ | Hospitals | Miscellaneous | Pool pump | TRC | New | EN2021 | Solar Pool Heater | Solar Pool Heater | Equip | 15 | Pool pump | 0% | Tech/Econ | 86.11% | 0 | 0 | 0
Econ | Hospitals | Space Heating | Packaged central unit | TRC | New | NN4173 | Smart Thermostat | Smart Thermostat | NonEquip | 11 |  | 31.48% | Tech/Econ | 10% | 67.7612 | 0 | 0.0016733
Econ | Hospitals | Space Heating | Packaged central unit | TRC | New | NN3653 | Facility Energy Management System | Facility Energy Management System | NonEquip | 15 |  | 4.276% | Tech/Econ | 20% | 18.5692 | 0 | 0.0023747
Econ | Hospitals | Space Heating | Packaged central unit | TRC | New | NN3575 | ECM Motors on Furnaces | ECM Motors on Furnaces | NonEquip | 15 | Forced air furnace | 0% | Tech/Econ | 1.706% | 0 | 0 | 0
Econ | Hospitals | Space Heating | Packaged central unit | TRC | New | NN3393 | Dedicated Outdoor Air System on VRF unit | Dedicated Outdoor Air System on VRF unit | NonEquip | 15 | Residential/split system heat pump | 0% | Tech/Econ | 10% | 0 | 0 | 0
Econ | Hospitals | Space Heating | Packaged central unit | TRC | New | NN3185 | Ceiling Insulation(R2 to R38) | Ceiling Insulation(R2 to R38) | NonEquip | 20 |  | 0% | Tech/Econ | 2.59% | 0 | 0 | 0
Econ | Hospitals | Space Heating | Packaged central unit | TRC | Existing | NE4238 | Wall Insulation | Wall Insulation | NonEquip | 20 |  | 0% | Tech/Econ | 2.11% | 0 | 0 | 0
Econ | Hospitals | Space Heating | Packaged central unit | TRC | Existing | NE4160 | Smart Thermostat | Smart Thermostat | NonEquip | 11 |  | 31.48% | Tech/Econ | 10% | 3752.2188 | 0 | 0.092657
Econ | Hospitals | Space Heating | Packaged central unit | TRC | Existing | NE4004 | Low U-Value Windows | Low U-Value Windows | NonEquip | 20 |  | 5.375% | Tech/Econ | 46% | 2854.7341 | 0 | 0.011864
Econ | Hospitals | Space Heating | Packaged central unit | TRC | Existing | NE3640 | Facility Energy Management System | Facility Energy Management System | NonEquip | 15 |  | 5.375% | Tech/Econ | 20% | 1295.4528 | 0 | 0.16567
Econ | Hospitals | Space Heating | Packaged central unit | TRC | Existing | NE3562 | ECM Motors on Furnaces | ECM Motors on Furnaces | NonEquip | 15 | Forced air furnace | 0% | Tech/Econ | 1.706% | 0 | 0 | 0
Econ | Hospitals | Space Heating | Packaged central unit | TRC | Existing | NE3380 | Dedicated Outdoor Air System on VRF unit | Dedicated Outdoor Air System on VRF unit | NonEquip | 15 | Residential/split system heat pump | 0% | Tech/Econ | 10% | 0 | 0 | 0
Econ | Hospitals | Space Heating | Packaged central unit | TRC | Existing | NE3172 | Ceiling Insulation(R2 to R38) | Ceiling Insulation(R2 to R38) | NonEquip | 20 |  | 0% | Tech/Econ | 2.858% | 0 | 0 | 0
Econ | Hospitals | Space Heating | Packaged central unit | TRC | Turnover | ET1215 | High Efficiency DX 135k- less than 240k BTU | High Efficiency DX 135k- less than 240k BTU | Equip | 15 | Packaged central unit | 94.56% | Tech/Econ | 3.03% | 3226.6399 | 0 | 0
Econ | Hospitals | Space Heating | Packaged central unit | TRC | New | EN1241 | High Efficiency DX 135k- less than 240k BTU | High Efficiency DX 135k- less than 240k BTU | Equip | 15 | Packaged central unit | 94.56% | Tech/Econ | 3.03% | 59.7471 | 0 | 0
Econ | Hospitals | Space Cooling | Packaged air conditioning units (RTUs) | TRC | New | NN4199 | Thermal Energy Storage | Thermal Energy Storage | NonEquip | 20 |  | 66.67% | Tech/Econ | 0% | 0 | 0 | 0
Econ | Hospitals | Space Cooling | Packaged air conditioning units (RTUs) | TRC | New | NN4147 | Smart Thermostat | Smart Thermostat | NonEquip | 11 |  | 31.48% | Tech/Econ | 10% | 37472.5094 | 3.1322 | 0
Econ | Hospitals | Space Cooling | Packaged air conditioning units (RTUs) | TRC | New | NN3913 | HVAC tune-up_RTU | HVAC tune-up_RTU | NonEquip | 5 | Packaged air conditioning units (RTUs) | 94.56% | Tech/Econ | 5% | 59209.6345 | 23.4332 | 0
Econ | Hospitals | Space Cooling | Packaged air conditioning units (RTUs) | TRC | New | NN3679 | Facility Energy Management System | Facility Energy Management System | NonEquip | 15 |  | 4.276% | Tech/Econ | 20% | 11124.9984 | 1.647 | 0
Econ | Hospitals | Space Cooling | Packaged air conditioning units (RTUs) | TRC | New | NN3419 | Dedicated Outdoor Air System on VRF unit | Dedicated Outdoor Air System on VRF unit | NonEquip | 15 | Residential-type central air conditioners | 0% | Tech/Econ | 17.5% | 0 | 0 | 0
Econ | Hospitals | Space Cooling | Packaged air conditioning units (RTUs) | TRC | New | NN3315 | Chilled Water System - Variable Speed Drives | Chilled Water System - Variable Speed Drives | NonEquip | 13 | Central chillers inside | 0% | Tech/Econ | 24.74% | 0 | 0 | 0
Econ | Hospitals | Space Cooling | Packaged air conditioning units (RTUs) | TRC | New | NN3211 | Ceiling Insulation(R2 to R38) | Ceiling Insulation(R2 to R38) | NonEquip | 20 |  | 0% | Tech/Econ | 2.096% | 0 | 0 | 0
Econ | Hospitals | Space Cooling | Packaged air conditioning units (RTUs) | TRC | Existing | NE4212 | Wall Insulation | Wall Insulation | NonEquip | 20 |  | 0% | Tech/Econ | 10.6% | 0 | 0 | 0
Econ | Hospitals | Space Cooling | Packaged air conditioning units (RTUs) | TRC | Existing | NE4186 | Thermal Energy Storage | Thermal Energy Storage | NonEquip | 20 |  | 66.67% | Tech/Econ | 0% | 0.018416 | -0.00011089 | -1.4348e-06
Econ | Hospitals | Space Cooling | Packaged air conditioning units (RTUs) | TRC | Existing | NE4134 | Smart Thermostat | Smart Thermostat | NonEquip | 11 |  | 31.48% | Tech/Econ | 10% | 2247992.903 | 187.9026 | 0
Econ | Hospitals | Space Cooling | Packaged air conditioning units (RTUs) | TRC | Existing | NE3978 | Low U-Value Windows | Low U-Value Windows | NonEquip | 20 |  | 5.375% | Tech/Econ | 46% | 1629435.013 | 605.6658 | 0
Econ | Hospitals | Space Cooling | Packaged air conditioning units (RTUs) | TRC | Existing | NE3900 | HVAC tune-up_RTU | HVAC tune-up_RTU | NonEquip | 5 | Packaged air conditioning units (RTUs) | 94.56% | Tech/Econ | 5% | 3270502.317 | 1294.3541 | 0
Econ | Hospitals | Space Cooling | Packaged air conditioning units (RTUs) | TRC | Existing | NE3666 | Facility Energy Management System | Facility Energy Management System | NonEquip | 15 |  | 5.375% | Tech/Econ | 20% | 776119.097 | 114.8986 | 0
Econ | Hospitals | Space Cooling | Packaged air conditioning units (RTUs) | TRC | Existing | NE3406 | Dedicated Outdoor Air System on VRF unit | Dedicated Outdoor Air System on VRF unit | NonEquip | 15 | Residential-type central air conditioners | 0% | Tech/Econ | 17.5% | 0 | 0 | 0
Econ | Hospitals | Space Cooling | Packaged air conditioning units (RTUs) | TRC | Existing | NE3302 | Chilled Water System - Variable Speed Drives | Chilled Water System - Variable Speed Drives | NonEquip | 13 | Central chillers inside | 0% | Tech/Econ | 24.74% | 0 | 0 | 0
Econ | Hospitals | Space Cooling | Packaged air conditioning units (RTUs) | TRC | Existing | NE3198 | Ceiling Insulation(R2 to R38) | Ceiling Insulation(R2 to R38) | NonEquip | 20 |  | 0% | Tech/Econ | 2.096% | 0 | 0 | 0
Econ | Hospitals | Space Cooling | Packaged air conditioning units (RTUs) | TRC | Turnover | ET1176 | High Efficiency DX 135k- less than 240k BTU | High Efficiency DX 135k- less than 240k BTU | Equip | 15 | Packaged air conditioning units (RTUs) | 94.56% | Tech/Econ | 4.348% | 2642457.407 | 1092.6931 | 0
Econ | Hospitals | Space Cooling | Packaged air conditioning units (RTUs) | TRC | New | EN1202 | High Efficiency DX 135k- less than 240k BTU | High Efficiency DX 135k- less than 240k BTU | Equip | 15 | Packaged air conditioning units (RTUs) | 94.56% | Tech/Econ | 4.348% | 2820.334 | 1.1662 | 0
Econ | Hospitals | Interior Lighting | Overhead (fluorescent/LED/CFL U-shape) | TRC | New | NN3705 | Facility Energy Management System | Facility Energy Management System | NonEquip | 15 |  | 4.276% | Tech/Econ | 24% | 10601.5222 | 1.5695 | 1.3558
Econ | Hospitals | Interior Lighting | Overhead (fluorescent/LED/CFL U-shape) | TRC | Existing | NE3692 | Facility Energy Management System | Facility Energy Management System | NonEquip | 15 |  | 5.375% | Tech/Econ | 24% | 739599.5527 | 109.4922 | 94.5822
Econ | Hospitals | Interior Lighting | Overhead (fluorescent/LED/CFL U-shape) | TRC | Turnover | ET1761 | Premium T8 - Fixture Replacement | Premium T8 - Fixture Replacement | Equip | 8 | Overhead (fluorescent/LED/CFL U-shape) | 24.1% | Tech/Econ | 12.5% | 1704885.416 | 178.6578 | 165.7147
Econ | Hospitals | Interior Lighting | Overhead (fluorescent/LED/CFL U-shape) | TRC | New | EN1787 | Premium T8 - Fixture Replacement | Premium T8 - Fixture Replacement | Equip | 8 | Overhead (fluorescent/LED/CFL U-shape) | 0% | Tech/Econ | 12.5% | 0 | 0 | 0
Econ | Hospitals | Miscellaneous | Others | TRC | New | NN4537 | VSD Controlled Compressor | VSD Controlled Compressor | NonEquip | 15 | Others | 27.75% | Tech/Econ | 20.79% | 94847.1112 | 12.2974 | 10.3006
Econ | Hospitals | Miscellaneous | Others | TRC | Existing | NE4524 | VSD Controlled Compressor | VSD Controlled Compressor | NonEquip | 15 | Others | 5.549% | Tech/Econ | 20.79% | 1052749.35 | 136.4943 | 114.3311
Econ | Hospitals | Miscellaneous | Others | TRC | Turnover | ET1839 | Efficient Battery Charger | Efficient Battery Charger | Equip | 7 | Others | 17.92% | Tech/Econ | 13.68% | 2210661.231 | 1211.3212 | 0
Econ | Hospitals | Miscellaneous | Others | TRC | New | EN1865 | Efficient Battery Charger | Efficient Battery Charger | Equip | 7 | Others | 17.92% | Tech/Econ | 13.68% | 37974.4136 | 20.8079 | 0
Econ | Hospitals | Office Equipment | Other office | TRC | Turnover | ET2262 | Energy Star Uninterruptable Power Supply | Energy Star Uninterruptable Power Supply | Equip | 10 | Other office | 22.4% | Tech/Econ | 1.878% | 63196.7239 | 7.2142 | 7.2142
Econ | Hospitals | Office Equipment | Other office | TRC | New | EN2288 | Energy Star Uninterruptable Power Supply | Energy Star Uninterruptable Power Supply | Equip | 10 | Other office | 22.4% | Tech/Econ | 1.878% | 1138.7377 | 0.12999 | 0.12999
Econ | Hospitals | Miscellaneous | Medical equipment | TRC | New | NN4537 | VSD Controlled Compressor | VSD Controlled Compressor | NonEquip | 15 | Others | 0% | Tech/Econ | 20.79% | 0 | 0 | 0
Econ | Hospitals | Miscellaneous | Medical equipment | TRC | Existing | NE4524 | VSD Controlled Compressor | VSD Controlled Compressor | NonEquip | 15 | Others | 0% | Tech/Econ | 20.79% | 0 | 0 | 0
Econ | Hospitals | Refrigeration | Large cold storage | TRC | New | NN4849 | PSC to ECM Evaporator Fan Motor (Walk-In, Refrigerator) | PSC to ECM Evaporator Fan Motor (Walk-In, Refrigerator) | NonEquip | 15 | Walk-in cooler | 0% | Tech/Econ | 37.5% | 0 | 0 | 0
Econ | Hospitals | Refrigeration | Large cold storage | TRC | New | NN4823 | PSC to ECM Evaporator Fan Motor (Reach-In) | PSC to ECM Evaporator Fan Motor (Reach-In) | NonEquip | 15 | Display cases | 0% | Tech/Econ | 37.5% | 0 | 0 | 0
Econ | Hospitals | Refrigeration | Large cold storage | TRC | Existing | NE4836 | PSC to ECM Evaporator Fan Motor (Walk-In, Refrigerator) | PSC to ECM Evaporator Fan Motor (Walk-In, Refrigerator) | NonEquip | 15 | Walk-in cooler | 0% | Tech/Econ | 37.5% | 0 | 0 | 0
Econ | Hospitals | Refrigeration | Large cold storage | TRC | Existing | NE4810 | PSC to ECM Evaporator Fan Motor (Reach-In) | PSC to ECM Evaporator Fan Motor (Reach-In) | NonEquip | 15 | Display cases | 0% | Tech/Econ | 37.5% | 0 | 0 | 0
Econ | Hospitals | Miscellaneous | Laboratory equipment | TRC | New | NN4537 | VSD Controlled Compressor | VSD Controlled Compressor | NonEquip | 15 | Others | 0% | Tech/Econ | 20.79% | 0 | 0 | 0
Econ | Hospitals | Miscellaneous | Laboratory equipment | TRC | Existing | NE4524 | VSD Controlled Compressor | VSD Controlled Compressor | NonEquip | 15 | Others | 0% | Tech/Econ | 20.79% | 0 | 0 | 0
Econ | Hospitals | Space Heating | Individual room heating | TRC | New | NN4173 | Smart Thermostat | Smart Thermostat | NonEquip | 11 |  | 31.48% | Tech/Econ | 10% | 0 | 0 | 0
Econ | Hospitals | Space Heating | Individual room heating | TRC | New | NN3653 | Facility Energy Management System | Facility Energy Management System | NonEquip | 15 |  | 4.276% | Tech/Econ | 20% | 0 | 0 | 0
Econ | Hospitals | Space Heating | Individual room heating | TRC | New | NN3575 | ECM Motors on Furnaces | ECM Motors on Furnaces | NonEquip | 15 | Forced air furnace | 0% | Tech/Econ | 1.706% | 0 | 0 | 0
Econ | Hospitals | Space Heating | Individual room heating | TRC | New | NN3393 | Dedicated Outdoor Air System on VRF unit | Dedicated Outdoor Air System on VRF unit | NonEquip | 15 | Residential/split system heat pump | 0% | Tech/Econ | 10% | 0 | 0 | 0
Econ | Hospitals | Space Heating | Individual room heating | TRC | New | NN3185 | Ceiling Insulation(R2 to R38) | Ceiling Insulation(R2 to R38) | NonEquip | 20 |  | 0% | Tech/Econ | 2.59% | 0 | 0 | 0
Econ | Hospitals | Space Heating | Individual room heating | TRC | Existing | NE4238 | Wall Insulation | Wall Insulation | NonEquip | 20 |  | 0% | Tech/Econ | 2.11% | 0 | 0 | 0
Econ | Hospitals | Space Heating | Individual room heating | TRC | Existing | NE4160 | Smart Thermostat | Smart Thermostat | NonEquip | 11 |  | 31.48% | Tech/Econ | 10% | 0 | 0 | 0
Econ | Hospitals | Space Heating | Individual room heating | TRC | Existing | NE4004 | Low U-Value Windows | Low U-Value Windows | NonEquip | 20 |  | 5.375% | Tech/Econ | 46% | 0 | 0 | 0
Econ | Hospitals | Space Heating | Individual room heating | TRC | Existing | NE3640 | Facility Energy Management System | Facility Energy Management System | NonEquip | 15 |  | 5.375% | Tech/Econ | 20% | 0 | 0 | 0
Econ | Hospitals | Space Heating | Individual room heating | TRC | Existing | NE3562 | ECM Motors on Furnaces | ECM Motors on Furnaces | NonEquip | 15 | Forced air furnace | 0% | Tech/Econ | 1.706% | 0 | 0 | 0
Econ | Hospitals | Space Heating | Individual room heating | TRC | Existing | NE3380 | Dedicated Outdoor Air System on VRF unit | Dedicated Outdoor Air System on VRF unit | NonEquip | 15 | Residential/split system heat pump | 0% | Tech/Econ | 10% | 0 | 0 | 0
Econ | Hospitals | Space Heating | Individual room heating | TRC | Existing | NE3172 | Ceiling Insulation(R2 to R38) | Ceiling Insulation(R2 to R38) | NonEquip | 20 |  | 0% | Tech/Econ | 2.858% | 0 | 0 | 0
Econ | Hospitals | Space Cooling | Individual room air conditioners | TRC | New | NN4199 | Thermal Energy Storage | Thermal Energy Storage | NonEquip | 20 |  | 66.67% | Tech/Econ | 0% | 0 | 0 | 0
Econ | Hospitals | Space Cooling | Individual room air conditioners | TRC | New | NN4147 | Smart Thermostat | Smart Thermostat | NonEquip | 11 |  | 31.48% | Tech/Econ | 10% | 0 | 0 | 0
Econ | Hospitals | Space Cooling | Individual room air conditioners | TRC | New | NN3913 | HVAC tune-up_RTU | HVAC tune-up_RTU | NonEquip | 5 | Packaged air conditioning units (RTUs) | 0% | Tech/Econ | 5% | 0 | 0 | 0
Econ | Hospitals | Space Cooling | Individual room air conditioners | TRC | New | NN3679 | Facility Energy Management System | Facility Energy Management System | NonEquip | 15 |  | 4.276% | Tech/Econ | 20% | 0 | 0 | 0
Econ | Hospitals | Space Cooling | Individual room air conditioners | TRC | New | NN3419 | Dedicated Outdoor Air System on VRF unit | Dedicated Outdoor Air System on VRF unit | NonEquip | 15 | Residential-type central air conditioners | 0% | Tech/Econ | 17.5% | 0 | 0 | 0
Econ | Hospitals | Space Cooling | Individual room air conditioners | TRC | New | NN3315 | Chilled Water System - Variable Speed Drives | Chilled Water System - Variable Speed Drives | NonEquip | 13 | Central chillers inside | 0% | Tech/Econ | 24.74% | 0 | 0 | 0
Econ | Hospitals | Space Cooling | Individual room air conditioners | TRC | New | NN3211 | Ceiling Insulation(R2 to R38) | Ceiling Insulation(R2 to R38) | NonEquip | 20 |  | 0% | Tech/Econ | 2.096% | 0 | 0 | 0
Econ | Hospitals | Space Cooling | Individual room air conditioners | TRC | Existing | NE4212 | Wall Insulation | Wall Insulation | NonEquip | 20 |  | 0% | Tech/Econ | 10.6% | 0 | 0 | 0
Econ | Hospitals | Space Cooling | Individual room air conditioners | TRC | Existing | NE4186 | Thermal Energy Storage | Thermal Energy Storage | NonEquip | 20 |  | 66.67% | Tech/Econ | 0% | 0 | 0 | 0
Econ | Hospitals | Space Cooling | Individual room air conditioners | TRC | Existing | NE4134 | Smart Thermostat | Smart Thermostat | NonEquip | 11 |  | 31.48% | Tech/Econ | 10% | 0 | 0 | 0
Econ | Hospitals | Space Cooling | Individual room air conditioners | TRC | Existing | NE3978 | Low U-Value Windows | Low U-Value Windows | NonEquip | 20 |  | 5.375% | Tech/Econ | 46% | 0 | 0 | 0
Econ | Hospitals | Space Cooling | Individual room air conditioners | TRC | Existing | NE3900 | HVAC tune-up_RTU | HVAC tune-up_RTU | NonEquip | 5 | Packaged air conditioning units (RTUs) | 0% | Tech/Econ | 5% | 0 | 0 | 0
Econ | Hospitals | Space Cooling | Individual room air conditioners | TRC | Existing | NE3666 | Facility Energy Management System | Facility Energy Management System | NonEquip | 15 |  | 5.375% | Tech/Econ | 20% | 0 | 0 | 0
Econ | Hospitals | Space Cooling | Individual room air conditioners | TRC | Existing | NE3406 | Dedicated Outdoor Air System on VRF unit | Dedicated Outdoor Air System on VRF unit | NonEquip | 15 | Residential-type central air conditioners | 0% | Tech/Econ | 17.5% | 0 | 0 | 0
Econ | Hospitals | Space Cooling | Individual room air conditioners | TRC | Existing | NE3302 | Chilled Water System - Variable Speed Drives | Chilled Water System - Variable Speed Drives | NonEquip | 13 | Central chillers inside | 0% | Tech/Econ | 24.74% | 0 | 0 | 0
Econ | Hospitals | Space Cooling | Individual room air conditioners | TRC | Existing | NE3198 | Ceiling Insulation(R2 to R38) | Ceiling Insulation(R2 to R38) | NonEquip | 20 |  | 0% | Tech/Econ | 2.096% | 0 | 0 | 0
Econ | Hospitals | Interior Lighting | High bay | TRC | New | NN3705 | Facility Energy Management System | Facility Energy Management System | NonEquip | 15 |  | 4.276% | Tech/Econ | 24% | 12734.0279 | 1.8852 | 1.6285
Econ | Hospitals | Interior Lighting | High bay | TRC | Existing | NE3692 | Facility Energy Management System | Facility Energy Management System | NonEquip | 15 |  | 5.375% | Tech/Econ | 24% | 888370.6648 | 131.5166 | 113.6075
Econ | Hospitals | Space Heating | Forced air furnace | TRC | New | NN4173 | Smart Thermostat | Smart Thermostat | NonEquip | 11 |  | 31.48% | Tech/Econ | 10% | 4.0874 | 0 | 0.00010093
Econ | Hospitals | Space Heating | Forced air furnace | TRC | New | NN3653 | Facility Energy Management System | Facility Energy Management System | NonEquip | 15 |  | 4.276% | Tech/Econ | 20% | 1.1293 | 0 | 0.00014442
Econ | Hospitals | Space Heating | Forced air furnace | TRC | New | NN3575 | ECM Motors on Furnaces | ECM Motors on Furnaces | NonEquip | 15 | Forced air furnace | 47.78% | Tech/Econ | 1.706% | 1.0674 | 0 | 0.00016288
Econ | Hospitals | Space Heating | Forced air furnace | TRC | New | NN3393 | Dedicated Outdoor Air System on VRF unit | Dedicated Outdoor Air System on VRF unit | NonEquip | 15 | Residential/split system heat pump | 0% | Tech/Econ | 10% | 0 | 0 | 0
Econ | Hospitals | Space Heating | Forced air furnace | TRC | New | NN3185 | Ceiling Insulation(R2 to R38) | Ceiling Insulation(R2 to R38) | NonEquip | 20 |  | 0% | Tech/Econ | 2.59% | 0 | 0 | 0
Econ | Hospitals | Space Heating | Forced air furnace | TRC | Existing | NE4238 | Wall Insulation | Wall Insulation | NonEquip | 20 |  | 0% | Tech/Econ | 2.11% | 0 | 0 | 0
Econ | Hospitals | Space Heating | Forced air furnace | TRC | Existing | NE4160 | Smart Thermostat | Smart Thermostat | NonEquip | 11 |  | 31.48% | Tech/Econ | 10% | 226.3353 | 0 | 0.0055891
Econ | Hospitals | Space Heating | Forced air furnace | TRC | Existing | NE4004 | Low U-Value Windows | Low U-Value Windows | NonEquip | 20 |  | 5.375% | Tech/Econ | 46% | 172.1987 | 0 | 0.00071567
Econ | Hospitals | Space Heating | Forced air furnace | TRC | Existing | NE3640 | Facility Energy Management System | Facility Energy Management System | NonEquip | 15 |  | 5.375% | Tech/Econ | 20% | 78.7845 | 0 | 0.010075
Econ | Hospitals | Space Heating | Forced air furnace | TRC | Existing | NE3562 | ECM Motors on Furnaces | ECM Motors on Furnaces | NonEquip | 15 | Forced air furnace | 47.78% | Tech/Econ | 1.706% | 59.1074 | 0 | 0.0090192
Econ | Hospitals | Space Heating | Forced air furnace | TRC | Existing | NE3380 | Dedicated Outdoor Air System on VRF unit | Dedicated Outdoor Air System on VRF unit | NonEquip | 15 | Residential/split system heat pump | 0% | Tech/Econ | 10% | 0 | 0 | 0
Econ | Hospitals | Space Heating | Forced air furnace | TRC | Existing | NE3172 | Ceiling Insulation(R2 to R38) | Ceiling Insulation(R2 to R38) | NonEquip | 20 |  | 0% | Tech/Econ | 2.858% | 0 | 0 | 0
Econ | Hospitals | Miscellaneous | Elevators/Escalators | TRC | New | NN4537 | VSD Controlled Compressor | VSD Controlled Compressor | NonEquip | 15 | Others | 0% | Tech/Econ | 20.79% | 0 | 0 | 0
Econ | Hospitals | Miscellaneous | Elevators/Escalators | TRC | Existing | NE4524 | VSD Controlled Compressor | VSD Controlled Compressor | NonEquip | 15 | Others | 0% | Tech/Econ | 20.79% | 0 | 0 | 0
Econ | Hospitals | Space Cooling | District chilled water piped | TRC | New | NN4199 | Thermal Energy Storage | Thermal Energy Storage | NonEquip | 20 |  | 66.67% | Tech/Econ | 0% | 0 | 0 | 0
Econ | Hospitals | Space Cooling | District chilled water piped | TRC | New | NN4147 | Smart Thermostat | Smart Thermostat | NonEquip | 11 |  | 31.48% | Tech/Econ | 10% | 65326.9238 | 5.4605 | 0
Econ | Hospitals | Space Cooling | District chilled water piped | TRC | New | NN3913 | HVAC tune-up_RTU | HVAC tune-up_RTU | NonEquip | 5 | Packaged air conditioning units (RTUs) | 0% | Tech/Econ | 5% | 0 | 0 | 0
Econ | Hospitals | Space Cooling | District chilled water piped | TRC | New | NN3679 | Facility Energy Management System | Facility Energy Management System | NonEquip | 15 |  | 4.276% | Tech/Econ | 20% | 19562.0369 | 2.896 | 0
Econ | Hospitals | Space Cooling | District chilled water piped | TRC | New | NN3419 | Dedicated Outdoor Air System on VRF unit | Dedicated Outdoor Air System on VRF unit | NonEquip | 15 | Residential-type central air conditioners | 0% | Tech/Econ | 17.5% | 0 | 0 | 0
Econ | Hospitals | Space Cooling | District chilled water piped | TRC | New | NN3315 | Chilled Water System - Variable Speed Drives | Chilled Water System - Variable Speed Drives | NonEquip | 13 | Central chillers inside | 0% | Tech/Econ | 24.74% | 0 | 0 | 0
Econ | Hospitals | Space Cooling | District chilled water piped | TRC | New | NN3211 | Ceiling Insulation(R2 to R38) | Ceiling Insulation(R2 to R38) | NonEquip | 20 |  | 0% | Tech/Econ | 2.096% | 0 | 0 | 0
Econ | Hospitals | Space Cooling | District chilled water piped | TRC | Existing | NE4212 | Wall Insulation | Wall Insulation | NonEquip | 20 |  | 0% | Tech/Econ | 10.6% | 0 | 0 | 0
Econ | Hospitals | Space Cooling | District chilled water piped | TRC | Existing | NE4186 | Thermal Energy Storage | Thermal Energy Storage | NonEquip | 20 |  | 66.67% | Tech/Econ | 0% | 0.032105 | -0.00019331 | -2.5014e-06
Econ | Hospitals | Space Cooling | District chilled water piped | TRC | Existing | NE4134 | Smart Thermostat | Smart Thermostat | NonEquip | 11 |  | 31.48% | Tech/Econ | 10% | 3918991.907 | 327.5761 | 0
Econ | Hospitals | Space Cooling | District chilled water piped | TRC | Existing | NE3978 | Low U-Value Windows | Low U-Value Windows | NonEquip | 20 |  | 5.375% | Tech/Econ | 46% | 2981617.082 | 1108.2759 | 0
Econ | Hospitals | Space Cooling | District chilled water piped | TRC | Existing | NE3900 | HVAC tune-up_RTU | HVAC tune-up_RTU | NonEquip | 5 | Packaged air conditioning units (RTUs) | 0% | Tech/Econ | 5% | 0 | 0 | 0
Econ | Hospitals | Space Cooling | District chilled water piped | TRC | Existing | NE3666 | Facility Energy Management System | Facility Energy Management System | NonEquip | 15 |  | 5.375% | Tech/Econ | 20% | 1364716.636 | 202.036 | 0
Econ | Hospitals | Space Cooling | District chilled water piped | TRC | Existing | NE3406 | Dedicated Outdoor Air System on VRF unit | Dedicated Outdoor Air System on VRF unit | NonEquip | 15 | Residential-type central air conditioners | 0% | Tech/Econ | 17.5% | 0 | 0 | 0
Econ | Hospitals | Space Cooling | District chilled water piped | TRC | Existing | NE3302 | Chilled Water System - Variable Speed Drives | Chilled Water System - Variable Speed Drives | NonEquip | 13 | Central chillers inside | 0% | Tech/Econ | 24.74% | 0 | 0 | 0
Econ | Hospitals | Space Cooling | District chilled water piped | TRC | Existing | NE3198 | Ceiling Insulation(R2 to R38) | Ceiling Insulation(R2 to R38) | NonEquip | 20 |  | 0% | Tech/Econ | 2.096% | 0 | 0 | 0
Econ | Hospitals | Space Cooling | District chilled water piped | TRC | Turnover | ET942 | High Efficiency Chiller (Air Cooled, 50 tons) | High Efficiency Chiller (Air Cooled, 50 tons) | Equip | 20 | District chilled water piped | 31.91% | Tech/Econ | 8.759% | 3650819.05 | 994.4779 | 45.2582
Econ | Hospitals | Space Cooling | District chilled water piped | TRC | Turnover | ET1098 | High Efficiency Chiller (Water cooled-positive displacement, 100 tons) | High Efficiency Chiller (Water cooled-positive displacement, 100 tons) | Equip | 20 | District chilled water piped | 31.91% | Tech/Econ | 2.683% | 1075303.019 | 405.1854 | 0.78703
Econ | Hospitals | Space Cooling | District chilled water piped | TRC | Turnover | ET1020 | High Efficiency Chiller (Water cooled-centrifugal, 200 tons) | High Efficiency Chiller (Water cooled-centrifugal, 200 tons) | Equip | 20 | District chilled water piped | 31.91% | Tech/Econ | 4.362% | 1843935.564 | 694.8142 | 1.3496
Econ | Hospitals | Space Cooling | District chilled water piped | TRC | New | EN968 | High Efficiency Chiller (Air Cooled, 50 tons) | High Efficiency Chiller (Air Cooled, 50 tons) | Equip | 20 | District chilled water piped | 31.91% | Tech/Econ | 8.759% | 65783.8714 | 17.9194 | 0.8155
Econ | Hospitals | Space Cooling | District chilled water piped | TRC | New | EN1124 | High Efficiency Chiller (Water cooled-positive displacement, 100 tons) | High Efficiency Chiller (Water cooled-positive displacement, 100 tons) | Equip | 20 | District chilled water piped | 31.91% | Tech/Econ | 2.683% | 19418.8737 | 7.3172 | 0.014213
Econ | Hospitals | Space Cooling | District chilled water piped | TRC | New | EN1046 | High Efficiency Chiller (Water cooled-centrifugal, 200 tons) | High Efficiency Chiller (Water cooled-centrifugal, 200 tons) | Equip | 20 | District chilled water piped | 31.91% | Tech/Econ | 4.362% | 33225.7547 | 12.5198 | 0.024318
Econ | Hospitals | Refrigeration | Display cases | TRC | New | NN4849 | PSC to ECM Evaporator Fan Motor (Walk-In, Refrigerator) | PSC to ECM Evaporator Fan Motor (Walk-In, Refrigerator) | NonEquip | 15 | Walk-in cooler | 0% | Tech/Econ | 37.5% | 0 | 0 | 0
Econ | Hospitals | Refrigeration | Display cases | TRC | New | NN4823 | PSC to ECM Evaporator Fan Motor (Reach-In) | PSC to ECM Evaporator Fan Motor (Reach-In) | NonEquip | 15 | Display cases | 68.68% | Tech/Econ | 37.5% | 6003.3122 | 0.77836 | 0.65197
Econ | Hospitals | Refrigeration | Display cases | TRC | Existing | NE4836 | PSC to ECM Evaporator Fan Motor (Walk-In, Refrigerator) | PSC to ECM Evaporator Fan Motor (Walk-In, Refrigerator) | NonEquip | 15 | Walk-in cooler | 0% | Tech/Econ | 37.5% | 0 | 0 | 0
Econ | Hospitals | Refrigeration | Display cases | TRC | Existing | NE4810 | PSC to ECM Evaporator Fan Motor (Reach-In) | PSC to ECM Evaporator Fan Motor (Reach-In) | NonEquip | 15 | Display cases | 17.17% | Tech/Econ | 37.5% | 83291.7168 | 10.7992 | 9.0457
Econ | Hospitals | Refrigeration | Display cases | TRC | Turnover | ET2457 | Energy Star Commercial Solid Door Refrigerator | Energy Star Commercial Solid Door Refrigerator | Equip | 12 | Display cases | 0% | Tech/Econ | 50.28% | 0 | 0 | 0
Econ | Hospitals | Refrigeration | Display cases | TRC | New | EN2483 | Energy Star Commercial Solid Door Refrigerator | Energy Star Commercial Solid Door Refrigerator | Equip | 12 | Display cases | 0% | Tech/Econ | 50.28% | 0 | 0 | 0
Econ | Hospitals | Cooking | Cooking Other | TRC | Turnover | ET6 | Efficient Exhaust Hood | Efficient Exhaust Hood | Equip | 15 | Cooking Other | 11.82% | Tech/Econ | 42.5% | 236382.3237 | 51.6778 | 20.2834
Econ | Hospitals | Cooking | Cooking Other | TRC | Turnover | ET162 | Energy Star Hot Food Holding Cabinet | Energy Star Hot Food Holding Cabinet | Equip | 12 | Cooking Other | 26.95% | Tech/Econ | 52.67% | 634315.0799 | 116.8168 | 56.5242
Econ | Hospitals | Cooking | Cooking Other | TRC | New | EN32 | Efficient Exhaust Hood | Efficient Exhaust Hood | Equip | 15 | Cooking Other | 11.82% | Tech/Econ | 42.5% | 4259.3578 | 0.93118 | 0.36549
Econ | Hospitals | Cooking | Cooking Other | TRC | New | EN188 | Energy Star Hot Food Holding Cabinet | Energy Star Hot Food Holding Cabinet | Equip | 12 | Cooking Other | 26.95% | Tech/Econ | 52.67% | 11429.6823 | 2.1049 | 1.0185
Econ | Hospitals | Domestic Hot Water | Centralized water heaters | TRC | Turnover | ET435 | Solar Water Heater | Solar Water Heater | Equip | 15 | Centralized water heaters | 4.728% | Tech/Econ | 76.67% | 145311.4504 | 10.8609 | 1.5248
Econ | Hospitals | Domestic Hot Water | Centralized water heaters | TRC | New | EN461 | Solar Water Heater | Solar Water Heater | Equip | 15 | Centralized water heaters | 4.728% | Tech/Econ | 76.67% | 2618.3576 | 0.1957 | 0.027475
Econ | Hospitals | Space Cooling | Central chillers inside | TRC | New | NN4199 | Thermal Energy Storage | Thermal Energy Storage | NonEquip | 20 |  | 66.67% | Tech/Econ | 0% | 0 | 0 | 0
Econ | Hospitals | Space Cooling | Central chillers inside | TRC | New | NN4147 | Smart Thermostat | Smart Thermostat | NonEquip | 11 |  | 31.48% | Tech/Econ | 10% | 31963.3613 | 2.6717 | 0
Econ | Hospitals | Space Cooling | Central chillers inside | TRC | New | NN3913 | HVAC tune-up_RTU | HVAC tune-up_RTU | NonEquip | 5 | Packaged air conditioning units (RTUs) | 0% | Tech/Econ | 5% | 0 | 0 | 0
Econ | Hospitals | Space Cooling | Central chillers inside | TRC | New | NN3679 | Facility Energy Management System | Facility Energy Management System | NonEquip | 15 |  | 4.276% | Tech/Econ | 20% | 9673.2031 | 1.432 | 0
Econ | Hospitals | Space Cooling | Central chillers inside | TRC | New | NN3419 | Dedicated Outdoor Air System on VRF unit | Dedicated Outdoor Air System on VRF unit | NonEquip | 15 | Residential-type central air conditioners | 0% | Tech/Econ | 17.5% | 0 | 0 | 0
Econ | Hospitals | Space Cooling | Central chillers inside | TRC | New | NN3315 | Chilled Water System - Variable Speed Drives | Chilled Water System - Variable Speed Drives | NonEquip | 13 | Central chillers inside | 73.99% | Tech/Econ | 24.74% | 11704.1907 | 1.2788 | 0.057345
Econ | Hospitals | Space Cooling | Central chillers inside | TRC | New | NN3211 | Ceiling Insulation(R2 to R38) | Ceiling Insulation(R2 to R38) | NonEquip | 20 |  | 0% | Tech/Econ | 2.096% | 0 | 0 | 0
Econ | Hospitals | Space Cooling | Central chillers inside | TRC | Existing | NE4212 | Wall Insulation | Wall Insulation | NonEquip | 20 |  | 0% | Tech/Econ | 10.6% | 0 | 0 | 0
Econ | Hospitals | Space Cooling | Central chillers inside | TRC | Existing | NE4186 | Thermal Energy Storage | Thermal Energy Storage | NonEquip | 20 |  | 66.67% | Tech/Econ | 0% | 0.015876 | -9.5591e-05 | -1.2369e-06
Econ | Hospitals | Space Cooling | Central chillers inside | TRC | Existing | NE4134 | Smart Thermostat | Smart Thermostat | NonEquip | 11 |  | 31.48% | Tech/Econ | 10% | 1583166.533 | 132.3319 | 0
Econ | Hospitals | Space Cooling | Central chillers inside | TRC | Existing | NE3978 | Low U-Value Windows | Low U-Value Windows | NonEquip | 20 |  | 5.375% | Tech/Econ | 46% | 1204492.505 | 447.7134 | 0
Econ | Hospitals | Space Cooling | Central chillers inside | TRC | Existing | NE3900 | HVAC tune-up_RTU | HVAC tune-up_RTU | NonEquip | 5 | Packaged air conditioning units (RTUs) | 0% | Tech/Econ | 5% | 0 | 0 | 0
Econ | Hospitals | Space Cooling | Central chillers inside | TRC | Existing | NE3666 | Facility Energy Management System | Facility Energy Management System | NonEquip | 15 |  | 5.375% | Tech/Econ | 20% | 674836.738 | 99.9045 | 0
Econ | Hospitals | Space Cooling | Central chillers inside | TRC | Existing | NE3406 | Dedicated Outdoor Air System on VRF unit | Dedicated Outdoor Air System on VRF unit | NonEquip | 15 | Residential-type central air conditioners | 0% | Tech/Econ | 17.5% | 0 | 0 | 0
Econ | Hospitals | Space Cooling | Central chillers inside | TRC | Existing | NE3302 | Chilled Water System - Variable Speed Drives | Chilled Water System - Variable Speed Drives | NonEquip | 13 | Central chillers inside | 73.99% | Tech/Econ | 24.74% | 11269797.94 | 1231.2903 | 55.2163
Econ | Hospitals | Space Cooling | Central chillers inside | TRC | Existing | NE3198 | Ceiling Insulation(R2 to R38) | Ceiling Insulation(R2 to R38) | NonEquip | 20 |  | 0% | Tech/Econ | 2.096% | 0 | 0 | 0
Econ | Hospitals | Space Cooling | Central chillers inside | TRC | Turnover | ET981 | High Efficiency Chiller (Water cooled-centrifugal, 200 tons) | High Efficiency Chiller (Water cooled-centrifugal, 200 tons) | Equip | 20 | Central chillers inside | 31.91% | Tech/Econ | 4.362% | 911805.0084 | 343.5777 | 0.66736
Econ | Hospitals | Space Cooling | Central chillers inside | TRC | Turnover | ET903 | High Efficiency Chiller (Air Cooled, 50 tons) | High Efficiency Chiller (Air Cooled, 50 tons) | Equip | 20 | Central chillers inside | 31.91% | Tech/Econ | 8.759% | 1805288.191 | 491.7579 | 22.3796
Econ | Hospitals | Space Cooling | Central chillers inside | TRC | Turnover | ET1059 | High Efficiency Chiller (Water cooled-positive displacement, 100 tons) | High Efficiency Chiller (Water cooled-positive displacement, 100 tons) | Equip | 20 | Central chillers inside | 31.91% | Tech/Econ | 2.683% | 531725.0205 | 200.3596 | 0.38918
Econ | Hospitals | Space Cooling | Central chillers inside | TRC | New | EN929 | High Efficiency Chiller (Air Cooled, 50 tons) | High Efficiency Chiller (Air Cooled, 50 tons) | Equip | 20 | Central chillers inside | 31.91% | Tech/Econ | 8.759% | 32529.3706 | 8.861 | 0.40326
Econ | Hospitals | Space Cooling | Central chillers inside | TRC | New | EN1085 | High Efficiency Chiller (Water cooled-positive displacement, 100 tons) | High Efficiency Chiller (Water cooled-positive displacement, 100 tons) | Equip | 20 | Central chillers inside | 31.91% | Tech/Econ | 2.683% | 9602.4106 | 3.6183 | 0.0070281
Econ | Hospitals | Space Cooling | Central chillers inside | TRC | New | EN1007 | High Efficiency Chiller (Water cooled-centrifugal, 200 tons) | High Efficiency Chiller (Water cooled-centrifugal, 200 tons) | Equip | 20 | Central chillers inside | 31.91% | Tech/Econ | 4.362% | 16429.755 | 6.1909 | 0.012025
Econ | Hospitals | Interior Lighting | case lighting | TRC | New | NN3705 | Facility Energy Management System | Facility Energy Management System | NonEquip | 15 |  | 4.276% | Tech/Econ | 24% | 31.1809 | 0.0046161 | 0.0039875
Econ | Hospitals | Interior Lighting | case lighting | TRC | Existing | NE3692 | Facility Energy Management System | Facility Energy Management System | NonEquip | 15 |  | 5.375% | Tech/Econ | 24% | 2175.2928 | 0.32204 | 0.27818
Econ | Hospitals | Space Heating | Boilers | TRC | New | NN4173 | Smart Thermostat | Smart Thermostat | NonEquip | 11 |  | 31.48% | Tech/Econ | 10% | 25.1958 | 0 | 0.00062218
Econ | Hospitals | Space Heating | Boilers | TRC | New | NN3653 | Facility Energy Management System | Facility Energy Management System | NonEquip | 15 |  | 4.276% | Tech/Econ | 20% | 6.9046 | 0 | 0.00088299
Econ | Hospitals | Space Heating | Boilers | TRC | New | NN3575 | ECM Motors on Furnaces | ECM Motors on Furnaces | NonEquip | 15 | Forced air furnace | 0% | Tech/Econ | 1.706% | 0 | 0 | 0
Econ | Hospitals | Space Heating | Boilers | TRC | New | NN3393 | Dedicated Outdoor Air System on VRF unit | Dedicated Outdoor Air System on VRF unit | NonEquip | 15 | Residential/split system heat pump | 0% | Tech/Econ | 10% | 0 | 0 | 0
Econ | Hospitals | Space Heating | Boilers | TRC | New | NN3185 | Ceiling Insulation(R2 to R38) | Ceiling Insulation(R2 to R38) | NonEquip | 20 |  | 0% | Tech/Econ | 2.59% | 0 | 0 | 0
Econ | Hospitals | Space Heating | Boilers | TRC | Existing | NE4238 | Wall Insulation | Wall Insulation | NonEquip | 20 |  | 0% | Tech/Econ | 2.11% | 0 | 0 | 0
Econ | Hospitals | Space Heating | Boilers | TRC | Existing | NE4160 | Smart Thermostat | Smart Thermostat | NonEquip | 11 |  | 31.48% | Tech/Econ | 10% | 1395.1968 | 0 | 0.034453
Econ | Hospitals | Space Heating | Boilers | TRC | Existing | NE4004 | Low U-Value Windows | Low U-Value Windows | NonEquip | 20 |  | 5.375% | Tech/Econ | 46% | 1061.4829 | 0 | 0.0044116
Econ | Hospitals | Space Heating | Boilers | TRC | Existing | NE3640 | Facility Energy Management System | Facility Energy Management System | NonEquip | 15 |  | 5.375% | Tech/Econ | 20% | 481.6914 | 0 | 0.0616
Econ | Hospitals | Space Heating | Boilers | TRC | Existing | NE3562 | ECM Motors on Furnaces | ECM Motors on Furnaces | NonEquip | 15 | Forced air furnace | 0% | Tech/Econ | 1.706% | 0 | 0 | 0
Econ | Hospitals | Space Heating | Boilers | TRC | Existing | NE3380 | Dedicated Outdoor Air System on VRF unit | Dedicated Outdoor Air System on VRF unit | NonEquip | 15 | Residential/split system heat pump | 0% | Tech/Econ | 10% | 0 | 0 | 0
Econ | Hospitals | Space Heating | Boilers | TRC | Existing | NE3172 | Ceiling Insulation(R2 to R38) | Ceiling Insulation(R2 to R38) | NonEquip | 20 |  | 0% | Tech/Econ | 2.858% | 0 | 0 | 0
Econ | Institutional | Refrigeration | Walk-in cooler | TRC | New | NN4850 | PSC to ECM Evaporator Fan Motor (Walk-In, Refrigerator) | PSC to ECM Evaporator Fan Motor (Walk-In, Refrigerator) | NonEquip | 15 | Walk-in cooler | 0% | Tech/Econ | 37.5% | 0 | 0 | 0
Econ | Institutional | Refrigeration | Walk-in cooler | TRC | New | NN4824 | PSC to ECM Evaporator Fan Motor (Reach-In) | PSC to ECM Evaporator Fan Motor (Reach-In) | NonEquip | 15 | Display cases | 0% | Tech/Econ | 37.5% | 0 | 0 | 0
Econ | Institutional | Refrigeration | Walk-in cooler | TRC | Existing | NE4837 | PSC to ECM Evaporator Fan Motor (Walk-In, Refrigerator) | PSC to ECM Evaporator Fan Motor (Walk-In, Refrigerator) | NonEquip | 15 | Walk-in cooler | 0% | Tech/Econ | 37.5% | 0 | 0 | 0
Econ | Institutional | Refrigeration | Walk-in cooler | TRC | Existing | NE4811 | PSC to ECM Evaporator Fan Motor (Reach-In) | PSC to ECM Evaporator Fan Motor (Reach-In) | NonEquip | 15 | Display cases | 0% | Tech/Econ | 37.5% | 0 | 0 | 0
Econ | Institutional | Refrigeration | Vending and ice makers | TRC | New | NN4850 | PSC to ECM Evaporator Fan Motor (Walk-In, Refrigerator) | PSC to ECM Evaporator Fan Motor (Walk-In, Refrigerator) | NonEquip | 15 | Walk-in cooler | 0% | Tech/Econ | 37.5% | 0 | 0 | 0
Econ | Institutional | Refrigeration | Vending and ice makers | TRC | New | NN4824 | PSC to ECM Evaporator Fan Motor (Reach-In) | PSC to ECM Evaporator Fan Motor (Reach-In) | NonEquip | 15 | Display cases | 0% | Tech/Econ | 37.5% | 0 | 0 | 0
Econ | Institutional | Refrigeration | Vending and ice makers | TRC | Existing | NE4837 | PSC to ECM Evaporator Fan Motor (Walk-In, Refrigerator) | PSC to ECM Evaporator Fan Motor (Walk-In, Refrigerator) | NonEquip | 15 | Walk-in cooler | 0% | Tech/Econ | 37.5% | 0 | 0 | 0
Econ | Institutional | Refrigeration | Vending and ice makers | TRC | Existing | NE4811 | PSC to ECM Evaporator Fan Motor (Reach-In) | PSC to ECM Evaporator Fan Motor (Reach-In) | NonEquip | 15 | Display cases | 0% | Tech/Econ | 37.5% | 0 | 0 | 0
Econ | Institutional | Space Cooling | Residential-type central air conditioners | TRC | New | NN4200 | Thermal Energy Storage | Thermal Energy Storage | NonEquip | 20 |  | 33.33% | Tech/Econ | 0% | 0 | 0 | 0
Econ | Institutional | Space Cooling | Residential-type central air conditioners | TRC | New | NN4148 | Smart Thermostat | Smart Thermostat | NonEquip | 11 |  | 31.48% | Tech/Econ | 10% | 227.6704 | 0.0027033 | 0
Econ | Institutional | Space Cooling | Residential-type central air conditioners | TRC | New | NN3316 | Chilled Water System - Variable Speed Drives | Chilled Water System - Variable Speed Drives | NonEquip | 13 | Central chillers inside | 0% | Tech/Econ | 24.74% | 0 | 0 | 0
Econ | Institutional | Space Cooling | Residential-type central air conditioners | TRC | New | NN3212 | Ceiling Insulation(R2 to R38) | Ceiling Insulation(R2 to R38) | NonEquip | 20 |  | 0% | Tech/Econ | 3.028% | 0 | 0 | 0
Econ | Institutional | Space Cooling | Residential-type central air conditioners | TRC | Existing | NE4213 | Wall Insulation | Wall Insulation | NonEquip | 20 |  | 0% | Tech/Econ | 18.13% | 0 | 0 | 0
Econ | Institutional | Space Cooling | Residential-type central air conditioners | TRC | Existing | NE4187 | Thermal Energy Storage | Thermal Energy Storage | NonEquip | 20 |  | 33.33% | Tech/Econ | 0% | 1.096e-05 | -6.5995e-08 | -8.5395e-10
Econ | Institutional | Space Cooling | Residential-type central air conditioners | TRC | Existing | NE4135 | Smart Thermostat | Smart Thermostat | NonEquip | 11 |  | 31.48% | Tech/Econ | 10% | 12343.4804 | 0.14656 | 0
Econ | Institutional | Space Cooling | Residential-type central air conditioners | TRC | Existing | NE3979 | Low U-Value Windows | Low U-Value Windows | NonEquip | 20 |  | 5.017% | Tech/Econ | 46% | 9263.6347 | 3.4433 | 0
Econ | Institutional | Space Cooling | Residential-type central air conditioners | TRC | Existing | NE3303 | Chilled Water System - Variable Speed Drives | Chilled Water System - Variable Speed Drives | NonEquip | 13 | Central chillers inside | 0% | Tech/Econ | 24.74% | 0 | 0 | 0
Econ | Institutional | Space Cooling | Residential-type central air conditioners | TRC | Existing | NE3199 | Ceiling Insulation(R2 to R38) | Ceiling Insulation(R2 to R38) | NonEquip | 20 |  | 0% | Tech/Econ | 3.028% | 0 | 0 | 0
Econ | Institutional | Space Cooling | Residential-type central air conditioners | TRC | Turnover | ET1294 | High Efficiency PTHP | High Efficiency PTHP | Equip | 15 | Residential-type central air conditioners | 49.09% | Tech/Econ | 23.64% | 52696.4263 | 26.2095 | 0
Econ | Institutional | Space Cooling | Residential-type central air conditioners | TRC | Turnover | ET1255 | High Efficiency PTAC | High Efficiency PTAC | Equip | 15 | Residential-type central air conditioners | 0% | Tech/Econ | 23.64% | 0 | 0 | 0
Econ | Institutional | Space Cooling | Residential-type central air conditioners | TRC | New | EN1320 | High Efficiency PTHP | High Efficiency PTHP | Equip | 15 | Residential-type central air conditioners | 49.09% | Tech/Econ | 23.64% | 949.5335 | 0.47227 | 0
Econ | Institutional | Space Cooling | Residential-type central air conditioners | TRC | New | EN1281 | High Efficiency PTAC | High Efficiency PTAC | Equip | 15 | Residential-type central air conditioners | 0% | Tech/Econ | 23.64% | 0 | 0 | 0
Econ | Institutional | Space Heating | Residential/split system heat pump | TRC | New | NN4174 | Smart Thermostat | Smart Thermostat | NonEquip | 11 |  | 31.48% | Tech/Econ | 10% | 226.5572 | 0 | -0.037226
Econ | Institutional | Space Heating | Residential/split system heat pump | TRC | New | NN3186 | Ceiling Insulation(R2 to R38) | Ceiling Insulation(R2 to R38) | NonEquip | 20 |  | 0% | Tech/Econ | 3.742% | 0 | 0 | 0
Econ | Institutional | Space Heating | Residential/split system heat pump | TRC | Existing | NE4239 | Wall Insulation | Wall Insulation | NonEquip | 20 |  | 0% | Tech/Econ | 3.61% | 0 | 0 | 0
Econ | Institutional | Space Heating | Residential/split system heat pump | TRC | Existing | NE4161 | Smart Thermostat | Smart Thermostat | NonEquip | 11 |  | 31.48% | Tech/Econ | 10% | 12283.1246 | 0 | -2.0183
Econ | Institutional | Space Heating | Residential/split system heat pump | TRC | Existing | NE4005 | Low U-Value Windows | Low U-Value Windows | NonEquip | 20 |  | 5.017% | Tech/Econ | 46% | 9218.3383 | 0 | 0.038312
Econ | Institutional | Space Heating | Residential/split system heat pump | TRC | Existing | NE3173 | Ceiling Insulation(R2 to R38) | Ceiling Insulation(R2 to R38) | NonEquip | 20 |  | 0% | Tech/Econ | 4.129% | 0 | 0 | 0
Econ | Institutional | Space Heating | Residential/split system heat pump | TRC | Turnover | ET1333 | High Efficiency PTHP | High Efficiency PTHP | Equip | 15 | Residential/split system heat pump | 49.09% | Tech/Econ | 9.375% | 19272.5007 | 0 | 0.0035097
Econ | Institutional | Space Heating | Residential/split system heat pump | TRC | New | EN1359 | High Efficiency PTHP | High Efficiency PTHP | Equip | 15 | Residential/split system heat pump | 49.09% | Tech/Econ | 9.375% | 347.2699 | 0 | 6.324e-05
Econ | Institutional | Refrigeration | Residential style | TRC | New | NN4850 | PSC to ECM Evaporator Fan Motor (Walk-In, Refrigerator) | PSC to ECM Evaporator Fan Motor (Walk-In, Refrigerator) | NonEquip | 15 | Walk-in cooler | 0% | Tech/Econ | 37.5% | 0 | 0 | 0
Econ | Institutional | Refrigeration | Residential style | TRC | New | NN4824 | PSC to ECM Evaporator Fan Motor (Reach-In) | PSC to ECM Evaporator Fan Motor (Reach-In) | NonEquip | 15 | Display cases | 0% | Tech/Econ | 37.5% | 0 | 0 | 0
Econ | Institutional | Refrigeration | Residential style | TRC | Existing | NE4837 | PSC to ECM Evaporator Fan Motor (Walk-In, Refrigerator) | PSC to ECM Evaporator Fan Motor (Walk-In, Refrigerator) | NonEquip | 15 | Walk-in cooler | 0% | Tech/Econ | 37.5% | 0 | 0 | 0
Econ | Institutional | Refrigeration | Residential style | TRC | Existing | NE4811 | PSC to ECM Evaporator Fan Motor (Reach-In) | PSC to ECM Evaporator Fan Motor (Reach-In) | NonEquip | 15 | Display cases | 0% | Tech/Econ | 37.5% | 0 | 0 | 0
Econ | Institutional | Miscellaneous | Pool pump | TRC | New | NN4538 | VSD Controlled Compressor | VSD Controlled Compressor | NonEquip | 15 | Others | 0% | Tech/Econ | 20.79% | 0 | 0 | 0
Econ | Institutional | Miscellaneous | Pool pump | TRC | Existing | NE4525 | VSD Controlled Compressor | VSD Controlled Compressor | NonEquip | 15 | Others | 0% | Tech/Econ | 20.79% | 0 | 0 | 0
Econ | Institutional | Miscellaneous | Pool pump | TRC | Turnover | ET2110 | Variable Speed Pool Pump | Variable Speed Pool Pump | Equip | 10 | Pool pump | 0% | Tech/Econ | 64.36% | 0 | 0 | 0
Econ | Institutional | Miscellaneous | Pool pump | TRC | Turnover | ET1996 | Solar Pool Heater | Solar Pool Heater | Equip | 15 | Pool pump | 0% | Tech/Econ | 86.11% | 0 | 0 | 0
Econ | Institutional | Miscellaneous | Pool pump | TRC | New | EN2134 | Variable Speed Pool Pump | Variable Speed Pool Pump | Equip | 10 | Pool pump | 0% | Tech/Econ | 64.36% | 0 | 0 | 0
Econ | Institutional | Miscellaneous | Pool pump | TRC | New | EN2022 | Solar Pool Heater | Solar Pool Heater | Equip | 15 | Pool pump | 0% | Tech/Econ | 86.11% | 0 | 0 | 0
Econ | Institutional | Space Heating | Packaged central unit | TRC | New | NN4174 | Smart Thermostat | Smart Thermostat | NonEquip | 11 |  | 31.48% | Tech/Econ | 10% | 425.0659 | 0 | -0.069844
Econ | Institutional | Space Heating | Packaged central unit | TRC | New | NN3186 | Ceiling Insulation(R2 to R38) | Ceiling Insulation(R2 to R38) | NonEquip | 20 |  | 0% | Tech/Econ | 3.742% | 0 | 0 | 0
Econ | Institutional | Space Heating | Packaged central unit | TRC | Existing | NE4239 | Wall Insulation | Wall Insulation | NonEquip | 20 |  | 0% | Tech/Econ | 3.61% | 0 | 0 | 0
Econ | Institutional | Space Heating | Packaged central unit | TRC | Existing | NE4161 | Smart Thermostat | Smart Thermostat | NonEquip | 11 |  | 31.48% | Tech/Econ | 10% | 23045.5632 | 0 | -3.7867
Econ | Institutional | Space Heating | Packaged central unit | TRC | Existing | NE4005 | Low U-Value Windows | Low U-Value Windows | NonEquip | 20 |  | 5.017% | Tech/Econ | 46% | 17295.4199 | 0 | 0.071881
Econ | Institutional | Space Heating | Packaged central unit | TRC | Existing | NE3173 | Ceiling Insulation(R2 to R38) | Ceiling Insulation(R2 to R38) | NonEquip | 20 |  | 0% | Tech/Econ | 4.129% | 0 | 0 | 0
Econ | Institutional | Space Cooling | Packaged air conditioning units (RTUs) | TRC | New | NN4200 | Thermal Energy Storage | Thermal Energy Storage | NonEquip | 20 |  | 33.33% | Tech/Econ | 0% | 0 | 0 | 0
Econ | Institutional | Space Cooling | Packaged air conditioning units (RTUs) | TRC | New | NN4148 | Smart Thermostat | Smart Thermostat | NonEquip | 11 |  | 31.48% | Tech/Econ | 10% | 48185.9531 | 0.57215 | 0
Econ | Institutional | Space Cooling | Packaged air conditioning units (RTUs) | TRC | New | NN3316 | Chilled Water System - Variable Speed Drives | Chilled Water System - Variable Speed Drives | NonEquip | 13 | Central chillers inside | 0% | Tech/Econ | 24.74% | 0 | 0 | 0
Econ | Institutional | Space Cooling | Packaged air conditioning units (RTUs) | TRC | New | NN3212 | Ceiling Insulation(R2 to R38) | Ceiling Insulation(R2 to R38) | NonEquip | 20 |  | 0% | Tech/Econ | 3.028% | 0 | 0 | 0
Econ | Institutional | Space Cooling | Packaged air conditioning units (RTUs) | TRC | Existing | NE4213 | Wall Insulation | Wall Insulation | NonEquip | 20 |  | 0% | Tech/Econ | 18.13% | 0 | 0 | 0
Econ | Institutional | Space Cooling | Packaged air conditioning units (RTUs) | TRC | Existing | NE4187 | Thermal Energy Storage | Thermal Energy Storage | NonEquip | 20 |  | 33.33% | Tech/Econ | 0% | 0.0023197 | -1.3968e-05 | -1.8074e-07
Econ | Institutional | Space Cooling | Packaged air conditioning units (RTUs) | TRC | Existing | NE4135 | Smart Thermostat | Smart Thermostat | NonEquip | 11 |  | 31.48% | Tech/Econ | 10% | 2612471.219 | 31.0201 | 0
Econ | Institutional | Space Cooling | Packaged air conditioning units (RTUs) | TRC | Existing | NE3979 | Low U-Value Windows | Low U-Value Windows | NonEquip | 20 |  | 5.017% | Tech/Econ | 46% | 1960628.455 | 728.7714 | 0
Econ | Institutional | Space Cooling | Packaged air conditioning units (RTUs) | TRC | Existing | NE3303 | Chilled Water System - Variable Speed Drives | Chilled Water System - Variable Speed Drives | NonEquip | 13 | Central chillers inside | 0% | Tech/Econ | 24.74% | 0 | 0 | 0
Econ | Institutional | Space Cooling | Packaged air conditioning units (RTUs) | TRC | Existing | NE3199 | Ceiling Insulation(R2 to R38) | Ceiling Insulation(R2 to R38) | NonEquip | 20 |  | 0% | Tech/Econ | 3.028% | 0 | 0 | 0
Econ | Institutional | Miscellaneous | Others | TRC | New | NN4538 | VSD Controlled Compressor | VSD Controlled Compressor | NonEquip | 15 | Others | 27.75% | Tech/Econ | 20.79% | 74419.1785 | 11.2212 | 5.252
Econ | Institutional | Miscellaneous | Others | TRC | Existing | NE4525 | VSD Controlled Compressor | VSD Controlled Compressor | NonEquip | 15 | Others | 5.549% | Tech/Econ | 20.79% | 826010.8393 | 124.5493 | 58.2942
Econ | Institutional | Miscellaneous | Others | TRC | Turnover | ET1840 | Efficient Battery Charger | Efficient Battery Charger | Equip | 7 | Others | 17.92% | Tech/Econ | 13.68% | 1734534.573 | 950.4299 | 0
Econ | Institutional | Miscellaneous | Others | TRC | New | EN1866 | Efficient Battery Charger | Efficient Battery Charger | Equip | 7 | Others | 17.92% | Tech/Econ | 13.68% | 29795.5797 | 16.3263 | 0
Econ | Institutional | Office Equipment | Other office | TRC | Turnover | ET2263 | Energy Star Uninterruptable Power Supply | Energy Star Uninterruptable Power Supply | Equip | 10 | Other office | 22.4% | Tech/Econ | 1.878% | 34995.7136 | 3.9949 | 3.9949
Econ | Institutional | Office Equipment | Other office | TRC | New | EN2289 | Energy Star Uninterruptable Power Supply | Energy Star Uninterruptable Power Supply | Equip | 10 | Other office | 22.4% | Tech/Econ | 1.878% | 630.5855 | 0.071985 | 0.071985
Econ | Institutional | Miscellaneous | Medical equipment | TRC | New | NN4538 | VSD Controlled Compressor | VSD Controlled Compressor | NonEquip | 15 | Others | 0% | Tech/Econ | 20.79% | 0 | 0 | 0
Econ | Institutional | Miscellaneous | Medical equipment | TRC | Existing | NE4525 | VSD Controlled Compressor | VSD Controlled Compressor | NonEquip | 15 | Others | 0% | Tech/Econ | 20.79% | 0 | 0 | 0
Econ | Institutional | Refrigeration | Large cold storage | TRC | New | NN4850 | PSC to ECM Evaporator Fan Motor (Walk-In, Refrigerator) | PSC to ECM Evaporator Fan Motor (Walk-In, Refrigerator) | NonEquip | 15 | Walk-in cooler | 0% | Tech/Econ | 37.5% | 0 | 0 | 0
Econ | Institutional | Refrigeration | Large cold storage | TRC | New | NN4824 | PSC to ECM Evaporator Fan Motor (Reach-In) | PSC to ECM Evaporator Fan Motor (Reach-In) | NonEquip | 15 | Display cases | 0% | Tech/Econ | 37.5% | 0 | 0 | 0
Econ | Institutional | Refrigeration | Large cold storage | TRC | Existing | NE4837 | PSC to ECM Evaporator Fan Motor (Walk-In, Refrigerator) | PSC to ECM Evaporator Fan Motor (Walk-In, Refrigerator) | NonEquip | 15 | Walk-in cooler | 0% | Tech/Econ | 37.5% | 0 | 0 | 0
Econ | Institutional | Refrigeration | Large cold storage | TRC | Existing | NE4811 | PSC to ECM Evaporator Fan Motor (Reach-In) | PSC to ECM Evaporator Fan Motor (Reach-In) | NonEquip | 15 | Display cases | 0% | Tech/Econ | 37.5% | 0 | 0 | 0
Econ | Institutional | Miscellaneous | Laboratory equipment | TRC | New | NN4538 | VSD Controlled Compressor | VSD Controlled Compressor | NonEquip | 15 | Others | 0% | Tech/Econ | 20.79% | 0 | 0 | 0
Econ | Institutional | Miscellaneous | Laboratory equipment | TRC | Existing | NE4525 | VSD Controlled Compressor | VSD Controlled Compressor | NonEquip | 15 | Others | 0% | Tech/Econ | 20.79% | 0 | 0 | 0
Econ | Institutional | Space Heating | Individual room heating | TRC | New | NN4174 | Smart Thermostat | Smart Thermostat | NonEquip | 11 |  | 31.48% | Tech/Econ | 10% | 0.23029 | 0 | -3.784e-05
Econ | Institutional | Space Heating | Individual room heating | TRC | New | NN3186 | Ceiling Insulation(R2 to R38) | Ceiling Insulation(R2 to R38) | NonEquip | 20 |  | 0% | Tech/Econ | 3.742% | 0 | 0 | 0
Econ | Institutional | Space Heating | Individual room heating | TRC | Existing | NE4239 | Wall Insulation | Wall Insulation | NonEquip | 20 |  | 0% | Tech/Econ | 3.61% | 0 | 0 | 0
Econ | Institutional | Space Heating | Individual room heating | TRC | Existing | NE4161 | Smart Thermostat | Smart Thermostat | NonEquip | 11 |  | 31.48% | Tech/Econ | 10% | 12.4856 | 0 | -0.0020516
Econ | Institutional | Space Heating | Individual room heating | TRC | Existing | NE4005 | Low U-Value Windows | Low U-Value Windows | NonEquip | 20 |  | 5.017% | Tech/Econ | 46% | 9.3703 | 0 | 3.8944e-05
Econ | Institutional | Space Heating | Individual room heating | TRC | Existing | NE3173 | Ceiling Insulation(R2 to R38) | Ceiling Insulation(R2 to R38) | NonEquip | 20 |  | 0% | Tech/Econ | 4.129% | 0 | 0 | 0
Econ | Institutional | Space Cooling | Individual room air conditioners | TRC | New | NN4200 | Thermal Energy Storage | Thermal Energy Storage | NonEquip | 20 |  | 33.33% | Tech/Econ | 0% | 0 | 0 | 0
Econ | Institutional | Space Cooling | Individual room air conditioners | TRC | New | NN4148 | Smart Thermostat | Smart Thermostat | NonEquip | 11 |  | 31.48% | Tech/Econ | 10% | 5202.9744 | 0.061779 | 0
Econ | Institutional | Space Cooling | Individual room air conditioners | TRC | New | NN3316 | Chilled Water System - Variable Speed Drives | Chilled Water System - Variable Speed Drives | NonEquip | 13 | Central chillers inside | 0% | Tech/Econ | 24.74% | 0 | 0 | 0
Econ | Institutional | Space Cooling | Individual room air conditioners | TRC | New | NN3212 | Ceiling Insulation(R2 to R38) | Ceiling Insulation(R2 to R38) | NonEquip | 20 |  | 0% | Tech/Econ | 3.028% | 0 | 0 | 0
Econ | Institutional | Space Cooling | Individual room air conditioners | TRC | Existing | NE4213 | Wall Insulation | Wall Insulation | NonEquip | 20 |  | 0% | Tech/Econ | 18.13% | 0 | 0 | 0
Econ | Institutional | Space Cooling | Individual room air conditioners | TRC | Existing | NE4187 | Thermal Energy Storage | Thermal Energy Storage | NonEquip | 20 |  | 33.33% | Tech/Econ | 0% | 0.00025048 | -1.5082e-06 | -1.9515e-08
Econ | Institutional | Space Cooling | Individual room air conditioners | TRC | Existing | NE4135 | Smart Thermostat | Smart Thermostat | NonEquip | 11 |  | 31.48% | Tech/Econ | 10% | 282086.7897 | 3.3495 | 0
Econ | Institutional | Space Cooling | Individual room air conditioners | TRC | Existing | NE3979 | Low U-Value Windows | Low U-Value Windows | NonEquip | 20 |  | 5.017% | Tech/Econ | 46% | 211702.7674 | 78.6905 | 0
Econ | Institutional | Space Cooling | Individual room air conditioners | TRC | Existing | NE3303 | Chilled Water System - Variable Speed Drives | Chilled Water System - Variable Speed Drives | NonEquip | 13 | Central chillers inside | 0% | Tech/Econ | 24.74% | 0 | 0 | 0
Econ | Institutional | Space Cooling | Individual room air conditioners | TRC | Existing | NE3199 | Ceiling Insulation(R2 to R38) | Ceiling Insulation(R2 to R38) | NonEquip | 20 |  | 0% | Tech/Econ | 3.028% | 0 | 0 | 0
Econ | Institutional | Interior Lighting | High bay | TRC | Turnover | ET1528 | High Bay LED | High Bay LED | Equip | 15 | High bay | 0% | Tech/Econ | 64.78% | 0 | 0 | 0
Econ | Institutional | Interior Lighting | High bay | TRC | New | EN1554 | High Bay LED | High Bay LED | Equip | 15 | High bay | 0% | Tech/Econ | 64.78% | 0 | 0 | 0
Econ | Institutional | Space Heating | Forced air furnace | TRC | New | NN4174 | Smart Thermostat | Smart Thermostat | NonEquip | 11 |  | 31.48% | Tech/Econ | 10% | 15.9477 | 0 | -0.0026204
Econ | Institutional | Space Heating | Forced air furnace | TRC | New | NN3186 | Ceiling Insulation(R2 to R38) | Ceiling Insulation(R2 to R38) | NonEquip | 20 |  | 0% | Tech/Econ | 3.742% | 0 | 0 | 0
Econ | Institutional | Space Heating | Forced air furnace | TRC | Existing | NE4239 | Wall Insulation | Wall Insulation | NonEquip | 20 |  | 0% | Tech/Econ | 3.61% | 0 | 0 | 0
Econ | Institutional | Space Heating | Forced air furnace | TRC | Existing | NE4161 | Smart Thermostat | Smart Thermostat | NonEquip | 11 |  | 31.48% | Tech/Econ | 10% | 864.6261 | 0 | -0.14207
Econ | Institutional | Space Heating | Forced air furnace | TRC | Existing | NE4005 | Low U-Value Windows | Low U-Value Windows | NonEquip | 20 |  | 5.017% | Tech/Econ | 46% | 648.8916 | 0 | 0.0026968
Econ | Institutional | Space Heating | Forced air furnace | TRC | Existing | NE3173 | Ceiling Insulation(R2 to R38) | Ceiling Insulation(R2 to R38) | NonEquip | 20 |  | 0% | Tech/Econ | 4.129% | 0 | 0 | 0
Econ | Institutional | Miscellaneous | Elevators/Escalators | TRC | New | NN4538 | VSD Controlled Compressor | VSD Controlled Compressor | NonEquip | 15 | Others | 0% | Tech/Econ | 20.79% | 0 | 0 | 0
Econ | Institutional | Miscellaneous | Elevators/Escalators | TRC | Existing | NE4525 | VSD Controlled Compressor | VSD Controlled Compressor | NonEquip | 15 | Others | 0% | Tech/Econ | 20.79% | 0 | 0 | 0
Econ | Institutional | Space Cooling | District chilled water piped | TRC | New | NN4200 | Thermal Energy Storage | Thermal Energy Storage | NonEquip | 20 |  | 33.33% | Tech/Econ | 0% | 0 | 0 | 0
Econ | Institutional | Space Cooling | District chilled water piped | TRC | New | NN4148 | Smart Thermostat | Smart Thermostat | NonEquip | 11 |  | 31.48% | Tech/Econ | 10% | 883.5559 | 0.010491 | 0
Econ | Institutional | Space Cooling | District chilled water piped | TRC | New | NN3316 | Chilled Water System - Variable Speed Drives | Chilled Water System - Variable Speed Drives | NonEquip | 13 | Central chillers inside | 0% | Tech/Econ | 24.74% | 0 | 0 | 0
Econ | Institutional | Space Cooling | District chilled water piped | TRC | New | NN3212 | Ceiling Insulation(R2 to R38) | Ceiling Insulation(R2 to R38) | NonEquip | 20 |  | 0% | Tech/Econ | 3.028% | 0 | 0 | 0
Econ | Institutional | Space Cooling | District chilled water piped | TRC | Existing | NE4213 | Wall Insulation | Wall Insulation | NonEquip | 20 |  | 0% | Tech/Econ | 18.13% | 0 | 0 | 0
Econ | Institutional | Space Cooling | District chilled water piped | TRC | Existing | NE4187 | Thermal Energy Storage | Thermal Energy Storage | NonEquip | 20 |  | 33.33% | Tech/Econ | 0% | 4.3136e-05 | -2.5973e-07 | -3.3608e-09
Econ | Institutional | Space Cooling | District chilled water piped | TRC | Existing | NE4135 | Smart Thermostat | Smart Thermostat | NonEquip | 11 |  | 31.48% | Tech/Econ | 10% | 47903.2606 | 0.5688 | 0
Econ | Institutional | Space Cooling | District chilled water piped | TRC | Existing | NE3979 | Low U-Value Windows | Low U-Value Windows | NonEquip | 20 |  | 5.017% | Tech/Econ | 46% | 36458.423 | 13.5517 | 0
Econ | Institutional | Space Cooling | District chilled water piped | TRC | Existing | NE3303 | Chilled Water System - Variable Speed Drives | Chilled Water System - Variable Speed Drives | NonEquip | 13 | Central chillers inside | 0% | Tech/Econ | 24.74% | 0 | 0 | 0
Econ | Institutional | Space Cooling | District chilled water piped | TRC | Existing | NE3199 | Ceiling Insulation(R2 to R38) | Ceiling Insulation(R2 to R38) | NonEquip | 20 |  | 0% | Tech/Econ | 3.028% | 0 | 0 | 0
Econ | Institutional | Space Cooling | District chilled water piped | TRC | Turnover | ET943 | High Efficiency Chiller (Air Cooled, 50 tons) | High Efficiency Chiller (Air Cooled, 50 tons) | Equip | 20 | District chilled water piped | 31.91% | Tech/Econ | 8.759% | 41204.9175 | 11.2242 | 0.51081
Econ | Institutional | Space Cooling | District chilled water piped | TRC | Turnover | ET1021 | High Efficiency Chiller (Water cooled-centrifugal, 200 tons) | High Efficiency Chiller (Water cooled-centrifugal, 200 tons) | Equip | 20 | District chilled water piped | 31.91% | Tech/Econ | 4.362% | 21487.9097 | 8.0969 | 0.015727
Econ | Institutional | Space Cooling | District chilled water piped | TRC | New | EN969 | High Efficiency Chiller (Air Cooled, 50 tons) | High Efficiency Chiller (Air Cooled, 50 tons) | Equip | 20 | District chilled water piped | 31.91% | Tech/Econ | 8.759% | 760.0077 | 0.20703 | 0.0094216
Econ | Institutional | Space Cooling | District chilled water piped | TRC | New | EN1047 | High Efficiency Chiller (Water cooled-centrifugal, 200 tons) | High Efficiency Chiller (Water cooled-centrifugal, 200 tons) | Equip | 20 | District chilled water piped | 31.91% | Tech/Econ | 4.362% | 396.3356 | 0.14934 | 0.00029008
Econ | Institutional | Refrigeration | Display cases | TRC | New | NN4850 | PSC to ECM Evaporator Fan Motor (Walk-In, Refrigerator) | PSC to ECM Evaporator Fan Motor (Walk-In, Refrigerator) | NonEquip | 15 | Walk-in cooler | 0% | Tech/Econ | 37.5% | 0 | 0 | 0
Econ | Institutional | Refrigeration | Display cases | TRC | New | NN4824 | PSC to ECM Evaporator Fan Motor (Reach-In) | PSC to ECM Evaporator Fan Motor (Reach-In) | NonEquip | 15 | Display cases | 0% | Tech/Econ | 37.5% | 0 | 0 | 0
Econ | Institutional | Refrigeration | Display cases | TRC | Existing | NE4837 | PSC to ECM Evaporator Fan Motor (Walk-In, Refrigerator) | PSC to ECM Evaporator Fan Motor (Walk-In, Refrigerator) | NonEquip | 15 | Walk-in cooler | 0% | Tech/Econ | 37.5% | 0 | 0 | 0
Econ | Institutional | Refrigeration | Display cases | TRC | Existing | NE4811 | PSC to ECM Evaporator Fan Motor (Reach-In) | PSC to ECM Evaporator Fan Motor (Reach-In) | NonEquip | 15 | Display cases | 0% | Tech/Econ | 37.5% | 0 | 0 | 0
Econ | Institutional | Refrigeration | Display cases | TRC | Turnover | ET2458 | Energy Star Commercial Solid Door Refrigerator | Energy Star Commercial Solid Door Refrigerator | Equip | 12 | Display cases | 0% | Tech/Econ | 50.28% | 0 | 0 | 0
Econ | Institutional | Refrigeration | Display cases | TRC | New | EN2484 | Energy Star Commercial Solid Door Refrigerator | Energy Star Commercial Solid Door Refrigerator | Equip | 12 | Display cases | 0% | Tech/Econ | 50.28% | 0 | 0 | 0
Econ | Institutional | Cooking | Cooking Other | TRC | Turnover | ET7 | Efficient Exhaust Hood | Efficient Exhaust Hood | Equip | 15 | Cooking Other | 0% | Tech/Econ | 42.5% | 0 | 0 | 0
Econ | Institutional | Cooking | Cooking Other | TRC | Turnover | ET163 | Energy Star Hot Food Holding Cabinet | Energy Star Hot Food Holding Cabinet | Equip | 12 | Cooking Other | 0% | Tech/Econ | 52.67% | 0 | 0 | 0
Econ | Institutional | Cooking | Cooking Other | TRC | New | EN33 | Efficient Exhaust Hood | Efficient Exhaust Hood | Equip | 15 | Cooking Other | 0% | Tech/Econ | 42.5% | 0 | 0 | 0
Econ | Institutional | Cooking | Cooking Other | TRC | New | EN189 | Energy Star Hot Food Holding Cabinet | Energy Star Hot Food Holding Cabinet | Equip | 12 | Cooking Other | 0% | Tech/Econ | 52.67% | 0 | 0 | 0
Econ | Institutional | Domestic Hot Water | Centralized water heaters | TRC | Turnover | ET436 | Solar Water Heater | Solar Water Heater | Equip | 15 | Centralized water heaters | 13.24% | Tech/Econ | 76.67% | 2437259.199 | 182.1654 | 25.575
Econ | Institutional | Domestic Hot Water | Centralized water heaters | TRC | New | EN462 | Solar Water Heater | Solar Water Heater | Equip | 15 | Centralized water heaters | 13.24% | Tech/Econ | 76.67% | 43916.8154 | 3.2824 | 0.46083
Econ | Institutional | Space Cooling | Central chillers inside | TRC | New | NN4200 | Thermal Energy Storage | Thermal Energy Storage | NonEquip | 20 |  | 33.33% | Tech/Econ | 0% | 0 | 0 | 0
Econ | Institutional | Space Cooling | Central chillers inside | TRC | New | NN4148 | Smart Thermostat | Smart Thermostat | NonEquip | 11 |  | 31.48% | Tech/Econ | 10% | 22332.0063 | 0.26517 | 0
Econ | Institutional | Space Cooling | Central chillers inside | TRC | New | NN3316 | Chilled Water System - Variable Speed Drives | Chilled Water System - Variable Speed Drives | NonEquip | 13 | Central chillers inside | 73.99% | Tech/Econ | 24.74% | 160795.3193 | 17.5678 | 0.78782
Econ | Institutional | Space Cooling | Central chillers inside | TRC | New | NN3212 | Ceiling Insulation(R2 to R38) | Ceiling Insulation(R2 to R38) | NonEquip | 20 |  | 0% | Tech/Econ | 3.028% | 0 | 0 | 0
Econ | Institutional | Space Cooling | Central chillers inside | TRC | Existing | NE4213 | Wall Insulation | Wall Insulation | NonEquip | 20 |  | 0% | Tech/Econ | 18.13% | 0 | 0 | 0
Econ | Institutional | Space Cooling | Central chillers inside | TRC | Existing | NE4187 | Thermal Energy Storage | Thermal Energy Storage | NonEquip | 20 |  | 33.33% | Tech/Econ | 0% | 0.0013311 | -8.0148e-06 | -1.0371e-07
Econ | Institutional | Space Cooling | Central chillers inside | TRC | Existing | NE4135 | Smart Thermostat | Smart Thermostat | NonEquip | 11 |  | 31.48% | Tech/Econ | 10% | 1207607.812 | 14.3389 | 0
Econ | Institutional | Space Cooling | Central chillers inside | TRC | Existing | NE3979 | Low U-Value Windows | Low U-Value Windows | NonEquip | 20 |  | 5.017% | Tech/Econ | 46% | 919091.4319 | 341.629 | 0
Econ | Institutional | Space Cooling | Central chillers inside | TRC | Existing | NE3303 | Chilled Water System - Variable Speed Drives | Chilled Water System - Variable Speed Drives | NonEquip | 13 | Central chillers inside | 73.99% | Tech/Econ | 24.74% | 8923686.011 | 974.9641 | 43.7215
Econ | Institutional | Space Cooling | Central chillers inside | TRC | Existing | NE3199 | Ceiling Insulation(R2 to R38) | Ceiling Insulation(R2 to R38) | NonEquip | 20 |  | 0% | Tech/Econ | 3.028% | 0 | 0 | 0
Econ | Institutional | Space Cooling | Central chillers inside | TRC | Turnover | ET982 | High Efficiency Chiller (Water cooled-centrifugal, 200 tons) | High Efficiency Chiller (Water cooled-centrifugal, 200 tons) | Equip | 20 | Central chillers inside | 31.91% | Tech/Econ | 4.362% | 541695.2177 | 204.1164 | 0.39647
Econ | Institutional | Space Cooling | Central chillers inside | TRC | Turnover | ET904 | High Efficiency Chiller (Air Cooled, 50 tons) | High Efficiency Chiller (Air Cooled, 50 tons) | Equip | 20 | Central chillers inside | 31.91% | Tech/Econ | 8.759% | 1038747.252 | 282.9533 | 12.8771
Econ | Institutional | Space Cooling | Central chillers inside | TRC | New | EN930 | High Efficiency Chiller (Air Cooled, 50 tons) | High Efficiency Chiller (Air Cooled, 50 tons) | Equip | 20 | Central chillers inside | 31.91% | Tech/Econ | 8.759% | 0 | 0 | 0
Econ | Institutional | Space Cooling | Central chillers inside | TRC | New | EN1008 | High Efficiency Chiller (Water cooled-centrifugal, 200 tons) | High Efficiency Chiller (Water cooled-centrifugal, 200 tons) | Equip | 20 | Central chillers inside | 31.91% | Tech/Econ | 4.362% | 8143.0036 | 3.0684 | 0.00596
Econ | Institutional | Space Heating | Boilers | TRC | New | NN4174 | Smart Thermostat | Smart Thermostat | NonEquip | 11 |  | 31.48% | Tech/Econ | 10% | 17.4618 | 0 | -0.0028692
Econ | Institutional | Space Heating | Boilers | TRC | New | NN3186 | Ceiling Insulation(R2 to R38) | Ceiling Insulation(R2 to R38) | NonEquip | 20 |  | 0% | Tech/Econ | 3.742% | 0 | 0 | 0
Econ | Institutional | Space Heating | Boilers | TRC | Existing | NE4239 | Wall Insulation | Wall Insulation | NonEquip | 20 |  | 0% | Tech/Econ | 3.61% | 0 | 0 | 0
Econ | Institutional | Space Heating | Boilers | TRC | Existing | NE4161 | Smart Thermostat | Smart Thermostat | NonEquip | 11 |  | 31.48% | Tech/Econ | 10% | 946.7188 | 0 | -0.15556
Econ | Institutional | Space Heating | Boilers | TRC | Existing | NE4005 | Low U-Value Windows | Low U-Value Windows | NonEquip | 20 |  | 5.017% | Tech/Econ | 46% | 710.5011 | 0 | 0.0029529
Econ | Institutional | Space Heating | Boilers | TRC | Existing | NE3173 | Ceiling Insulation(R2 to R38) | Ceiling Insulation(R2 to R38) | NonEquip | 20 |  | 0% | Tech/Econ | 4.129% | 0 | 0 | 0
Econ | Lodging/Hospitality | Refrigeration | Walk-in cooler | TRC | New | NN4851 | PSC to ECM Evaporator Fan Motor (Walk-In, Refrigerator) | PSC to ECM Evaporator Fan Motor (Walk-In, Refrigerator) | NonEquip | 15 | Walk-in cooler | 68.68% | Tech/Econ | 37.5% | 21603.9613 | 2.8011 | 2.3462
Econ | Lodging/Hospitality | Refrigeration | Walk-in cooler | TRC | New | NN4825 | PSC to ECM Evaporator Fan Motor (Reach-In) | PSC to ECM Evaporator Fan Motor (Reach-In) | NonEquip | 15 | Display cases | 0% | Tech/Econ | 37.5% | 0 | 0 | 0
Econ | Lodging/Hospitality | Refrigeration | Walk-in cooler | TRC | Existing | NE4838 | PSC to ECM Evaporator Fan Motor (Walk-In, Refrigerator) | PSC to ECM Evaporator Fan Motor (Walk-In, Refrigerator) | NonEquip | 15 | Walk-in cooler | 17.17% | Tech/Econ | 37.5% | 299739.7058 | 38.8628 | 32.5525
Econ | Lodging/Hospitality | Refrigeration | Walk-in cooler | TRC | Existing | NE4812 | PSC to ECM Evaporator Fan Motor (Reach-In) | PSC to ECM Evaporator Fan Motor (Reach-In) | NonEquip | 15 | Display cases | 0% | Tech/Econ | 37.5% | 0 | 0 | 0
Econ | Lodging/Hospitality | Refrigeration | Vending and ice makers | TRC | New | NN4851 | PSC to ECM Evaporator Fan Motor (Walk-In, Refrigerator) | PSC to ECM Evaporator Fan Motor (Walk-In, Refrigerator) | NonEquip | 15 | Walk-in cooler | 0% | Tech/Econ | 37.5% | 0 | 0 | 0
Econ | Lodging/Hospitality | Refrigeration | Vending and ice makers | TRC | New | NN4825 | PSC to ECM Evaporator Fan Motor (Reach-In) | PSC to ECM Evaporator Fan Motor (Reach-In) | NonEquip | 15 | Display cases | 0% | Tech/Econ | 37.5% | 0 | 0 | 0
Econ | Lodging/Hospitality | Refrigeration | Vending and ice makers | TRC | Existing | NE4838 | PSC to ECM Evaporator Fan Motor (Walk-In, Refrigerator) | PSC to ECM Evaporator Fan Motor (Walk-In, Refrigerator) | NonEquip | 15 | Walk-in cooler | 0% | Tech/Econ | 37.5% | 0 | 0 | 0
Econ | Lodging/Hospitality | Refrigeration | Vending and ice makers | TRC | Existing | NE4812 | PSC to ECM Evaporator Fan Motor (Reach-In) | PSC to ECM Evaporator Fan Motor (Reach-In) | NonEquip | 15 | Display cases | 0% | Tech/Econ | 37.5% | 0 | 0 | 0
Econ | Lodging/Hospitality | Interior Lighting | Spot lighting | TRC | New | NN3707 | Facility Energy Management System | Facility Energy Management System | NonEquip | 15 |  | 4.276% | Tech/Econ | 24% | 0.8332 | 0.00021743 | 9.9973e-05
Econ | Lodging/Hospitality | Interior Lighting | Spot lighting | TRC | Existing | NE3694 | Facility Energy Management System | Facility Energy Management System | NonEquip | 15 |  | 0.7167% | Tech/Econ | 24% | 7.7503 | 0.0020225 | 0.00092993
Econ | Lodging/Hospitality | Space Cooling | Residential-type central air conditioners | TRC | New | NN4201 | Thermal Energy Storage | Thermal Energy Storage | NonEquip | 20 |  | 33.33% | Tech/Econ | 0% | 0 | 0 | 0
Econ | Lodging/Hospitality | Space Cooling | Residential-type central air conditioners | TRC | New | NN4149 | Smart Thermostat | Smart Thermostat | NonEquip | 11 |  | 45.33% | Tech/Econ | 10% | 0 | 0 | 0
Econ | Lodging/Hospitality | Space Cooling | Residential-type central air conditioners | TRC | New | NN4045 | Programmable Thermostat | Programmable Thermostat | NonEquip | 11 |  | 0% | Tech/Econ | 3.6% | 0 | 0 | 0
Econ | Lodging/Hospitality | Space Cooling | Residential-type central air conditioners | TRC | New | NN3915 | HVAC tune-up_RTU | HVAC tune-up_RTU | NonEquip | 5 | Packaged air conditioning units (RTUs) | 0% | Tech/Econ | 5% | 0 | 0 | 0
Econ | Lodging/Hospitality | Space Cooling | Residential-type central air conditioners | TRC | New | NN3889 | HVAC tune-up | HVAC tune-up | NonEquip | 5 | Residential-type central air conditioners | 49.09% | Tech/Econ | 5% | 0 | 0 | 0
Econ | Lodging/Hospitality | Space Cooling | Residential-type central air conditioners | TRC | New | NN3681 | Facility Energy Management System | Facility Energy Management System | NonEquip | 15 |  | 4.276% | Tech/Econ | 20% | 0 | 0 | 0
Econ | Lodging/Hospitality | Space Cooling | Residential-type central air conditioners | TRC | New | NN3421 | Dedicated Outdoor Air System on VRF unit | Dedicated Outdoor Air System on VRF unit | NonEquip | 15 | Residential-type central air conditioners | 58.91% | Tech/Econ | 17.5% | 0 | 0 | 0
Econ | Lodging/Hospitality | Space Cooling | Residential-type central air conditioners | TRC | New | NN3317 | Chilled Water System - Variable Speed Drives | Chilled Water System - Variable Speed Drives | NonEquip | 13 | Central chillers inside | 0% | Tech/Econ | 24.74% | 0 | 0 | 0
Econ | Lodging/Hospitality | Space Cooling | Residential-type central air conditioners | TRC | New | NN3213 | Ceiling Insulation(R2 to R38) | Ceiling Insulation(R2 to R38) | NonEquip | 20 |  | 0% | Tech/Econ | 4.907% | 0 | 0 | 0
Econ | Lodging/Hospitality | Space Cooling | Residential-type central air conditioners | TRC | Existing | NE4214 | Wall Insulation | Wall Insulation | NonEquip | 20 |  | 0% | Tech/Econ | 34.88% | 0 | 0 | 0
Econ | Lodging/Hospitality | Space Cooling | Residential-type central air conditioners | TRC | Existing | NE4188 | Thermal Energy Storage | Thermal Energy Storage | NonEquip | 20 |  | 33.33% | Tech/Econ | 0% | 0 | 0 | 0
Econ | Lodging/Hospitality | Space Cooling | Residential-type central air conditioners | TRC | Existing | NE4136 | Smart Thermostat | Smart Thermostat | NonEquip | 11 |  | 45.33% | Tech/Econ | 10% | 0 | 0 | 0
Econ | Lodging/Hospitality | Space Cooling | Residential-type central air conditioners | TRC | Existing | NE4032 | Programmable Thermostat | Programmable Thermostat | NonEquip | 11 |  | 0% | Tech/Econ | 3.6% | 0 | 0 | 0
Econ | Lodging/Hospitality | Space Cooling | Residential-type central air conditioners | TRC | Existing | NE3980 | Low U-Value Windows | Low U-Value Windows | NonEquip | 20 |  | 10.75% | Tech/Econ | 46% | 0 | 0 | 0
Econ | Lodging/Hospitality | Space Cooling | Residential-type central air conditioners | TRC | Existing | NE3902 | HVAC tune-up_RTU | HVAC tune-up_RTU | NonEquip | 5 | Packaged air conditioning units (RTUs) | 0% | Tech/Econ | 5% | 0 | 0 | 0
Econ | Lodging/Hospitality | Space Cooling | Residential-type central air conditioners | TRC | Existing | NE3876 | HVAC tune-up | HVAC tune-up | NonEquip | 5 | Residential-type central air conditioners | 49.09% | Tech/Econ | 5% | 0 | 0 | 0
Econ | Lodging/Hospitality | Space Cooling | Residential-type central air conditioners | TRC | Existing | NE3668 | Facility Energy Management System | Facility Energy Management System | NonEquip | 15 |  | 0.7167% | Tech/Econ | 20% | 0 | 0 | 0
Econ | Lodging/Hospitality | Space Cooling | Residential-type central air conditioners | TRC | Existing | NE3408 | Dedicated Outdoor Air System on VRF unit | Dedicated Outdoor Air System on VRF unit | NonEquip | 15 | Residential-type central air conditioners | 58.91% | Tech/Econ | 17.5% | 0 | 0 | 0
Econ | Lodging/Hospitality | Space Cooling | Residential-type central air conditioners | TRC | Existing | NE3304 | Chilled Water System - Variable Speed Drives | Chilled Water System - Variable Speed Drives | NonEquip | 13 | Central chillers inside | 0% | Tech/Econ | 24.74% | 0 | 0 | 0
Econ | Lodging/Hospitality | Space Cooling | Residential-type central air conditioners | TRC | Existing | NE3200 | Ceiling Insulation(R2 to R38) | Ceiling Insulation(R2 to R38) | NonEquip | 20 |  | 0% | Tech/Econ | 4.907% | 0 | 0 | 0
Econ | Lodging/Hospitality | Space Cooling | Residential-type central air conditioners | TRC | Turnover | ET1373 | Variable Refrigerant Flow (VRF) HVAC Systems | Variable Refrigerant Flow (VRF) HVAC Systems | Equip | 15 | Residential-type central air conditioners | 49.09% | Tech/Econ | 36.88% | 0 | 0 | 0
Econ | Lodging/Hospitality | Space Cooling | Residential-type central air conditioners | TRC | New | EN1399 | Variable Refrigerant Flow (VRF) HVAC Systems | Variable Refrigerant Flow (VRF) HVAC Systems | Equip | 15 | Residential-type central air conditioners | 49.09% | Tech/Econ | 36.88% | 0 | 0 | 0
Econ | Lodging/Hospitality | Space Heating | Residential/split system heat pump | TRC | New | NN4175 | Smart Thermostat | Smart Thermostat | NonEquip | 11 |  | 45.33% | Tech/Econ | 10% | 3685.3442 | 0 | 11.0109
Econ | Lodging/Hospitality | Space Heating | Residential/split system heat pump | TRC | New | NN4071 | Programmable Thermostat | Programmable Thermostat | NonEquip | 11 |  | 0% | Tech/Econ | 3.6% | 0 | 0 | 0
Econ | Lodging/Hospitality | Space Heating | Residential/split system heat pump | TRC | New | NN3655 | Facility Energy Management System | Facility Energy Management System | NonEquip | 15 |  | 4.276% | Tech/Econ | 20% | 663.8047 | 0 | 0.079648
Econ | Lodging/Hospitality | Space Heating | Residential/split system heat pump | TRC | New | NN3577 | ECM Motors on Furnaces | ECM Motors on Furnaces | NonEquip | 15 | Forced air furnace | 0% | Tech/Econ | 1.706% | 0 | 0 | 0
Econ | Lodging/Hospitality | Space Heating | Residential/split system heat pump | TRC | New | NN3395 | Dedicated Outdoor Air System on VRF unit | Dedicated Outdoor Air System on VRF unit | NonEquip | 15 | Residential/split system heat pump | 58.91% | Tech/Econ | 10% | 3316.4631 | 0 | 0.51695
Econ | Lodging/Hospitality | Space Heating | Residential/split system heat pump | TRC | New | NN3187 | Ceiling Insulation(R2 to R38) | Ceiling Insulation(R2 to R38) | NonEquip | 20 |  | 0% | Tech/Econ | 6.064% | 0 | 0 | 0
Econ | Lodging/Hospitality | Space Heating | Residential/split system heat pump | TRC | Existing | NE4240 | Wall Insulation | Wall Insulation | NonEquip | 20 |  | 0% | Tech/Econ | 6.945% | 0 | 0 | 0
Econ | Lodging/Hospitality | Space Heating | Residential/split system heat pump | TRC | Existing | NE4162 | Smart Thermostat | Smart Thermostat | NonEquip | 11 |  | 45.33% | Tech/Econ | 10% | 204526.1941 | 0 | 611.0747
Econ | Lodging/Hospitality | Space Heating | Residential/split system heat pump | TRC | Existing | NE4058 | Programmable Thermostat | Programmable Thermostat | NonEquip | 11 |  | 0% | Tech/Econ | 3.6% | 0 | 0 | 0
Econ | Lodging/Hospitality | Space Heating | Residential/split system heat pump | TRC | Existing | NE4006 | Low U-Value Windows | Low U-Value Windows | NonEquip | 20 |  | 10.75% | Tech/Econ | 46% | 212717.6785 | 0 | -21.1237
Econ | Lodging/Hospitality | Space Heating | Residential/split system heat pump | TRC | Existing | NE3642 | Facility Energy Management System | Facility Energy Management System | NonEquip | 15 |  | 0.7167% | Tech/Econ | 20% | 6174.5803 | 0 | 0.74087
Econ | Lodging/Hospitality | Space Heating | Residential/split system heat pump | TRC | Existing | NE3564 | ECM Motors on Furnaces | ECM Motors on Furnaces | NonEquip | 15 | Forced air furnace | 0% | Tech/Econ | 1.706% | 0 | 0 | 0
Econ | Lodging/Hospitality | Space Heating | Residential/split system heat pump | TRC | Existing | NE3382 | Dedicated Outdoor Air System on VRF unit | Dedicated Outdoor Air System on VRF unit | NonEquip | 15 | Residential/split system heat pump | 58.91% | Tech/Econ | 10% | 203931.1711 | 0 | 31.7878
Econ | Lodging/Hospitality | Space Heating | Residential/split system heat pump | TRC | Existing | NE3174 | Ceiling Insulation(R2 to R38) | Ceiling Insulation(R2 to R38) | NonEquip | 20 |  | 0% | Tech/Econ | 6.691% | 0 | 0 | 0
Econ | Lodging/Hospitality | Space Heating | Residential/split system heat pump | TRC | Turnover | ET1412 | Variable Refrigerant Flow (VRF) HVAC Systems | Variable Refrigerant Flow (VRF) HVAC Systems | Equip | 15 | Residential/split system heat pump | 49.09% | Tech/Econ | 31.25% | 627314.2739 | 0 | 97.7826
Econ | Lodging/Hospitality | Space Heating | Residential/split system heat pump | TRC | New | EN1438 | Variable Refrigerant Flow (VRF) HVAC Systems | Variable Refrigerant Flow (VRF) HVAC Systems | Equip | 15 | Residential/split system heat pump | 49.09% | Tech/Econ | 31.25% | 11806.8193 | 0 | 1.8404
Econ | Lodging/Hospitality | Refrigeration | Residential style | TRC | New | NN4851 | PSC to ECM Evaporator Fan Motor (Walk-In, Refrigerator) | PSC to ECM Evaporator Fan Motor (Walk-In, Refrigerator) | NonEquip | 15 | Walk-in cooler | 0% | Tech/Econ | 37.5% | 0 | 0 | 0
Econ | Lodging/Hospitality | Refrigeration | Residential style | TRC | New | NN4825 | PSC to ECM Evaporator Fan Motor (Reach-In) | PSC to ECM Evaporator Fan Motor (Reach-In) | NonEquip | 15 | Display cases | 0% | Tech/Econ | 37.5% | 0 | 0 | 0
Econ | Lodging/Hospitality | Refrigeration | Residential style | TRC | Existing | NE4838 | PSC to ECM Evaporator Fan Motor (Walk-In, Refrigerator) | PSC to ECM Evaporator Fan Motor (Walk-In, Refrigerator) | NonEquip | 15 | Walk-in cooler | 0% | Tech/Econ | 37.5% | 0 | 0 | 0
Econ | Lodging/Hospitality | Refrigeration | Residential style | TRC | Existing | NE4812 | PSC to ECM Evaporator Fan Motor (Reach-In) | PSC to ECM Evaporator Fan Motor (Reach-In) | NonEquip | 15 | Display cases | 0% | Tech/Econ | 37.5% | 0 | 0 | 0
Econ | Lodging/Hospitality | Miscellaneous | Pool pump | TRC | New | NN4539 | VSD Controlled Compressor | VSD Controlled Compressor | NonEquip | 15 | Others | 0% | Tech/Econ | 20.79% | 0 | 0 | 0
Econ | Lodging/Hospitality | Miscellaneous | Pool pump | TRC | Existing | NE4526 | VSD Controlled Compressor | VSD Controlled Compressor | NonEquip | 15 | Others | 0% | Tech/Econ | 20.79% | 0 | 0 | 0
Econ | Lodging/Hospitality | Miscellaneous | Pool pump | TRC | Turnover | ET2111 | Variable Speed Pool Pump | Variable Speed Pool Pump | Equip | 10 | Pool pump | 54.15% | Tech/Econ | 64.36% | 1765465.018 | 415.4822 | 64.4919
Econ | Lodging/Hospitality | Miscellaneous | Pool pump | TRC | Turnover | ET1997 | Solar Pool Heater | Solar Pool Heater | Equip | 15 | Pool pump | 5.077% | Tech/Econ | 86.11% | 144258.6742 | 0 | 5.2697
Econ | Lodging/Hospitality | Miscellaneous | Pool pump | TRC | New | EN2135 | Variable Speed Pool Pump | Variable Speed Pool Pump | Equip | 10 | Pool pump | 54.15% | Tech/Econ | 64.36% | 31811.7997 | 7.4865 | 1.1621
Econ | Lodging/Hospitality | Miscellaneous | Pool pump | TRC | New | EN2023 | Solar Pool Heater | Solar Pool Heater | Equip | 15 | Pool pump | 5.077% | Tech/Econ | 86.11% | 2599.3877 | 0 | 0.094955
Econ | Lodging/Hospitality | Space Heating | Packaged central unit | TRC | New | NN4175 | Smart Thermostat | Smart Thermostat | NonEquip | 11 |  | 45.33% | Tech/Econ | 10% | 6033.3205 | 0 | 18.0261
Econ | Lodging/Hospitality | Space Heating | Packaged central unit | TRC | New | NN4071 | Programmable Thermostat | Programmable Thermostat | NonEquip | 11 |  | 0% | Tech/Econ | 3.6% | 0 | 0 | 0
Econ | Lodging/Hospitality | Space Heating | Packaged central unit | TRC | New | NN3655 | Facility Energy Management System | Facility Energy Management System | NonEquip | 15 |  | 4.276% | Tech/Econ | 20% | 1086.7224 | 0 | 0.13039
Econ | Lodging/Hospitality | Space Heating | Packaged central unit | TRC | New | NN3577 | ECM Motors on Furnaces | ECM Motors on Furnaces | NonEquip | 15 | Forced air furnace | 0% | Tech/Econ | 1.706% | 0 | 0 | 0
Econ | Lodging/Hospitality | Space Heating | Packaged central unit | TRC | New | NN3395 | Dedicated Outdoor Air System on VRF unit | Dedicated Outdoor Air System on VRF unit | NonEquip | 15 | Residential/split system heat pump | 0% | Tech/Econ | 10% | 0 | 0 | 0
Econ | Lodging/Hospitality | Space Heating | Packaged central unit | TRC | New | NN3187 | Ceiling Insulation(R2 to R38) | Ceiling Insulation(R2 to R38) | NonEquip | 20 |  | 0% | Tech/Econ | 6.064% | 0 | 0 | 0
Econ | Lodging/Hospitality | Space Heating | Packaged central unit | TRC | Existing | NE4240 | Wall Insulation | Wall Insulation | NonEquip | 20 |  | 0% | Tech/Econ | 6.945% | 0 | 0 | 0
Econ | Lodging/Hospitality | Space Heating | Packaged central unit | TRC | Existing | NE4162 | Smart Thermostat | Smart Thermostat | NonEquip | 11 |  | 45.33% | Tech/Econ | 10% | 334832.2461 | 0 | 1000.3977
Econ | Lodging/Hospitality | Space Heating | Packaged central unit | TRC | Existing | NE4058 | Programmable Thermostat | Programmable Thermostat | NonEquip | 11 |  | 0% | Tech/Econ | 3.6% | 0 | 0 | 0
Econ | Lodging/Hospitality | Space Heating | Packaged central unit | TRC | Existing | NE4006 | Low U-Value Windows | Low U-Value Windows | NonEquip | 20 |  | 10.75% | Tech/Econ | 46% | 348242.6218 | 0 | -34.5819
Econ | Lodging/Hospitality | Space Heating | Packaged central unit | TRC | Existing | NE3642 | Facility Energy Management System | Facility Energy Management System | NonEquip | 15 |  | 0.7167% | Tech/Econ | 20% | 10108.4783 | 0 | 1.2129
Econ | Lodging/Hospitality | Space Heating | Packaged central unit | TRC | Existing | NE3564 | ECM Motors on Furnaces | ECM Motors on Furnaces | NonEquip | 15 | Forced air furnace | 0% | Tech/Econ | 1.706% | 0 | 0 | 0
Econ | Lodging/Hospitality | Space Heating | Packaged central unit | TRC | Existing | NE3382 | Dedicated Outdoor Air System on VRF unit | Dedicated Outdoor Air System on VRF unit | NonEquip | 15 | Residential/split system heat pump | 0% | Tech/Econ | 10% | 0 | 0 | 0
Econ | Lodging/Hospitality | Space Heating | Packaged central unit | TRC | Existing | NE3174 | Ceiling Insulation(R2 to R38) | Ceiling Insulation(R2 to R38) | NonEquip | 20 |  | 0% | Tech/Econ | 6.691% | 0 | 0 | 0
Econ | Lodging/Hospitality | Space Cooling | Packaged air conditioning units (RTUs) | TRC | New | NN4201 | Thermal Energy Storage | Thermal Energy Storage | NonEquip | 20 |  | 33.33% | Tech/Econ | 0% | 0 | 0 | 0
Econ | Lodging/Hospitality | Space Cooling | Packaged air conditioning units (RTUs) | TRC | New | NN4149 | Smart Thermostat | Smart Thermostat | NonEquip | 11 |  | 45.33% | Tech/Econ | 10% | 76772.6613 | -2.4592 | 0
Econ | Lodging/Hospitality | Space Cooling | Packaged air conditioning units (RTUs) | TRC | New | NN4045 | Programmable Thermostat | Programmable Thermostat | NonEquip | 11 |  | 0% | Tech/Econ | 3.6% | 0 | 0 | 0
Econ | Lodging/Hospitality | Space Cooling | Packaged air conditioning units (RTUs) | TRC | New | NN3915 | HVAC tune-up_RTU | HVAC tune-up_RTU | NonEquip | 5 | Packaged air conditioning units (RTUs) | 94.56% | Tech/Econ | 5% | 75799.4749 | 29.9989 | 0
Econ | Lodging/Hospitality | Space Cooling | Packaged air conditioning units (RTUs) | TRC | New | NN3889 | HVAC tune-up | HVAC tune-up | NonEquip | 5 | Residential-type central air conditioners | 0% | Tech/Econ | 5% | 0 | 0 | 0
Econ | Lodging/Hospitality | Space Cooling | Packaged air conditioning units (RTUs) | TRC | New | NN3681 | Facility Energy Management System | Facility Energy Management System | NonEquip | 15 |  | 4.276% | Tech/Econ | 20% | 13828.3013 | 3.6086 | 0
Econ | Lodging/Hospitality | Space Cooling | Packaged air conditioning units (RTUs) | TRC | New | NN3421 | Dedicated Outdoor Air System on VRF unit | Dedicated Outdoor Air System on VRF unit | NonEquip | 15 | Residential-type central air conditioners | 0% | Tech/Econ | 17.5% | 0 | 0 | 0
Econ | Lodging/Hospitality | Space Cooling | Packaged air conditioning units (RTUs) | TRC | New | NN3317 | Chilled Water System - Variable Speed Drives | Chilled Water System - Variable Speed Drives | NonEquip | 13 | Central chillers inside | 0% | Tech/Econ | 24.74% | 0 | 0 | 0
Econ | Lodging/Hospitality | Space Cooling | Packaged air conditioning units (RTUs) | TRC | New | NN3213 | Ceiling Insulation(R2 to R38) | Ceiling Insulation(R2 to R38) | NonEquip | 20 |  | 0% | Tech/Econ | 4.907% | 0 | 0 | 0
Econ | Lodging/Hospitality | Space Cooling | Packaged air conditioning units (RTUs) | TRC | Existing | NE4214 | Wall Insulation | Wall Insulation | NonEquip | 20 |  | 0% | Tech/Econ | 34.88% | 0 | 0 | 0
Econ | Lodging/Hospitality | Space Cooling | Packaged air conditioning units (RTUs) | TRC | Existing | NE4188 | Thermal Energy Storage | Thermal Energy Storage | NonEquip | 20 |  | 33.33% | Tech/Econ | 0% | 0.025449 | -0.00015323 | -1.9828e-06
Econ | Lodging/Hospitality | Space Cooling | Packaged air conditioning units (RTUs) | TRC | Existing | NE4136 | Smart Thermostat | Smart Thermostat | NonEquip | 11 |  | 45.33% | Tech/Econ | 10% | 4260665.836 | -136.4766 | 0
Econ | Lodging/Hospitality | Space Cooling | Packaged air conditioning units (RTUs) | TRC | Existing | NE4032 | Programmable Thermostat | Programmable Thermostat | NonEquip | 11 |  | 0% | Tech/Econ | 3.6% | 0 | 0 | 0
Econ | Lodging/Hospitality | Space Cooling | Packaged air conditioning units (RTUs) | TRC | Existing | NE3980 | Low U-Value Windows | Low U-Value Windows | NonEquip | 20 |  | 10.75% | Tech/Econ | 46% | 4431309.9 | 1955.3717 | 0
Econ | Lodging/Hospitality | Space Cooling | Packaged air conditioning units (RTUs) | TRC | Existing | NE3902 | HVAC tune-up_RTU | HVAC tune-up_RTU | NonEquip | 5 | Packaged air conditioning units (RTUs) | 94.56% | Tech/Econ | 5% | 4027341.482 | 1593.8854 | 0
Econ | Lodging/Hospitality | Space Cooling | Packaged air conditioning units (RTUs) | TRC | Existing | NE3876 | HVAC tune-up | HVAC tune-up | NonEquip | 5 | Residential-type central air conditioners | 0% | Tech/Econ | 5% | 0 | 0 | 0
Econ | Lodging/Hospitality | Space Cooling | Packaged air conditioning units (RTUs) | TRC | Existing | NE3668 | Facility Energy Management System | Facility Energy Management System | NonEquip | 15 |  | 0.7167% | Tech/Econ | 20% | 128628.1381 | 33.5668 | 0
Econ | Lodging/Hospitality | Space Cooling | Packaged air conditioning units (RTUs) | TRC | Existing | NE3408 | Dedicated Outdoor Air System on VRF unit | Dedicated Outdoor Air System on VRF unit | NonEquip | 15 | Residential-type central air conditioners | 0% | Tech/Econ | 17.5% | 0 | 0 | 0
Econ | Lodging/Hospitality | Space Cooling | Packaged air conditioning units (RTUs) | TRC | Existing | NE3304 | Chilled Water System - Variable Speed Drives | Chilled Water System - Variable Speed Drives | NonEquip | 13 | Central chillers inside | 0% | Tech/Econ | 24.74% | 0 | 0 | 0
Econ | Lodging/Hospitality | Space Cooling | Packaged air conditioning units (RTUs) | TRC | Existing | NE3200 | Ceiling Insulation(R2 to R38) | Ceiling Insulation(R2 to R38) | NonEquip | 20 |  | 0% | Tech/Econ | 4.907% | 0 | 0 | 0
Econ | Lodging/Hospitality | Interior Lighting | Overhead (fluorescent/LED/CFL U-shape) | TRC | New | NN3707 | Facility Energy Management System | Facility Energy Management System | NonEquip | 15 |  | 4.276% | Tech/Econ | 24% | 14557.6917 | 3.799 | 1.7467
Econ | Lodging/Hospitality | Interior Lighting | Overhead (fluorescent/LED/CFL U-shape) | TRC | Existing | NE3694 | Facility Energy Management System | Facility Energy Management System | NonEquip | 15 |  | 0.7167% | Tech/Econ | 24% | 135412.7833 | 35.3373 | 16.2478
Econ | Lodging/Hospitality | Miscellaneous | Others | TRC | New | NN4539 | VSD Controlled Compressor | VSD Controlled Compressor | NonEquip | 15 | Others | 36.99% | Tech/Econ | 20.79% | 225317.2503 | 29.2135 | 24.47
Econ | Lodging/Hospitality | Miscellaneous | Others | TRC | Existing | NE4526 | VSD Controlled Compressor | VSD Controlled Compressor | NonEquip | 15 | Others | 7.399% | Tech/Econ | 20.79% | 2500894.186 | 324.2537 | 271.6031
Econ | Lodging/Hospitality | Miscellaneous | Others | TRC | Turnover | ET1841 | Efficient Battery Charger | Efficient Battery Charger | Equip | 7 | Others | 17.92% | Tech/Econ | 13.68% | 3923387.253 | 2149.8012 | 0
Econ | Lodging/Hospitality | Miscellaneous | Others | TRC | New | EN1867 | Efficient Battery Charger | Efficient Battery Charger | Equip | 7 | Others | 17.92% | Tech/Econ | 13.68% | 66278.2243 | 36.3168 | 0
Econ | Lodging/Hospitality | Office Equipment | Other office | TRC | Turnover | ET2264 | Energy Star Uninterruptable Power Supply | Energy Star Uninterruptable Power Supply | Equip | 10 | Other office | 22.4% | Tech/Econ | 1.878% | 425414.4579 | 48.5633 | 48.5633
Econ | Lodging/Hospitality | Office Equipment | Other office | TRC | New | EN2290 | Energy Star Uninterruptable Power Supply | Energy Star Uninterruptable Power Supply | Equip | 10 | Other office | 22.4% | Tech/Econ | 1.878% | 7665.5154 | 0.87506 | 0.87506
Econ | Lodging/Hospitality | Ventilation and Circulation | Motor/Fan | TRC | New | NN4955 | Demand Controlled Ventilation | Demand Controlled Ventilation | NonEquip | 10 |  | 23.39% | Tech/Econ | 40.89% | 926.5169 | 0.096464 | 0.54309
Econ | Lodging/Hospitality | Ventilation and Circulation | Motor/Fan | TRC | Existing | NE4942 | Demand Controlled Ventilation | Demand Controlled Ventilation | NonEquip | 10 |  | 23.39% | Tech/Econ | 40.89% | 51419.0706 | 5.3535 | 30.1401
Econ | Lodging/Hospitality | Miscellaneous | Medical equipment | TRC | New | NN4539 | VSD Controlled Compressor | VSD Controlled Compressor | NonEquip | 15 | Others | 0% | Tech/Econ | 20.79% | 0 | 0 | 0
Econ | Lodging/Hospitality | Miscellaneous | Medical equipment | TRC | Existing | NE4526 | VSD Controlled Compressor | VSD Controlled Compressor | NonEquip | 15 | Others | 0% | Tech/Econ | 20.79% | 0 | 0 | 0
Econ | Lodging/Hospitality | Refrigeration | Large cold storage | TRC | New | NN4851 | PSC to ECM Evaporator Fan Motor (Walk-In, Refrigerator) | PSC to ECM Evaporator Fan Motor (Walk-In, Refrigerator) | NonEquip | 15 | Walk-in cooler | 0% | Tech/Econ | 37.5% | 0 | 0 | 0
Econ | Lodging/Hospitality | Refrigeration | Large cold storage | TRC | New | NN4825 | PSC to ECM Evaporator Fan Motor (Reach-In) | PSC to ECM Evaporator Fan Motor (Reach-In) | NonEquip | 15 | Display cases | 0% | Tech/Econ | 37.5% | 0 | 0 | 0
Econ | Lodging/Hospitality | Refrigeration | Large cold storage | TRC | Existing | NE4838 | PSC to ECM Evaporator Fan Motor (Walk-In, Refrigerator) | PSC to ECM Evaporator Fan Motor (Walk-In, Refrigerator) | NonEquip | 15 | Walk-in cooler | 0% | Tech/Econ | 37.5% | 0 | 0 | 0
Econ | Lodging/Hospitality | Refrigeration | Large cold storage | TRC | Existing | NE4812 | PSC to ECM Evaporator Fan Motor (Reach-In) | PSC to ECM Evaporator Fan Motor (Reach-In) | NonEquip | 15 | Display cases | 0% | Tech/Econ | 37.5% | 0 | 0 | 0
Econ | Lodging/Hospitality | Miscellaneous | Laboratory equipment | TRC | New | NN4539 | VSD Controlled Compressor | VSD Controlled Compressor | NonEquip | 15 | Others | 0% | Tech/Econ | 20.79% | 0 | 0 | 0
Econ | Lodging/Hospitality | Miscellaneous | Laboratory equipment | TRC | Existing | NE4526 | VSD Controlled Compressor | VSD Controlled Compressor | NonEquip | 15 | Others | 0% | Tech/Econ | 20.79% | 0 | 0 | 0
Econ | Lodging/Hospitality | Ventilation and Circulation | Individual room ventilation | TRC | New | NN4955 | Demand Controlled Ventilation | Demand Controlled Ventilation | NonEquip | 10 |  | 23.39% | Tech/Econ | 40.89% | 1313.2255 | 0.13673 | 0.76977
Econ | Lodging/Hospitality | Ventilation and Circulation | Individual room ventilation | TRC | Existing | NE4942 | Demand Controlled Ventilation | Demand Controlled Ventilation | NonEquip | 10 |  | 23.39% | Tech/Econ | 40.89% | 72880.3066 | 7.5879 | 42.7199
Econ | Lodging/Hospitality | Space Heating | Individual room heating | TRC | New | NN4175 | Smart Thermostat | Smart Thermostat | NonEquip | 11 |  | 45.33% | Tech/Econ | 10% | 258.6608 | 0 | 0.77282
Econ | Lodging/Hospitality | Space Heating | Individual room heating | TRC | New | NN4071 | Programmable Thermostat | Programmable Thermostat | NonEquip | 11 |  | 0% | Tech/Econ | 3.6% | 0 | 0 | 0
Econ | Lodging/Hospitality | Space Heating | Individual room heating | TRC | New | NN3655 | Facility Energy Management System | Facility Energy Management System | NonEquip | 15 |  | 4.276% | Tech/Econ | 20% | 46.59 | 0 | 0.0055902
Econ | Lodging/Hospitality | Space Heating | Individual room heating | TRC | New | NN3577 | ECM Motors on Furnaces | ECM Motors on Furnaces | NonEquip | 15 | Forced air furnace | 0% | Tech/Econ | 1.706% | 0 | 0 | 0
Econ | Lodging/Hospitality | Space Heating | Individual room heating | TRC | New | NN3395 | Dedicated Outdoor Air System on VRF unit | Dedicated Outdoor Air System on VRF unit | NonEquip | 15 | Residential/split system heat pump | 0% | Tech/Econ | 10% | 0 | 0 | 0
Econ | Lodging/Hospitality | Space Heating | Individual room heating | TRC | New | NN3187 | Ceiling Insulation(R2 to R38) | Ceiling Insulation(R2 to R38) | NonEquip | 20 |  | 0% | Tech/Econ | 6.064% | 0 | 0 | 0
Econ | Lodging/Hospitality | Space Heating | Individual room heating | TRC | Existing | NE4240 | Wall Insulation | Wall Insulation | NonEquip | 20 |  | 0% | Tech/Econ | 6.945% | 0 | 0 | 0
Econ | Lodging/Hospitality | Space Heating | Individual room heating | TRC | Existing | NE4162 | Smart Thermostat | Smart Thermostat | NonEquip | 11 |  | 45.33% | Tech/Econ | 10% | 14354.9441 | 0 | 42.8891
Econ | Lodging/Hospitality | Space Heating | Individual room heating | TRC | Existing | NE4058 | Programmable Thermostat | Programmable Thermostat | NonEquip | 11 |  | 0% | Tech/Econ | 3.6% | 0 | 0 | 0
Econ | Lodging/Hospitality | Space Heating | Individual room heating | TRC | Existing | NE4006 | Low U-Value Windows | Low U-Value Windows | NonEquip | 20 |  | 10.75% | Tech/Econ | 46% | 14929.8743 | 0 | -1.4826
Econ | Lodging/Hospitality | Space Heating | Individual room heating | TRC | Existing | NE3642 | Facility Energy Management System | Facility Energy Management System | NonEquip | 15 |  | 0.7167% | Tech/Econ | 20% | 433.3712 | 0 | 0.051999
Econ | Lodging/Hospitality | Space Heating | Individual room heating | TRC | Existing | NE3564 | ECM Motors on Furnaces | ECM Motors on Furnaces | NonEquip | 15 | Forced air furnace | 0% | Tech/Econ | 1.706% | 0 | 0 | 0
Econ | Lodging/Hospitality | Space Heating | Individual room heating | TRC | Existing | NE3382 | Dedicated Outdoor Air System on VRF unit | Dedicated Outdoor Air System on VRF unit | NonEquip | 15 | Residential/split system heat pump | 0% | Tech/Econ | 10% | 0 | 0 | 0
Econ | Lodging/Hospitality | Space Heating | Individual room heating | TRC | Existing | NE3174 | Ceiling Insulation(R2 to R38) | Ceiling Insulation(R2 to R38) | NonEquip | 20 |  | 0% | Tech/Econ | 6.691% | 0 | 0 | 0
Econ | Lodging/Hospitality | Space Cooling | Individual room air conditioners | TRC | New | NN4201 | Thermal Energy Storage | Thermal Energy Storage | NonEquip | 20 |  | 33.33% | Tech/Econ | 0% | 0 | 0 | 0
Econ | Lodging/Hospitality | Space Cooling | Individual room air conditioners | TRC | New | NN4149 | Smart Thermostat | Smart Thermostat | NonEquip | 11 |  | 45.33% | Tech/Econ | 10% | 114923.2883 | -3.6812 | 0
Econ | Lodging/Hospitality | Space Cooling | Individual room air conditioners | TRC | New | NN4045 | Programmable Thermostat | Programmable Thermostat | NonEquip | 11 |  | 0% | Tech/Econ | 3.6% | 0 | 0 | 0
Econ | Lodging/Hospitality | Space Cooling | Individual room air conditioners | TRC | New | NN3915 | HVAC tune-up_RTU | HVAC tune-up_RTU | NonEquip | 5 | Packaged air conditioning units (RTUs) | 0% | Tech/Econ | 5% | 0 | 0 | 0
Econ | Lodging/Hospitality | Space Cooling | Individual room air conditioners | TRC | New | NN3889 | HVAC tune-up | HVAC tune-up | NonEquip | 5 | Residential-type central air conditioners | 0% | Tech/Econ | 5% | 0 | 0 | 0
Econ | Lodging/Hospitality | Space Cooling | Individual room air conditioners | TRC | New | NN3681 | Facility Energy Management System | Facility Energy Management System | NonEquip | 15 |  | 4.276% | Tech/Econ | 20% | 20699.997 | 5.4019 | 0
Econ | Lodging/Hospitality | Space Cooling | Individual room air conditioners | TRC | New | NN3421 | Dedicated Outdoor Air System on VRF unit | Dedicated Outdoor Air System on VRF unit | NonEquip | 15 | Residential-type central air conditioners | 0% | Tech/Econ | 17.5% | 0 | 0 | 0
Econ | Lodging/Hospitality | Space Cooling | Individual room air conditioners | TRC | New | NN3317 | Chilled Water System - Variable Speed Drives | Chilled Water System - Variable Speed Drives | NonEquip | 13 | Central chillers inside | 0% | Tech/Econ | 24.74% | 0 | 0 | 0
Econ | Lodging/Hospitality | Space Cooling | Individual room air conditioners | TRC | New | NN3213 | Ceiling Insulation(R2 to R38) | Ceiling Insulation(R2 to R38) | NonEquip | 20 |  | 0% | Tech/Econ | 4.907% | 0 | 0 | 0
Econ | Lodging/Hospitality | Space Cooling | Individual room air conditioners | TRC | Existing | NE4214 | Wall Insulation | Wall Insulation | NonEquip | 20 |  | 0% | Tech/Econ | 34.88% | 0 | 0 | 0
Econ | Lodging/Hospitality | Space Cooling | Individual room air conditioners | TRC | Existing | NE4188 | Thermal Energy Storage | Thermal Energy Storage | NonEquip | 20 |  | 33.33% | Tech/Econ | 0% | 0.038095 | -0.00022938 | -2.9681e-06
Econ | Lodging/Hospitality | Space Cooling | Individual room air conditioners | TRC | Existing | NE4136 | Smart Thermostat | Smart Thermostat | NonEquip | 11 |  | 45.33% | Tech/Econ | 10% | 6377917.864 | -204.296 | 0
Econ | Lodging/Hospitality | Space Cooling | Individual room air conditioners | TRC | Existing | NE4032 | Programmable Thermostat | Programmable Thermostat | NonEquip | 11 |  | 0% | Tech/Econ | 3.6% | 0 | 0 | 0
Econ | Lodging/Hospitality | Space Cooling | Individual room air conditioners | TRC | Existing | NE3980 | Low U-Value Windows | Low U-Value Windows | NonEquip | 20 |  | 10.75% | Tech/Econ | 46% | 6633360.057 | 2927.0542 | 0
Econ | Lodging/Hospitality | Space Cooling | Individual room air conditioners | TRC | Existing | NE3902 | HVAC tune-up_RTU | HVAC tune-up_RTU | NonEquip | 5 | Packaged air conditioning units (RTUs) | 0% | Tech/Econ | 5% | 0 | 0 | 0
Econ | Lodging/Hospitality | Space Cooling | Individual room air conditioners | TRC | Existing | NE3876 | HVAC tune-up | HVAC tune-up | NonEquip | 5 | Residential-type central air conditioners | 0% | Tech/Econ | 5% | 0 | 0 | 0
Econ | Lodging/Hospitality | Space Cooling | Individual room air conditioners | TRC | Existing | NE3668 | Facility Energy Management System | Facility Energy Management System | NonEquip | 15 |  | 0.7167% | Tech/Econ | 20% | 192547.2993 | 50.2472 | 0
Econ | Lodging/Hospitality | Space Cooling | Individual room air conditioners | TRC | Existing | NE3408 | Dedicated Outdoor Air System on VRF unit | Dedicated Outdoor Air System on VRF unit | NonEquip | 15 | Residential-type central air conditioners | 0% | Tech/Econ | 17.5% | 0 | 0 | 0
Econ | Lodging/Hospitality | Space Cooling | Individual room air conditioners | TRC | Existing | NE3304 | Chilled Water System - Variable Speed Drives | Chilled Water System - Variable Speed Drives | NonEquip | 13 | Central chillers inside | 0% | Tech/Econ | 24.74% | 0 | 0 | 0
Econ | Lodging/Hospitality | Space Cooling | Individual room air conditioners | TRC | Existing | NE3200 | Ceiling Insulation(R2 to R38) | Ceiling Insulation(R2 to R38) | NonEquip | 20 |  | 0% | Tech/Econ | 4.907% | 0 | 0 | 0
Econ | Lodging/Hospitality | Interior Lighting | High bay | TRC | New | NN3707 | Facility Energy Management System | Facility Energy Management System | NonEquip | 15 |  | 4.276% | Tech/Econ | 24% | 16073.2847 | 4.1945 | 1.9286
Econ | Lodging/Hospitality | Interior Lighting | High bay | TRC | Existing | NE3694 | Facility Energy Management System | Facility Energy Management System | NonEquip | 15 |  | 0.7167% | Tech/Econ | 24% | 149510.5313 | 39.0163 | 17.9393
Econ | Lodging/Hospitality | Interior Lighting | High bay | TRC | Turnover | ET1529 | High Bay LED | High Bay LED | Equip | 15 | High bay | 0% | Tech/Econ | 64.78% | 0 | 0 | 0
Econ | Lodging/Hospitality | Interior Lighting | High bay | TRC | New | EN1555 | High Bay LED | High Bay LED | Equip | 15 | High bay | 0% | Tech/Econ | 64.78% | 0 | 0 | 0
Econ | Lodging/Hospitality | Space Heating | Forced air furnace | TRC | New | NN4175 | Smart Thermostat | Smart Thermostat | NonEquip | 11 |  | 45.33% | Tech/Econ | 10% | 47.1159 | 0 | 0.14077
Econ | Lodging/Hospitality | Space Heating | Forced air furnace | TRC | New | NN4071 | Programmable Thermostat | Programmable Thermostat | NonEquip | 11 |  | 0% | Tech/Econ | 3.6% | 0 | 0 | 0
Econ | Lodging/Hospitality | Space Heating | Forced air furnace | TRC | New | NN3655 | Facility Energy Management System | Facility Energy Management System | NonEquip | 15 |  | 4.276% | Tech/Econ | 20% | 8.4865 | 0 | 0.0010183
Econ | Lodging/Hospitality | Space Heating | Forced air furnace | TRC | New | NN3577 | ECM Motors on Furnaces | ECM Motors on Furnaces | NonEquip | 15 | Forced air furnace | 47.78% | Tech/Econ | 1.706% | 8.0214 | 0 | 0.00091569
Econ | Lodging/Hospitality | Space Heating | Forced air furnace | TRC | New | NN3395 | Dedicated Outdoor Air System on VRF unit | Dedicated Outdoor Air System on VRF unit | NonEquip | 15 | Residential/split system heat pump | 0% | Tech/Econ | 10% | 0 | 0 | 0
Econ | Lodging/Hospitality | Space Heating | Forced air furnace | TRC | New | NN3187 | Ceiling Insulation(R2 to R38) | Ceiling Insulation(R2 to R38) | NonEquip | 20 |  | 0% | Tech/Econ | 6.064% | 0 | 0 | 0
Econ | Lodging/Hospitality | Space Heating | Forced air furnace | TRC | Existing | NE4240 | Wall Insulation | Wall Insulation | NonEquip | 20 |  | 0% | Tech/Econ | 6.945% | 0 | 0 | 0
Econ | Lodging/Hospitality | Space Heating | Forced air furnace | TRC | Existing | NE4162 | Smart Thermostat | Smart Thermostat | NonEquip | 11 |  | 45.33% | Tech/Econ | 10% | 2614.8018 | 0 | 7.8124
Econ | Lodging/Hospitality | Space Heating | Forced air furnace | TRC | Existing | NE4058 | Programmable Thermostat | Programmable Thermostat | NonEquip | 11 |  | 0% | Tech/Econ | 3.6% | 0 | 0 | 0
Econ | Lodging/Hospitality | Space Heating | Forced air furnace | TRC | Existing | NE4006 | Low U-Value Windows | Low U-Value Windows | NonEquip | 20 |  | 10.75% | Tech/Econ | 46% | 2719.5273 | 0 | -0.27006
Econ | Lodging/Hospitality | Space Heating | Forced air furnace | TRC | Existing | NE3642 | Facility Energy Management System | Facility Energy Management System | NonEquip | 15 |  | 0.7167% | Tech/Econ | 20% | 78.94 | 0 | 0.0094718
Econ | Lodging/Hospitality | Space Heating | Forced air furnace | TRC | Existing | NE3564 | ECM Motors on Furnaces | ECM Motors on Furnaces | NonEquip | 15 | Forced air furnace | 47.78% | Tech/Econ | 1.706% | 426.1913 | 0 | 0.048652
Econ | Lodging/Hospitality | Space Heating | Forced air furnace | TRC | Existing | NE3382 | Dedicated Outdoor Air System on VRF unit | Dedicated Outdoor Air System on VRF unit | NonEquip | 15 | Residential/split system heat pump | 0% | Tech/Econ | 10% | 0 | 0 | 0
Econ | Lodging/Hospitality | Space Heating | Forced air furnace | TRC | Existing | NE3174 | Ceiling Insulation(R2 to R38) | Ceiling Insulation(R2 to R38) | NonEquip | 20 |  | 0% | Tech/Econ | 6.691% | 0 | 0 | 0
Econ | Lodging/Hospitality | Miscellaneous | Elevators/Escalators | TRC | New | NN4539 | VSD Controlled Compressor | VSD Controlled Compressor | NonEquip | 15 | Others | 0% | Tech/Econ | 20.79% | 0 | 0 | 0
Econ | Lodging/Hospitality | Miscellaneous | Elevators/Escalators | TRC | Existing | NE4526 | VSD Controlled Compressor | VSD Controlled Compressor | NonEquip | 15 | Others | 0% | Tech/Econ | 20.79% | 0 | 0 | 0
Econ | Lodging/Hospitality | Space Cooling | District chilled water piped | TRC | New | NN4201 | Thermal Energy Storage | Thermal Energy Storage | NonEquip | 20 |  | 33.33% | Tech/Econ | 0% | 0 | 0 | 0
Econ | Lodging/Hospitality | Space Cooling | District chilled water piped | TRC | New | NN4149 | Smart Thermostat | Smart Thermostat | NonEquip | 11 |  | 45.33% | Tech/Econ | 10% | 0 | 0 | 0
Econ | Lodging/Hospitality | Space Cooling | District chilled water piped | TRC | New | NN4045 | Programmable Thermostat | Programmable Thermostat | NonEquip | 11 |  | 0% | Tech/Econ | 3.6% | 0 | 0 | 0
Econ | Lodging/Hospitality | Space Cooling | District chilled water piped | TRC | New | NN3915 | HVAC tune-up_RTU | HVAC tune-up_RTU | NonEquip | 5 | Packaged air conditioning units (RTUs) | 0% | Tech/Econ | 5% | 0 | 0 | 0
Econ | Lodging/Hospitality | Space Cooling | District chilled water piped | TRC | New | NN3889 | HVAC tune-up | HVAC tune-up | NonEquip | 5 | Residential-type central air conditioners | 0% | Tech/Econ | 5% | 0 | 0 | 0
Econ | Lodging/Hospitality | Space Cooling | District chilled water piped | TRC | New | NN3681 | Facility Energy Management System | Facility Energy Management System | NonEquip | 15 |  | 4.276% | Tech/Econ | 20% | 0 | 0 | 0
Econ | Lodging/Hospitality | Space Cooling | District chilled water piped | TRC | New | NN3421 | Dedicated Outdoor Air System on VRF unit | Dedicated Outdoor Air System on VRF unit | NonEquip | 15 | Residential-type central air conditioners | 0% | Tech/Econ | 17.5% | 0 | 0 | 0
Econ | Lodging/Hospitality | Space Cooling | District chilled water piped | TRC | New | NN3317 | Chilled Water System - Variable Speed Drives | Chilled Water System - Variable Speed Drives | NonEquip | 13 | Central chillers inside | 0% | Tech/Econ | 24.74% | 0 | 0 | 0
Econ | Lodging/Hospitality | Space Cooling | District chilled water piped | TRC | New | NN3213 | Ceiling Insulation(R2 to R38) | Ceiling Insulation(R2 to R38) | NonEquip | 20 |  | 0% | Tech/Econ | 4.907% | 0 | 0 | 0
Econ | Lodging/Hospitality | Space Cooling | District chilled water piped | TRC | Existing | NE4214 | Wall Insulation | Wall Insulation | NonEquip | 20 |  | 0% | Tech/Econ | 34.88% | 0 | 0 | 0
Econ | Lodging/Hospitality | Space Cooling | District chilled water piped | TRC | Existing | NE4188 | Thermal Energy Storage | Thermal Energy Storage | NonEquip | 20 |  | 33.33% | Tech/Econ | 0% | 0 | 0 | 0
Econ | Lodging/Hospitality | Space Cooling | District chilled water piped | TRC | Existing | NE4136 | Smart Thermostat | Smart Thermostat | NonEquip | 11 |  | 45.33% | Tech/Econ | 10% | 0 | 0 | 0
Econ | Lodging/Hospitality | Space Cooling | District chilled water piped | TRC | Existing | NE4032 | Programmable Thermostat | Programmable Thermostat | NonEquip | 11 |  | 0% | Tech/Econ | 3.6% | 0 | 0 | 0
Econ | Lodging/Hospitality | Space Cooling | District chilled water piped | TRC | Existing | NE3980 | Low U-Value Windows | Low U-Value Windows | NonEquip | 20 |  | 10.75% | Tech/Econ | 46% | 0 | 0 | 0
Econ | Lodging/Hospitality | Space Cooling | District chilled water piped | TRC | Existing | NE3902 | HVAC tune-up_RTU | HVAC tune-up_RTU | NonEquip | 5 | Packaged air conditioning units (RTUs) | 0% | Tech/Econ | 5% | 0 | 0 | 0
Econ | Lodging/Hospitality | Space Cooling | District chilled water piped | TRC | Existing | NE3876 | HVAC tune-up | HVAC tune-up | NonEquip | 5 | Residential-type central air conditioners | 0% | Tech/Econ | 5% | 0 | 0 | 0
Econ | Lodging/Hospitality | Space Cooling | District chilled water piped | TRC | Existing | NE3668 | Facility Energy Management System | Facility Energy Management System | NonEquip | 15 |  | 0.7167% | Tech/Econ | 20% | 0 | 0 | 0
Econ | Lodging/Hospitality | Space Cooling | District chilled water piped | TRC | Existing | NE3408 | Dedicated Outdoor Air System on VRF unit | Dedicated Outdoor Air System on VRF unit | NonEquip | 15 | Residential-type central air conditioners | 0% | Tech/Econ | 17.5% | 0 | 0 | 0
Econ | Lodging/Hospitality | Space Cooling | District chilled water piped | TRC | Existing | NE3304 | Chilled Water System - Variable Speed Drives | Chilled Water System - Variable Speed Drives | NonEquip | 13 | Central chillers inside | 0% | Tech/Econ | 24.74% | 0 | 0 | 0
Econ | Lodging/Hospitality | Space Cooling | District chilled water piped | TRC | Existing | NE3200 | Ceiling Insulation(R2 to R38) | Ceiling Insulation(R2 to R38) | NonEquip | 20 |  | 0% | Tech/Econ | 4.907% | 0 | 0 | 0
Econ | Lodging/Hospitality | Space Cooling | District chilled water piped | TRC | Turnover | ET944 | High Efficiency Chiller (Air Cooled, 50 tons) | High Efficiency Chiller (Air Cooled, 50 tons) | Equip | 20 | District chilled water piped | 28.37% | Tech/Econ | 8.759% | 0 | 0 | 0
Econ | Lodging/Hospitality | Space Cooling | District chilled water piped | TRC | Turnover | ET1100 | High Efficiency Chiller (Water cooled-positive displacement, 100 tons) | High Efficiency Chiller (Water cooled-positive displacement, 100 tons) | Equip | 20 | District chilled water piped | 28.37% | Tech/Econ | 2.683% | 0 | 0 | 0
Econ | Lodging/Hospitality | Space Cooling | District chilled water piped | TRC | Turnover | ET1022 | High Efficiency Chiller (Water cooled-centrifugal, 200 tons) | High Efficiency Chiller (Water cooled-centrifugal, 200 tons) | Equip | 20 | District chilled water piped | 28.37% | Tech/Econ | 4.362% | 0 | 0 | 0
Econ | Lodging/Hospitality | Space Cooling | District chilled water piped | TRC | New | EN970 | High Efficiency Chiller (Air Cooled, 50 tons) | High Efficiency Chiller (Air Cooled, 50 tons) | Equip | 20 | District chilled water piped | 28.37% | Tech/Econ | 8.759% | 0 | 0 | 0
Econ | Lodging/Hospitality | Space Cooling | District chilled water piped | TRC | New | EN1126 | High Efficiency Chiller (Water cooled-positive displacement, 100 tons) | High Efficiency Chiller (Water cooled-positive displacement, 100 tons) | Equip | 20 | District chilled water piped | 28.37% | Tech/Econ | 2.683% | 0 | 0 | 0
Econ | Lodging/Hospitality | Space Cooling | District chilled water piped | TRC | New | EN1048 | High Efficiency Chiller (Water cooled-centrifugal, 200 tons) | High Efficiency Chiller (Water cooled-centrifugal, 200 tons) | Equip | 20 | District chilled water piped | 28.37% | Tech/Econ | 4.362% | 0 | 0 | 0
Econ | Lodging/Hospitality | Refrigeration | Display cases | TRC | New | NN4851 | PSC to ECM Evaporator Fan Motor (Walk-In, Refrigerator) | PSC to ECM Evaporator Fan Motor (Walk-In, Refrigerator) | NonEquip | 15 | Walk-in cooler | 0% | Tech/Econ | 37.5% | 0 | 0 | 0
Econ | Lodging/Hospitality | Refrigeration | Display cases | TRC | New | NN4825 | PSC to ECM Evaporator Fan Motor (Reach-In) | PSC to ECM Evaporator Fan Motor (Reach-In) | NonEquip | 15 | Display cases | 68.68% | Tech/Econ | 37.5% | 27515.1583 | 3.5675 | 2.9882
Econ | Lodging/Hospitality | Refrigeration | Display cases | TRC | Existing | NE4838 | PSC to ECM Evaporator Fan Motor (Walk-In, Refrigerator) | PSC to ECM Evaporator Fan Motor (Walk-In, Refrigerator) | NonEquip | 15 | Walk-in cooler | 0% | Tech/Econ | 37.5% | 0 | 0 | 0
Econ | Lodging/Hospitality | Refrigeration | Display cases | TRC | Existing | NE4812 | PSC to ECM Evaporator Fan Motor (Reach-In) | PSC to ECM Evaporator Fan Motor (Reach-In) | NonEquip | 15 | Display cases | 17.17% | Tech/Econ | 37.5% | 381753.3898 | 49.4963 | 41.4593
Econ | Lodging/Hospitality | Refrigeration | Display cases | TRC | Turnover | ET2459 | Energy Star Commercial Solid Door Refrigerator | Energy Star Commercial Solid Door Refrigerator | Equip | 12 | Display cases | 0% | Tech/Econ | 50.28% | 0 | 0 | 0
Econ | Lodging/Hospitality | Refrigeration | Display cases | TRC | New | EN2485 | Energy Star Commercial Solid Door Refrigerator | Energy Star Commercial Solid Door Refrigerator | Equip | 12 | Display cases | 0% | Tech/Econ | 50.28% | 0 | 0 | 0
Econ | Lodging/Hospitality | Cooking | Cooking Other | TRC | Turnover | ET8 | Efficient Exhaust Hood | Efficient Exhaust Hood | Equip | 15 | Cooking Other | 14.03% | Tech/Econ | 42.5% | 900545.068 | 196.8768 | 77.2737
Econ | Lodging/Hospitality | Cooking | Cooking Other | TRC | Turnover | ET164 | Energy Star Hot Food Holding Cabinet | Energy Star Hot Food Holding Cabinet | Equip | 12 | Cooking Other | 26.95% | Tech/Econ | 52.67% | 2016560.631 | 371.374 | 179.6971
Econ | Lodging/Hospitality | Cooking | Cooking Other | TRC | New | EN34 | Efficient Exhaust Hood | Efficient Exhaust Hood | Equip | 15 | Cooking Other | 14.03% | Tech/Econ | 42.5% | 16226.8632 | 3.5475 | 1.3924
Econ | Lodging/Hospitality | Cooking | Cooking Other | TRC | New | EN190 | Energy Star Hot Food Holding Cabinet | Energy Star Hot Food Holding Cabinet | Equip | 12 | Cooking Other | 26.95% | Tech/Econ | 52.67% | 36336.2752 | 6.6918 | 3.238
Econ | Lodging/Hospitality | Domestic Hot Water | Centralized water heaters | TRC | Turnover | ET437 | Solar Water Heater | Solar Water Heater | Equip | 15 | Centralized water heaters | 5.674% | Tech/Econ | 76.67% | 1701618.101 | 127.1822 | 17.8556
Econ | Lodging/Hospitality | Domestic Hot Water | Centralized water heaters | TRC | New | EN463 | Solar Water Heater | Solar Water Heater | Equip | 15 | Centralized water heaters | 5.674% | Tech/Econ | 76.67% | 30661.3462 | 2.2917 | 0.32174
Econ | Lodging/Hospitality | Space Cooling | Central chillers inside | TRC | New | NN4201 | Thermal Energy Storage | Thermal Energy Storage | NonEquip | 20 |  | 33.33% | Tech/Econ | 0% | 0 | 0 | 0
Econ | Lodging/Hospitality | Space Cooling | Central chillers inside | TRC | New | NN4149 | Smart Thermostat | Smart Thermostat | NonEquip | 11 |  | 45.33% | Tech/Econ | 10% | 31755.3387 | -1.0172 | 0
Econ | Lodging/Hospitality | Space Cooling | Central chillers inside | TRC | New | NN4045 | Programmable Thermostat | Programmable Thermostat | NonEquip | 11 |  | 0% | Tech/Econ | 3.6% | 0 | 0 | 0
Econ | Lodging/Hospitality | Space Cooling | Central chillers inside | TRC | New | NN3915 | HVAC tune-up_RTU | HVAC tune-up_RTU | NonEquip | 5 | Packaged air conditioning units (RTUs) | 0% | Tech/Econ | 5% | 0 | 0 | 0
Econ | Lodging/Hospitality | Space Cooling | Central chillers inside | TRC | New | NN3889 | HVAC tune-up | HVAC tune-up | NonEquip | 5 | Residential-type central air conditioners | 0% | Tech/Econ | 5% | 0 | 0 | 0
Econ | Lodging/Hospitality | Space Cooling | Central chillers inside | TRC | New | NN3681 | Facility Energy Management System | Facility Energy Management System | NonEquip | 15 |  | 4.276% | Tech/Econ | 20% | 5508.6196 | 1.4375 | 0
Econ | Lodging/Hospitality | Space Cooling | Central chillers inside | TRC | New | NN3421 | Dedicated Outdoor Air System on VRF unit | Dedicated Outdoor Air System on VRF unit | NonEquip | 15 | Residential-type central air conditioners | 0% | Tech/Econ | 17.5% | 0 | 0 | 0
Econ | Lodging/Hospitality | Space Cooling | Central chillers inside | TRC | New | NN3317 | Chilled Water System - Variable Speed Drives | Chilled Water System - Variable Speed Drives | NonEquip | 13 | Central chillers inside | 73.99% | Tech/Econ | 24.74% | 23351.9206 | 2.5513 | 0.11441
Econ | Lodging/Hospitality | Space Cooling | Central chillers inside | TRC | New | NN3213 | Ceiling Insulation(R2 to R38) | Ceiling Insulation(R2 to R38) | NonEquip | 20 |  | 0% | Tech/Econ | 4.907% | 0 | 0 | 0
Econ | Lodging/Hospitality | Space Cooling | Central chillers inside | TRC | Existing | NE4214 | Wall Insulation | Wall Insulation | NonEquip | 20 |  | 0% | Tech/Econ | 34.88% | 0 | 0 | 0
Econ | Lodging/Hospitality | Space Cooling | Central chillers inside | TRC | Existing | NE4188 | Thermal Energy Storage | Thermal Energy Storage | NonEquip | 20 |  | 33.33% | Tech/Econ | 0% | 0.010138 | -6.1041e-05 | -7.8985e-07
Econ | Lodging/Hospitality | Space Cooling | Central chillers inside | TRC | Existing | NE4136 | Smart Thermostat | Smart Thermostat | NonEquip | 11 |  | 45.33% | Tech/Econ | 10% | 1762331.595 | -56.4506 | 0
Econ | Lodging/Hospitality | Space Cooling | Central chillers inside | TRC | Existing | NE4032 | Programmable Thermostat | Programmable Thermostat | NonEquip | 11 |  | 0% | Tech/Econ | 3.6% | 0 | 0 | 0
Econ | Lodging/Hospitality | Space Cooling | Central chillers inside | TRC | Existing | NE3980 | Low U-Value Windows | Low U-Value Windows | NonEquip | 20 |  | 10.75% | Tech/Econ | 46% | 1431145.999 | 631.5113 | 0
Econ | Lodging/Hospitality | Space Cooling | Central chillers inside | TRC | Existing | NE3902 | HVAC tune-up_RTU | HVAC tune-up_RTU | NonEquip | 5 | Packaged air conditioning units (RTUs) | 0% | Tech/Econ | 5% | 0 | 0 | 0
Econ | Lodging/Hospitality | Space Cooling | Central chillers inside | TRC | Existing | NE3876 | HVAC tune-up | HVAC tune-up | NonEquip | 5 | Residential-type central air conditioners | 0% | Tech/Econ | 5% | 0 | 0 | 0
Econ | Lodging/Hospitality | Space Cooling | Central chillers inside | TRC | Existing | NE3668 | Facility Energy Management System | Facility Energy Management System | NonEquip | 15 |  | 0.7167% | Tech/Econ | 20% | 51240.0954 | 13.3716 | 0
Econ | Lodging/Hospitality | Space Cooling | Central chillers inside | TRC | Existing | NE3408 | Dedicated Outdoor Air System on VRF unit | Dedicated Outdoor Air System on VRF unit | NonEquip | 15 | Residential-type central air conditioners | 0% | Tech/Econ | 17.5% | 0 | 0 | 0
Econ | Lodging/Hospitality | Space Cooling | Central chillers inside | TRC | Existing | NE3304 | Chilled Water System - Variable Speed Drives | Chilled Water System - Variable Speed Drives | NonEquip | 13 | Central chillers inside | 73.99% | Tech/Econ | 24.74% | 6484496.878 | 708.4686 | 31.7707
Econ | Lodging/Hospitality | Space Cooling | Central chillers inside | TRC | Existing | NE3200 | Ceiling Insulation(R2 to R38) | Ceiling Insulation(R2 to R38) | NonEquip | 20 |  | 0% | Tech/Econ | 4.907% | 0 | 0 | 0
Econ | Lodging/Hospitality | Space Cooling | Central chillers inside | TRC | Turnover | ET983 | High Efficiency Chiller (Water cooled-centrifugal, 200 tons) | High Efficiency Chiller (Water cooled-centrifugal, 200 tons) | Equip | 20 | Central chillers inside | 28.37% | Tech/Econ | 4.362% | 459362.565 | 173.0926 | 0.33621
Econ | Lodging/Hospitality | Space Cooling | Central chillers inside | TRC | Turnover | ET905 | High Efficiency Chiller (Air Cooled, 50 tons) | High Efficiency Chiller (Air Cooled, 50 tons) | Equip | 20 | Central chillers inside | 28.37% | Tech/Econ | 8.759% | 910921.5025 | 248.1337 | 11.2924
Econ | Lodging/Hospitality | Space Cooling | Central chillers inside | TRC | Turnover | ET1061 | High Efficiency Chiller (Water cooled-positive displacement, 100 tons) | High Efficiency Chiller (Water cooled-positive displacement, 100 tons) | Equip | 20 | Central chillers inside | 28.37% | Tech/Econ | 2.683% | 271692.8281 | 102.3767 | 0.19886
Econ | Lodging/Hospitality | Space Cooling | Central chillers inside | TRC | New | EN931 | High Efficiency Chiller (Air Cooled, 50 tons) | High Efficiency Chiller (Air Cooled, 50 tons) | Equip | 20 | Central chillers inside | 28.37% | Tech/Econ | 8.759% | 16413.8355 | 4.4711 | 0.20348
Econ | Lodging/Hospitality | Space Cooling | Central chillers inside | TRC | New | EN1087 | High Efficiency Chiller (Water cooled-positive displacement, 100 tons) | High Efficiency Chiller (Water cooled-positive displacement, 100 tons) | Equip | 20 | Central chillers inside | 28.37% | Tech/Econ | 2.683% | 4860.7157 | 1.8316 | 0.0035576
Econ | Lodging/Hospitality | Space Cooling | Central chillers inside | TRC | New | EN1009 | High Efficiency Chiller (Water cooled-centrifugal, 200 tons) | High Efficiency Chiller (Water cooled-centrifugal, 200 tons) | Equip | 20 | Central chillers inside | 28.37% | Tech/Econ | 4.362% | 8277.2241 | 3.1189 | 0.0060582
Econ | Lodging/Hospitality | Ventilation and Circulation | Central air-handling unit | TRC | New | NN4955 | Demand Controlled Ventilation | Demand Controlled Ventilation | NonEquip | 10 |  | 23.39% | Tech/Econ | 40.89% | 201257.0237 | 20.9538 | 117.9699
Econ | Lodging/Hospitality | Ventilation and Circulation | Central air-handling unit | TRC | Existing | NE4942 | Demand Controlled Ventilation | Demand Controlled Ventilation | NonEquip | 10 |  | 23.39% | Tech/Econ | 40.89% | 11169196.31 | 1162.8771 | 6546.998
Econ | Lodging/Hospitality | Interior Lighting | case lighting | TRC | New | NN3707 | Facility Energy Management System | Facility Energy Management System | NonEquip | 15 |  | 4.276% | Tech/Econ | 24% | 0.8332 | 0.00021743 | 9.9973e-05
Econ | Lodging/Hospitality | Interior Lighting | case lighting | TRC | Existing | NE3694 | Facility Energy Management System | Facility Energy Management System | NonEquip | 15 |  | 0.7167% | Tech/Econ | 24% | 7.7503 | 0.0020225 | 0.00092993
Econ | Lodging/Hospitality | Space Heating | Boilers | TRC | New | NN4175 | Smart Thermostat | Smart Thermostat | NonEquip | 11 |  | 45.33% | Tech/Econ | 10% | 0 | 0 | 0
Econ | Lodging/Hospitality | Space Heating | Boilers | TRC | New | NN4071 | Programmable Thermostat | Programmable Thermostat | NonEquip | 11 |  | 0% | Tech/Econ | 3.6% | 0 | 0 | 0
Econ | Lodging/Hospitality | Space Heating | Boilers | TRC | New | NN3655 | Facility Energy Management System | Facility Energy Management System | NonEquip | 15 |  | 4.276% | Tech/Econ | 20% | 0 | 0 | 0
Econ | Lodging/Hospitality | Space Heating | Boilers | TRC | New | NN3577 | ECM Motors on Furnaces | ECM Motors on Furnaces | NonEquip | 15 | Forced air furnace | 0% | Tech/Econ | 1.706% | 0 | 0 | 0
Econ | Lodging/Hospitality | Space Heating | Boilers | TRC | New | NN3395 | Dedicated Outdoor Air System on VRF unit | Dedicated Outdoor Air System on VRF unit | NonEquip | 15 | Residential/split system heat pump | 0% | Tech/Econ | 10% | 0 | 0 | 0
Econ | Lodging/Hospitality | Space Heating | Boilers | TRC | New | NN3187 | Ceiling Insulation(R2 to R38) | Ceiling Insulation(R2 to R38) | NonEquip | 20 |  | 0% | Tech/Econ | 6.064% | 0 | 0 | 0
Econ | Lodging/Hospitality | Space Heating | Boilers | TRC | Existing | NE4240 | Wall Insulation | Wall Insulation | NonEquip | 20 |  | 0% | Tech/Econ | 6.945% | 0 | 0 | 0
Econ | Lodging/Hospitality | Space Heating | Boilers | TRC | Existing | NE4162 | Smart Thermostat | Smart Thermostat | NonEquip | 11 |  | 45.33% | Tech/Econ | 10% | 0 | 0 | 0
Econ | Lodging/Hospitality | Space Heating | Boilers | TRC | Existing | NE4058 | Programmable Thermostat | Programmable Thermostat | NonEquip | 11 |  | 0% | Tech/Econ | 3.6% | 0 | 0 | 0
Econ | Lodging/Hospitality | Space Heating | Boilers | TRC | Existing | NE4006 | Low U-Value Windows | Low U-Value Windows | NonEquip | 20 |  | 10.75% | Tech/Econ | 46% | 0 | 0 | 0
Econ | Lodging/Hospitality | Space Heating | Boilers | TRC | Existing | NE3642 | Facility Energy Management System | Facility Energy Management System | NonEquip | 15 |  | 0.7167% | Tech/Econ | 20% | 0 | 0 | 0
Econ | Lodging/Hospitality | Space Heating | Boilers | TRC | Existing | NE3564 | ECM Motors on Furnaces | ECM Motors on Furnaces | NonEquip | 15 | Forced air furnace | 0% | Tech/Econ | 1.706% | 0 | 0 | 0
Econ | Lodging/Hospitality | Space Heating | Boilers | TRC | Existing | NE3382 | Dedicated Outdoor Air System on VRF unit | Dedicated Outdoor Air System on VRF unit | NonEquip | 15 | Residential/split system heat pump | 0% | Tech/Econ | 10% | 0 | 0 | 0
Econ | Lodging/Hospitality | Space Heating | Boilers | TRC | Existing | NE3174 | Ceiling Insulation(R2 to R38) | Ceiling Insulation(R2 to R38) | NonEquip | 20 |  | 0% | Tech/Econ | 6.691% | 0 | 0 | 0
Econ | Miscellaneous | Refrigeration | Walk-in cooler | TRC | New | NN4852 | PSC to ECM Evaporator Fan Motor (Walk-In, Refrigerator) | PSC to ECM Evaporator Fan Motor (Walk-In, Refrigerator) | NonEquip | 15 | Walk-in cooler | 0% | Tech/Econ | 37.5% | 0 | 0 | 0
Econ | Miscellaneous | Refrigeration | Walk-in cooler | TRC | New | NN4826 | PSC to ECM Evaporator Fan Motor (Reach-In) | PSC to ECM Evaporator Fan Motor (Reach-In) | NonEquip | 15 | Display cases | 0% | Tech/Econ | 37.5% | 0 | 0 | 0
Econ | Miscellaneous | Refrigeration | Walk-in cooler | TRC | Existing | NE4839 | PSC to ECM Evaporator Fan Motor (Walk-In, Refrigerator) | PSC to ECM Evaporator Fan Motor (Walk-In, Refrigerator) | NonEquip | 15 | Walk-in cooler | 0% | Tech/Econ | 37.5% | 0 | 0 | 0
Econ | Miscellaneous | Refrigeration | Walk-in cooler | TRC | Existing | NE4813 | PSC to ECM Evaporator Fan Motor (Reach-In) | PSC to ECM Evaporator Fan Motor (Reach-In) | NonEquip | 15 | Display cases | 0% | Tech/Econ | 37.5% | 0 | 0 | 0
Econ | Miscellaneous | Refrigeration | Vending and ice makers | TRC | New | NN4852 | PSC to ECM Evaporator Fan Motor (Walk-In, Refrigerator) | PSC to ECM Evaporator Fan Motor (Walk-In, Refrigerator) | NonEquip | 15 | Walk-in cooler | 0% | Tech/Econ | 37.5% | 0 | 0 | 0
Econ | Miscellaneous | Refrigeration | Vending and ice makers | TRC | New | NN4826 | PSC to ECM Evaporator Fan Motor (Reach-In) | PSC to ECM Evaporator Fan Motor (Reach-In) | NonEquip | 15 | Display cases | 0% | Tech/Econ | 37.5% | 0 | 0 | 0
Econ | Miscellaneous | Refrigeration | Vending and ice makers | TRC | Existing | NE4839 | PSC to ECM Evaporator Fan Motor (Walk-In, Refrigerator) | PSC to ECM Evaporator Fan Motor (Walk-In, Refrigerator) | NonEquip | 15 | Walk-in cooler | 0% | Tech/Econ | 37.5% | 0 | 0 | 0
Econ | Miscellaneous | Refrigeration | Vending and ice makers | TRC | Existing | NE4813 | PSC to ECM Evaporator Fan Motor (Reach-In) | PSC to ECM Evaporator Fan Motor (Reach-In) | NonEquip | 15 | Display cases | 0% | Tech/Econ | 37.5% | 0 | 0 | 0
Econ | Miscellaneous | Interior Lighting | Spot lighting | TRC | New | NN3708 | Facility Energy Management System | Facility Energy Management System | NonEquip | 15 |  | 6.861% | Tech/Econ | 24% | 14.1758 | 0.0029712 | 0.00025549
Econ | Miscellaneous | Interior Lighting | Spot lighting | TRC | Existing | NE3695 | Facility Energy Management System | Facility Energy Management System | NonEquip | 15 |  | 6.861% | Tech/Econ | 24% | 786.7177 | 0.16489 | 0.014179
Econ | Miscellaneous | Space Cooling | Residential-type central air conditioners | TRC | New | NN4202 | Thermal Energy Storage | Thermal Energy Storage | NonEquip | 20 |  | 50% | Tech/Econ | 0% | 0 | 0 | 0
Econ | Miscellaneous | Space Cooling | Residential-type central air conditioners | TRC | New | NN3682 | Facility Energy Management System | Facility Energy Management System | NonEquip | 15 |  | 6.861% | Tech/Econ | 20% | 520.0417 | 0.109 | 0
Econ | Miscellaneous | Space Cooling | Residential-type central air conditioners | TRC | New | NN3318 | Chilled Water System - Variable Speed Drives | Chilled Water System - Variable Speed Drives | NonEquip | 13 | Central chillers inside | 0% | Tech/Econ | 24.74% | 0 | 0 | 0
Econ | Miscellaneous | Space Cooling | Residential-type central air conditioners | TRC | New | NN3214 | Ceiling Insulation(R2 to R38) | Ceiling Insulation(R2 to R38) | NonEquip | 20 |  | 0% | Tech/Econ | 1.589% | 0 | 0 | 0
Econ | Miscellaneous | Space Cooling | Residential-type central air conditioners | TRC | Existing | NE4215 | Wall Insulation | Wall Insulation | NonEquip | 20 |  | 0% | Tech/Econ | 0.6991% | 0 | 0 | 0
Econ | Miscellaneous | Space Cooling | Residential-type central air conditioners | TRC | Existing | NE4189 | Thermal Energy Storage | Thermal Energy Storage | NonEquip | 20 |  | 50% | Tech/Econ | 0% | 5.771e-05 | -3.4748e-07 | -4.4963e-09
Econ | Miscellaneous | Space Cooling | Residential-type central air conditioners | TRC | Existing | NE3981 | Low U-Value Windows | Low U-Value Windows | NonEquip | 20 |  | 14.46% | Tech/Econ | 46% | 138019.9372 | 47.5153 | 0
Econ | Miscellaneous | Space Cooling | Residential-type central air conditioners | TRC | Existing | NE3669 | Facility Energy Management System | Facility Energy Management System | NonEquip | 15 |  | 6.861% | Tech/Econ | 20% | 28860.8475 | 6.0491 | 0
Econ | Miscellaneous | Space Cooling | Residential-type central air conditioners | TRC | Existing | NE3305 | Chilled Water System - Variable Speed Drives | Chilled Water System - Variable Speed Drives | NonEquip | 13 | Central chillers inside | 0% | Tech/Econ | 24.74% | 0 | 0 | 0
Econ | Miscellaneous | Space Cooling | Residential-type central air conditioners | TRC | Existing | NE3201 | Ceiling Insulation(R2 to R38) | Ceiling Insulation(R2 to R38) | NonEquip | 20 |  | 0% | Tech/Econ | 1.589% | 0 | 0 | 0
Econ | Miscellaneous | Space Cooling | Residential-type central air conditioners | TRC | Turnover | ET1296 | High Efficiency PTHP | High Efficiency PTHP | Equip | 15 | Residential-type central air conditioners | 49.09% | Tech/Econ | 23.64% | 276102.2131 | 137.3246 | 0
Econ | Miscellaneous | Space Cooling | Residential-type central air conditioners | TRC | Turnover | ET1257 | High Efficiency PTAC | High Efficiency PTAC | Equip | 15 | Residential-type central air conditioners | 0% | Tech/Econ | 23.64% | 0 | 0 | 0
Econ | Miscellaneous | Space Cooling | Residential-type central air conditioners | TRC | New | EN1322 | High Efficiency PTHP | High Efficiency PTHP | Equip | 15 | Residential-type central air conditioners | 49.09% | Tech/Econ | 23.64% | 4975.0679 | 2.4744 | 0
Econ | Miscellaneous | Space Cooling | Residential-type central air conditioners | TRC | New | EN1283 | High Efficiency PTAC | High Efficiency PTAC | Equip | 15 | Residential-type central air conditioners | 0% | Tech/Econ | 23.64% | 0 | 0 | 0
Econ | Miscellaneous | Space Heating | Residential/split system heat pump | TRC | New | NN4332 | Water Cooled Refrigeration Heat Recovery | Water Cooled Refrigeration Heat Recovery | NonEquip | 20 |  | 0% | Tech/Econ | 10% | 0 | 0 | 0
Econ | Miscellaneous | Space Heating | Residential/split system heat pump | TRC | New | NN3656 | Facility Energy Management System | Facility Energy Management System | NonEquip | 15 |  | 6.861% | Tech/Econ | 20% | 0 | 0 | 0
Econ | Miscellaneous | Space Heating | Residential/split system heat pump | TRC | New | NN3188 | Ceiling Insulation(R2 to R38) | Ceiling Insulation(R2 to R38) | NonEquip | 20 |  | 0% | Tech/Econ | 1.964% | 0 | 0 | 0
Econ | Miscellaneous | Space Heating | Residential/split system heat pump | TRC | Existing | NE4319 | Water Cooled Refrigeration Heat Recovery | Water Cooled Refrigeration Heat Recovery | NonEquip | 20 |  | 0% | Tech/Econ | 10% | 0 | 0 | 0
Econ | Miscellaneous | Space Heating | Residential/split system heat pump | TRC | Existing | NE4241 | Wall Insulation | Wall Insulation | NonEquip | 20 |  | 0% | Tech/Econ | 0.1392% | 0 | 0 | 0
Econ | Miscellaneous | Space Heating | Residential/split system heat pump | TRC | Existing | NE4007 | Low U-Value Windows | Low U-Value Windows | NonEquip | 20 |  | 14.46% | Tech/Econ | 46% | 0 | 0 | 0
Econ | Miscellaneous | Space Heating | Residential/split system heat pump | TRC | Existing | NE3643 | Facility Energy Management System | Facility Energy Management System | NonEquip | 15 |  | 6.861% | Tech/Econ | 20% | 0 | 0 | 0
Econ | Miscellaneous | Space Heating | Residential/split system heat pump | TRC | Existing | NE3175 | Ceiling Insulation(R2 to R38) | Ceiling Insulation(R2 to R38) | NonEquip | 20 |  | 0% | Tech/Econ | 2.167% | 0 | 0 | 0
Econ | Miscellaneous | Space Heating | Residential/split system heat pump | TRC | Turnover | ET1335 | High Efficiency PTHP | High Efficiency PTHP | Equip | 15 | Residential/split system heat pump | 49.09% | Tech/Econ | 9.375% | 0 | 0 | 0
Econ | Miscellaneous | Space Heating | Residential/split system heat pump | TRC | New | EN1361 | High Efficiency PTHP | High Efficiency PTHP | Equip | 15 | Residential/split system heat pump | 49.09% | Tech/Econ | 9.375% | 0 | 0 | 0
Econ | Miscellaneous | Refrigeration | Residential style | TRC | New | NN4852 | PSC to ECM Evaporator Fan Motor (Walk-In, Refrigerator) | PSC to ECM Evaporator Fan Motor (Walk-In, Refrigerator) | NonEquip | 15 | Walk-in cooler | 0% | Tech/Econ | 37.5% | 0 | 0 | 0
Econ | Miscellaneous | Refrigeration | Residential style | TRC | New | NN4826 | PSC to ECM Evaporator Fan Motor (Reach-In) | PSC to ECM Evaporator Fan Motor (Reach-In) | NonEquip | 15 | Display cases | 0% | Tech/Econ | 37.5% | 0 | 0 | 0
Econ | Miscellaneous | Refrigeration | Residential style | TRC | Existing | NE4839 | PSC to ECM Evaporator Fan Motor (Walk-In, Refrigerator) | PSC to ECM Evaporator Fan Motor (Walk-In, Refrigerator) | NonEquip | 15 | Walk-in cooler | 0% | Tech/Econ | 37.5% | 0 | 0 | 0
Econ | Miscellaneous | Refrigeration | Residential style | TRC | Existing | NE4813 | PSC to ECM Evaporator Fan Motor (Reach-In) | PSC to ECM Evaporator Fan Motor (Reach-In) | NonEquip | 15 | Display cases | 0% | Tech/Econ | 37.5% | 0 | 0 | 0
Econ | Miscellaneous | Miscellaneous | Pool pump | TRC | New | NN4540 | VSD Controlled Compressor | VSD Controlled Compressor | NonEquip | 15 | Others | 0% | Tech/Econ | 20.79% | 0 | 0 | 0
Econ | Miscellaneous | Miscellaneous | Pool pump | TRC | Existing | NE4527 | VSD Controlled Compressor | VSD Controlled Compressor | NonEquip | 15 | Others | 0% | Tech/Econ | 20.79% | 0 | 0 | 0
Econ | Miscellaneous | Miscellaneous | Pool pump | TRC | Turnover | ET2112 | Variable Speed Pool Pump | Variable Speed Pool Pump | Equip | 10 | Pool pump | 0% | Tech/Econ | 64.36% | 0 | 0 | 0
Econ | Miscellaneous | Miscellaneous | Pool pump | TRC | Turnover | ET1998 | Solar Pool Heater | Solar Pool Heater | Equip | 15 | Pool pump | 0% | Tech/Econ | 86.11% | 0 | 0 | 0
Econ | Miscellaneous | Miscellaneous | Pool pump | TRC | New | EN2136 | Variable Speed Pool Pump | Variable Speed Pool Pump | Equip | 10 | Pool pump | 0% | Tech/Econ | 64.36% | 0 | 0 | 0
Econ | Miscellaneous | Miscellaneous | Pool pump | TRC | New | EN2024 | Solar Pool Heater | Solar Pool Heater | Equip | 15 | Pool pump | 0% | Tech/Econ | 86.11% | 0 | 0 | 0
Econ | Miscellaneous | Space Heating | Packaged central unit | TRC | New | NN4332 | Water Cooled Refrigeration Heat Recovery | Water Cooled Refrigeration Heat Recovery | NonEquip | 20 |  | 0% | Tech/Econ | 10% | 0 | 0 | 0
Econ | Miscellaneous | Space Heating | Packaged central unit | TRC | New | NN3656 | Facility Energy Management System | Facility Energy Management System | NonEquip | 15 |  | 6.861% | Tech/Econ | 20% | 1495.5351 | 0 | 0.026954
Econ | Miscellaneous | Space Heating | Packaged central unit | TRC | New | NN3188 | Ceiling Insulation(R2 to R38) | Ceiling Insulation(R2 to R38) | NonEquip | 20 |  | 0% | Tech/Econ | 1.964% | 0 | 0 | 0
Econ | Miscellaneous | Space Heating | Packaged central unit | TRC | Existing | NE4319 | Water Cooled Refrigeration Heat Recovery | Water Cooled Refrigeration Heat Recovery | NonEquip | 20 |  | 0% | Tech/Econ | 10% | 0 | 0 | 0
Econ | Miscellaneous | Space Heating | Packaged central unit | TRC | Existing | NE4241 | Wall Insulation | Wall Insulation | NonEquip | 20 |  | 0% | Tech/Econ | 0.1392% | 0 | 0 | 0
Econ | Miscellaneous | Space Heating | Packaged central unit | TRC | Existing | NE4007 | Low U-Value Windows | Low U-Value Windows | NonEquip | 20 |  | 14.46% | Tech/Econ | 46% | 396917.4853 | 0 | -23.0743
Econ | Miscellaneous | Space Heating | Packaged central unit | TRC | Existing | NE3643 | Facility Energy Management System | Facility Energy Management System | NonEquip | 15 |  | 6.861% | Tech/Econ | 20% | 82997.9726 | 0 | 1.4959
Econ | Miscellaneous | Space Heating | Packaged central unit | TRC | Existing | NE3175 | Ceiling Insulation(R2 to R38) | Ceiling Insulation(R2 to R38) | NonEquip | 20 |  | 0% | Tech/Econ | 2.167% | 0 | 0 | 0
Econ | Miscellaneous | Space Cooling | Packaged air conditioning units (RTUs) | TRC | New | NN4202 | Thermal Energy Storage | Thermal Energy Storage | NonEquip | 20 |  | 50% | Tech/Econ | 0% | 0 | 0 | 0
Econ | Miscellaneous | Space Cooling | Packaged air conditioning units (RTUs) | TRC | New | NN3682 | Facility Energy Management System | Facility Energy Management System | NonEquip | 15 |  | 6.861% | Tech/Econ | 20% | 35694.4799 | 7.4813 | 0
Econ | Miscellaneous | Space Cooling | Packaged air conditioning units (RTUs) | TRC | New | NN3318 | Chilled Water System - Variable Speed Drives | Chilled Water System - Variable Speed Drives | NonEquip | 13 | Central chillers inside | 0% | Tech/Econ | 24.74% | 0 | 0 | 0
Econ | Miscellaneous | Space Cooling | Packaged air conditioning units (RTUs) | TRC | New | NN3214 | Ceiling Insulation(R2 to R38) | Ceiling Insulation(R2 to R38) | NonEquip | 20 |  | 0% | Tech/Econ | 1.589% | 0 | 0 | 0
Econ | Miscellaneous | Space Cooling | Packaged air conditioning units (RTUs) | TRC | Existing | NE4215 | Wall Insulation | Wall Insulation | NonEquip | 20 |  | 0% | Tech/Econ | 0.6991% | 0 | 0 | 0
Econ | Miscellaneous | Space Cooling | Packaged air conditioning units (RTUs) | TRC | Existing | NE4189 | Thermal Energy Storage | Thermal Energy Storage | NonEquip | 20 |  | 50% | Tech/Econ | 0% | 0.0039611 | -2.385e-05 | -3.0861e-07
Econ | Miscellaneous | Space Cooling | Packaged air conditioning units (RTUs) | TRC | Existing | NE3981 | Low U-Value Windows | Low U-Value Windows | NonEquip | 20 |  | 14.46% | Tech/Econ | 46% | 9473374.019 | 3261.3392 | 0
Econ | Miscellaneous | Space Cooling | Packaged air conditioning units (RTUs) | TRC | Existing | NE3669 | Facility Energy Management System | Facility Energy Management System | NonEquip | 15 |  | 6.861% | Tech/Econ | 20% | 1980942.812 | 415.1931 | 0
Econ | Miscellaneous | Space Cooling | Packaged air conditioning units (RTUs) | TRC | Existing | NE3305 | Chilled Water System - Variable Speed Drives | Chilled Water System - Variable Speed Drives | NonEquip | 13 | Central chillers inside | 0% | Tech/Econ | 24.74% | 0 | 0 | 0
Econ | Miscellaneous | Space Cooling | Packaged air conditioning units (RTUs) | TRC | Existing | NE3201 | Ceiling Insulation(R2 to R38) | Ceiling Insulation(R2 to R38) | NonEquip | 20 |  | 0% | Tech/Econ | 1.589% | 0 | 0 | 0
Econ | Miscellaneous | Interior Lighting | Overhead (fluorescent/LED/CFL U-shape) | TRC | New | NN3708 | Facility Energy Management System | Facility Energy Management System | NonEquip | 15 |  | 6.861% | Tech/Econ | 24% | 86352.7684 | 18.099 | 1.5564
Econ | Miscellaneous | Interior Lighting | Overhead (fluorescent/LED/CFL U-shape) | TRC | Existing | NE3695 | Facility Energy Management System | Facility Energy Management System | NonEquip | 15 |  | 6.861% | Tech/Econ | 24% | 4792334.717 | 1004.4431 | 86.3735
Econ | Miscellaneous | Miscellaneous | Others | TRC | New | NN4540 | VSD Controlled Compressor | VSD Controlled Compressor | NonEquip | 15 | Others | 23.37% | Tech/Econ | 20.79% | 637446.3556 | 96.1168 | 44.9866
Econ | Miscellaneous | Miscellaneous | Others | TRC | Existing | NE4527 | VSD Controlled Compressor | VSD Controlled Compressor | NonEquip | 15 | Others | 23.37% | Tech/Econ | 20.79% | 35376472.1 | 5334.2082 | 2496.6312
Econ | Miscellaneous | Miscellaneous | Others | TRC | Turnover | ET1842 | Efficient Battery Charger | Efficient Battery Charger | Equip | 7 | Others | 0% | Tech/Econ | 13.68% | 0 | 0 | 0
Econ | Miscellaneous | Miscellaneous | Others | TRC | New | EN1868 | Efficient Battery Charger | Efficient Battery Charger | Equip | 7 | Others | 0% | Tech/Econ | 13.68% | 0 | 0 | 0
Econ | Miscellaneous | Office Equipment | Other office | TRC | Turnover | ET2265 | Energy Star Uninterruptable Power Supply | Energy Star Uninterruptable Power Supply | Equip | 10 | Other office | 22.4% | Tech/Econ | 1.878% | 24874.0151 | 2.8395 | 2.8395
Econ | Miscellaneous | Office Equipment | Other office | TRC | New | EN2291 | Energy Star Uninterruptable Power Supply | Energy Star Uninterruptable Power Supply | Equip | 10 | Other office | 22.4% | Tech/Econ | 1.878% | 448.2033 | 0.051165 | 0.051165
Econ | Miscellaneous | Ventilation and Circulation | Motor/Fan | TRC | New | NN4956 | Demand Controlled Ventilation | Demand Controlled Ventilation | NonEquip | 10 |  | 23.39% | Tech/Econ | 3.192% | 10.849 | 0.0011295 | 0.0063593
Econ | Miscellaneous | Ventilation and Circulation | Motor/Fan | TRC | Existing | NE4943 | Demand Controlled Ventilation | Demand Controlled Ventilation | NonEquip | 10 |  | 23.39% | Tech/Econ | 3.192% | 602.0861 | 0.062686 | 0.35292
Econ | Miscellaneous | Miscellaneous | Medical equipment | TRC | New | NN4540 | VSD Controlled Compressor | VSD Controlled Compressor | NonEquip | 15 | Others | 0% | Tech/Econ | 20.79% | 0 | 0 | 0
Econ | Miscellaneous | Miscellaneous | Medical equipment | TRC | Existing | NE4527 | VSD Controlled Compressor | VSD Controlled Compressor | NonEquip | 15 | Others | 0% | Tech/Econ | 20.79% | 0 | 0 | 0
Econ | Miscellaneous | Refrigeration | Large cold storage | TRC | New | NN4852 | PSC to ECM Evaporator Fan Motor (Walk-In, Refrigerator) | PSC to ECM Evaporator Fan Motor (Walk-In, Refrigerator) | NonEquip | 15 | Walk-in cooler | 0% | Tech/Econ | 37.5% | 0 | 0 | 0
Econ | Miscellaneous | Refrigeration | Large cold storage | TRC | New | NN4826 | PSC to ECM Evaporator Fan Motor (Reach-In) | PSC to ECM Evaporator Fan Motor (Reach-In) | NonEquip | 15 | Display cases | 0% | Tech/Econ | 37.5% | 0 | 0 | 0
Econ | Miscellaneous | Refrigeration | Large cold storage | TRC | Existing | NE4839 | PSC to ECM Evaporator Fan Motor (Walk-In, Refrigerator) | PSC to ECM Evaporator Fan Motor (Walk-In, Refrigerator) | NonEquip | 15 | Walk-in cooler | 0% | Tech/Econ | 37.5% | 0 | 0 | 0
Econ | Miscellaneous | Refrigeration | Large cold storage | TRC | Existing | NE4813 | PSC to ECM Evaporator Fan Motor (Reach-In) | PSC to ECM Evaporator Fan Motor (Reach-In) | NonEquip | 15 | Display cases | 0% | Tech/Econ | 37.5% | 0 | 0 | 0
Econ | Miscellaneous | Miscellaneous | Laboratory equipment | TRC | New | NN4540 | VSD Controlled Compressor | VSD Controlled Compressor | NonEquip | 15 | Others | 0% | Tech/Econ | 20.79% | 0 | 0 | 0
Econ | Miscellaneous | Miscellaneous | Laboratory equipment | TRC | Existing | NE4527 | VSD Controlled Compressor | VSD Controlled Compressor | NonEquip | 15 | Others | 0% | Tech/Econ | 20.79% | 0 | 0 | 0
Econ | Miscellaneous | Ventilation and Circulation | Individual room ventilation | TRC | New | NN4956 | Demand Controlled Ventilation | Demand Controlled Ventilation | NonEquip | 10 |  | 23.39% | Tech/Econ | 3.192% | 10.849 | 0.0011295 | 0.0063593
Econ | Miscellaneous | Ventilation and Circulation | Individual room ventilation | TRC | Existing | NE4943 | Demand Controlled Ventilation | Demand Controlled Ventilation | NonEquip | 10 |  | 23.39% | Tech/Econ | 3.192% | 602.0861 | 0.062686 | 0.35292
Econ | Miscellaneous | Space Heating | Individual room heating | TRC | New | NN4332 | Water Cooled Refrigeration Heat Recovery | Water Cooled Refrigeration Heat Recovery | NonEquip | 20 |  | 0% | Tech/Econ | 10% | 0 | 0 | 0
Econ | Miscellaneous | Space Heating | Individual room heating | TRC | New | NN3656 | Facility Energy Management System | Facility Energy Management System | NonEquip | 15 |  | 6.861% | Tech/Econ | 20% | 0.40315 | 0 | 7.266e-06
Econ | Miscellaneous | Space Heating | Individual room heating | TRC | New | NN3188 | Ceiling Insulation(R2 to R38) | Ceiling Insulation(R2 to R38) | NonEquip | 20 |  | 0% | Tech/Econ | 1.964% | 0 | 0 | 0
Econ | Miscellaneous | Space Heating | Individual room heating | TRC | Existing | NE4319 | Water Cooled Refrigeration Heat Recovery | Water Cooled Refrigeration Heat Recovery | NonEquip | 20 |  | 0% | Tech/Econ | 10% | 0 | 0 | 0
Econ | Miscellaneous | Space Heating | Individual room heating | TRC | Existing | NE4241 | Wall Insulation | Wall Insulation | NonEquip | 20 |  | 0% | Tech/Econ | 0.1392% | 0 | 0 | 0
Econ | Miscellaneous | Space Heating | Individual room heating | TRC | Existing | NE4007 | Low U-Value Windows | Low U-Value Windows | NonEquip | 20 |  | 14.46% | Tech/Econ | 46% | 106.9955 | 0 | -0.00622
Econ | Miscellaneous | Space Heating | Individual room heating | TRC | Existing | NE3643 | Facility Energy Management System | Facility Energy Management System | NonEquip | 15 |  | 6.861% | Tech/Econ | 20% | 22.3734 | 0 | 0.00040324
Econ | Miscellaneous | Space Heating | Individual room heating | TRC | Existing | NE3175 | Ceiling Insulation(R2 to R38) | Ceiling Insulation(R2 to R38) | NonEquip | 20 |  | 0% | Tech/Econ | 2.167% | 0 | 0 | 0
Econ | Miscellaneous | Space Cooling | Individual room air conditioners | TRC | New | NN4202 | Thermal Energy Storage | Thermal Energy Storage | NonEquip | 20 |  | 50% | Tech/Econ | 0% | 0 | 0 | 0
Econ | Miscellaneous | Space Cooling | Individual room air conditioners | TRC | New | NN3682 | Facility Energy Management System | Facility Energy Management System | NonEquip | 15 |  | 6.861% | Tech/Econ | 20% | 0 | 0 | 0
Econ | Miscellaneous | Space Cooling | Individual room air conditioners | TRC | New | NN3318 | Chilled Water System - Variable Speed Drives | Chilled Water System - Variable Speed Drives | NonEquip | 13 | Central chillers inside | 0% | Tech/Econ | 24.74% | 0 | 0 | 0
Econ | Miscellaneous | Space Cooling | Individual room air conditioners | TRC | New | NN3214 | Ceiling Insulation(R2 to R38) | Ceiling Insulation(R2 to R38) | NonEquip | 20 |  | 0% | Tech/Econ | 1.589% | 0 | 0 | 0
Econ | Miscellaneous | Space Cooling | Individual room air conditioners | TRC | Existing | NE4215 | Wall Insulation | Wall Insulation | NonEquip | 20 |  | 0% | Tech/Econ | 0.6991% | 0 | 0 | 0
Econ | Miscellaneous | Space Cooling | Individual room air conditioners | TRC | Existing | NE4189 | Thermal Energy Storage | Thermal Energy Storage | NonEquip | 20 |  | 50% | Tech/Econ | 0% | 0 | 0 | 0
Econ | Miscellaneous | Space Cooling | Individual room air conditioners | TRC | Existing | NE3981 | Low U-Value Windows | Low U-Value Windows | NonEquip | 20 |  | 14.46% | Tech/Econ | 46% | 0 | 0 | 0
Econ | Miscellaneous | Space Cooling | Individual room air conditioners | TRC | Existing | NE3669 | Facility Energy Management System | Facility Energy Management System | NonEquip | 15 |  | 6.861% | Tech/Econ | 20% | 0 | 0 | 0
Econ | Miscellaneous | Space Cooling | Individual room air conditioners | TRC | Existing | NE3305 | Chilled Water System - Variable Speed Drives | Chilled Water System - Variable Speed Drives | NonEquip | 13 | Central chillers inside | 0% | Tech/Econ | 24.74% | 0 | 0 | 0
Econ | Miscellaneous | Space Cooling | Individual room air conditioners | TRC | Existing | NE3201 | Ceiling Insulation(R2 to R38) | Ceiling Insulation(R2 to R38) | NonEquip | 20 |  | 0% | Tech/Econ | 1.589% | 0 | 0 | 0
Econ | Miscellaneous | Interior Lighting | High bay | TRC | New | NN3708 | Facility Energy Management System | Facility Energy Management System | NonEquip | 15 |  | 6.861% | Tech/Econ | 24% | 113904.2536 | 23.8736 | 2.0529
Econ | Miscellaneous | Interior Lighting | High bay | TRC | Existing | NE3695 | Facility Energy Management System | Facility Energy Management System | NonEquip | 15 |  | 6.861% | Tech/Econ | 24% | 6321364.318 | 1324.9181 | 113.9316
Econ | Miscellaneous | Space Heating | Forced air furnace | TRC | New | NN4332 | Water Cooled Refrigeration Heat Recovery | Water Cooled Refrigeration Heat Recovery | NonEquip | 20 |  | 0% | Tech/Econ | 10% | 0 | 0 | 0
Econ | Miscellaneous | Space Heating | Forced air furnace | TRC | New | NN3656 | Facility Energy Management System | Facility Energy Management System | NonEquip | 15 |  | 6.861% | Tech/Econ | 20% | 104.717 | 0 | 0.0018873
Econ | Miscellaneous | Space Heating | Forced air furnace | TRC | New | NN3188 | Ceiling Insulation(R2 to R38) | Ceiling Insulation(R2 to R38) | NonEquip | 20 |  | 0% | Tech/Econ | 1.964% | 0 | 0 | 0
Econ | Miscellaneous | Space Heating | Forced air furnace | TRC | Existing | NE4319 | Water Cooled Refrigeration Heat Recovery | Water Cooled Refrigeration Heat Recovery | NonEquip | 20 |  | 0% | Tech/Econ | 10% | 0 | 0 | 0
Econ | Miscellaneous | Space Heating | Forced air furnace | TRC | Existing | NE4241 | Wall Insulation | Wall Insulation | NonEquip | 20 |  | 0% | Tech/Econ | 0.1392% | 0 | 0 | 0
Econ | Miscellaneous | Space Heating | Forced air furnace | TRC | Existing | NE4007 | Low U-Value Windows | Low U-Value Windows | NonEquip | 20 |  | 14.46% | Tech/Econ | 46% | 27792.0703 | 0 | -1.6157
Econ | Miscellaneous | Space Heating | Forced air furnace | TRC | Existing | NE3643 | Facility Energy Management System | Facility Energy Management System | NonEquip | 15 |  | 6.861% | Tech/Econ | 20% | 5811.4988 | 0 | 0.10474
Econ | Miscellaneous | Space Heating | Forced air furnace | TRC | Existing | NE3175 | Ceiling Insulation(R2 to R38) | Ceiling Insulation(R2 to R38) | NonEquip | 20 |  | 0% | Tech/Econ | 2.167% | 0 | 0 | 0
Econ | Miscellaneous | Miscellaneous | Elevators/Escalators | TRC | New | NN4540 | VSD Controlled Compressor | VSD Controlled Compressor | NonEquip | 15 | Others | 0% | Tech/Econ | 20.79% | 0 | 0 | 0
Econ | Miscellaneous | Miscellaneous | Elevators/Escalators | TRC | Existing | NE4527 | VSD Controlled Compressor | VSD Controlled Compressor | NonEquip | 15 | Others | 0% | Tech/Econ | 20.79% | 0 | 0 | 0
Econ | Miscellaneous | Space Cooling | District chilled water piped | TRC | New | NN4202 | Thermal Energy Storage | Thermal Energy Storage | NonEquip | 20 |  | 50% | Tech/Econ | 0% | 0 | 0 | 0
Econ | Miscellaneous | Space Cooling | District chilled water piped | TRC | New | NN3682 | Facility Energy Management System | Facility Energy Management System | NonEquip | 15 |  | 6.861% | Tech/Econ | 20% | 0 | 0 | 0
Econ | Miscellaneous | Space Cooling | District chilled water piped | TRC | New | NN3318 | Chilled Water System - Variable Speed Drives | Chilled Water System - Variable Speed Drives | NonEquip | 13 | Central chillers inside | 0% | Tech/Econ | 24.74% | 0 | 0 | 0
Econ | Miscellaneous | Space Cooling | District chilled water piped | TRC | New | NN3214 | Ceiling Insulation(R2 to R38) | Ceiling Insulation(R2 to R38) | NonEquip | 20 |  | 0% | Tech/Econ | 1.589% | 0 | 0 | 0
Econ | Miscellaneous | Space Cooling | District chilled water piped | TRC | Existing | NE4215 | Wall Insulation | Wall Insulation | NonEquip | 20 |  | 0% | Tech/Econ | 0.6991% | 0 | 0 | 0
Econ | Miscellaneous | Space Cooling | District chilled water piped | TRC | Existing | NE4189 | Thermal Energy Storage | Thermal Energy Storage | NonEquip | 20 |  | 50% | Tech/Econ | 0% | 0 | 0 | 0
Econ | Miscellaneous | Space Cooling | District chilled water piped | TRC | Existing | NE3981 | Low U-Value Windows | Low U-Value Windows | NonEquip | 20 |  | 14.46% | Tech/Econ | 46% | 0 | 0 | 0
Econ | Miscellaneous | Space Cooling | District chilled water piped | TRC | Existing | NE3669 | Facility Energy Management System | Facility Energy Management System | NonEquip | 15 |  | 6.861% | Tech/Econ | 20% | 0 | 0 | 0
Econ | Miscellaneous | Space Cooling | District chilled water piped | TRC | Existing | NE3305 | Chilled Water System - Variable Speed Drives | Chilled Water System - Variable Speed Drives | NonEquip | 13 | Central chillers inside | 0% | Tech/Econ | 24.74% | 0 | 0 | 0
Econ | Miscellaneous | Space Cooling | District chilled water piped | TRC | Existing | NE3201 | Ceiling Insulation(R2 to R38) | Ceiling Insulation(R2 to R38) | NonEquip | 20 |  | 0% | Tech/Econ | 1.589% | 0 | 0 | 0
Econ | Miscellaneous | Space Cooling | District chilled water piped | TRC | Turnover | ET945 | High Efficiency Chiller (Air Cooled, 50 tons) | High Efficiency Chiller (Air Cooled, 50 tons) | Equip | 20 | District chilled water piped | 28.37% | Tech/Econ | 8.759% | 0 | 0 | 0
Econ | Miscellaneous | Space Cooling | District chilled water piped | TRC | Turnover | ET1023 | High Efficiency Chiller (Water cooled-centrifugal, 200 tons) | High Efficiency Chiller (Water cooled-centrifugal, 200 tons) | Equip | 20 | District chilled water piped | 28.37% | Tech/Econ | 4.362% | 0 | 0 | 0
Econ | Miscellaneous | Space Cooling | District chilled water piped | TRC | New | EN971 | High Efficiency Chiller (Air Cooled, 50 tons) | High Efficiency Chiller (Air Cooled, 50 tons) | Equip | 20 | District chilled water piped | 28.37% | Tech/Econ | 8.759% | 0 | 0 | 0
Econ | Miscellaneous | Space Cooling | District chilled water piped | TRC | New | EN1049 | High Efficiency Chiller (Water cooled-centrifugal, 200 tons) | High Efficiency Chiller (Water cooled-centrifugal, 200 tons) | Equip | 20 | District chilled water piped | 28.37% | Tech/Econ | 4.362% | 0 | 0 | 0
Econ | Miscellaneous | Refrigeration | Display cases | TRC | New | NN4852 | PSC to ECM Evaporator Fan Motor (Walk-In, Refrigerator) | PSC to ECM Evaporator Fan Motor (Walk-In, Refrigerator) | NonEquip | 15 | Walk-in cooler | 0% | Tech/Econ | 37.5% | 0 | 0 | 0
Econ | Miscellaneous | Refrigeration | Display cases | TRC | New | NN4826 | PSC to ECM Evaporator Fan Motor (Reach-In) | PSC to ECM Evaporator Fan Motor (Reach-In) | NonEquip | 15 | Display cases | 0% | Tech/Econ | 37.5% | 0 | 0 | 0
Econ | Miscellaneous | Refrigeration | Display cases | TRC | Existing | NE4839 | PSC to ECM Evaporator Fan Motor (Walk-In, Refrigerator) | PSC to ECM Evaporator Fan Motor (Walk-In, Refrigerator) | NonEquip | 15 | Walk-in cooler | 0% | Tech/Econ | 37.5% | 0 | 0 | 0
Econ | Miscellaneous | Refrigeration | Display cases | TRC | Existing | NE4813 | PSC to ECM Evaporator Fan Motor (Reach-In) | PSC to ECM Evaporator Fan Motor (Reach-In) | NonEquip | 15 | Display cases | 0% | Tech/Econ | 37.5% | 0 | 0 | 0
Econ | Miscellaneous | Refrigeration | Display cases | TRC | Turnover | ET2460 | Energy Star Commercial Solid Door Refrigerator | Energy Star Commercial Solid Door Refrigerator | Equip | 12 | Display cases | 0% | Tech/Econ | 50.28% | 0 | 0 | 0
Econ | Miscellaneous | Refrigeration | Display cases | TRC | New | EN2486 | Energy Star Commercial Solid Door Refrigerator | Energy Star Commercial Solid Door Refrigerator | Equip | 12 | Display cases | 0% | Tech/Econ | 50.28% | 0 | 0 | 0
Econ | Miscellaneous | Cooking | Cooking Other | TRC | Turnover | ET9 | Efficient Exhaust Hood | Efficient Exhaust Hood | Equip | 15 | Cooking Other | 0% | Tech/Econ | 42.5% | 0 | 0 | 0
Econ | Miscellaneous | Cooking | Cooking Other | TRC | Turnover | ET165 | Energy Star Hot Food Holding Cabinet | Energy Star Hot Food Holding Cabinet | Equip | 12 | Cooking Other | 0% | Tech/Econ | 52.67% | 0 | 0 | 0
Econ | Miscellaneous | Cooking | Cooking Other | TRC | New | EN35 | Efficient Exhaust Hood | Efficient Exhaust Hood | Equip | 15 | Cooking Other | 0% | Tech/Econ | 42.5% | 0 | 0 | 0
Econ | Miscellaneous | Cooking | Cooking Other | TRC | New | EN191 | Energy Star Hot Food Holding Cabinet | Energy Star Hot Food Holding Cabinet | Equip | 12 | Cooking Other | 0% | Tech/Econ | 52.67% | 0 | 0 | 0
Econ | Miscellaneous | Domestic Hot Water | Centralized water heaters | TRC | Turnover | ET438 | Solar Water Heater | Solar Water Heater | Equip | 15 | Centralized water heaters | 13.24% | Tech/Econ | 76.67% | 41790.0336 | 3.1235 | 0.43852
Econ | Miscellaneous | Domestic Hot Water | Centralized water heaters | TRC | New | EN464 | Solar Water Heater | Solar Water Heater | Equip | 15 | Centralized water heaters | 13.24% | Tech/Econ | 76.67% | 753.0119 | 0.056282 | 0.0079016
Econ | Miscellaneous | Space Cooling | Central chillers inside | TRC | New | NN4202 | Thermal Energy Storage | Thermal Energy Storage | NonEquip | 20 |  | 50% | Tech/Econ | 0% | 0 | 0 | 0
Econ | Miscellaneous | Space Cooling | Central chillers inside | TRC | New | NN3682 | Facility Energy Management System | Facility Energy Management System | NonEquip | 15 |  | 6.861% | Tech/Econ | 20% | 13490.1418 | 2.8274 | 0
Econ | Miscellaneous | Space Cooling | Central chillers inside | TRC | New | NN3318 | Chilled Water System - Variable Speed Drives | Chilled Water System - Variable Speed Drives | NonEquip | 13 | Central chillers inside | 74.38% | Tech/Econ | 24.74% | 178430.2444 | 19.4945 | 0.87422
Econ | Miscellaneous | Space Cooling | Central chillers inside | TRC | New | NN3214 | Ceiling Insulation(R2 to R38) | Ceiling Insulation(R2 to R38) | NonEquip | 20 |  | 0% | Tech/Econ | 1.589% | 0 | 0 | 0
Econ | Miscellaneous | Space Cooling | Central chillers inside | TRC | Existing | NE4215 | Wall Insulation | Wall Insulation | NonEquip | 20 |  | 0% | Tech/Econ | 0.6991% | 0 | 0 | 0
Econ | Miscellaneous | Space Cooling | Central chillers inside | TRC | Existing | NE4189 | Thermal Energy Storage | Thermal Energy Storage | NonEquip | 20 |  | 50% | Tech/Econ | 0% | 0.001497 | -9.0139e-06 | -1.1664e-07
Econ | Miscellaneous | Space Cooling | Central chillers inside | TRC | Existing | NE3981 | Low U-Value Windows | Low U-Value Windows | NonEquip | 20 |  | 14.46% | Tech/Econ | 46% | 2885284.332 | 993.2988 | 0
Econ | Miscellaneous | Space Cooling | Central chillers inside | TRC | Existing | NE3669 | Facility Energy Management System | Facility Energy Management System | NonEquip | 15 |  | 6.861% | Tech/Econ | 20% | 748664.7629 | 156.9154 | 0
Econ | Miscellaneous | Space Cooling | Central chillers inside | TRC | Existing | NE3305 | Chilled Water System - Variable Speed Drives | Chilled Water System - Variable Speed Drives | NonEquip | 13 | Central chillers inside | 74.38% | Tech/Econ | 24.74% | 9902374.54 | 1081.8915 | 48.5166
Econ | Miscellaneous | Space Cooling | Central chillers inside | TRC | Existing | NE3201 | Ceiling Insulation(R2 to R38) | Ceiling Insulation(R2 to R38) | NonEquip | 20 |  | 0% | Tech/Econ | 1.589% | 0 | 0 | 0
Econ | Miscellaneous | Space Cooling | Central chillers inside | TRC | Turnover | ET984 | High Efficiency Chiller (Water cooled-centrifugal, 200 tons) | High Efficiency Chiller (Water cooled-centrifugal, 200 tons) | Equip | 20 | Central chillers inside | 28.37% | Tech/Econ | 4.362% | 543385.4387 | 204.7533 | 0.39771
Econ | Miscellaneous | Space Cooling | Central chillers inside | TRC | Turnover | ET906 | High Efficiency Chiller (Air Cooled, 50 tons) | High Efficiency Chiller (Air Cooled, 50 tons) | Equip | 20 | Central chillers inside | 28.37% | Tech/Econ | 8.759% | 1005844.422 | 273.9906 | 12.4692
Econ | Miscellaneous | Space Cooling | Central chillers inside | TRC | New | EN932 | High Efficiency Chiller (Air Cooled, 50 tons) | High Efficiency Chiller (Air Cooled, 50 tons) | Equip | 20 | Central chillers inside | 28.37% | Tech/Econ | 8.759% | 0 | 0 | 0
Econ | Miscellaneous | Space Cooling | Central chillers inside | TRC | New | EN1010 | High Efficiency Chiller (Water cooled-centrifugal, 200 tons) | High Efficiency Chiller (Water cooled-centrifugal, 200 tons) | Equip | 20 | Central chillers inside | 28.37% | Tech/Econ | 4.362% | 8841.1996 | 3.3315 | 0.006471
Econ | Miscellaneous | Ventilation and Circulation | Central air-handling unit | TRC | New | NN4956 | Demand Controlled Ventilation | Demand Controlled Ventilation | NonEquip | 10 |  | 23.39% | Tech/Econ | 3.192% | 14139.6623 | 1.4721 | 8.2882
Econ | Miscellaneous | Ventilation and Circulation | Central air-handling unit | TRC | Existing | NE4943 | Demand Controlled Ventilation | Demand Controlled Ventilation | NonEquip | 10 |  | 23.39% | Tech/Econ | 3.192% | 784711.3315 | 81.7 | 459.9707
Econ | Miscellaneous | Interior Lighting | case lighting | TRC | New | NN3708 | Facility Energy Management System | Facility Energy Management System | NonEquip | 15 |  | 6.861% | Tech/Econ | 24% | 14.1758 | 0.0029712 | 0.00025549
Econ | Miscellaneous | Interior Lighting | case lighting | TRC | Existing | NE3695 | Facility Energy Management System | Facility Energy Management System | NonEquip | 15 |  | 6.861% | Tech/Econ | 24% | 786.7177 | 0.16489 | 0.014179
Econ | Miscellaneous | Space Heating | Boilers | TRC | New | NN4332 | Water Cooled Refrigeration Heat Recovery | Water Cooled Refrigeration Heat Recovery | NonEquip | 20 |  | 0% | Tech/Econ | 10% | 0 | 0 | 0
Econ | Miscellaneous | Space Heating | Boilers | TRC | New | NN3656 | Facility Energy Management System | Facility Energy Management System | NonEquip | 15 |  | 6.861% | Tech/Econ | 20% | 0 | 0 | 0
Econ | Miscellaneous | Space Heating | Boilers | TRC | New | NN3188 | Ceiling Insulation(R2 to R38) | Ceiling Insulation(R2 to R38) | NonEquip | 20 |  | 0% | Tech/Econ | 1.964% | 0 | 0 | 0
Econ | Miscellaneous | Space Heating | Boilers | TRC | Existing | NE4319 | Water Cooled Refrigeration Heat Recovery | Water Cooled Refrigeration Heat Recovery | NonEquip | 20 |  | 0% | Tech/Econ | 10% | 0 | 0 | 0
Econ | Miscellaneous | Space Heating | Boilers | TRC | Existing | NE4241 | Wall Insulation | Wall Insulation | NonEquip | 20 |  | 0% | Tech/Econ | 0.1392% | 0 | 0 | 0
Econ | Miscellaneous | Space Heating | Boilers | TRC | Existing | NE4007 | Low U-Value Windows | Low U-Value Windows | NonEquip | 20 |  | 14.46% | Tech/Econ | 46% | 0 | 0 | 0
Econ | Miscellaneous | Space Heating | Boilers | TRC | Existing | NE3643 | Facility Energy Management System | Facility Energy Management System | NonEquip | 15 |  | 6.861% | Tech/Econ | 20% | 0 | 0 | 0
Econ | Miscellaneous | Space Heating | Boilers | TRC | Existing | NE3175 | Ceiling Insulation(R2 to R38) | Ceiling Insulation(R2 to R38) | NonEquip | 20 |  | 0% | Tech/Econ | 2.167% | 0 | 0 | 0
Econ | Offices | Refrigeration | Walk-in cooler | TRC | New | NN4853 | PSC to ECM Evaporator Fan Motor (Walk-In, Refrigerator) | PSC to ECM Evaporator Fan Motor (Walk-In, Refrigerator) | NonEquip | 15 | Walk-in cooler | 0% | Tech/Econ | 37.5% | 0 | 0 | 0
Econ | Offices | Refrigeration | Walk-in cooler | TRC | New | NN4827 | PSC to ECM Evaporator Fan Motor (Reach-In) | PSC to ECM Evaporator Fan Motor (Reach-In) | NonEquip | 15 | Display cases | 0% | Tech/Econ | 37.5% | 0 | 0 | 0
Econ | Offices | Refrigeration | Walk-in cooler | TRC | Existing | NE4840 | PSC to ECM Evaporator Fan Motor (Walk-In, Refrigerator) | PSC to ECM Evaporator Fan Motor (Walk-In, Refrigerator) | NonEquip | 15 | Walk-in cooler | 0% | Tech/Econ | 37.5% | 0 | 0 | 0
Econ | Offices | Refrigeration | Walk-in cooler | TRC | Existing | NE4814 | PSC to ECM Evaporator Fan Motor (Reach-In) | PSC to ECM Evaporator Fan Motor (Reach-In) | NonEquip | 15 | Display cases | 0% | Tech/Econ | 37.5% | 0 | 0 | 0
Econ | Offices | Refrigeration | Vending and ice makers | TRC | New | NN4853 | PSC to ECM Evaporator Fan Motor (Walk-In, Refrigerator) | PSC to ECM Evaporator Fan Motor (Walk-In, Refrigerator) | NonEquip | 15 | Walk-in cooler | 0% | Tech/Econ | 37.5% | 0 | 0 | 0
Econ | Offices | Refrigeration | Vending and ice makers | TRC | New | NN4827 | PSC to ECM Evaporator Fan Motor (Reach-In) | PSC to ECM Evaporator Fan Motor (Reach-In) | NonEquip | 15 | Display cases | 0% | Tech/Econ | 37.5% | 0 | 0 | 0
Econ | Offices | Refrigeration | Vending and ice makers | TRC | Existing | NE4840 | PSC to ECM Evaporator Fan Motor (Walk-In, Refrigerator) | PSC to ECM Evaporator Fan Motor (Walk-In, Refrigerator) | NonEquip | 15 | Walk-in cooler | 0% | Tech/Econ | 37.5% | 0 | 0 | 0
Econ | Offices | Refrigeration | Vending and ice makers | TRC | Existing | NE4814 | PSC to ECM Evaporator Fan Motor (Reach-In) | PSC to ECM Evaporator Fan Motor (Reach-In) | NonEquip | 15 | Display cases | 0% | Tech/Econ | 37.5% | 0 | 0 | 0
Econ | Offices | Interior Lighting | Spot lighting | TRC | New | NN3709 | Facility Energy Management System | Facility Energy Management System | NonEquip | 15 |  | 1.982% | Tech/Econ | 24% | 1.5637 | 0.00032774 | 2.8183e-05
Econ | Offices | Interior Lighting | Spot lighting | TRC | Existing | NE3696 | Facility Energy Management System | Facility Energy Management System | NonEquip | 15 |  | 2.99% | Tech/Econ | 24% | 130.9051 | 0.027437 | 0.0023593
Econ | Offices | Space Cooling | Residential-type central air conditioners | TRC | New | NN4203 | Thermal Energy Storage | Thermal Energy Storage | NonEquip | 20 |  | 33.33% | Tech/Econ | 0% | 0 | 0 | 0
Econ | Offices | Space Cooling | Residential-type central air conditioners | TRC | New | NN4151 | Smart Thermostat | Smart Thermostat | NonEquip | 11 |  | 45.33% | Tech/Econ | 10% | 5114.6805 | 0.060731 | 0
Econ | Offices | Space Cooling | Residential-type central air conditioners | TRC | New | NN3891 | HVAC tune-up | HVAC tune-up | NonEquip | 5 | Residential-type central air conditioners | 49.09% | Tech/Econ | 5% | 2644.3771 | 1.0478 | 0
Econ | Offices | Space Cooling | Residential-type central air conditioners | TRC | New | NN3683 | Facility Energy Management System | Facility Energy Management System | NonEquip | 15 |  | 1.982% | Tech/Econ | 20% | 449.0562 | 0.094119 | 0
Econ | Offices | Space Cooling | Residential-type central air conditioners | TRC | New | NN3319 | Chilled Water System - Variable Speed Drives | Chilled Water System - Variable Speed Drives | NonEquip | 13 | Central chillers inside | 0% | Tech/Econ | 24.74% | 0 | 0 | 0
Econ | Offices | Space Cooling | Residential-type central air conditioners | TRC | New | NN3215 | Ceiling Insulation(R2 to R38) | Ceiling Insulation(R2 to R38) | NonEquip | 20 |  | 0% | Tech/Econ | 2.928% | 0 | 0 | 0
Econ | Offices | Space Cooling | Residential-type central air conditioners | TRC | Existing | NE4216 | Wall Insulation | Wall Insulation | NonEquip | 20 |  | 17.1% | Tech/Econ | 25.75% | 271477.1174 | 5.4324 | 0
Econ | Offices | Space Cooling | Residential-type central air conditioners | TRC | Existing | NE4190 | Thermal Energy Storage | Thermal Energy Storage | NonEquip | 20 |  | 33.33% | Tech/Econ | 0% | 0.00048971 | -2.9487e-06 | -3.8155e-08
Econ | Offices | Space Cooling | Residential-type central air conditioners | TRC | Existing | NE4138 | Smart Thermostat | Smart Thermostat | NonEquip | 11 |  | 45.33% | Tech/Econ | 10% | 260582.0851 | 3.0941 | 0
Econ | Offices | Space Cooling | Residential-type central air conditioners | TRC | Existing | NE3982 | Low U-Value Windows | Low U-Value Windows | NonEquip | 20 |  | 5.375% | Tech/Econ | 46% | 145750.7209 | 54.176 | 0
Econ | Offices | Space Cooling | Residential-type central air conditioners | TRC | Existing | NE3878 | HVAC tune-up | HVAC tune-up | NonEquip | 5 | Residential-type central air conditioners | 49.09% | Tech/Econ | 5% | 134725.3815 | 53.3809 | 0
Econ | Offices | Space Cooling | Residential-type central air conditioners | TRC | Existing | NE3670 | Facility Energy Management System | Facility Energy Management System | NonEquip | 15 |  | 2.99% | Tech/Econ | 20% | 37091.3579 | 7.7741 | 0
Econ | Offices | Space Cooling | Residential-type central air conditioners | TRC | Existing | NE3306 | Chilled Water System - Variable Speed Drives | Chilled Water System - Variable Speed Drives | NonEquip | 13 | Central chillers inside | 0% | Tech/Econ | 24.74% | 0 | 0 | 0
Econ | Offices | Space Cooling | Residential-type central air conditioners | TRC | Existing | NE3202 | Ceiling Insulation(R2 to R38) | Ceiling Insulation(R2 to R38) | NonEquip | 20 |  | 45.6% | Tech/Econ | 2.928% | 83944.8218 | 1.6798 | 0
Econ | Offices | Space Heating | Residential/split system heat pump | TRC | New | NN4177 | Smart Thermostat | Smart Thermostat | NonEquip | 11 |  | 45.33% | Tech/Econ | 10% | 20129.7549 | 0 | -3.3076
Econ | Offices | Space Heating | Residential/split system heat pump | TRC | New | NN3657 | Facility Energy Management System | Facility Energy Management System | NonEquip | 15 |  | 1.982% | Tech/Econ | 20% | 1767.3423 | 0 | 0.031853
Econ | Offices | Space Heating | Residential/split system heat pump | TRC | New | NN3189 | Ceiling Insulation(R2 to R38) | Ceiling Insulation(R2 to R38) | NonEquip | 20 |  | 0% | Tech/Econ | 3.618% | 0 | 0 | 0
Econ | Offices | Space Heating | Residential/split system heat pump | TRC | Existing | NE4242 | Wall Insulation | Wall Insulation | NonEquip | 20 |  | 17.1% | Tech/Econ | 5.126% | 211677.0885 | 0 | 95.483
Econ | Offices | Space Heating | Residential/split system heat pump | TRC | Existing | NE4164 | Smart Thermostat | Smart Thermostat | NonEquip | 11 |  | 45.33% | Tech/Econ | 10% | 1058164.992 | 0 | -173.871
Econ | Offices | Space Heating | Residential/split system heat pump | TRC | Existing | NE4008 | Low U-Value Windows | Low U-Value Windows | NonEquip | 20 |  | 5.375% | Tech/Econ | 46% | 591860.7575 | 0 | 2.4598
Econ | Offices | Space Heating | Residential/split system heat pump | TRC | Existing | NE3644 | Facility Energy Management System | Facility Energy Management System | NonEquip | 15 |  | 2.99% | Tech/Econ | 20% | 145261.6242 | 0 | 2.6181
Econ | Offices | Space Heating | Residential/split system heat pump | TRC | Existing | NE3176 | Ceiling Insulation(R2 to R38) | Ceiling Insulation(R2 to R38) | NonEquip | 20 |  | 45.6% | Tech/Econ | 3.992% | 450486.785 | 0 | 203.2049
Econ | Offices | Refrigeration | Residential style | TRC | New | NN4853 | PSC to ECM Evaporator Fan Motor (Walk-In, Refrigerator) | PSC to ECM Evaporator Fan Motor (Walk-In, Refrigerator) | NonEquip | 15 | Walk-in cooler | 0% | Tech/Econ | 37.5% | 0 | 0 | 0
Econ | Offices | Refrigeration | Residential style | TRC | New | NN4827 | PSC to ECM Evaporator Fan Motor (Reach-In) | PSC to ECM Evaporator Fan Motor (Reach-In) | NonEquip | 15 | Display cases | 0% | Tech/Econ | 37.5% | 0 | 0 | 0
Econ | Offices | Refrigeration | Residential style | TRC | Existing | NE4840 | PSC to ECM Evaporator Fan Motor (Walk-In, Refrigerator) | PSC to ECM Evaporator Fan Motor (Walk-In, Refrigerator) | NonEquip | 15 | Walk-in cooler | 0% | Tech/Econ | 37.5% | 0 | 0 | 0
Econ | Offices | Refrigeration | Residential style | TRC | Existing | NE4814 | PSC to ECM Evaporator Fan Motor (Reach-In) | PSC to ECM Evaporator Fan Motor (Reach-In) | NonEquip | 15 | Display cases | 0% | Tech/Econ | 37.5% | 0 | 0 | 0
Econ | Offices | Miscellaneous | Pool pump | TRC | New | NN4541 | VSD Controlled Compressor | VSD Controlled Compressor | NonEquip | 15 | Others | 0% | Tech/Econ | 20.79% | 0 | 0 | 0
Econ | Offices | Miscellaneous | Pool pump | TRC | Existing | NE4528 | VSD Controlled Compressor | VSD Controlled Compressor | NonEquip | 15 | Others | 0% | Tech/Econ | 20.79% | 0 | 0 | 0
Econ | Offices | Miscellaneous | Pool pump | TRC | Turnover | ET2113 | Variable Speed Pool Pump | Variable Speed Pool Pump | Equip | 10 | Pool pump | 0% | Tech/Econ | 64.36% | 0 | 0 | 0
Econ | Offices | Miscellaneous | Pool pump | TRC | Turnover | ET1999 | Solar Pool Heater | Solar Pool Heater | Equip | 15 | Pool pump | 0% | Tech/Econ | 86.11% | 0 | 0 | 0
Econ | Offices | Miscellaneous | Pool pump | TRC | New | EN2137 | Variable Speed Pool Pump | Variable Speed Pool Pump | Equip | 10 | Pool pump | 0% | Tech/Econ | 64.36% | 0 | 0 | 0
Econ | Offices | Miscellaneous | Pool pump | TRC | New | EN2025 | Solar Pool Heater | Solar Pool Heater | Equip | 15 | Pool pump | 0% | Tech/Econ | 86.11% | 0 | 0 | 0
Econ | Offices | Space Heating | Packaged central unit | TRC | New | NN4177 | Smart Thermostat | Smart Thermostat | NonEquip | 11 |  | 45.33% | Tech/Econ | 10% | 12203.3794 | 0 | -2.0052
Econ | Offices | Space Heating | Packaged central unit | TRC | New | NN3657 | Facility Energy Management System | Facility Energy Management System | NonEquip | 15 |  | 1.982% | Tech/Econ | 20% | 1071.4263 | 0 | 0.019311
Econ | Offices | Space Heating | Packaged central unit | TRC | New | NN3189 | Ceiling Insulation(R2 to R38) | Ceiling Insulation(R2 to R38) | NonEquip | 20 |  | 0% | Tech/Econ | 3.618% | 0 | 0 | 0
Econ | Offices | Space Heating | Packaged central unit | TRC | Existing | NE4242 | Wall Insulation | Wall Insulation | NonEquip | 20 |  | 17.1% | Tech/Econ | 5.126% | 128326.2438 | 0 | 57.8852
Econ | Offices | Space Heating | Packaged central unit | TRC | Existing | NE4164 | Smart Thermostat | Smart Thermostat | NonEquip | 11 |  | 45.33% | Tech/Econ | 10% | 641497.5739 | 0 | -105.4069
Econ | Offices | Space Heating | Packaged central unit | TRC | Existing | NE4008 | Low U-Value Windows | Low U-Value Windows | NonEquip | 20 |  | 5.375% | Tech/Econ | 46% | 358807.2209 | 0 | 1.4912
Econ | Offices | Space Heating | Packaged central unit | TRC | Existing | NE3644 | Facility Energy Management System | Facility Energy Management System | NonEquip | 15 |  | 2.99% | Tech/Econ | 20% | 88062.8071 | 0 | 1.5872
Econ | Offices | Space Heating | Packaged central unit | TRC | Existing | NE3176 | Ceiling Insulation(R2 to R38) | Ceiling Insulation(R2 to R38) | NonEquip | 20 |  | 45.6% | Tech/Econ | 3.992% | 273101.2478 | 0 | 123.1901
Econ | Offices | Space Cooling | Packaged air conditioning units (RTUs) | TRC | New | NN4203 | Thermal Energy Storage | Thermal Energy Storage | NonEquip | 20 |  | 33.33% | Tech/Econ | 0% | 0 | 0 | 0
Econ | Offices | Space Cooling | Packaged air conditioning units (RTUs) | TRC | New | NN4151 | Smart Thermostat | Smart Thermostat | NonEquip | 11 |  | 45.33% | Tech/Econ | 10% | 225058.953 | 2.6723 | 0
Econ | Offices | Space Cooling | Packaged air conditioning units (RTUs) | TRC | New | NN3891 | HVAC tune-up | HVAC tune-up | NonEquip | 5 | Residential-type central air conditioners | 0% | Tech/Econ | 5% | 0 | 0 | 0
Econ | Offices | Space Cooling | Packaged air conditioning units (RTUs) | TRC | New | NN3683 | Facility Energy Management System | Facility Energy Management System | NonEquip | 15 |  | 1.982% | Tech/Econ | 20% | 19759.6148 | 4.1415 | 0
Econ | Offices | Space Cooling | Packaged air conditioning units (RTUs) | TRC | New | NN3319 | Chilled Water System - Variable Speed Drives | Chilled Water System - Variable Speed Drives | NonEquip | 13 | Central chillers inside | 0% | Tech/Econ | 24.74% | 0 | 0 | 0
Econ | Offices | Space Cooling | Packaged air conditioning units (RTUs) | TRC | New | NN3215 | Ceiling Insulation(R2 to R38) | Ceiling Insulation(R2 to R38) | NonEquip | 20 |  | 0% | Tech/Econ | 2.928% | 0 | 0 | 0
Econ | Offices | Space Cooling | Packaged air conditioning units (RTUs) | TRC | Existing | NE4216 | Wall Insulation | Wall Insulation | NonEquip | 20 |  | 17.1% | Tech/Econ | 25.75% | 11945683.7 | 239.0378 | 0
Econ | Offices | Space Cooling | Packaged air conditioning units (RTUs) | TRC | Existing | NE4190 | Thermal Energy Storage | Thermal Energy Storage | NonEquip | 20 |  | 33.33% | Tech/Econ | 0% | 0.021549 | -0.00012975 | -1.6789e-06
Econ | Offices | Space Cooling | Packaged air conditioning units (RTUs) | TRC | Existing | NE4138 | Smart Thermostat | Smart Thermostat | NonEquip | 11 |  | 45.33% | Tech/Econ | 10% | 11466274.56 | 136.1487 | 0
Econ | Offices | Space Cooling | Packaged air conditioning units (RTUs) | TRC | Existing | NE3982 | Low U-Value Windows | Low U-Value Windows | NonEquip | 20 |  | 5.375% | Tech/Econ | 46% | 6413402.452 | 2383.8806 | 0
Econ | Offices | Space Cooling | Packaged air conditioning units (RTUs) | TRC | Existing | NE3878 | HVAC tune-up | HVAC tune-up | NonEquip | 5 | Residential-type central air conditioners | 0% | Tech/Econ | 5% | 0 | 0 | 0
Econ | Offices | Space Cooling | Packaged air conditioning units (RTUs) | TRC | Existing | NE3670 | Facility Energy Management System | Facility Energy Management System | NonEquip | 15 |  | 2.99% | Tech/Econ | 20% | 1632114.094 | 342.0808 | 0
Econ | Offices | Space Cooling | Packaged air conditioning units (RTUs) | TRC | Existing | NE3306 | Chilled Water System - Variable Speed Drives | Chilled Water System - Variable Speed Drives | NonEquip | 13 | Central chillers inside | 0% | Tech/Econ | 24.74% | 0 | 0 | 0
Econ | Offices | Space Cooling | Packaged air conditioning units (RTUs) | TRC | Existing | NE3202 | Ceiling Insulation(R2 to R38) | Ceiling Insulation(R2 to R38) | NonEquip | 20 |  | 45.6% | Tech/Econ | 2.928% | 3693785.683 | 73.9141 | 0
Econ | Offices | Interior Lighting | Overhead (fluorescent/LED/CFL U-shape) | TRC | New | NN3709 | Facility Energy Management System | Facility Energy Management System | NonEquip | 15 |  | 1.982% | Tech/Econ | 24% | 22291.766 | 4.6722 | 0.40177
Econ | Offices | Interior Lighting | Overhead (fluorescent/LED/CFL U-shape) | TRC | Existing | NE3696 | Facility Energy Management System | Facility Energy Management System | NonEquip | 15 |  | 2.99% | Tech/Econ | 24% | 1866182.593 | 391.1401 | 33.6347
Econ | Offices | Miscellaneous | Others | TRC | New | NN4541 | VSD Controlled Compressor | VSD Controlled Compressor | NonEquip | 15 | Others | 27.75% | Tech/Econ | 20.79% | 430644.2989 | 64.9343 | 30.392
Econ | Offices | Miscellaneous | Others | TRC | Existing | NE4528 | VSD Controlled Compressor | VSD Controlled Compressor | NonEquip | 15 | Others | 5.549% | Tech/Econ | 20.79% | 4779908.421 | 720.734 | 337.3335
Econ | Offices | Miscellaneous | Others | TRC | Turnover | ET1843 | Efficient Battery Charger | Efficient Battery Charger | Equip | 7 | Others | 17.92% | Tech/Econ | 13.68% | 10037297.3 | 5499.889 | 0
Econ | Offices | Miscellaneous | Others | TRC | New | EN1869 | Efficient Battery Charger | Efficient Battery Charger | Equip | 7 | Others | 17.92% | Tech/Econ | 13.68% | 172419.2176 | 94.4763 | 0
Econ | Offices | Office Equipment | Other office | TRC | Turnover | ET2266 | Energy Star Uninterruptable Power Supply | Energy Star Uninterruptable Power Supply | Equip | 10 | Other office | 22.4% | Tech/Econ | 1.878% | 288977.8564 | 32.9883 | 32.9883
Econ | Offices | Office Equipment | Other office | TRC | New | EN2292 | Energy Star Uninterruptable Power Supply | Energy Star Uninterruptable Power Supply | Equip | 10 | Other office | 22.4% | Tech/Econ | 1.878% | 5207.0731 | 0.59441 | 0.59441
Econ | Offices | Ventilation and Circulation | Motor/Fan | TRC | New | NN4957 | Demand Controlled Ventilation | Demand Controlled Ventilation | NonEquip | 10 |  | 17.54% | Tech/Econ | 22.37% | 440.8439 | 0.045898 | 0.25841
Econ | Offices | Ventilation and Circulation | Motor/Fan | TRC | Existing | NE4944 | Demand Controlled Ventilation | Demand Controlled Ventilation | NonEquip | 10 |  | 23.39% | Tech/Econ | 22.37% | 32620.7893 | 3.3963 | 19.1212
Econ | Offices | Miscellaneous | Medical equipment | TRC | New | NN4541 | VSD Controlled Compressor | VSD Controlled Compressor | NonEquip | 15 | Others | 0% | Tech/Econ | 20.79% | 0 | 0 | 0
Econ | Offices | Miscellaneous | Medical equipment | TRC | Existing | NE4528 | VSD Controlled Compressor | VSD Controlled Compressor | NonEquip | 15 | Others | 0% | Tech/Econ | 20.79% | 0 | 0 | 0
Econ | Offices | Refrigeration | Large cold storage | TRC | New | NN4853 | PSC to ECM Evaporator Fan Motor (Walk-In, Refrigerator) | PSC to ECM Evaporator Fan Motor (Walk-In, Refrigerator) | NonEquip | 15 | Walk-in cooler | 0% | Tech/Econ | 37.5% | 0 | 0 | 0
Econ | Offices | Refrigeration | Large cold storage | TRC | New | NN4827 | PSC to ECM Evaporator Fan Motor (Reach-In) | PSC to ECM Evaporator Fan Motor (Reach-In) | NonEquip | 15 | Display cases | 0% | Tech/Econ | 37.5% | 0 | 0 | 0
Econ | Offices | Refrigeration | Large cold storage | TRC | Existing | NE4840 | PSC to ECM Evaporator Fan Motor (Walk-In, Refrigerator) | PSC to ECM Evaporator Fan Motor (Walk-In, Refrigerator) | NonEquip | 15 | Walk-in cooler | 0% | Tech/Econ | 37.5% | 0 | 0 | 0
Econ | Offices | Refrigeration | Large cold storage | TRC | Existing | NE4814 | PSC to ECM Evaporator Fan Motor (Reach-In) | PSC to ECM Evaporator Fan Motor (Reach-In) | NonEquip | 15 | Display cases | 0% | Tech/Econ | 37.5% | 0 | 0 | 0
Econ | Offices | Miscellaneous | Laboratory equipment | TRC | New | NN4541 | VSD Controlled Compressor | VSD Controlled Compressor | NonEquip | 15 | Others | 0% | Tech/Econ | 20.79% | 0 | 0 | 0
Econ | Offices | Miscellaneous | Laboratory equipment | TRC | Existing | NE4528 | VSD Controlled Compressor | VSD Controlled Compressor | NonEquip | 15 | Others | 0% | Tech/Econ | 20.79% | 0 | 0 | 0
Econ | Offices | Ventilation and Circulation | Individual room ventilation | TRC | New | NN4957 | Demand Controlled Ventilation | Demand Controlled Ventilation | NonEquip | 10 |  | 17.54% | Tech/Econ | 22.37% | 1207.6759 | 0.12574 | 0.7079
Econ | Offices | Ventilation and Circulation | Individual room ventilation | TRC | Existing | NE4944 | Demand Controlled Ventilation | Demand Controlled Ventilation | NonEquip | 10 |  | 23.39% | Tech/Econ | 22.37% | 89363.465 | 9.304 | 52.3818
Econ | Offices | Space Heating | Individual room heating | TRC | New | NN4177 | Smart Thermostat | Smart Thermostat | NonEquip | 11 |  | 45.33% | Tech/Econ | 10% | 13.23 | 0 | -0.0021739
Econ | Offices | Space Heating | Individual room heating | TRC | New | NN3657 | Facility Energy Management System | Facility Energy Management System | NonEquip | 15 |  | 1.982% | Tech/Econ | 20% | 1.1616 | 0 | 2.0935e-05
Econ | Offices | Space Heating | Individual room heating | TRC | New | NN3189 | Ceiling Insulation(R2 to R38) | Ceiling Insulation(R2 to R38) | NonEquip | 20 |  | 0% | Tech/Econ | 3.618% | 0 | 0 | 0
Econ | Offices | Space Heating | Individual room heating | TRC | Existing | NE4242 | Wall Insulation | Wall Insulation | NonEquip | 20 |  | 17.1% | Tech/Econ | 5.126% | 139.1221 | 0 | 0.062755
Econ | Offices | Space Heating | Individual room heating | TRC | Existing | NE4164 | Smart Thermostat | Smart Thermostat | NonEquip | 11 |  | 45.33% | Tech/Econ | 10% | 695.4657 | 0 | -0.11427
Econ | Offices | Space Heating | Individual room heating | TRC | Existing | NE4008 | Low U-Value Windows | Low U-Value Windows | NonEquip | 20 |  | 5.375% | Tech/Econ | 46% | 388.9931 | 0 | 0.0016167
Econ | Offices | Space Heating | Individual room heating | TRC | Existing | NE3644 | Facility Energy Management System | Facility Energy Management System | NonEquip | 15 |  | 2.99% | Tech/Econ | 20% | 95.4714 | 0 | 0.0017207
Econ | Offices | Space Heating | Individual room heating | TRC | Existing | NE3176 | Ceiling Insulation(R2 to R38) | Ceiling Insulation(R2 to R38) | NonEquip | 20 |  | 45.6% | Tech/Econ | 3.992% | 296.0768 | 0 | 0.13355
Econ | Offices | Space Cooling | Individual room air conditioners | TRC | New | NN4203 | Thermal Energy Storage | Thermal Energy Storage | NonEquip | 20 |  | 33.33% | Tech/Econ | 0% | 0 | 0 | 0
Econ | Offices | Space Cooling | Individual room air conditioners | TRC | New | NN4151 | Smart Thermostat | Smart Thermostat | NonEquip | 11 |  | 45.33% | Tech/Econ | 10% | 35674.525 | 0.42359 | 0
Econ | Offices | Space Cooling | Individual room air conditioners | TRC | New | NN3891 | HVAC tune-up | HVAC tune-up | NonEquip | 5 | Residential-type central air conditioners | 0% | Tech/Econ | 5% | 0 | 0 | 0
Econ | Offices | Space Cooling | Individual room air conditioners | TRC | New | NN3683 | Facility Energy Management System | Facility Energy Management System | NonEquip | 15 |  | 1.982% | Tech/Econ | 20% | 3132.1343 | 0.65648 | 0
Econ | Offices | Space Cooling | Individual room air conditioners | TRC | New | NN3319 | Chilled Water System - Variable Speed Drives | Chilled Water System - Variable Speed Drives | NonEquip | 13 | Central chillers inside | 0% | Tech/Econ | 24.74% | 0 | 0 | 0
Econ | Offices | Space Cooling | Individual room air conditioners | TRC | New | NN3215 | Ceiling Insulation(R2 to R38) | Ceiling Insulation(R2 to R38) | NonEquip | 20 |  | 0% | Tech/Econ | 2.928% | 0 | 0 | 0
Econ | Offices | Space Cooling | Individual room air conditioners | TRC | Existing | NE4216 | Wall Insulation | Wall Insulation | NonEquip | 20 |  | 17.1% | Tech/Econ | 25.75% | 1893533.164 | 37.8903 | 0
Econ | Offices | Space Cooling | Individual room air conditioners | TRC | Existing | NE4190 | Thermal Energy Storage | Thermal Energy Storage | NonEquip | 20 |  | 33.33% | Tech/Econ | 0% | 0.0034157 | -2.0567e-05 | -2.6613e-07
Econ | Offices | Space Cooling | Individual room air conditioners | TRC | Existing | NE4138 | Smart Thermostat | Smart Thermostat | NonEquip | 11 |  | 45.33% | Tech/Econ | 10% | 1817541.106 | 21.5812 | 0
Econ | Offices | Space Cooling | Individual room air conditioners | TRC | Existing | NE3982 | Low U-Value Windows | Low U-Value Windows | NonEquip | 20 |  | 5.375% | Tech/Econ | 46% | 1016600.686 | 377.8735 | 0
Econ | Offices | Space Cooling | Individual room air conditioners | TRC | Existing | NE3878 | HVAC tune-up | HVAC tune-up | NonEquip | 5 | Residential-type central air conditioners | 0% | Tech/Econ | 5% | 0 | 0 | 0
Econ | Offices | Space Cooling | Individual room air conditioners | TRC | Existing | NE3670 | Facility Energy Management System | Facility Energy Management System | NonEquip | 15 |  | 2.99% | Tech/Econ | 20% | 258709.5259 | 54.2239 | 0
Econ | Offices | Space Cooling | Individual room air conditioners | TRC | Existing | NE3306 | Chilled Water System - Variable Speed Drives | Chilled Water System - Variable Speed Drives | NonEquip | 13 | Central chillers inside | 0% | Tech/Econ | 24.74% | 0 | 0 | 0
Econ | Offices | Space Cooling | Individual room air conditioners | TRC | Existing | NE3202 | Ceiling Insulation(R2 to R38) | Ceiling Insulation(R2 to R38) | NonEquip | 20 |  | 45.6% | Tech/Econ | 2.928% | 585509.0316 | 11.7163 | 0
Econ | Offices | Interior Lighting | High bay | TRC | New | NN3709 | Facility Energy Management System | Facility Energy Management System | NonEquip | 15 |  | 1.982% | Tech/Econ | 24% | 24479.3489 | 5.1307 | 0.4412
Econ | Offices | Interior Lighting | High bay | TRC | Existing | NE3696 | Facility Energy Management System | Facility Energy Management System | NonEquip | 15 |  | 2.99% | Tech/Econ | 24% | 2049318.778 | 429.5243 | 36.9354
Econ | Offices | Interior Lighting | High bay | TRC | Turnover | ET1531 | High Bay LED | High Bay LED | Equip | 15 | High bay | 0% | Tech/Econ | 64.78% | 0 | 0 | 0
Econ | Offices | Interior Lighting | High bay | TRC | New | EN1557 | High Bay LED | High Bay LED | Equip | 15 | High bay | 0% | Tech/Econ | 64.78% | 0 | 0 | 0
Econ | Offices | Space Heating | Forced air furnace | TRC | New | NN4177 | Smart Thermostat | Smart Thermostat | NonEquip | 11 |  | 45.33% | Tech/Econ | 10% | 2109.6605 | 0 | -0.34665
Econ | Offices | Space Heating | Forced air furnace | TRC | New | NN3657 | Facility Energy Management System | Facility Energy Management System | NonEquip | 15 |  | 1.982% | Tech/Econ | 20% | 185.2229 | 0 | 0.0033383
Econ | Offices | Space Heating | Forced air furnace | TRC | New | NN3189 | Ceiling Insulation(R2 to R38) | Ceiling Insulation(R2 to R38) | NonEquip | 20 |  | 0% | Tech/Econ | 3.618% | 0 | 0 | 0
Econ | Offices | Space Heating | Forced air furnace | TRC | Existing | NE4242 | Wall Insulation | Wall Insulation | NonEquip | 20 |  | 17.1% | Tech/Econ | 5.126% | 22184.4133 | 0 | 10.0069
Econ | Offices | Space Heating | Forced air furnace | TRC | Existing | NE4164 | Smart Thermostat | Smart Thermostat | NonEquip | 11 |  | 45.33% | Tech/Econ | 10% | 110898.9626 | 0 | -18.2222
Econ | Offices | Space Heating | Forced air furnace | TRC | Existing | NE4008 | Low U-Value Windows | Low U-Value Windows | NonEquip | 20 |  | 5.375% | Tech/Econ | 46% | 62028.8372 | 0 | 0.2578
Econ | Offices | Space Heating | Forced air furnace | TRC | Existing | NE3644 | Facility Energy Management System | Facility Energy Management System | NonEquip | 15 |  | 2.99% | Tech/Econ | 20% | 15223.8673 | 0 | 0.27438
Econ | Offices | Space Heating | Forced air furnace | TRC | Existing | NE3176 | Ceiling Insulation(R2 to R38) | Ceiling Insulation(R2 to R38) | NonEquip | 20 |  | 45.6% | Tech/Econ | 3.992% | 47212.4078 | 0 | 21.2965
Econ | Offices | Miscellaneous | Elevators/Escalators | TRC | New | NN4541 | VSD Controlled Compressor | VSD Controlled Compressor | NonEquip | 15 | Others | 0% | Tech/Econ | 20.79% | 0 | 0 | 0
Econ | Offices | Miscellaneous | Elevators/Escalators | TRC | Existing | NE4528 | VSD Controlled Compressor | VSD Controlled Compressor | NonEquip | 15 | Others | 0% | Tech/Econ | 20.79% | 0 | 0 | 0
Econ | Offices | Space Cooling | District chilled water piped | TRC | New | NN4203 | Thermal Energy Storage | Thermal Energy Storage | NonEquip | 20 |  | 33.33% | Tech/Econ | 0% | 0 | 0 | 0
Econ | Offices | Space Cooling | District chilled water piped | TRC | New | NN4151 | Smart Thermostat | Smart Thermostat | NonEquip | 11 |  | 45.33% | Tech/Econ | 10% | 12107.1054 | 0.14376 | 0
Econ | Offices | Space Cooling | District chilled water piped | TRC | New | NN3891 | HVAC tune-up | HVAC tune-up | NonEquip | 5 | Residential-type central air conditioners | 0% | Tech/Econ | 5% | 0 | 0 | 0
Econ | Offices | Space Cooling | District chilled water piped | TRC | New | NN3683 | Facility Energy Management System | Facility Energy Management System | NonEquip | 15 |  | 1.982% | Tech/Econ | 20% | 1118.5611 | 0.23444 | 0
Econ | Offices | Space Cooling | District chilled water piped | TRC | New | NN3319 | Chilled Water System - Variable Speed Drives | Chilled Water System - Variable Speed Drives | NonEquip | 13 | Central chillers inside | 0% | Tech/Econ | 24.74% | 0 | 0 | 0
Econ | Offices | Space Cooling | District chilled water piped | TRC | New | NN3215 | Ceiling Insulation(R2 to R38) | Ceiling Insulation(R2 to R38) | NonEquip | 20 |  | 0% | Tech/Econ | 2.928% | 0 | 0 | 0
Econ | Offices | Space Cooling | District chilled water piped | TRC | Existing | NE4216 | Wall Insulation | Wall Insulation | NonEquip | 20 |  | 17.1% | Tech/Econ | 25.75% | 676226.6133 | 13.5316 | 0
Econ | Offices | Space Cooling | District chilled water piped | TRC | Existing | NE4190 | Thermal Energy Storage | Thermal Energy Storage | NonEquip | 20 |  | 33.33% | Tech/Econ | 0% | 0.0011692 | -7.0402e-06 | -9.1097e-08
Econ | Offices | Space Cooling | District chilled water piped | TRC | Existing | NE4138 | Smart Thermostat | Smart Thermostat | NonEquip | 11 |  | 45.33% | Tech/Econ | 10% | 616831.2488 | 7.3242 | 0
Econ | Offices | Space Cooling | District chilled water piped | TRC | Existing | NE3982 | Low U-Value Windows | Low U-Value Windows | NonEquip | 20 |  | 5.375% | Tech/Econ | 46% | 345010.6678 | 128.2415 | 0
Econ | Offices | Space Cooling | District chilled water piped | TRC | Existing | NE3878 | HVAC tune-up | HVAC tune-up | NonEquip | 5 | Residential-type central air conditioners | 0% | Tech/Econ | 5% | 0 | 0 | 0
Econ | Offices | Space Cooling | District chilled water piped | TRC | Existing | NE3670 | Facility Energy Management System | Facility Energy Management System | NonEquip | 15 |  | 2.99% | Tech/Econ | 20% | 92391.4457 | 19.3647 | 0
Econ | Offices | Space Cooling | District chilled water piped | TRC | Existing | NE3306 | Chilled Water System - Variable Speed Drives | Chilled Water System - Variable Speed Drives | NonEquip | 13 | Central chillers inside | 0% | Tech/Econ | 24.74% | 0 | 0 | 0
Econ | Offices | Space Cooling | District chilled water piped | TRC | Existing | NE3202 | Ceiling Insulation(R2 to R38) | Ceiling Insulation(R2 to R38) | NonEquip | 20 |  | 45.6% | Tech/Econ | 2.928% | 209099.4744 | 4.1842 | 0
Econ | Offices | Space Cooling | District chilled water piped | TRC | Turnover | ET946 | High Efficiency Chiller (Air Cooled, 50 tons) | High Efficiency Chiller (Air Cooled, 50 tons) | Equip | 20 | District chilled water piped | 31.91% | Tech/Econ | 8.759% | 404750.3166 | 110.2534 | 5.0176
Econ | Offices | Space Cooling | District chilled water piped | TRC | Turnover | ET1102 | High Efficiency Chiller (Water cooled-positive displacement, 100 tons) | High Efficiency Chiller (Water cooled-positive displacement, 100 tons) | Equip | 20 | District chilled water piped | 31.91% | Tech/Econ | 2.683% | 120509.6551 | 45.4093 | 0.088203
Econ | Offices | Space Cooling | District chilled water piped | TRC | Turnover | ET1024 | High Efficiency Chiller (Water cooled-centrifugal, 200 tons) | High Efficiency Chiller (Water cooled-centrifugal, 200 tons) | Equip | 20 | District chilled water piped | 31.91% | Tech/Econ | 4.362% | 204429.0571 | 77.031 | 0.14962
Econ | Offices | Space Cooling | District chilled water piped | TRC | New | EN972 | High Efficiency Chiller (Air Cooled, 50 tons) | High Efficiency Chiller (Air Cooled, 50 tons) | Equip | 20 | District chilled water piped | 31.91% | Tech/Econ | 8.759% | 7747.9698 | 2.1105 | 0.096049
Econ | Offices | Space Cooling | District chilled water piped | TRC | New | EN1128 | High Efficiency Chiller (Water cooled-positive displacement, 100 tons) | High Efficiency Chiller (Water cooled-positive displacement, 100 tons) | Equip | 20 | District chilled water piped | 31.91% | Tech/Econ | 2.683% | 2306.867 | 0.86925 | 0.0016884
Econ | Offices | Space Cooling | District chilled water piped | TRC | New | EN1050 | High Efficiency Chiller (Water cooled-centrifugal, 200 tons) | High Efficiency Chiller (Water cooled-centrifugal, 200 tons) | Equip | 20 | District chilled water piped | 31.91% | Tech/Econ | 4.362% | 3913.3018 | 1.4746 | 0.0028642
Econ | Offices | Refrigeration | Display cases | TRC | New | NN4853 | PSC to ECM Evaporator Fan Motor (Walk-In, Refrigerator) | PSC to ECM Evaporator Fan Motor (Walk-In, Refrigerator) | NonEquip | 15 | Walk-in cooler | 0% | Tech/Econ | 37.5% | 0 | 0 | 0
Econ | Offices | Refrigeration | Display cases | TRC | New | NN4827 | PSC to ECM Evaporator Fan Motor (Reach-In) | PSC to ECM Evaporator Fan Motor (Reach-In) | NonEquip | 15 | Display cases | 0% | Tech/Econ | 37.5% | 0 | 0 | 0
Econ | Offices | Refrigeration | Display cases | TRC | Existing | NE4840 | PSC to ECM Evaporator Fan Motor (Walk-In, Refrigerator) | PSC to ECM Evaporator Fan Motor (Walk-In, Refrigerator) | NonEquip | 15 | Walk-in cooler | 0% | Tech/Econ | 37.5% | 0 | 0 | 0
Econ | Offices | Refrigeration | Display cases | TRC | Existing | NE4814 | PSC to ECM Evaporator Fan Motor (Reach-In) | PSC to ECM Evaporator Fan Motor (Reach-In) | NonEquip | 15 | Display cases | 0% | Tech/Econ | 37.5% | 0 | 0 | 0
Econ | Offices | Refrigeration | Display cases | TRC | Turnover | ET2461 | Energy Star Commercial Solid Door Refrigerator | Energy Star Commercial Solid Door Refrigerator | Equip | 12 | Display cases | 0% | Tech/Econ | 50.28% | 0 | 0 | 0
Econ | Offices | Refrigeration | Display cases | TRC | New | EN2487 | Energy Star Commercial Solid Door Refrigerator | Energy Star Commercial Solid Door Refrigerator | Equip | 12 | Display cases | 0% | Tech/Econ | 50.28% | 0 | 0 | 0
Econ | Offices | Cooking | Cooking Other | TRC | Turnover | ET166 | Energy Star Hot Food Holding Cabinet | Energy Star Hot Food Holding Cabinet | Equip | 12 | Cooking Other | 0% | Tech/Econ | 52.67% | 0 | 0 | 0
Econ | Offices | Cooking | Cooking Other | TRC | Turnover | ET10 | Efficient Exhaust Hood | Efficient Exhaust Hood | Equip | 15 | Cooking Other | 0% | Tech/Econ | 42.5% | 0 | 0 | 0
Econ | Offices | Cooking | Cooking Other | TRC | New | EN36 | Efficient Exhaust Hood | Efficient Exhaust Hood | Equip | 15 | Cooking Other | 0% | Tech/Econ | 42.5% | 0 | 0 | 0
Econ | Offices | Cooking | Cooking Other | TRC | New | EN192 | Energy Star Hot Food Holding Cabinet | Energy Star Hot Food Holding Cabinet | Equip | 12 | Cooking Other | 0% | Tech/Econ | 52.67% | 0 | 0 | 0
Econ | Offices | Domestic Hot Water | Centralized water heaters | TRC | Turnover | ET439 | Solar Water Heater | Solar Water Heater | Equip | 15 | Centralized water heaters | 6.619% | Tech/Econ | 76.67% | 717730.2319 | 53.6445 | 7.5314
Econ | Offices | Domestic Hot Water | Centralized water heaters | TRC | New | EN465 | Solar Water Heater | Solar Water Heater | Equip | 15 | Centralized water heaters | 6.619% | Tech/Econ | 76.67% | 12932.7345 | 0.96662 | 0.13571
Econ | Offices | Space Cooling | Central chillers inside | TRC | New | NN4203 | Thermal Energy Storage | Thermal Energy Storage | NonEquip | 20 |  | 33.33% | Tech/Econ | 0% | 0 | 0 | 0
Econ | Offices | Space Cooling | Central chillers inside | TRC | New | NN4151 | Smart Thermostat | Smart Thermostat | NonEquip | 11 |  | 45.33% | Tech/Econ | 10% | 93664.8756 | 1.1122 | 0
Econ | Offices | Space Cooling | Central chillers inside | TRC | New | NN3891 | HVAC tune-up | HVAC tune-up | NonEquip | 5 | Residential-type central air conditioners | 0% | Tech/Econ | 5% | 0 | 0 | 0
Econ | Offices | Space Cooling | Central chillers inside | TRC | New | NN3683 | Facility Energy Management System | Facility Energy Management System | NonEquip | 15 |  | 1.982% | Tech/Econ | 20% | 9422.6741 | 1.9749 | 0
Econ | Offices | Space Cooling | Central chillers inside | TRC | New | NN3319 | Chilled Water System - Variable Speed Drives | Chilled Water System - Variable Speed Drives | NonEquip | 13 | Central chillers inside | 73.99% | Tech/Econ | 24.74% | 203086.7346 | 22.1884 | 0.99502
Econ | Offices | Space Cooling | Central chillers inside | TRC | New | NN3215 | Ceiling Insulation(R2 to R38) | Ceiling Insulation(R2 to R38) | NonEquip | 20 |  | 0% | Tech/Econ | 2.928% | 0 | 0 | 0
Econ | Offices | Space Cooling | Central chillers inside | TRC | Existing | NE4216 | Wall Insulation | Wall Insulation | NonEquip | 20 |  | 17.1% | Tech/Econ | 25.75% | 5696481.694 | 113.9888 | 0
Econ | Offices | Space Cooling | Central chillers inside | TRC | Existing | NE4190 | Thermal Energy Storage | Thermal Energy Storage | NonEquip | 20 |  | 33.33% | Tech/Econ | 0% | 0.0098495 | -5.9306e-05 | -7.6739e-07
Econ | Offices | Space Cooling | Central chillers inside | TRC | Existing | NE4138 | Smart Thermostat | Smart Thermostat | NonEquip | 11 |  | 45.33% | Tech/Econ | 10% | 4244991.42 | 50.4043 | 0
Econ | Offices | Space Cooling | Central chillers inside | TRC | Existing | NE3982 | Low U-Value Windows | Low U-Value Windows | NonEquip | 20 |  | 5.375% | Tech/Econ | 46% | 2374340.352 | 882.5493 | 0
Econ | Offices | Space Cooling | Central chillers inside | TRC | Existing | NE3878 | HVAC tune-up | HVAC tune-up | NonEquip | 5 | Residential-type central air conditioners | 0% | Tech/Econ | 5% | 0 | 0 | 0
Econ | Offices | Space Cooling | Central chillers inside | TRC | Existing | NE3670 | Facility Energy Management System | Facility Energy Management System | NonEquip | 15 |  | 2.99% | Tech/Econ | 20% | 778298.5299 | 163.1265 | 0
Econ | Offices | Space Cooling | Central chillers inside | TRC | Existing | NE3306 | Chilled Water System - Variable Speed Drives | Chilled Water System - Variable Speed Drives | NonEquip | 13 | Central chillers inside | 73.99% | Tech/Econ | 24.74% | 21702011.92 | 2371.0698 | 106.3288
Econ | Offices | Space Cooling | Central chillers inside | TRC | Existing | NE3202 | Ceiling Insulation(R2 to R38) | Ceiling Insulation(R2 to R38) | NonEquip | 20 |  | 45.6% | Tech/Econ | 2.928% | 1761438.111 | 35.2471 | 0
Econ | Offices | Space Cooling | Central chillers inside | TRC | Turnover | ET985 | High Efficiency Chiller (Water cooled-centrifugal, 200 tons) | High Efficiency Chiller (Water cooled-centrifugal, 200 tons) | Equip | 20 | Central chillers inside | 31.91% | Tech/Econ | 4.362% | 1722094.868 | 648.9034 | 1.2604
Econ | Offices | Space Cooling | Central chillers inside | TRC | Turnover | ET907 | High Efficiency Chiller (Air Cooled, 50 tons) | High Efficiency Chiller (Air Cooled, 50 tons) | Equip | 20 | Central chillers inside | 31.91% | Tech/Econ | 8.759% | 3409585.955 | 928.7663 | 42.2677
Econ | Offices | Space Cooling | Central chillers inside | TRC | Turnover | ET1063 | High Efficiency Chiller (Water cooled-positive displacement, 100 tons) | High Efficiency Chiller (Water cooled-positive displacement, 100 tons) | Equip | 20 | Central chillers inside | 31.91% | Tech/Econ | 2.683% | 829339.3675 | 312.5038 | 0.607
Econ | Offices | Space Cooling | Central chillers inside | TRC | New | EN933 | High Efficiency Chiller (Air Cooled, 50 tons) | High Efficiency Chiller (Air Cooled, 50 tons) | Equip | 20 | Central chillers inside | 31.91% | Tech/Econ | 8.759% | 65268.3102 | 17.779 | 0.80911
Econ | Offices | Space Cooling | Central chillers inside | TRC | New | EN1089 | High Efficiency Chiller (Water cooled-positive displacement, 100 tons) | High Efficiency Chiller (Water cooled-positive displacement, 100 tons) | Equip | 20 | Central chillers inside | 31.91% | Tech/Econ | 2.683% | 0 | 0 | 0
Econ | Offices | Space Cooling | Central chillers inside | TRC | New | EN1011 | High Efficiency Chiller (Water cooled-centrifugal, 200 tons) | High Efficiency Chiller (Water cooled-centrifugal, 200 tons) | Equip | 20 | Central chillers inside | 31.91% | Tech/Econ | 4.362% | 32965.3579 | 12.4217 | 0.024128
Econ | Offices | Ventilation and Circulation | Central air-handling unit | TRC | New | NN4957 | Demand Controlled Ventilation | Demand Controlled Ventilation | NonEquip | 10 |  | 17.54% | Tech/Econ | 22.37% | 229060.8514 | 23.8486 | 134.2676
Econ | Offices | Ventilation and Circulation | Central air-handling unit | TRC | Existing | NE4944 | Demand Controlled Ventilation | Demand Controlled Ventilation | NonEquip | 10 |  | 23.39% | Tech/Econ | 22.37% | 16949640.28 | 1764.706 | 9935.295
Econ | Offices | Interior Lighting | case lighting | TRC | New | NN3709 | Facility Energy Management System | Facility Energy Management System | NonEquip | 15 |  | 1.982% | Tech/Econ | 24% | 1.5637 | 0.00032774 | 2.8183e-05
Econ | Offices | Interior Lighting | case lighting | TRC | Existing | NE3696 | Facility Energy Management System | Facility Energy Management System | NonEquip | 15 |  | 2.99% | Tech/Econ | 24% | 130.9051 | 0.027437 | 0.0023593
Econ | Offices | Space Heating | Boilers | TRC | New | NN4177 | Smart Thermostat | Smart Thermostat | NonEquip | 11 |  | 45.33% | Tech/Econ | 10% | 0 | 0 | 0
Econ | Offices | Space Heating | Boilers | TRC | New | NN3657 | Facility Energy Management System | Facility Energy Management System | NonEquip | 15 |  | 1.982% | Tech/Econ | 20% | 0 | 0 | 0
Econ | Offices | Space Heating | Boilers | TRC | New | NN3189 | Ceiling Insulation(R2 to R38) | Ceiling Insulation(R2 to R38) | NonEquip | 20 |  | 0% | Tech/Econ | 3.618% | 0 | 0 | 0
Econ | Offices | Space Heating | Boilers | TRC | Existing | NE4242 | Wall Insulation | Wall Insulation | NonEquip | 20 |  | 17.1% | Tech/Econ | 5.126% | 0 | 0 | 0
Econ | Offices | Space Heating | Boilers | TRC | Existing | NE4164 | Smart Thermostat | Smart Thermostat | NonEquip | 11 |  | 45.33% | Tech/Econ | 10% | 0 | 0 | 0
Econ | Offices | Space Heating | Boilers | TRC | Existing | NE4008 | Low U-Value Windows | Low U-Value Windows | NonEquip | 20 |  | 5.375% | Tech/Econ | 46% | 0 | 0 | 0
Econ | Offices | Space Heating | Boilers | TRC | Existing | NE3644 | Facility Energy Management System | Facility Energy Management System | NonEquip | 15 |  | 2.99% | Tech/Econ | 20% | 0 | 0 | 0
Econ | Offices | Space Heating | Boilers | TRC | Existing | NE3176 | Ceiling Insulation(R2 to R38) | Ceiling Insulation(R2 to R38) | NonEquip | 20 |  | 45.6% | Tech/Econ | 3.992% | 0 | 0 | 0
Econ | Restaurants | Refrigeration | Walk-in cooler | TRC | New | NN4854 | PSC to ECM Evaporator Fan Motor (Walk-In, Refrigerator) | PSC to ECM Evaporator Fan Motor (Walk-In, Refrigerator) | NonEquip | 15 | Walk-in cooler | 68.68% | Tech/Econ | 37.5% | 274295.6148 | 35.5638 | 29.7892
Econ | Restaurants | Refrigeration | Walk-in cooler | TRC | New | NN4828 | PSC to ECM Evaporator Fan Motor (Reach-In) | PSC to ECM Evaporator Fan Motor (Reach-In) | NonEquip | 15 | Display cases | 0% | Tech/Econ | 37.5% | 0 | 0 | 0
Econ | Restaurants | Refrigeration | Walk-in cooler | TRC | Existing | NE4841 | PSC to ECM Evaporator Fan Motor (Walk-In, Refrigerator) | PSC to ECM Evaporator Fan Motor (Walk-In, Refrigerator) | NonEquip | 15 | Walk-in cooler | 17.17% | Tech/Econ | 37.5% | 3805657.949 | 493.4231 | 413.3036
Econ | Restaurants | Refrigeration | Walk-in cooler | TRC | Existing | NE4815 | PSC to ECM Evaporator Fan Motor (Reach-In) | PSC to ECM Evaporator Fan Motor (Reach-In) | NonEquip | 15 | Display cases | 0% | Tech/Econ | 37.5% | 0 | 0 | 0
Econ | Restaurants | Refrigeration | Vending and ice makers | TRC | New | NN4854 | PSC to ECM Evaporator Fan Motor (Walk-In, Refrigerator) | PSC to ECM Evaporator Fan Motor (Walk-In, Refrigerator) | NonEquip | 15 | Walk-in cooler | 0% | Tech/Econ | 37.5% | 0 | 0 | 0
Econ | Restaurants | Refrigeration | Vending and ice makers | TRC | New | NN4828 | PSC to ECM Evaporator Fan Motor (Reach-In) | PSC to ECM Evaporator Fan Motor (Reach-In) | NonEquip | 15 | Display cases | 0% | Tech/Econ | 37.5% | 0 | 0 | 0
Econ | Restaurants | Refrigeration | Vending and ice makers | TRC | Existing | NE4841 | PSC to ECM Evaporator Fan Motor (Walk-In, Refrigerator) | PSC to ECM Evaporator Fan Motor (Walk-In, Refrigerator) | NonEquip | 15 | Walk-in cooler | 0% | Tech/Econ | 37.5% | 0 | 0 | 0
Econ | Restaurants | Refrigeration | Vending and ice makers | TRC | Existing | NE4815 | PSC to ECM Evaporator Fan Motor (Reach-In) | PSC to ECM Evaporator Fan Motor (Reach-In) | NonEquip | 15 | Display cases | 0% | Tech/Econ | 37.5% | 0 | 0 | 0
Econ | Restaurants | Space Cooling | Residential-type central air conditioners | TRC | New | NN4204 | Thermal Energy Storage | Thermal Energy Storage | NonEquip | 20 |  | 0% | Tech/Econ | 0% | 0 | 0 | 0
Econ | Restaurants | Space Cooling | Residential-type central air conditioners | TRC | New | NN4048 | Programmable Thermostat | Programmable Thermostat | NonEquip | 11 |  | 45.33% | Tech/Econ | 3.6% | 143.6989 | 0.053252 | 0
Econ | Restaurants | Space Cooling | Residential-type central air conditioners | TRC | New | NN3918 | HVAC tune-up_RTU | HVAC tune-up_RTU | NonEquip | 5 | Packaged air conditioning units (RTUs) | 0% | Tech/Econ | 5% | 0 | 0 | 0
Econ | Restaurants | Space Cooling | Residential-type central air conditioners | TRC | New | NN3892 | HVAC tune-up | HVAC tune-up | NonEquip | 5 | Residential-type central air conditioners | 49.09% | Tech/Econ | 5% | 212.6454 | 0.10125 | 0
Econ | Restaurants | Space Cooling | Residential-type central air conditioners | TRC | New | NN3632 | Facility Commissioning | Facility Commissioning | NonEquip | 10 |  | 71.67% | Tech/Econ | 16% | 739.1788 | 0.15202 | 0.00068427
Econ | Restaurants | Space Cooling | Residential-type central air conditioners | TRC | New | NN3424 | Dedicated Outdoor Air System on VRF unit | Dedicated Outdoor Air System on VRF unit | NonEquip | 15 | Residential-type central air conditioners | 58.91% | Tech/Econ | 17.5% | 20.0047 | 0.0060873 | 0
Econ | Restaurants | Space Cooling | Residential-type central air conditioners | TRC | New | NN3320 | Chilled Water System - Variable Speed Drives | Chilled Water System - Variable Speed Drives | NonEquip | 13 | Central chillers inside | 0% | Tech/Econ | 24.74% | 0 | 0 | 0
Econ | Restaurants | Space Cooling | Residential-type central air conditioners | TRC | New | NN3216 | Ceiling Insulation(R2 to R38) | Ceiling Insulation(R2 to R38) | NonEquip | 20 |  | 0% | Tech/Econ | 5.435% | 0 | 0 | 0
Econ | Restaurants | Space Cooling | Residential-type central air conditioners | TRC | Existing | NE4217 | Wall Insulation | Wall Insulation | NonEquip | 20 |  | 0% | Tech/Econ | 4.766% | 0 | 0 | 0
Econ | Restaurants | Space Cooling | Residential-type central air conditioners | TRC | Existing | NE4191 | Thermal Energy Storage | Thermal Energy Storage | NonEquip | 20 |  | 0% | Tech/Econ | 0% | 0 | 0 | 0
Econ | Restaurants | Space Cooling | Residential-type central air conditioners | TRC | Existing | NE4035 | Programmable Thermostat | Programmable Thermostat | NonEquip | 11 |  | 45.33% | Tech/Econ | 3.6% | 7974.8846 | 2.9553 | 0
Econ | Restaurants | Space Cooling | Residential-type central air conditioners | TRC | Existing | NE3983 | Low U-Value Windows | Low U-Value Windows | NonEquip | 20 |  | 10.75% | Tech/Econ | 46% | 23190.272 | 8.6199 | 0
Econ | Restaurants | Space Cooling | Residential-type central air conditioners | TRC | Existing | NE3905 | HVAC tune-up_RTU | HVAC tune-up_RTU | NonEquip | 5 | Packaged air conditioning units (RTUs) | 0% | Tech/Econ | 5% | 0 | 0 | 0
Econ | Restaurants | Space Cooling | Residential-type central air conditioners | TRC | Existing | NE3879 | HVAC tune-up | HVAC tune-up | NonEquip | 5 | Residential-type central air conditioners | 49.09% | Tech/Econ | 5% | 11801.2216 | 5.6193 | 0
Econ | Restaurants | Space Cooling | Residential-type central air conditioners | TRC | Existing | NE3411 | Dedicated Outdoor Air System on VRF unit | Dedicated Outdoor Air System on VRF unit | NonEquip | 15 | Residential-type central air conditioners | 58.91% | Tech/Econ | 17.5% | 37637.4996 | 11.4528 | 0
Econ | Restaurants | Space Cooling | Residential-type central air conditioners | TRC | Existing | NE3307 | Chilled Water System - Variable Speed Drives | Chilled Water System - Variable Speed Drives | NonEquip | 13 | Central chillers inside | 0% | Tech/Econ | 24.74% | 0 | 0 | 0
Econ | Restaurants | Space Cooling | Residential-type central air conditioners | TRC | Existing | NE3203 | Ceiling Insulation(R2 to R38) | Ceiling Insulation(R2 to R38) | NonEquip | 20 |  | 0% | Tech/Econ | 5.435% | 0 | 0 | 0
Econ | Restaurants | Space Cooling | Residential-type central air conditioners | TRC | Turnover | ET1376 | Variable Refrigerant Flow (VRF) HVAC Systems | Variable Refrigerant Flow (VRF) HVAC Systems | Equip | 15 | Residential-type central air conditioners | 49.09% | Tech/Econ | 36.88% | 80699.2381 | 24.5561 | 0
Econ | Restaurants | Space Cooling | Residential-type central air conditioners | TRC | New | EN1402 | Variable Refrigerant Flow (VRF) HVAC Systems | Variable Refrigerant Flow (VRF) HVAC Systems | Equip | 15 | Residential-type central air conditioners | 49.09% | Tech/Econ | 36.88% | 1395.9443 | 0.42477 | 0
Econ | Restaurants | Space Heating | Residential/split system heat pump | TRC | New | NN4074 | Programmable Thermostat | Programmable Thermostat | NonEquip | 11 |  | 45.33% | Tech/Econ | 3.6% | 1219.111 | 0 | -0.0008573
Econ | Restaurants | Space Heating | Residential/split system heat pump | TRC | New | NN3398 | Dedicated Outdoor Air System on VRF unit | Dedicated Outdoor Air System on VRF unit | NonEquip | 15 | Residential/split system heat pump | 58.91% | Tech/Econ | 10% | 3167.146 | 0 | 0.97409
Econ | Restaurants | Space Heating | Residential/split system heat pump | TRC | New | NN3190 | Ceiling Insulation(R2 to R38) | Ceiling Insulation(R2 to R38) | NonEquip | 20 |  | 0% | Tech/Econ | 6.716% | 0 | 0 | 0
Econ | Restaurants | Space Heating | Residential/split system heat pump | TRC | Existing | NE4243 | Wall Insulation | Wall Insulation | NonEquip | 20 |  | 0% | Tech/Econ | 0.949% | 0 | 0 | 0
Econ | Restaurants | Space Heating | Residential/split system heat pump | TRC | Existing | NE4061 | Programmable Thermostat | Programmable Thermostat | NonEquip | 11 |  | 45.33% | Tech/Econ | 3.6% | 67657.2199 | 0 | -0.047578
Econ | Restaurants | Space Heating | Residential/split system heat pump | TRC | Existing | NE4009 | Low U-Value Windows | Low U-Value Windows | NonEquip | 20 |  | 10.75% | Tech/Econ | 46% | 201692.3516 | 0 | 0.83825
Econ | Restaurants | Space Heating | Residential/split system heat pump | TRC | Existing | NE3385 | Dedicated Outdoor Air System on VRF unit | Dedicated Outdoor Air System on VRF unit | NonEquip | 15 | Residential/split system heat pump | 58.91% | Tech/Econ | 10% | 193361.255 | 0 | 59.4701
Econ | Restaurants | Space Heating | Residential/split system heat pump | TRC | Existing | NE3177 | Ceiling Insulation(R2 to R38) | Ceiling Insulation(R2 to R38) | NonEquip | 20 |  | 0% | Tech/Econ | 7.411% | 0 | 0 | 0
Econ | Restaurants | Space Heating | Residential/split system heat pump | TRC | Turnover | ET1415 | Variable Refrigerant Flow (VRF) HVAC Systems | Variable Refrigerant Flow (VRF) HVAC Systems | Equip | 15 | Residential/split system heat pump | 49.09% | Tech/Econ | 31.25% | 594800.0759 | 0 | 182.9363
Econ | Restaurants | Space Heating | Residential/split system heat pump | TRC | New | EN1441 | Variable Refrigerant Flow (VRF) HVAC Systems | Variable Refrigerant Flow (VRF) HVAC Systems | Equip | 15 | Residential/split system heat pump | 49.09% | Tech/Econ | 31.25% | 11275.241 | 0 | 3.4678
Econ | Restaurants | Refrigeration | Residential style | TRC | New | NN4854 | PSC to ECM Evaporator Fan Motor (Walk-In, Refrigerator) | PSC to ECM Evaporator Fan Motor (Walk-In, Refrigerator) | NonEquip | 15 | Walk-in cooler | 0% | Tech/Econ | 37.5% | 0 | 0 | 0
Econ | Restaurants | Refrigeration | Residential style | TRC | New | NN4828 | PSC to ECM Evaporator Fan Motor (Reach-In) | PSC to ECM Evaporator Fan Motor (Reach-In) | NonEquip | 15 | Display cases | 0% | Tech/Econ | 37.5% | 0 | 0 | 0
Econ | Restaurants | Refrigeration | Residential style | TRC | Existing | NE4841 | PSC to ECM Evaporator Fan Motor (Walk-In, Refrigerator) | PSC to ECM Evaporator Fan Motor (Walk-In, Refrigerator) | NonEquip | 15 | Walk-in cooler | 0% | Tech/Econ | 37.5% | 0 | 0 | 0
Econ | Restaurants | Refrigeration | Residential style | TRC | Existing | NE4815 | PSC to ECM Evaporator Fan Motor (Reach-In) | PSC to ECM Evaporator Fan Motor (Reach-In) | NonEquip | 15 | Display cases | 0% | Tech/Econ | 37.5% | 0 | 0 | 0
Econ | Restaurants | Miscellaneous | Pool pump | TRC | New | NN4542 | VSD Controlled Compressor | VSD Controlled Compressor | NonEquip | 15 | Others | 0% | Tech/Econ | 20.79% | 0 | 0 | 0
Econ | Restaurants | Miscellaneous | Pool pump | TRC | Existing | NE4529 | VSD Controlled Compressor | VSD Controlled Compressor | NonEquip | 15 | Others | 0% | Tech/Econ | 20.79% | 0 | 0 | 0
Econ | Restaurants | Miscellaneous | Pool pump | TRC | Turnover | ET2114 | Variable Speed Pool Pump | Variable Speed Pool Pump | Equip | 10 | Pool pump | 0% | Tech/Econ | 64.36% | 0 | 0 | 0
Econ | Restaurants | Miscellaneous | Pool pump | TRC | Turnover | ET2000 | Solar Pool Heater | Solar Pool Heater | Equip | 15 | Pool pump | 0% | Tech/Econ | 86.11% | 0 | 0 | 0
Econ | Restaurants | Miscellaneous | Pool pump | TRC | New | EN2138 | Variable Speed Pool Pump | Variable Speed Pool Pump | Equip | 10 | Pool pump | 0% | Tech/Econ | 64.36% | 0 | 0 | 0
Econ | Restaurants | Miscellaneous | Pool pump | TRC | New | EN2026 | Solar Pool Heater | Solar Pool Heater | Equip | 15 | Pool pump | 0% | Tech/Econ | 86.11% | 0 | 0 | 0
Econ | Restaurants | Space Heating | Packaged central unit | TRC | New | NN4074 | Programmable Thermostat | Programmable Thermostat | NonEquip | 11 |  | 45.33% | Tech/Econ | 3.6% | 5805.0343 | 0 | -0.0040822
Econ | Restaurants | Space Heating | Packaged central unit | TRC | New | NN3398 | Dedicated Outdoor Air System on VRF unit | Dedicated Outdoor Air System on VRF unit | NonEquip | 15 | Residential/split system heat pump | 0% | Tech/Econ | 10% | 0 | 0 | 0
Econ | Restaurants | Space Heating | Packaged central unit | TRC | New | NN3190 | Ceiling Insulation(R2 to R38) | Ceiling Insulation(R2 to R38) | NonEquip | 20 |  | 0% | Tech/Econ | 6.716% | 0 | 0 | 0
Econ | Restaurants | Space Heating | Packaged central unit | TRC | Existing | NE4243 | Wall Insulation | Wall Insulation | NonEquip | 20 |  | 0% | Tech/Econ | 0.949% | 0 | 0 | 0
Econ | Restaurants | Space Heating | Packaged central unit | TRC | Existing | NE4061 | Programmable Thermostat | Programmable Thermostat | NonEquip | 11 |  | 45.33% | Tech/Econ | 3.6% | 322163.008 | 0 | -0.22655
Econ | Restaurants | Space Heating | Packaged central unit | TRC | Existing | NE4009 | Low U-Value Windows | Low U-Value Windows | NonEquip | 20 |  | 10.75% | Tech/Econ | 46% | 960397.3501 | 0 | 3.9915
Econ | Restaurants | Space Heating | Packaged central unit | TRC | Existing | NE3385 | Dedicated Outdoor Air System on VRF unit | Dedicated Outdoor Air System on VRF unit | NonEquip | 15 | Residential/split system heat pump | 0% | Tech/Econ | 10% | 0 | 0 | 0
Econ | Restaurants | Space Heating | Packaged central unit | TRC | Existing | NE3177 | Ceiling Insulation(R2 to R38) | Ceiling Insulation(R2 to R38) | NonEquip | 20 |  | 0% | Tech/Econ | 7.411% | 0 | 0 | 0
Econ | Restaurants | Space Cooling | Packaged air conditioning units (RTUs) | TRC | New | NN4204 | Thermal Energy Storage | Thermal Energy Storage | NonEquip | 20 |  | 0% | Tech/Econ | 0% | 0 | 0 | 0
Econ | Restaurants | Space Cooling | Packaged air conditioning units (RTUs) | TRC | New | NN4048 | Programmable Thermostat | Programmable Thermostat | NonEquip | 11 |  | 45.33% | Tech/Econ | 3.6% | 89171.4062 | 33.0451 | 0
Econ | Restaurants | Space Cooling | Packaged air conditioning units (RTUs) | TRC | New | NN3918 | HVAC tune-up_RTU | HVAC tune-up_RTU | NonEquip | 5 | Packaged air conditioning units (RTUs) | 94.56% | Tech/Econ | 5% | 231929.9152 | 91.79 | 0
Econ | Restaurants | Space Cooling | Packaged air conditioning units (RTUs) | TRC | New | NN3892 | HVAC tune-up | HVAC tune-up | NonEquip | 5 | Residential-type central air conditioners | 0% | Tech/Econ | 5% | 0 | 0 | 0
Econ | Restaurants | Space Cooling | Packaged air conditioning units (RTUs) | TRC | New | NN3632 | Facility Commissioning | Facility Commissioning | NonEquip | 10 |  | 71.67% | Tech/Econ | 16% | 470235.5428 | 96.7063 | 0.4353
Econ | Restaurants | Space Cooling | Packaged air conditioning units (RTUs) | TRC | New | NN3424 | Dedicated Outdoor Air System on VRF unit | Dedicated Outdoor Air System on VRF unit | NonEquip | 15 | Residential-type central air conditioners | 0% | Tech/Econ | 17.5% | 0 | 0 | 0
Econ | Restaurants | Space Cooling | Packaged air conditioning units (RTUs) | TRC | New | NN3320 | Chilled Water System - Variable Speed Drives | Chilled Water System - Variable Speed Drives | NonEquip | 13 | Central chillers inside | 0% | Tech/Econ | 24.74% | 0 | 0 | 0
Econ | Restaurants | Space Cooling | Packaged air conditioning units (RTUs) | TRC | New | NN3216 | Ceiling Insulation(R2 to R38) | Ceiling Insulation(R2 to R38) | NonEquip | 20 |  | 0% | Tech/Econ | 5.435% | 0 | 0 | 0
Econ | Restaurants | Space Cooling | Packaged air conditioning units (RTUs) | TRC | Existing | NE4217 | Wall Insulation | Wall Insulation | NonEquip | 20 |  | 0% | Tech/Econ | 4.766% | 0 | 0 | 0
Econ | Restaurants | Space Cooling | Packaged air conditioning units (RTUs) | TRC | Existing | NE4191 | Thermal Energy Storage | Thermal Energy Storage | NonEquip | 20 |  | 0% | Tech/Econ | 0% | 0 | 0 | 0
Econ | Restaurants | Space Cooling | Packaged air conditioning units (RTUs) | TRC | Existing | NE4035 | Programmable Thermostat | Programmable Thermostat | NonEquip | 11 |  | 45.33% | Tech/Econ | 3.6% | 4948761.151 | 1833.9102 | 0
Econ | Restaurants | Space Cooling | Packaged air conditioning units (RTUs) | TRC | Existing | NE3983 | Low U-Value Windows | Low U-Value Windows | NonEquip | 20 |  | 10.75% | Tech/Econ | 46% | 14752709.08 | 5483.6254 | 0
Econ | Restaurants | Space Cooling | Packaged air conditioning units (RTUs) | TRC | Existing | NE3905 | HVAC tune-up_RTU | HVAC tune-up_RTU | NonEquip | 5 | Packaged air conditioning units (RTUs) | 94.56% | Tech/Econ | 5% | 13407818.11 | 5306.3605 | 0
Econ | Restaurants | Space Cooling | Packaged air conditioning units (RTUs) | TRC | Existing | NE3879 | HVAC tune-up | HVAC tune-up | NonEquip | 5 | Residential-type central air conditioners | 0% | Tech/Econ | 5% | 0 | 0 | 0
Econ | Restaurants | Space Cooling | Packaged air conditioning units (RTUs) | TRC | Existing | NE3411 | Dedicated Outdoor Air System on VRF unit | Dedicated Outdoor Air System on VRF unit | NonEquip | 15 | Residential-type central air conditioners | 0% | Tech/Econ | 17.5% | 0 | 0 | 0
Econ | Restaurants | Space Cooling | Packaged air conditioning units (RTUs) | TRC | Existing | NE3307 | Chilled Water System - Variable Speed Drives | Chilled Water System - Variable Speed Drives | NonEquip | 13 | Central chillers inside | 0% | Tech/Econ | 24.74% | 0 | 0 | 0
Econ | Restaurants | Space Cooling | Packaged air conditioning units (RTUs) | TRC | Existing | NE3203 | Ceiling Insulation(R2 to R38) | Ceiling Insulation(R2 to R38) | NonEquip | 20 |  | 0% | Tech/Econ | 5.435% | 0 | 0 | 0
Econ | Restaurants | Miscellaneous | Others | TRC | New | NN4542 | VSD Controlled Compressor | VSD Controlled Compressor | NonEquip | 15 | Others | 36.99% | Tech/Econ | 20.79% | 122148.4709 | 15.8372 | 13.2656
Econ | Restaurants | Miscellaneous | Others | TRC | Existing | NE4529 | VSD Controlled Compressor | VSD Controlled Compressor | NonEquip | 15 | Others | 7.399% | Tech/Econ | 20.79% | 1355779.018 | 175.7837 | 147.2408
Econ | Restaurants | Miscellaneous | Others | TRC | Turnover | ET1844 | Efficient Battery Charger | Efficient Battery Charger | Equip | 7 | Others | 0% | Tech/Econ | 13.68% | 0 | 0 | 0
Econ | Restaurants | Miscellaneous | Others | TRC | New | EN1870 | Efficient Battery Charger | Efficient Battery Charger | Equip | 7 | Others | 0% | Tech/Econ | 13.68% | 0 | 0 | 0
Econ | Restaurants | Office Equipment | Other office | TRC | Turnover | ET2267 | Energy Star Uninterruptable Power Supply | Energy Star Uninterruptable Power Supply | Equip | 10 | Other office | 0% | Tech/Econ | 1.878% | 0 | 0 | 0
Econ | Restaurants | Office Equipment | Other office | TRC | New | EN2293 | Energy Star Uninterruptable Power Supply | Energy Star Uninterruptable Power Supply | Equip | 10 | Other office | 0% | Tech/Econ | 1.878% | 0 | 0 | 0
Econ | Restaurants | Ventilation and Circulation | Motor/Fan | TRC | New | NN4958 | Demand Controlled Ventilation | Demand Controlled Ventilation | NonEquip | 10 |  | 23.39% | Tech/Econ | 9.761% | 160.4633 | 0.016707 | 0.094058
Econ | Restaurants | Ventilation and Circulation | Motor/Fan | TRC | Existing | NE4945 | Demand Controlled Ventilation | Demand Controlled Ventilation | NonEquip | 10 |  | 23.39% | Tech/Econ | 9.761% | 8905.2626 | 0.92717 | 5.22
Econ | Restaurants | Miscellaneous | Medical equipment | TRC | New | NN4542 | VSD Controlled Compressor | VSD Controlled Compressor | NonEquip | 15 | Others | 0% | Tech/Econ | 20.79% | 0 | 0 | 0
Econ | Restaurants | Miscellaneous | Medical equipment | TRC | Existing | NE4529 | VSD Controlled Compressor | VSD Controlled Compressor | NonEquip | 15 | Others | 0% | Tech/Econ | 20.79% | 0 | 0 | 0
Econ | Restaurants | Refrigeration | Large cold storage | TRC | New | NN4854 | PSC to ECM Evaporator Fan Motor (Walk-In, Refrigerator) | PSC to ECM Evaporator Fan Motor (Walk-In, Refrigerator) | NonEquip | 15 | Walk-in cooler | 0% | Tech/Econ | 37.5% | 0 | 0 | 0
Econ | Restaurants | Refrigeration | Large cold storage | TRC | New | NN4828 | PSC to ECM Evaporator Fan Motor (Reach-In) | PSC to ECM Evaporator Fan Motor (Reach-In) | NonEquip | 15 | Display cases | 0% | Tech/Econ | 37.5% | 0 | 0 | 0
Econ | Restaurants | Refrigeration | Large cold storage | TRC | Existing | NE4841 | PSC to ECM Evaporator Fan Motor (Walk-In, Refrigerator) | PSC to ECM Evaporator Fan Motor (Walk-In, Refrigerator) | NonEquip | 15 | Walk-in cooler | 0% | Tech/Econ | 37.5% | 0 | 0 | 0
Econ | Restaurants | Refrigeration | Large cold storage | TRC | Existing | NE4815 | PSC to ECM Evaporator Fan Motor (Reach-In) | PSC to ECM Evaporator Fan Motor (Reach-In) | NonEquip | 15 | Display cases | 0% | Tech/Econ | 37.5% | 0 | 0 | 0
Econ | Restaurants | Miscellaneous | Laboratory equipment | TRC | New | NN4542 | VSD Controlled Compressor | VSD Controlled Compressor | NonEquip | 15 | Others | 0% | Tech/Econ | 20.79% | 0 | 0 | 0
Econ | Restaurants | Miscellaneous | Laboratory equipment | TRC | Existing | NE4529 | VSD Controlled Compressor | VSD Controlled Compressor | NonEquip | 15 | Others | 0% | Tech/Econ | 20.79% | 0 | 0 | 0
Econ | Restaurants | Ventilation and Circulation | Individual room ventilation | TRC | New | NN4958 | Demand Controlled Ventilation | Demand Controlled Ventilation | NonEquip | 10 |  | 23.39% | Tech/Econ | 9.761% | 285.2009 | 0.029694 | 0.16717
Econ | Restaurants | Ventilation and Circulation | Individual room ventilation | TRC | Existing | NE4945 | Demand Controlled Ventilation | Demand Controlled Ventilation | NonEquip | 10 |  | 23.39% | Tech/Econ | 9.761% | 15827.8442 | 1.6479 | 9.2777
Econ | Restaurants | Space Heating | Individual room heating | TRC | New | NN4074 | Programmable Thermostat | Programmable Thermostat | NonEquip | 11 |  | 45.33% | Tech/Econ | 3.6% | 0.45717 | 0 | -3.2149e-07
Econ | Restaurants | Space Heating | Individual room heating | TRC | New | NN3398 | Dedicated Outdoor Air System on VRF unit | Dedicated Outdoor Air System on VRF unit | NonEquip | 15 | Residential/split system heat pump | 0% | Tech/Econ | 10% | 0 | 0 | 0
Econ | Restaurants | Space Heating | Individual room heating | TRC | New | NN3190 | Ceiling Insulation(R2 to R38) | Ceiling Insulation(R2 to R38) | NonEquip | 20 |  | 0% | Tech/Econ | 6.716% | 0 | 0 | 0
Econ | Restaurants | Space Heating | Individual room heating | TRC | Existing | NE4243 | Wall Insulation | Wall Insulation | NonEquip | 20 |  | 0% | Tech/Econ | 0.949% | 0 | 0 | 0
Econ | Restaurants | Space Heating | Individual room heating | TRC | Existing | NE4061 | Programmable Thermostat | Programmable Thermostat | NonEquip | 11 |  | 45.33% | Tech/Econ | 3.6% | 25.3715 | 0 | -1.7842e-05
Econ | Restaurants | Space Heating | Individual room heating | TRC | Existing | NE4009 | Low U-Value Windows | Low U-Value Windows | NonEquip | 20 |  | 10.75% | Tech/Econ | 46% | 75.6346 | 0 | 0.00031434
Econ | Restaurants | Space Heating | Individual room heating | TRC | Existing | NE3385 | Dedicated Outdoor Air System on VRF unit | Dedicated Outdoor Air System on VRF unit | NonEquip | 15 | Residential/split system heat pump | 0% | Tech/Econ | 10% | 0 | 0 | 0
Econ | Restaurants | Space Heating | Individual room heating | TRC | Existing | NE3177 | Ceiling Insulation(R2 to R38) | Ceiling Insulation(R2 to R38) | NonEquip | 20 |  | 0% | Tech/Econ | 7.411% | 0 | 0 | 0
Econ | Restaurants | Space Cooling | Individual room air conditioners | TRC | New | NN4204 | Thermal Energy Storage | Thermal Energy Storage | NonEquip | 20 |  | 0% | Tech/Econ | 0% | 0 | 0 | 0
Econ | Restaurants | Space Cooling | Individual room air conditioners | TRC | New | NN4048 | Programmable Thermostat | Programmable Thermostat | NonEquip | 11 |  | 45.33% | Tech/Econ | 3.6% | 1156.7479 | 0.42867 | 0
Econ | Restaurants | Space Cooling | Individual room air conditioners | TRC | New | NN3918 | HVAC tune-up_RTU | HVAC tune-up_RTU | NonEquip | 5 | Packaged air conditioning units (RTUs) | 0% | Tech/Econ | 5% | 0 | 0 | 0
Econ | Restaurants | Space Cooling | Individual room air conditioners | TRC | New | NN3892 | HVAC tune-up | HVAC tune-up | NonEquip | 5 | Residential-type central air conditioners | 0% | Tech/Econ | 5% | 0 | 0 | 0
Econ | Restaurants | Space Cooling | Individual room air conditioners | TRC | New | NN3632 | Facility Commissioning | Facility Commissioning | NonEquip | 10 |  | 71.67% | Tech/Econ | 16% | 6099.9821 | 1.2545 | 0.0056468
Econ | Restaurants | Space Cooling | Individual room air conditioners | TRC | New | NN3424 | Dedicated Outdoor Air System on VRF unit | Dedicated Outdoor Air System on VRF unit | NonEquip | 15 | Residential-type central air conditioners | 0% | Tech/Econ | 17.5% | 0 | 0 | 0
Econ | Restaurants | Space Cooling | Individual room air conditioners | TRC | New | NN3320 | Chilled Water System - Variable Speed Drives | Chilled Water System - Variable Speed Drives | NonEquip | 13 | Central chillers inside | 0% | Tech/Econ | 24.74% | 0 | 0 | 0
Econ | Restaurants | Space Cooling | Individual room air conditioners | TRC | New | NN3216 | Ceiling Insulation(R2 to R38) | Ceiling Insulation(R2 to R38) | NonEquip | 20 |  | 0% | Tech/Econ | 5.435% | 0 | 0 | 0
Econ | Restaurants | Space Cooling | Individual room air conditioners | TRC | Existing | NE4217 | Wall Insulation | Wall Insulation | NonEquip | 20 |  | 0% | Tech/Econ | 4.766% | 0 | 0 | 0
Econ | Restaurants | Space Cooling | Individual room air conditioners | TRC | Existing | NE4191 | Thermal Energy Storage | Thermal Energy Storage | NonEquip | 20 |  | 0% | Tech/Econ | 0% | 0 | 0 | 0
Econ | Restaurants | Space Cooling | Individual room air conditioners | TRC | Existing | NE4035 | Programmable Thermostat | Programmable Thermostat | NonEquip | 11 |  | 45.33% | Tech/Econ | 3.6% | 64196.2413 | 23.7898 | 0
Econ | Restaurants | Space Cooling | Individual room air conditioners | TRC | Existing | NE3983 | Low U-Value Windows | Low U-Value Windows | NonEquip | 20 |  | 10.75% | Tech/Econ | 46% | 191374.86 | 71.1346 | 0
Econ | Restaurants | Space Cooling | Individual room air conditioners | TRC | Existing | NE3905 | HVAC tune-up_RTU | HVAC tune-up_RTU | NonEquip | 5 | Packaged air conditioning units (RTUs) | 0% | Tech/Econ | 5% | 0 | 0 | 0
Econ | Restaurants | Space Cooling | Individual room air conditioners | TRC | Existing | NE3879 | HVAC tune-up | HVAC tune-up | NonEquip | 5 | Residential-type central air conditioners | 0% | Tech/Econ | 5% | 0 | 0 | 0
Econ | Restaurants | Space Cooling | Individual room air conditioners | TRC | Existing | NE3411 | Dedicated Outdoor Air System on VRF unit | Dedicated Outdoor Air System on VRF unit | NonEquip | 15 | Residential-type central air conditioners | 0% | Tech/Econ | 17.5% | 0 | 0 | 0
Econ | Restaurants | Space Cooling | Individual room air conditioners | TRC | Existing | NE3307 | Chilled Water System - Variable Speed Drives | Chilled Water System - Variable Speed Drives | NonEquip | 13 | Central chillers inside | 0% | Tech/Econ | 24.74% | 0 | 0 | 0
Econ | Restaurants | Space Cooling | Individual room air conditioners | TRC | Existing | NE3203 | Ceiling Insulation(R2 to R38) | Ceiling Insulation(R2 to R38) | NonEquip | 20 |  | 0% | Tech/Econ | 5.435% | 0 | 0 | 0
Econ | Restaurants | Interior Lighting | High bay | TRC | Turnover | ET1532 | High Bay LED | High Bay LED | Equip | 15 | High bay | 0% | Tech/Econ | 64.78% | 0 | 0 | 0
Econ | Restaurants | Interior Lighting | High bay | TRC | New | EN1558 | High Bay LED | High Bay LED | Equip | 15 | High bay | 0% | Tech/Econ | 64.78% | 0 | 0 | 0
Econ | Restaurants | Space Heating | Forced air furnace | TRC | New | NN4074 | Programmable Thermostat | Programmable Thermostat | NonEquip | 11 |  | 45.33% | Tech/Econ | 3.6% | 64.2065 | 0 | -4.5151e-05
Econ | Restaurants | Space Heating | Forced air furnace | TRC | New | NN3398 | Dedicated Outdoor Air System on VRF unit | Dedicated Outdoor Air System on VRF unit | NonEquip | 15 | Residential/split system heat pump | 0% | Tech/Econ | 10% | 0 | 0 | 0
Econ | Restaurants | Space Heating | Forced air furnace | TRC | New | NN3190 | Ceiling Insulation(R2 to R38) | Ceiling Insulation(R2 to R38) | NonEquip | 20 |  | 0% | Tech/Econ | 6.716% | 0 | 0 | 0
Econ | Restaurants | Space Heating | Forced air furnace | TRC | Existing | NE4243 | Wall Insulation | Wall Insulation | NonEquip | 20 |  | 0% | Tech/Econ | 0.949% | 0 | 0 | 0
Econ | Restaurants | Space Heating | Forced air furnace | TRC | Existing | NE4061 | Programmable Thermostat | Programmable Thermostat | NonEquip | 11 |  | 45.33% | Tech/Econ | 3.6% | 3563.2802 | 0 | -0.0025058
Econ | Restaurants | Space Heating | Forced air furnace | TRC | Existing | NE4009 | Low U-Value Windows | Low U-Value Windows | NonEquip | 20 |  | 10.75% | Tech/Econ | 46% | 10622.4639 | 0 | 0.044148
Econ | Restaurants | Space Heating | Forced air furnace | TRC | Existing | NE3385 | Dedicated Outdoor Air System on VRF unit | Dedicated Outdoor Air System on VRF unit | NonEquip | 15 | Residential/split system heat pump | 0% | Tech/Econ | 10% | 0 | 0 | 0
Econ | Restaurants | Space Heating | Forced air furnace | TRC | Existing | NE3177 | Ceiling Insulation(R2 to R38) | Ceiling Insulation(R2 to R38) | NonEquip | 20 |  | 0% | Tech/Econ | 7.411% | 0 | 0 | 0
Econ | Restaurants | Miscellaneous | Elevators/Escalators | TRC | New | NN4542 | VSD Controlled Compressor | VSD Controlled Compressor | NonEquip | 15 | Others | 0% | Tech/Econ | 20.79% | 0 | 0 | 0
Econ | Restaurants | Miscellaneous | Elevators/Escalators | TRC | Existing | NE4529 | VSD Controlled Compressor | VSD Controlled Compressor | NonEquip | 15 | Others | 0% | Tech/Econ | 20.79% | 0 | 0 | 0
Econ | Restaurants | Space Cooling | District chilled water piped | TRC | New | NN4204 | Thermal Energy Storage | Thermal Energy Storage | NonEquip | 20 |  | 0% | Tech/Econ | 0% | 0 | 0 | 0
Econ | Restaurants | Space Cooling | District chilled water piped | TRC | New | NN4048 | Programmable Thermostat | Programmable Thermostat | NonEquip | 11 |  | 45.33% | Tech/Econ | 3.6% | 376.2846 | 0.13944 | 0
Econ | Restaurants | Space Cooling | District chilled water piped | TRC | New | NN3918 | HVAC tune-up_RTU | HVAC tune-up_RTU | NonEquip | 5 | Packaged air conditioning units (RTUs) | 0% | Tech/Econ | 5% | 0 | 0 | 0
Econ | Restaurants | Space Cooling | District chilled water piped | TRC | New | NN3892 | HVAC tune-up | HVAC tune-up | NonEquip | 5 | Residential-type central air conditioners | 0% | Tech/Econ | 5% | 0 | 0 | 0
Econ | Restaurants | Space Cooling | District chilled water piped | TRC | New | NN3632 | Facility Commissioning | Facility Commissioning | NonEquip | 10 |  | 71.67% | Tech/Econ | 16% | 1896.4962 | 0.39002 | 0.0017556
Econ | Restaurants | Space Cooling | District chilled water piped | TRC | New | NN3424 | Dedicated Outdoor Air System on VRF unit | Dedicated Outdoor Air System on VRF unit | NonEquip | 15 | Residential-type central air conditioners | 0% | Tech/Econ | 17.5% | 0 | 0 | 0
Econ | Restaurants | Space Cooling | District chilled water piped | TRC | New | NN3320 | Chilled Water System - Variable Speed Drives | Chilled Water System - Variable Speed Drives | NonEquip | 13 | Central chillers inside | 0% | Tech/Econ | 24.74% | 0 | 0 | 0
Econ | Restaurants | Space Cooling | District chilled water piped | TRC | New | NN3216 | Ceiling Insulation(R2 to R38) | Ceiling Insulation(R2 to R38) | NonEquip | 20 |  | 0% | Tech/Econ | 5.435% | 0 | 0 | 0
Econ | Restaurants | Space Cooling | District chilled water piped | TRC | Existing | NE4217 | Wall Insulation | Wall Insulation | NonEquip | 20 |  | 0% | Tech/Econ | 4.766% | 0 | 0 | 0
Econ | Restaurants | Space Cooling | District chilled water piped | TRC | Existing | NE4191 | Thermal Energy Storage | Thermal Energy Storage | NonEquip | 20 |  | 0% | Tech/Econ | 0% | 0 | 0 | 0
Econ | Restaurants | Space Cooling | District chilled water piped | TRC | Existing | NE4035 | Programmable Thermostat | Programmable Thermostat | NonEquip | 11 |  | 45.33% | Tech/Econ | 3.6% | 20882.734 | 7.7387 | 0
Econ | Restaurants | Space Cooling | District chilled water piped | TRC | Existing | NE3983 | Low U-Value Windows | Low U-Value Windows | NonEquip | 20 |  | 10.75% | Tech/Econ | 46% | 59498.8133 | 22.1159 | 0
Econ | Restaurants | Space Cooling | District chilled water piped | TRC | Existing | NE3905 | HVAC tune-up_RTU | HVAC tune-up_RTU | NonEquip | 5 | Packaged air conditioning units (RTUs) | 0% | Tech/Econ | 5% | 0 | 0 | 0
Econ | Restaurants | Space Cooling | District chilled water piped | TRC | Existing | NE3879 | HVAC tune-up | HVAC tune-up | NonEquip | 5 | Residential-type central air conditioners | 0% | Tech/Econ | 5% | 0 | 0 | 0
Econ | Restaurants | Space Cooling | District chilled water piped | TRC | Existing | NE3411 | Dedicated Outdoor Air System on VRF unit | Dedicated Outdoor Air System on VRF unit | NonEquip | 15 | Residential-type central air conditioners | 0% | Tech/Econ | 17.5% | 0 | 0 | 0
Econ | Restaurants | Space Cooling | District chilled water piped | TRC | Existing | NE3307 | Chilled Water System - Variable Speed Drives | Chilled Water System - Variable Speed Drives | NonEquip | 13 | Central chillers inside | 0% | Tech/Econ | 24.74% | 0 | 0 | 0
Econ | Restaurants | Space Cooling | District chilled water piped | TRC | Existing | NE3203 | Ceiling Insulation(R2 to R38) | Ceiling Insulation(R2 to R38) | NonEquip | 20 |  | 0% | Tech/Econ | 5.435% | 0 | 0 | 0
Econ | Restaurants | Space Cooling | District chilled water piped | TRC | Turnover | ET947 | High Efficiency Chiller (Air Cooled, 50 tons) | High Efficiency Chiller (Air Cooled, 50 tons) | Equip | 20 | District chilled water piped | 28.37% | Tech/Econ | 8.759% | 30894.3005 | 8.4156 | 0.38299
Econ | Restaurants | Space Cooling | District chilled water piped | TRC | Turnover | ET1103 | High Efficiency Chiller (Water cooled-positive displacement, 100 tons) | High Efficiency Chiller (Water cooled-positive displacement, 100 tons) | Equip | 20 | District chilled water piped | 28.37% | Tech/Econ | 2.683% | 9227.808 | 3.4771 | 0.006754
Econ | Restaurants | Space Cooling | District chilled water piped | TRC | Turnover | ET1025 | High Efficiency Chiller (Water cooled-centrifugal, 200 tons) | High Efficiency Chiller (Water cooled-centrifugal, 200 tons) | Equip | 20 | District chilled water piped | 28.37% | Tech/Econ | 4.362% | 15579.4819 | 5.8705 | 0.011403
Econ | Restaurants | Space Cooling | District chilled water piped | TRC | New | EN973 | High Efficiency Chiller (Air Cooled, 50 tons) | High Efficiency Chiller (Air Cooled, 50 tons) | Equip | 20 | District chilled water piped | 28.37% | Tech/Econ | 8.759% | 556.6824 | 0.15164 | 0.006901
Econ | Restaurants | Space Cooling | District chilled water piped | TRC | New | EN1129 | High Efficiency Chiller (Water cooled-positive displacement, 100 tons) | High Efficiency Chiller (Water cooled-positive displacement, 100 tons) | Equip | 20 | District chilled water piped | 28.37% | Tech/Econ | 2.683% | 166.2753 | 0.062654 | 0.0001217
Econ | Restaurants | Space Cooling | District chilled water piped | TRC | New | EN1051 | High Efficiency Chiller (Water cooled-centrifugal, 200 tons) | High Efficiency Chiller (Water cooled-centrifugal, 200 tons) | Equip | 20 | District chilled water piped | 28.37% | Tech/Econ | 4.362% | 280.7257 | 0.10578 | 0.00020547
Econ | Restaurants | Refrigeration | Display cases | TRC | New | NN4854 | PSC to ECM Evaporator Fan Motor (Walk-In, Refrigerator) | PSC to ECM Evaporator Fan Motor (Walk-In, Refrigerator) | NonEquip | 15 | Walk-in cooler | 0% | Tech/Econ | 37.5% | 0 | 0 | 0
Econ | Restaurants | Refrigeration | Display cases | TRC | New | NN4828 | PSC to ECM Evaporator Fan Motor (Reach-In) | PSC to ECM Evaporator Fan Motor (Reach-In) | NonEquip | 15 | Display cases | 68.68% | Tech/Econ | 37.5% | 288619.8571 | 37.421 | 31.3448
Econ | Restaurants | Refrigeration | Display cases | TRC | Existing | NE4841 | PSC to ECM Evaporator Fan Motor (Walk-In, Refrigerator) | PSC to ECM Evaporator Fan Motor (Walk-In, Refrigerator) | NonEquip | 15 | Walk-in cooler | 0% | Tech/Econ | 37.5% | 0 | 0 | 0
Econ | Restaurants | Refrigeration | Display cases | TRC | Existing | NE4815 | PSC to ECM Evaporator Fan Motor (Reach-In) | PSC to ECM Evaporator Fan Motor (Reach-In) | NonEquip | 15 | Display cases | 17.17% | Tech/Econ | 37.5% | 4004396.69 | 519.1906 | 434.8871
Econ | Restaurants | Refrigeration | Display cases | TRC | Turnover | ET2462 | Energy Star Commercial Solid Door Refrigerator | Energy Star Commercial Solid Door Refrigerator | Equip | 12 | Display cases | 0% | Tech/Econ | 50.28% | 0 | 0 | 0
Econ | Restaurants | Refrigeration | Display cases | TRC | New | EN2488 | Energy Star Commercial Solid Door Refrigerator | Energy Star Commercial Solid Door Refrigerator | Equip | 12 | Display cases | 0% | Tech/Econ | 50.28% | 0 | 0 | 0
Econ | Restaurants | Cooking | Cooking Other | TRC | Turnover | ET167 | Energy Star Hot Food Holding Cabinet | Energy Star Hot Food Holding Cabinet | Equip | 12 | Cooking Other | 26.95% | Tech/Econ | 52.67% | 9894557.933 | 1822.2023 | 881.7107
Econ | Restaurants | Cooking | Cooking Other | TRC | Turnover | ET11 | Efficient Exhaust Hood | Efficient Exhaust Hood | Equip | 15 | Cooking Other | 14.03% | Tech/Econ | 42.5% | 4418659.774 | 966.0056 | 379.1548
Econ | Restaurants | Cooking | Cooking Other | TRC | New | EN37 | Efficient Exhaust Hood | Efficient Exhaust Hood | Equip | 15 | Cooking Other | 14.03% | Tech/Econ | 42.5% | 79619.5438 | 17.4064 | 6.832
Econ | Restaurants | Cooking | Cooking Other | TRC | New | EN193 | Energy Star Hot Food Holding Cabinet | Energy Star Hot Food Holding Cabinet | Equip | 12 | Cooking Other | 26.95% | Tech/Econ | 52.67% | 178289.3975 | 32.8341 | 15.8875
Econ | Restaurants | Space Cooling | Central chillers inside | TRC | New | NN4204 | Thermal Energy Storage | Thermal Energy Storage | NonEquip | 20 |  | 0% | Tech/Econ | 0% | 0 | 0 | 0
Econ | Restaurants | Space Cooling | Central chillers inside | TRC | New | NN4048 | Programmable Thermostat | Programmable Thermostat | NonEquip | 11 |  | 45.33% | Tech/Econ | 3.6% | 2679.5337 | 0.99298 | 0
Econ | Restaurants | Space Cooling | Central chillers inside | TRC | New | NN3918 | HVAC tune-up_RTU | HVAC tune-up_RTU | NonEquip | 5 | Packaged air conditioning units (RTUs) | 0% | Tech/Econ | 5% | 0 | 0 | 0
Econ | Restaurants | Space Cooling | Central chillers inside | TRC | New | NN3892 | HVAC tune-up | HVAC tune-up | NonEquip | 5 | Residential-type central air conditioners | 0% | Tech/Econ | 5% | 0 | 0 | 0
Econ | Restaurants | Space Cooling | Central chillers inside | TRC | New | NN3632 | Facility Commissioning | Facility Commissioning | NonEquip | 10 |  | 71.67% | Tech/Econ | 16% | 12152.0446 | 2.4991 | 0.011249
Econ | Restaurants | Space Cooling | Central chillers inside | TRC | New | NN3424 | Dedicated Outdoor Air System on VRF unit | Dedicated Outdoor Air System on VRF unit | NonEquip | 15 | Residential-type central air conditioners | 0% | Tech/Econ | 17.5% | 0 | 0 | 0
Econ | Restaurants | Space Cooling | Central chillers inside | TRC | New | NN3320 | Chilled Water System - Variable Speed Drives | Chilled Water System - Variable Speed Drives | NonEquip | 13 | Central chillers inside | 73.99% | Tech/Econ | 24.74% | 16650.5193 | 1.8192 | 0.081579
Econ | Restaurants | Space Cooling | Central chillers inside | TRC | New | NN3216 | Ceiling Insulation(R2 to R38) | Ceiling Insulation(R2 to R38) | NonEquip | 20 |  | 0% | Tech/Econ | 5.435% | 0 | 0 | 0
Econ | Restaurants | Space Cooling | Central chillers inside | TRC | Existing | NE4217 | Wall Insulation | Wall Insulation | NonEquip | 20 |  | 0% | Tech/Econ | 4.766% | 0 | 0 | 0
Econ | Restaurants | Space Cooling | Central chillers inside | TRC | Existing | NE4191 | Thermal Energy Storage | Thermal Energy Storage | NonEquip | 20 |  | 0% | Tech/Econ | 0% | 0 | 0 | 0
Econ | Restaurants | Space Cooling | Central chillers inside | TRC | Existing | NE4035 | Programmable Thermostat | Programmable Thermostat | NonEquip | 11 |  | 45.33% | Tech/Econ | 3.6% | 148706.5492 | 55.1076 | 0
Econ | Restaurants | Space Cooling | Central chillers inside | TRC | Existing | NE3983 | Low U-Value Windows | Low U-Value Windows | NonEquip | 20 |  | 10.75% | Tech/Econ | 46% | 346136.2186 | 128.6599 | 0
Econ | Restaurants | Space Cooling | Central chillers inside | TRC | Existing | NE3905 | HVAC tune-up_RTU | HVAC tune-up_RTU | NonEquip | 5 | Packaged air conditioning units (RTUs) | 0% | Tech/Econ | 5% | 0 | 0 | 0
Econ | Restaurants | Space Cooling | Central chillers inside | TRC | Existing | NE3879 | HVAC tune-up | HVAC tune-up | NonEquip | 5 | Residential-type central air conditioners | 0% | Tech/Econ | 5% | 0 | 0 | 0
Econ | Restaurants | Space Cooling | Central chillers inside | TRC | Existing | NE3411 | Dedicated Outdoor Air System on VRF unit | Dedicated Outdoor Air System on VRF unit | NonEquip | 15 | Residential-type central air conditioners | 0% | Tech/Econ | 17.5% | 0 | 0 | 0
Econ | Restaurants | Space Cooling | Central chillers inside | TRC | Existing | NE3307 | Chilled Water System - Variable Speed Drives | Chilled Water System - Variable Speed Drives | NonEquip | 13 | Central chillers inside | 73.99% | Tech/Econ | 24.74% | 1580365.425 | 172.664 | 7.743
Econ | Restaurants | Space Cooling | Central chillers inside | TRC | Existing | NE3203 | Ceiling Insulation(R2 to R38) | Ceiling Insulation(R2 to R38) | NonEquip | 20 |  | 0% | Tech/Econ | 5.435% | 0 | 0 | 0
Econ | Restaurants | Space Cooling | Central chillers inside | TRC | Turnover | ET986 | High Efficiency Chiller (Water cooled-centrifugal, 200 tons) | High Efficiency Chiller (Water cooled-centrifugal, 200 tons) | Equip | 20 | Central chillers inside | 28.37% | Tech/Econ | 4.362% | 110941.9363 | 41.8041 | 0.0812
Econ | Restaurants | Space Cooling | Central chillers inside | TRC | Turnover | ET908 | High Efficiency Chiller (Air Cooled, 50 tons) | High Efficiency Chiller (Air Cooled, 50 tons) | Equip | 20 | Central chillers inside | 28.37% | Tech/Econ | 8.759% | 219999.2014 | 59.9275 | 2.7273
Econ | Restaurants | Space Cooling | Central chillers inside | TRC | Turnover | ET1064 | High Efficiency Chiller (Water cooled-positive displacement, 100 tons) | High Efficiency Chiller (Water cooled-positive displacement, 100 tons) | Equip | 20 | Central chillers inside | 28.37% | Tech/Econ | 2.683% | 53683.0628 | 20.2283 | 0.039291
Econ | Restaurants | Space Cooling | Central chillers inside | TRC | New | EN934 | High Efficiency Chiller (Air Cooled, 50 tons) | High Efficiency Chiller (Air Cooled, 50 tons) | Equip | 20 | Central chillers inside | 28.37% | Tech/Econ | 8.759% | 3964.1513 | 1.0798 | 0.049142
Econ | Restaurants | Space Cooling | Central chillers inside | TRC | New | EN1090 | High Efficiency Chiller (Water cooled-positive displacement, 100 tons) | High Efficiency Chiller (Water cooled-positive displacement, 100 tons) | Equip | 20 | Central chillers inside | 28.37% | Tech/Econ | 2.683% | 0 | 0 | 0
Econ | Restaurants | Space Cooling | Central chillers inside | TRC | New | EN1012 | High Efficiency Chiller (Water cooled-centrifugal, 200 tons) | High Efficiency Chiller (Water cooled-centrifugal, 200 tons) | Equip | 20 | Central chillers inside | 28.37% | Tech/Econ | 4.362% | 1999.0556 | 0.75327 | 0.0014631
Econ | Restaurants | Ventilation and Circulation | Central air-handling unit | TRC | New | NN4958 | Demand Controlled Ventilation | Demand Controlled Ventilation | NonEquip | 10 |  | 23.39% | Tech/Econ | 9.761% | 45392.6688 | 4.726 | 26.6076
Econ | Restaurants | Ventilation and Circulation | Central air-handling unit | TRC | Existing | NE4945 | Demand Controlled Ventilation | Demand Controlled Ventilation | NonEquip | 10 |  | 23.39% | Tech/Econ | 9.761% | 2519164.897 | 262.282 | 1476.6477
Econ | Restaurants | Space Heating | Boilers | TRC | New | NN4074 | Programmable Thermostat | Programmable Thermostat | NonEquip | 11 |  | 45.33% | Tech/Econ | 3.6% | 0 | 0 | 0
Econ | Restaurants | Space Heating | Boilers | TRC | New | NN3398 | Dedicated Outdoor Air System on VRF unit | Dedicated Outdoor Air System on VRF unit | NonEquip | 15 | Residential/split system heat pump | 0% | Tech/Econ | 10% | 0 | 0 | 0
Econ | Restaurants | Space Heating | Boilers | TRC | New | NN3190 | Ceiling Insulation(R2 to R38) | Ceiling Insulation(R2 to R38) | NonEquip | 20 |  | 0% | Tech/Econ | 6.716% | 0 | 0 | 0
Econ | Restaurants | Space Heating | Boilers | TRC | Existing | NE4243 | Wall Insulation | Wall Insulation | NonEquip | 20 |  | 0% | Tech/Econ | 0.949% | 0 | 0 | 0
Econ | Restaurants | Space Heating | Boilers | TRC | Existing | NE4061 | Programmable Thermostat | Programmable Thermostat | NonEquip | 11 |  | 45.33% | Tech/Econ | 3.6% | 0 | 0 | 0
Econ | Restaurants | Space Heating | Boilers | TRC | Existing | NE4009 | Low U-Value Windows | Low U-Value Windows | NonEquip | 20 |  | 10.75% | Tech/Econ | 46% | 0 | 0 | 0
Econ | Restaurants | Space Heating | Boilers | TRC | Existing | NE3385 | Dedicated Outdoor Air System on VRF unit | Dedicated Outdoor Air System on VRF unit | NonEquip | 15 | Residential/split system heat pump | 0% | Tech/Econ | 10% | 0 | 0 | 0
Econ | Restaurants | Space Heating | Boilers | TRC | Existing | NE3177 | Ceiling Insulation(R2 to R38) | Ceiling Insulation(R2 to R38) | NonEquip | 20 |  | 0% | Tech/Econ | 7.411% | 0 | 0 | 0
Econ | Retail | Refrigeration | Walk-in cooler | TRC | New | NN4855 | PSC to ECM Evaporator Fan Motor (Walk-In, Refrigerator) | PSC to ECM Evaporator Fan Motor (Walk-In, Refrigerator) | NonEquip | 15 | Walk-in cooler | 68.68% | Tech/Econ | 37.5% | 22110.5212 | 3.0774 | 0.28191
Econ | Retail | Refrigeration | Walk-in cooler | TRC | New | NN4829 | PSC to ECM Evaporator Fan Motor (Reach-In) | PSC to ECM Evaporator Fan Motor (Reach-In) | NonEquip | 15 | Display cases | 0% | Tech/Econ | 37.5% | 0 | 0 | 0
Econ | Retail | Refrigeration | Walk-in cooler | TRC | Existing | NE4842 | PSC to ECM Evaporator Fan Motor (Walk-In, Refrigerator) | PSC to ECM Evaporator Fan Motor (Walk-In, Refrigerator) | NonEquip | 15 | Walk-in cooler | 17.17% | Tech/Econ | 37.5% | 306767.8674 | 42.6969 | 3.9114
Econ | Retail | Refrigeration | Walk-in cooler | TRC | Existing | NE4816 | PSC to ECM Evaporator Fan Motor (Reach-In) | PSC to ECM Evaporator Fan Motor (Reach-In) | NonEquip | 15 | Display cases | 0% | Tech/Econ | 37.5% | 0 | 0 | 0
Econ | Retail | Refrigeration | Vending and ice makers | TRC | New | NN4855 | PSC to ECM Evaporator Fan Motor (Walk-In, Refrigerator) | PSC to ECM Evaporator Fan Motor (Walk-In, Refrigerator) | NonEquip | 15 | Walk-in cooler | 0% | Tech/Econ | 37.5% | 0 | 0 | 0
Econ | Retail | Refrigeration | Vending and ice makers | TRC | New | NN4829 | PSC to ECM Evaporator Fan Motor (Reach-In) | PSC to ECM Evaporator Fan Motor (Reach-In) | NonEquip | 15 | Display cases | 0% | Tech/Econ | 37.5% | 0 | 0 | 0
Econ | Retail | Refrigeration | Vending and ice makers | TRC | Existing | NE4842 | PSC to ECM Evaporator Fan Motor (Walk-In, Refrigerator) | PSC to ECM Evaporator Fan Motor (Walk-In, Refrigerator) | NonEquip | 15 | Walk-in cooler | 0% | Tech/Econ | 37.5% | 0 | 0 | 0
Econ | Retail | Refrigeration | Vending and ice makers | TRC | Existing | NE4816 | PSC to ECM Evaporator Fan Motor (Reach-In) | PSC to ECM Evaporator Fan Motor (Reach-In) | NonEquip | 15 | Display cases | 0% | Tech/Econ | 37.5% | 0 | 0 | 0
Econ | Retail | Interior Lighting | Spot lighting | TRC | New | NN3711 | Facility Energy Management System | Facility Energy Management System | NonEquip | 15 |  | 4.276% | Tech/Econ | 24% | 5.0313 | 0.001313 | 0.00060368
Econ | Retail | Interior Lighting | Spot lighting | TRC | Existing | NE3698 | Facility Energy Management System | Facility Energy Management System | NonEquip | 15 |  | 4.3% | Tech/Econ | 24% | 280.7983 | 0.073277 | 0.033692
Econ | Retail | Space Cooling | Residential-type central air conditioners | TRC | New | NN4205 | Thermal Energy Storage | Thermal Energy Storage | NonEquip | 20 |  | 20% | Tech/Econ | 0% | 0 | 0 | 0
Econ | Retail | Space Cooling | Residential-type central air conditioners | TRC | New | NN4153 | Smart Thermostat | Smart Thermostat | NonEquip | 11 |  | 31.48% | Tech/Econ | 10% | 35.3609 | 0.013104 | 0
Econ | Retail | Space Cooling | Residential-type central air conditioners | TRC | New | NN3919 | HVAC tune-up_RTU | HVAC tune-up_RTU | NonEquip | 5 | Packaged air conditioning units (RTUs) | 0% | Tech/Econ | 5% | 0 | 0 | 0
Econ | Retail | Space Cooling | Residential-type central air conditioners | TRC | New | NN3893 | HVAC tune-up | HVAC tune-up | NonEquip | 5 | Residential-type central air conditioners | 49.09% | Tech/Econ | 5% | 26.709 | 0.012718 | 0
Econ | Retail | Space Cooling | Residential-type central air conditioners | TRC | New | NN3685 | Facility Energy Management System | Facility Energy Management System | NonEquip | 15 |  | 4.276% | Tech/Econ | 20% | 9.6902 | 0.0025288 | 0
Econ | Retail | Space Cooling | Residential-type central air conditioners | TRC | New | NN3529 | Duct Sealing Repair | Duct Sealing Repair | NonEquip | 15 |  | 0% | Tech/Econ | 12% | 0 | 0 | 0
Econ | Retail | Space Cooling | Residential-type central air conditioners | TRC | New | NN3425 | Dedicated Outdoor Air System on VRF unit | Dedicated Outdoor Air System on VRF unit | NonEquip | 15 | Residential-type central air conditioners | 58.91% | Tech/Econ | 17.5% | 2.7535 | 0.00083788 | 0
Econ | Retail | Space Cooling | Residential-type central air conditioners | TRC | New | NN3321 | Chilled Water System - Variable Speed Drives | Chilled Water System - Variable Speed Drives | NonEquip | 13 | Central chillers inside | 0% | Tech/Econ | 24.74% | 0 | 0 | 0
Econ | Retail | Space Cooling | Residential-type central air conditioners | TRC | New | NN3217 | Ceiling Insulation(R2 to R38) | Ceiling Insulation(R2 to R38) | NonEquip | 20 |  | 0% | Tech/Econ | 28.48% | 0 | 0 | 0
Econ | Retail | Space Cooling | Residential-type central air conditioners | TRC | Existing | NE4218 | Wall Insulation | Wall Insulation | NonEquip | 20 |  | 15.96% | Tech/Econ | 15.88% | 1535.7893 | 0.31341 | 0
Econ | Retail | Space Cooling | Residential-type central air conditioners | TRC | Existing | NE4192 | Thermal Energy Storage | Thermal Energy Storage | NonEquip | 20 |  | 20% | Tech/Econ | 0% | 1.0178e-05 | -6.1285e-08 | -7.9301e-10
Econ | Retail | Space Cooling | Residential-type central air conditioners | TRC | Existing | NE4140 | Smart Thermostat | Smart Thermostat | NonEquip | 11 |  | 31.48% | Tech/Econ | 10% | 1842.4614 | 0.68278 | 0
Econ | Retail | Space Cooling | Residential-type central air conditioners | TRC | Existing | NE3984 | Low U-Value Windows | Low U-Value Windows | NonEquip | 20 |  | 5.017% | Tech/Econ | 46% | 1276.2002 | 0.47437 | 0
Econ | Retail | Space Cooling | Residential-type central air conditioners | TRC | Existing | NE3906 | HVAC tune-up_RTU | HVAC tune-up_RTU | NonEquip | 5 | Packaged air conditioning units (RTUs) | 0% | Tech/Econ | 5% | 0 | 0 | 0
Econ | Retail | Space Cooling | Residential-type central air conditioners | TRC | Existing | NE3880 | HVAC tune-up | HVAC tune-up | NonEquip | 5 | Residential-type central air conditioners | 49.09% | Tech/Econ | 5% | 1391.66 | 0.66265 | 0
Econ | Retail | Space Cooling | Residential-type central air conditioners | TRC | Existing | NE3672 | Facility Energy Management System | Facility Energy Management System | NonEquip | 15 |  | 4.3% | Tech/Econ | 20% | 507.7839 | 0.13251 | 0
Econ | Retail | Space Cooling | Residential-type central air conditioners | TRC | Existing | NE3516 | Duct Sealing Repair | Duct Sealing Repair | NonEquip | 15 |  | 30.55% | Tech/Econ | 12% | 2305.5529 | 0.45424 | 0
Econ | Retail | Space Cooling | Residential-type central air conditioners | TRC | Existing | NE3412 | Dedicated Outdoor Air System on VRF unit | Dedicated Outdoor Air System on VRF unit | NonEquip | 15 | Residential-type central air conditioners | 58.91% | Tech/Econ | 17.5% | 4561.5542 | 1.388 | 0
Econ | Retail | Space Cooling | Residential-type central air conditioners | TRC | Existing | NE3308 | Chilled Water System - Variable Speed Drives | Chilled Water System - Variable Speed Drives | NonEquip | 13 | Central chillers inside | 0% | Tech/Econ | 24.74% | 0 | 0 | 0
Econ | Retail | Space Cooling | Residential-type central air conditioners | TRC | Existing | NE3204 | Ceiling Insulation(R2 to R38) | Ceiling Insulation(R2 to R38) | NonEquip | 20 |  | 0% | Tech/Econ | 28.48% | 0 | 0 | 0
Econ | Retail | Space Cooling | Residential-type central air conditioners | TRC | Turnover | ET1377 | Variable Refrigerant Flow (VRF) HVAC Systems | Variable Refrigerant Flow (VRF) HVAC Systems | Equip | 15 | Residential-type central air conditioners | 49.09% | Tech/Econ | 36.88% | 9780.5101 | 2.9761 | 0
Econ | Retail | Space Cooling | Residential-type central air conditioners | TRC | New | EN1403 | Variable Refrigerant Flow (VRF) HVAC Systems | Variable Refrigerant Flow (VRF) HVAC Systems | Equip | 15 | Residential-type central air conditioners | 49.09% | Tech/Econ | 36.88% | 192.1435 | 0.058468 | 0
Econ | Retail | Space Heating | Residential/split system heat pump | TRC | New | NN4179 | Smart Thermostat | Smart Thermostat | NonEquip | 11 |  | 31.48% | Tech/Econ | 10% | 2046.0992 | 0 | -0.0014388
Econ | Retail | Space Heating | Residential/split system heat pump | TRC | New | NN3659 | Facility Energy Management System | Facility Energy Management System | NonEquip | 15 |  | 4.276% | Tech/Econ | 20% | 560.7103 | 0 | 0.067278
Econ | Retail | Space Heating | Residential/split system heat pump | TRC | New | NN3581 | ECM Motors on Furnaces | ECM Motors on Furnaces | NonEquip | 15 | Forced air furnace | 0% | Tech/Econ | 1.706% | 0 | 0 | 0
Econ | Retail | Space Heating | Residential/split system heat pump | TRC | New | NN3555 | Duct Sealing Repair | Duct Sealing Repair | NonEquip | 15 |  | 0% | Tech/Econ | 12% | 0 | 0 | 0
Econ | Retail | Space Heating | Residential/split system heat pump | TRC | New | NN3399 | Dedicated Outdoor Air System on VRF unit | Dedicated Outdoor Air System on VRF unit | NonEquip | 15 | Residential/split system heat pump | 58.91% | Tech/Econ | 10% | 2713.212 | 0 | 0.83447
Econ | Retail | Space Heating | Residential/split system heat pump | TRC | New | NN3191 | Ceiling Insulation(R2 to R38) | Ceiling Insulation(R2 to R38) | NonEquip | 20 |  | 0% | Tech/Econ | 35.2% | 0 | 0 | 0
Econ | Retail | Space Heating | Residential/split system heat pump | TRC | Existing | NE4244 | Wall Insulation | Wall Insulation | NonEquip | 20 |  | 15.96% | Tech/Econ | 3.163% | 17692.8563 | 0 | 8.2573
Econ | Retail | Space Heating | Residential/split system heat pump | TRC | Existing | NE4166 | Smart Thermostat | Smart Thermostat | NonEquip | 11 |  | 31.48% | Tech/Econ | 10% | 108832.0477 | 0 | -0.076532
Econ | Retail | Space Heating | Residential/split system heat pump | TRC | Existing | NE4010 | Low U-Value Windows | Low U-Value Windows | NonEquip | 20 |  | 5.017% | Tech/Econ | 46% | 77280.7055 | 0 | 0.32118
Econ | Retail | Space Heating | Residential/split system heat pump | TRC | Existing | NE3646 | Facility Energy Management System | Facility Energy Management System | NonEquip | 15 |  | 4.3% | Tech/Econ | 20% | 29994.2038 | 0 | 3.5989
Econ | Retail | Space Heating | Residential/split system heat pump | TRC | Existing | NE3568 | ECM Motors on Furnaces | ECM Motors on Furnaces | NonEquip | 15 | Forced air furnace | 0% | Tech/Econ | 1.706% | 0 | 0 | 0
Econ | Retail | Space Heating | Residential/split system heat pump | TRC | Existing | NE3542 | Duct Sealing Repair | Duct Sealing Repair | NonEquip | 15 |  | 30.55% | Tech/Econ | 12% | 133407.104 | 0 | 93.0906
Econ | Retail | Space Heating | Residential/split system heat pump | TRC | Existing | NE3386 | Dedicated Outdoor Air System on VRF unit | Dedicated Outdoor Air System on VRF unit | NonEquip | 15 | Residential/split system heat pump | 58.91% | Tech/Econ | 10% | 163166.2019 | 0 | 50.1833
Econ | Retail | Space Heating | Residential/split system heat pump | TRC | Existing | NE3178 | Ceiling Insulation(R2 to R38) | Ceiling Insulation(R2 to R38) | NonEquip | 20 |  | 0% | Tech/Econ | 38.84% | 0 | 0 | 0
Econ | Retail | Space Heating | Residential/split system heat pump | TRC | Turnover | ET1416 | Variable Refrigerant Flow (VRF) HVAC Systems | Variable Refrigerant Flow (VRF) HVAC Systems | Equip | 15 | Residential/split system heat pump | 49.09% | Tech/Econ | 31.25% | 501916.833 | 0 | 154.3692
Econ | Retail | Space Heating | Residential/split system heat pump | TRC | New | EN1442 | Variable Refrigerant Flow (VRF) HVAC Systems | Variable Refrigerant Flow (VRF) HVAC Systems | Equip | 15 | Residential/split system heat pump | 49.09% | Tech/Econ | 31.25% | 9659.207 | 0 | 2.9708
Econ | Retail | Refrigeration | Residential style | TRC | New | NN4855 | PSC to ECM Evaporator Fan Motor (Walk-In, Refrigerator) | PSC to ECM Evaporator Fan Motor (Walk-In, Refrigerator) | NonEquip | 15 | Walk-in cooler | 0% | Tech/Econ | 37.5% | 0 | 0 | 0
Econ | Retail | Refrigeration | Residential style | TRC | New | NN4829 | PSC to ECM Evaporator Fan Motor (Reach-In) | PSC to ECM Evaporator Fan Motor (Reach-In) | NonEquip | 15 | Display cases | 0% | Tech/Econ | 37.5% | 0 | 0 | 0
Econ | Retail | Refrigeration | Residential style | TRC | Existing | NE4842 | PSC to ECM Evaporator Fan Motor (Walk-In, Refrigerator) | PSC to ECM Evaporator Fan Motor (Walk-In, Refrigerator) | NonEquip | 15 | Walk-in cooler | 0% | Tech/Econ | 37.5% | 0 | 0 | 0
Econ | Retail | Refrigeration | Residential style | TRC | Existing | NE4816 | PSC to ECM Evaporator Fan Motor (Reach-In) | PSC to ECM Evaporator Fan Motor (Reach-In) | NonEquip | 15 | Display cases | 0% | Tech/Econ | 37.5% | 0 | 0 | 0
Econ | Retail | Miscellaneous | Pool pump | TRC | New | NN4543 | VSD Controlled Compressor | VSD Controlled Compressor | NonEquip | 15 | Others | 0% | Tech/Econ | 20.79% | 0 | 0 | 0
Econ | Retail | Miscellaneous | Pool pump | TRC | Existing | NE4530 | VSD Controlled Compressor | VSD Controlled Compressor | NonEquip | 15 | Others | 0% | Tech/Econ | 20.79% | 0 | 0 | 0
Econ | Retail | Miscellaneous | Pool pump | TRC | Turnover | ET2115 | Variable Speed Pool Pump | Variable Speed Pool Pump | Equip | 10 | Pool pump | 0% | Tech/Econ | 64.36% | 0 | 0 | 0
Econ | Retail | Miscellaneous | Pool pump | TRC | Turnover | ET2001 | Solar Pool Heater | Solar Pool Heater | Equip | 15 | Pool pump | 0% | Tech/Econ | 86.11% | 0 | 0 | 0
Econ | Retail | Miscellaneous | Pool pump | TRC | New | EN2139 | Variable Speed Pool Pump | Variable Speed Pool Pump | Equip | 10 | Pool pump | 0% | Tech/Econ | 64.36% | 0 | 0 | 0
Econ | Retail | Miscellaneous | Pool pump | TRC | New | EN2027 | Solar Pool Heater | Solar Pool Heater | Equip | 15 | Pool pump | 0% | Tech/Econ | 86.11% | 0 | 0 | 0
Econ | Retail | Space Heating | Packaged central unit | TRC | New | NN4179 | Smart Thermostat | Smart Thermostat | NonEquip | 11 |  | 31.48% | Tech/Econ | 10% | 5434.3931 | 0 | -0.0038215
Econ | Retail | Space Heating | Packaged central unit | TRC | New | NN3659 | Facility Energy Management System | Facility Energy Management System | NonEquip | 15 |  | 4.276% | Tech/Econ | 20% | 1489.2338 | 0 | 0.17869
Econ | Retail | Space Heating | Packaged central unit | TRC | New | NN3581 | ECM Motors on Furnaces | ECM Motors on Furnaces | NonEquip | 15 | Forced air furnace | 0% | Tech/Econ | 1.706% | 0 | 0 | 0
Econ | Retail | Space Heating | Packaged central unit | TRC | New | NN3555 | Duct Sealing Repair | Duct Sealing Repair | NonEquip | 15 |  | 0% | Tech/Econ | 12% | 0 | 0 | 0
Econ | Retail | Space Heating | Packaged central unit | TRC | New | NN3399 | Dedicated Outdoor Air System on VRF unit | Dedicated Outdoor Air System on VRF unit | NonEquip | 15 | Residential/split system heat pump | 0% | Tech/Econ | 10% | 0 | 0 | 0
Econ | Retail | Space Heating | Packaged central unit | TRC | New | NN3191 | Ceiling Insulation(R2 to R38) | Ceiling Insulation(R2 to R38) | NonEquip | 20 |  | 0% | Tech/Econ | 35.2% | 0 | 0 | 0
Econ | Retail | Space Heating | Packaged central unit | TRC | Existing | NE4244 | Wall Insulation | Wall Insulation | NonEquip | 20 |  | 15.96% | Tech/Econ | 3.163% | 46991.8247 | 0 | 21.9312
Econ | Retail | Space Heating | Packaged central unit | TRC | Existing | NE4166 | Smart Thermostat | Smart Thermostat | NonEquip | 11 |  | 31.48% | Tech/Econ | 10% | 289055.4479 | 0 | -0.20327
Econ | Retail | Space Heating | Packaged central unit | TRC | Existing | NE4010 | Low U-Value Windows | Low U-Value Windows | NonEquip | 20 |  | 5.017% | Tech/Econ | 46% | 205255.7993 | 0 | 0.85306
Econ | Retail | Space Heating | Packaged central unit | TRC | Existing | NE3646 | Facility Energy Management System | Facility Energy Management System | NonEquip | 15 |  | 4.3% | Tech/Econ | 20% | 79663.9242 | 0 | 9.5586
Econ | Retail | Space Heating | Packaged central unit | TRC | Existing | NE3568 | ECM Motors on Furnaces | ECM Motors on Furnaces | NonEquip | 15 | Forced air furnace | 0% | Tech/Econ | 1.706% | 0 | 0 | 0
Econ | Retail | Space Heating | Packaged central unit | TRC | Existing | NE3542 | Duct Sealing Repair | Duct Sealing Repair | NonEquip | 15 |  | 30.55% | Tech/Econ | 12% | 354326.2394 | 0 | 247.2466
Econ | Retail | Space Heating | Packaged central unit | TRC | Existing | NE3386 | Dedicated Outdoor Air System on VRF unit | Dedicated Outdoor Air System on VRF unit | NonEquip | 15 | Residential/split system heat pump | 0% | Tech/Econ | 10% | 0 | 0 | 0
Econ | Retail | Space Heating | Packaged central unit | TRC | Existing | NE3178 | Ceiling Insulation(R2 to R38) | Ceiling Insulation(R2 to R38) | NonEquip | 20 |  | 0% | Tech/Econ | 38.84% | 0 | 0 | 0
Econ | Retail | Space Cooling | Packaged air conditioning units (RTUs) | TRC | New | NN4205 | Thermal Energy Storage | Thermal Energy Storage | NonEquip | 20 |  | 20% | Tech/Econ | 0% | 0 | 0 | 0
Econ | Retail | Space Cooling | Packaged air conditioning units (RTUs) | TRC | New | NN4153 | Smart Thermostat | Smart Thermostat | NonEquip | 11 |  | 31.48% | Tech/Econ | 10% | 276859.823 | 102.5986 | 0
Econ | Retail | Space Cooling | Packaged air conditioning units (RTUs) | TRC | New | NN3919 | HVAC tune-up_RTU | HVAC tune-up_RTU | NonEquip | 5 | Packaged air conditioning units (RTUs) | 94.56% | Tech/Econ | 5% | 402790.7231 | 159.4109 | 0
Econ | Retail | Space Cooling | Packaged air conditioning units (RTUs) | TRC | New | NN3893 | HVAC tune-up | HVAC tune-up | NonEquip | 5 | Residential-type central air conditioners | 0% | Tech/Econ | 5% | 0 | 0 | 0
Econ | Retail | Space Cooling | Packaged air conditioning units (RTUs) | TRC | New | NN3685 | Facility Energy Management System | Facility Energy Management System | NonEquip | 15 |  | 4.276% | Tech/Econ | 20% | 75870.297 | 19.7991 | 0
Econ | Retail | Space Cooling | Packaged air conditioning units (RTUs) | TRC | New | NN3529 | Duct Sealing Repair | Duct Sealing Repair | NonEquip | 15 |  | 0% | Tech/Econ | 12% | 0 | 0 | 0
Econ | Retail | Space Cooling | Packaged air conditioning units (RTUs) | TRC | New | NN3425 | Dedicated Outdoor Air System on VRF unit | Dedicated Outdoor Air System on VRF unit | NonEquip | 15 | Residential-type central air conditioners | 0% | Tech/Econ | 17.5% | 0 | 0 | 0
Econ | Retail | Space Cooling | Packaged air conditioning units (RTUs) | TRC | New | NN3321 | Chilled Water System - Variable Speed Drives | Chilled Water System - Variable Speed Drives | NonEquip | 13 | Central chillers inside | 0% | Tech/Econ | 24.74% | 0 | 0 | 0
Econ | Retail | Space Cooling | Packaged air conditioning units (RTUs) | TRC | New | NN3217 | Ceiling Insulation(R2 to R38) | Ceiling Insulation(R2 to R38) | NonEquip | 20 |  | 0% | Tech/Econ | 28.48% | 0 | 0 | 0
Econ | Retail | Space Cooling | Packaged air conditioning units (RTUs) | TRC | Existing | NE4218 | Wall Insulation | Wall Insulation | NonEquip | 20 |  | 15.96% | Tech/Econ | 15.88% | 12024547.36 | 2453.8559 | 0
Econ | Retail | Space Cooling | Packaged air conditioning units (RTUs) | TRC | Existing | NE4192 | Thermal Energy Storage | Thermal Energy Storage | NonEquip | 20 |  | 20% | Tech/Econ | 0% | 0.079691 | -0.00047983 | -6.2089e-06
Econ | Retail | Space Cooling | Packaged air conditioning units (RTUs) | TRC | Existing | NE4140 | Smart Thermostat | Smart Thermostat | NonEquip | 11 |  | 31.48% | Tech/Econ | 10% | 14425653.51 | 5345.8537 | 0
Econ | Retail | Space Cooling | Packaged air conditioning units (RTUs) | TRC | Existing | NE3984 | Low U-Value Windows | Low U-Value Windows | NonEquip | 20 |  | 5.017% | Tech/Econ | 46% | 10243533.13 | 3807.5514 | 0
Econ | Retail | Space Cooling | Packaged air conditioning units (RTUs) | TRC | Existing | NE3906 | HVAC tune-up_RTU | HVAC tune-up_RTU | NonEquip | 5 | Packaged air conditioning units (RTUs) | 94.56% | Tech/Econ | 5% | 20502895.61 | 8114.352 | 0
Econ | Retail | Space Cooling | Packaged air conditioning units (RTUs) | TRC | Existing | NE3880 | HVAC tune-up | HVAC tune-up | NonEquip | 5 | Residential-type central air conditioners | 0% | Tech/Econ | 5% | 0 | 0 | 0
Econ | Retail | Space Cooling | Packaged air conditioning units (RTUs) | TRC | Existing | NE3672 | Facility Energy Management System | Facility Energy Management System | NonEquip | 15 |  | 4.3% | Tech/Econ | 20% | 3975722.233 | 1037.5051 | 0
Econ | Retail | Space Cooling | Packaged air conditioning units (RTUs) | TRC | Existing | NE3516 | Duct Sealing Repair | Duct Sealing Repair | NonEquip | 15 |  | 30.55% | Tech/Econ | 12% | 18051454.58 | 3556.5196 | 0
Econ | Retail | Space Cooling | Packaged air conditioning units (RTUs) | TRC | Existing | NE3412 | Dedicated Outdoor Air System on VRF unit | Dedicated Outdoor Air System on VRF unit | NonEquip | 15 | Residential-type central air conditioners | 0% | Tech/Econ | 17.5% | 0 | 0 | 0
Econ | Retail | Space Cooling | Packaged air conditioning units (RTUs) | TRC | Existing | NE3308 | Chilled Water System - Variable Speed Drives | Chilled Water System - Variable Speed Drives | NonEquip | 13 | Central chillers inside | 0% | Tech/Econ | 24.74% | 0 | 0 | 0
Econ | Retail | Space Cooling | Packaged air conditioning units (RTUs) | TRC | Existing | NE3204 | Ceiling Insulation(R2 to R38) | Ceiling Insulation(R2 to R38) | NonEquip | 20 |  | 0% | Tech/Econ | 28.48% | 0 | 0 | 0
Econ | Retail | Interior Lighting | Overhead (fluorescent/LED/CFL U-shape) | TRC | New | NN3711 | Facility Energy Management System | Facility Energy Management System | NonEquip | 15 |  | 4.276% | Tech/Econ | 24% | 62689.3931 | 16.3594 | 7.5219
Econ | Retail | Interior Lighting | Overhead (fluorescent/LED/CFL U-shape) | TRC | Existing | NE3698 | Facility Energy Management System | Facility Energy Management System | NonEquip | 15 |  | 4.3% | Tech/Econ | 24% | 3498746.396 | 913.0334 | 419.8038
Econ | Retail | Interior Lighting | Overhead (fluorescent/LED/CFL U-shape) | TRC | Turnover | ET1767 | Premium T8 - Fixture Replacement | Premium T8 - Fixture Replacement | Equip | 8 | Overhead (fluorescent/LED/CFL U-shape) | 24.1% | Tech/Econ | 12.5% | 10107755.03 | 2464.9859 | 0.13504
Econ | Retail | Interior Lighting | Overhead (fluorescent/LED/CFL U-shape) | TRC | New | EN1793 | Premium T8 - Fixture Replacement | Premium T8 - Fixture Replacement | Equip | 8 | Overhead (fluorescent/LED/CFL U-shape) | 0% | Tech/Econ | 12.5% | 0 | 0 | 0
Econ | Retail | Miscellaneous | Others | TRC | New | NN4543 | VSD Controlled Compressor | VSD Controlled Compressor | NonEquip | 15 | Others | 36.99% | Tech/Econ | 20.79% | 313848.7449 | 47.3234 | 22.1493
Econ | Retail | Miscellaneous | Others | TRC | Existing | NE4530 | VSD Controlled Compressor | VSD Controlled Compressor | NonEquip | 15 | Others | 7.399% | Tech/Econ | 20.79% | 3483543.755 | 525.2629 | 245.8449
Econ | Retail | Miscellaneous | Others | TRC | Turnover | ET1845 | Efficient Battery Charger | Efficient Battery Charger | Equip | 7 | Others | 17.92% | Tech/Econ | 13.68% | 5464961.813 | 2994.4996 | 0
Econ | Retail | Miscellaneous | Others | TRC | New | EN1871 | Efficient Battery Charger | Efficient Battery Charger | Equip | 7 | Others | 17.92% | Tech/Econ | 13.68% | 92320.2174 | 50.5864 | 0
Econ | Retail | Office Equipment | Other office | TRC | Turnover | ET2268 | Energy Star Uninterruptable Power Supply | Energy Star Uninterruptable Power Supply | Equip | 10 | Other office | 0% | Tech/Econ | 1.878% | 0 | 0 | 0
Econ | Retail | Office Equipment | Other office | TRC | New | EN2294 | Energy Star Uninterruptable Power Supply | Energy Star Uninterruptable Power Supply | Equip | 10 | Other office | 0% | Tech/Econ | 1.878% | 0 | 0 | 0
Econ | Retail | Ventilation and Circulation | Motor/Fan | TRC | New | NN4959 | Demand Controlled Ventilation | Demand Controlled Ventilation | NonEquip | 10 |  | 23.39% | Tech/Econ | 50% | 2585.282 | 0.26917 | 1.5154
Econ | Retail | Ventilation and Circulation | Motor/Fan | TRC | Existing | NE4946 | Demand Controlled Ventilation | Demand Controlled Ventilation | NonEquip | 10 |  | 23.39% | Tech/Econ | 50% | 143475.8459 | 14.9379 | 84.1006
Econ | Retail | Miscellaneous | Medical equipment | TRC | New | NN4543 | VSD Controlled Compressor | VSD Controlled Compressor | NonEquip | 15 | Others | 0% | Tech/Econ | 20.79% | 0 | 0 | 0
Econ | Retail | Miscellaneous | Medical equipment | TRC | Existing | NE4530 | VSD Controlled Compressor | VSD Controlled Compressor | NonEquip | 15 | Others | 0% | Tech/Econ | 20.79% | 0 | 0 | 0
Econ | Retail | Refrigeration | Large cold storage | TRC | New | NN4855 | PSC to ECM Evaporator Fan Motor (Walk-In, Refrigerator) | PSC to ECM Evaporator Fan Motor (Walk-In, Refrigerator) | NonEquip | 15 | Walk-in cooler | 0% | Tech/Econ | 37.5% | 0 | 0 | 0
Econ | Retail | Refrigeration | Large cold storage | TRC | New | NN4829 | PSC to ECM Evaporator Fan Motor (Reach-In) | PSC to ECM Evaporator Fan Motor (Reach-In) | NonEquip | 15 | Display cases | 0% | Tech/Econ | 37.5% | 0 | 0 | 0
Econ | Retail | Refrigeration | Large cold storage | TRC | Existing | NE4842 | PSC to ECM Evaporator Fan Motor (Walk-In, Refrigerator) | PSC to ECM Evaporator Fan Motor (Walk-In, Refrigerator) | NonEquip | 15 | Walk-in cooler | 0% | Tech/Econ | 37.5% | 0 | 0 | 0
Econ | Retail | Refrigeration | Large cold storage | TRC | Existing | NE4816 | PSC to ECM Evaporator Fan Motor (Reach-In) | PSC to ECM Evaporator Fan Motor (Reach-In) | NonEquip | 15 | Display cases | 0% | Tech/Econ | 37.5% | 0 | 0 | 0
Econ | Retail | Miscellaneous | Laboratory equipment | TRC | New | NN4543 | VSD Controlled Compressor | VSD Controlled Compressor | NonEquip | 15 | Others | 0% | Tech/Econ | 20.79% | 0 | 0 | 0
Econ | Retail | Miscellaneous | Laboratory equipment | TRC | Existing | NE4530 | VSD Controlled Compressor | VSD Controlled Compressor | NonEquip | 15 | Others | 0% | Tech/Econ | 20.79% | 0 | 0 | 0
Econ | Retail | Ventilation and Circulation | Individual room ventilation | TRC | New | NN4959 | Demand Controlled Ventilation | Demand Controlled Ventilation | NonEquip | 10 |  | 23.39% | Tech/Econ | 50% | 1292.641 | 0.13458 | 0.7577
Econ | Retail | Ventilation and Circulation | Individual room ventilation | TRC | Existing | NE4946 | Demand Controlled Ventilation | Demand Controlled Ventilation | NonEquip | 10 |  | 23.39% | Tech/Econ | 50% | 71737.923 | 7.469 | 42.0503
Econ | Retail | Space Heating | Individual room heating | TRC | New | NN4179 | Smart Thermostat | Smart Thermostat | NonEquip | 11 |  | 31.48% | Tech/Econ | 10% | 3.7743 | 0 | -2.6541e-06
Econ | Retail | Space Heating | Individual room heating | TRC | New | NN3659 | Facility Energy Management System | Facility Energy Management System | NonEquip | 15 |  | 4.276% | Tech/Econ | 20% | 1.0343 | 0 | 0.0001241
Econ | Retail | Space Heating | Individual room heating | TRC | New | NN3581 | ECM Motors on Furnaces | ECM Motors on Furnaces | NonEquip | 15 | Forced air furnace | 0% | Tech/Econ | 1.706% | 0 | 0 | 0
Econ | Retail | Space Heating | Individual room heating | TRC | New | NN3555 | Duct Sealing Repair | Duct Sealing Repair | NonEquip | 15 |  | 0% | Tech/Econ | 12% | 0 | 0 | 0
Econ | Retail | Space Heating | Individual room heating | TRC | New | NN3399 | Dedicated Outdoor Air System on VRF unit | Dedicated Outdoor Air System on VRF unit | NonEquip | 15 | Residential/split system heat pump | 0% | Tech/Econ | 10% | 0 | 0 | 0
Econ | Retail | Space Heating | Individual room heating | TRC | New | NN3191 | Ceiling Insulation(R2 to R38) | Ceiling Insulation(R2 to R38) | NonEquip | 20 |  | 0% | Tech/Econ | 35.2% | 0 | 0 | 0
Econ | Retail | Space Heating | Individual room heating | TRC | Existing | NE4244 | Wall Insulation | Wall Insulation | NonEquip | 20 |  | 15.96% | Tech/Econ | 3.163% | 32.6367 | 0 | 0.015232
Econ | Retail | Space Heating | Individual room heating | TRC | Existing | NE4166 | Smart Thermostat | Smart Thermostat | NonEquip | 11 |  | 31.48% | Tech/Econ | 10% | 200.7544 | 0 | -0.00014117
Econ | Retail | Space Heating | Individual room heating | TRC | Existing | NE4010 | Low U-Value Windows | Low U-Value Windows | NonEquip | 20 |  | 5.017% | Tech/Econ | 46% | 142.554 | 0 | 0.00059247
Econ | Retail | Space Heating | Individual room heating | TRC | Existing | NE3646 | Facility Energy Management System | Facility Energy Management System | NonEquip | 15 |  | 4.3% | Tech/Econ | 20% | 55.3281 | 0 | 0.0066386
Econ | Retail | Space Heating | Individual room heating | TRC | Existing | NE3568 | ECM Motors on Furnaces | ECM Motors on Furnaces | NonEquip | 15 | Forced air furnace | 0% | Tech/Econ | 1.706% | 0 | 0 | 0
Econ | Retail | Space Heating | Individual room heating | TRC | Existing | NE3542 | Duct Sealing Repair | Duct Sealing Repair | NonEquip | 15 |  | 30.55% | Tech/Econ | 12% | 246.0862 | 0 | 0.17172
Econ | Retail | Space Heating | Individual room heating | TRC | Existing | NE3386 | Dedicated Outdoor Air System on VRF unit | Dedicated Outdoor Air System on VRF unit | NonEquip | 15 | Residential/split system heat pump | 0% | Tech/Econ | 10% | 0 | 0 | 0
Econ | Retail | Space Heating | Individual room heating | TRC | Existing | NE3178 | Ceiling Insulation(R2 to R38) | Ceiling Insulation(R2 to R38) | NonEquip | 20 |  | 0% | Tech/Econ | 38.84% | 0 | 0 | 0
Econ | Retail | Space Cooling | Individual room air conditioners | TRC | New | NN4205 | Thermal Energy Storage | Thermal Energy Storage | NonEquip | 20 |  | 20% | Tech/Econ | 0% | 0 | 0 | 0
Econ | Retail | Space Cooling | Individual room air conditioners | TRC | New | NN4153 | Smart Thermostat | Smart Thermostat | NonEquip | 11 |  | 31.48% | Tech/Econ | 10% | 27581.4713 | 10.2211 | 0
Econ | Retail | Space Cooling | Individual room air conditioners | TRC | New | NN3919 | HVAC tune-up_RTU | HVAC tune-up_RTU | NonEquip | 5 | Packaged air conditioning units (RTUs) | 0% | Tech/Econ | 5% | 0 | 0 | 0
Econ | Retail | Space Cooling | Individual room air conditioners | TRC | New | NN3893 | HVAC tune-up | HVAC tune-up | NonEquip | 5 | Residential-type central air conditioners | 0% | Tech/Econ | 5% | 0 | 0 | 0
Econ | Retail | Space Cooling | Individual room air conditioners | TRC | New | NN3685 | Facility Energy Management System | Facility Energy Management System | NonEquip | 15 |  | 4.276% | Tech/Econ | 20% | 7558.3896 | 1.9724 | 0
Econ | Retail | Space Cooling | Individual room air conditioners | TRC | New | NN3529 | Duct Sealing Repair | Duct Sealing Repair | NonEquip | 15 |  | 0% | Tech/Econ | 12% | 0 | 0 | 0
Econ | Retail | Space Cooling | Individual room air conditioners | TRC | New | NN3425 | Dedicated Outdoor Air System on VRF unit | Dedicated Outdoor Air System on VRF unit | NonEquip | 15 | Residential-type central air conditioners | 0% | Tech/Econ | 17.5% | 0 | 0 | 0
Econ | Retail | Space Cooling | Individual room air conditioners | TRC | New | NN3321 | Chilled Water System - Variable Speed Drives | Chilled Water System - Variable Speed Drives | NonEquip | 13 | Central chillers inside | 0% | Tech/Econ | 24.74% | 0 | 0 | 0
Econ | Retail | Space Cooling | Individual room air conditioners | TRC | New | NN3217 | Ceiling Insulation(R2 to R38) | Ceiling Insulation(R2 to R38) | NonEquip | 20 |  | 0% | Tech/Econ | 28.48% | 0 | 0 | 0
Econ | Retail | Space Cooling | Individual room air conditioners | TRC | Existing | NE4218 | Wall Insulation | Wall Insulation | NonEquip | 20 |  | 15.96% | Tech/Econ | 15.88% | 1197915.626 | 244.4593 | 0
Econ | Retail | Space Cooling | Individual room air conditioners | TRC | Existing | NE4192 | Thermal Energy Storage | Thermal Energy Storage | NonEquip | 20 |  | 20% | Tech/Econ | 0% | 0.007939 | -4.7802e-05 | -6.1854e-07
Econ | Retail | Space Cooling | Individual room air conditioners | TRC | Existing | NE4140 | Smart Thermostat | Smart Thermostat | NonEquip | 11 |  | 31.48% | Tech/Econ | 10% | 1437119.854 | 532.5674 | 0
Econ | Retail | Space Cooling | Individual room air conditioners | TRC | Existing | NE3984 | Low U-Value Windows | Low U-Value Windows | NonEquip | 20 |  | 5.017% | Tech/Econ | 46% | 1020486.513 | 379.3178 | 0
Econ | Retail | Space Cooling | Individual room air conditioners | TRC | Existing | NE3906 | HVAC tune-up_RTU | HVAC tune-up_RTU | NonEquip | 5 | Packaged air conditioning units (RTUs) | 0% | Tech/Econ | 5% | 0 | 0 | 0
Econ | Retail | Space Cooling | Individual room air conditioners | TRC | Existing | NE3880 | HVAC tune-up | HVAC tune-up | NonEquip | 5 | Residential-type central air conditioners | 0% | Tech/Econ | 5% | 0 | 0 | 0
Econ | Retail | Space Cooling | Individual room air conditioners | TRC | Existing | NE3672 | Facility Energy Management System | Facility Energy Management System | NonEquip | 15 |  | 4.3% | Tech/Econ | 20% | 396071.4398 | 103.3589 | 0
Econ | Retail | Space Cooling | Individual room air conditioners | TRC | Existing | NE3516 | Duct Sealing Repair | Duct Sealing Repair | NonEquip | 15 |  | 30.55% | Tech/Econ | 12% | 1798331.269 | 354.3094 | 0
Econ | Retail | Space Cooling | Individual room air conditioners | TRC | Existing | NE3412 | Dedicated Outdoor Air System on VRF unit | Dedicated Outdoor Air System on VRF unit | NonEquip | 15 | Residential-type central air conditioners | 0% | Tech/Econ | 17.5% | 0 | 0 | 0
Econ | Retail | Space Cooling | Individual room air conditioners | TRC | Existing | NE3308 | Chilled Water System - Variable Speed Drives | Chilled Water System - Variable Speed Drives | NonEquip | 13 | Central chillers inside | 0% | Tech/Econ | 24.74% | 0 | 0 | 0
Econ | Retail | Space Cooling | Individual room air conditioners | TRC | Existing | NE3204 | Ceiling Insulation(R2 to R38) | Ceiling Insulation(R2 to R38) | NonEquip | 20 |  | 0% | Tech/Econ | 28.48% | 0 | 0 | 0
Econ | Retail | Interior Lighting | High bay | TRC | New | NN3711 | Facility Energy Management System | Facility Energy Management System | NonEquip | 15 |  | 4.276% | Tech/Econ | 24% | 79493.7729 | 20.7447 | 9.5382
Econ | Retail | Interior Lighting | High bay | TRC | Existing | NE3698 | Facility Energy Management System | Facility Energy Management System | NonEquip | 15 |  | 4.3% | Tech/Econ | 24% | 4436612.604 | 1157.7792 | 532.3355
Econ | Retail | Space Heating | Forced air furnace | TRC | New | NN4179 | Smart Thermostat | Smart Thermostat | NonEquip | 11 |  | 31.48% | Tech/Econ | 10% | 52.4092 | 0 | -3.6855e-05
Econ | Retail | Space Heating | Forced air furnace | TRC | New | NN3659 | Facility Energy Management System | Facility Energy Management System | NonEquip | 15 |  | 4.276% | Tech/Econ | 20% | 14.3622 | 0 | 0.0017233
Econ | Retail | Space Heating | Forced air furnace | TRC | New | NN3581 | ECM Motors on Furnaces | ECM Motors on Furnaces | NonEquip | 15 | Forced air furnace | 47.78% | Tech/Econ | 1.706% | 13.8047 | 0 | 0.0015759
Econ | Retail | Space Heating | Forced air furnace | TRC | New | NN3555 | Duct Sealing Repair | Duct Sealing Repair | NonEquip | 15 |  | 0% | Tech/Econ | 12% | 0 | 0 | 0
Econ | Retail | Space Heating | Forced air furnace | TRC | New | NN3399 | Dedicated Outdoor Air System on VRF unit | Dedicated Outdoor Air System on VRF unit | NonEquip | 15 | Residential/split system heat pump | 0% | Tech/Econ | 10% | 0 | 0 | 0
Econ | Retail | Space Heating | Forced air furnace | TRC | New | NN3191 | Ceiling Insulation(R2 to R38) | Ceiling Insulation(R2 to R38) | NonEquip | 20 |  | 0% | Tech/Econ | 35.2% | 0 | 0 | 0
Econ | Retail | Space Heating | Forced air furnace | TRC | Existing | NE4244 | Wall Insulation | Wall Insulation | NonEquip | 20 |  | 15.96% | Tech/Econ | 3.163% | 456.9138 | 0 | 0.21324
Econ | Retail | Space Heating | Forced air furnace | TRC | Existing | NE4166 | Smart Thermostat | Smart Thermostat | NonEquip | 11 |  | 31.48% | Tech/Econ | 10% | 2787.6471 | 0 | -0.0019603
Econ | Retail | Space Heating | Forced air furnace | TRC | Existing | NE4010 | Low U-Value Windows | Low U-Value Windows | NonEquip | 20 |  | 5.017% | Tech/Econ | 46% | 1979.4844 | 0 | 0.0082269
Econ | Retail | Space Heating | Forced air furnace | TRC | Existing | NE3646 | Facility Energy Management System | Facility Energy Management System | NonEquip | 15 |  | 4.3% | Tech/Econ | 20% | 768.2779 | 0 | 0.092183
Econ | Retail | Space Heating | Forced air furnace | TRC | Existing | NE3568 | ECM Motors on Furnaces | ECM Motors on Furnaces | NonEquip | 15 | Forced air furnace | 47.78% | Tech/Econ | 1.706% | 734.3081 | 0 | 0.083825
Econ | Retail | Space Heating | Forced air furnace | TRC | Existing | NE3542 | Duct Sealing Repair | Duct Sealing Repair | NonEquip | 15 |  | 30.55% | Tech/Econ | 12% | 3445.2065 | 0 | 2.404
Econ | Retail | Space Heating | Forced air furnace | TRC | Existing | NE3386 | Dedicated Outdoor Air System on VRF unit | Dedicated Outdoor Air System on VRF unit | NonEquip | 15 | Residential/split system heat pump | 0% | Tech/Econ | 10% | 0 | 0 | 0
Econ | Retail | Space Heating | Forced air furnace | TRC | Existing | NE3178 | Ceiling Insulation(R2 to R38) | Ceiling Insulation(R2 to R38) | NonEquip | 20 |  | 0% | Tech/Econ | 38.84% | 0 | 0 | 0
Econ | Retail | Miscellaneous | Elevators/Escalators | TRC | New | NN4543 | VSD Controlled Compressor | VSD Controlled Compressor | NonEquip | 15 | Others | 0% | Tech/Econ | 20.79% | 0 | 0 | 0
Econ | Retail | Miscellaneous | Elevators/Escalators | TRC | Existing | NE4530 | VSD Controlled Compressor | VSD Controlled Compressor | NonEquip | 15 | Others | 0% | Tech/Econ | 20.79% | 0 | 0 | 0
Econ | Retail | Space Cooling | District chilled water piped | TRC | New | NN4205 | Thermal Energy Storage | Thermal Energy Storage | NonEquip | 20 |  | 20% | Tech/Econ | 0% | 0 | 0 | 0
Econ | Retail | Space Cooling | District chilled water piped | TRC | New | NN4153 | Smart Thermostat | Smart Thermostat | NonEquip | 11 |  | 31.48% | Tech/Econ | 10% | 0 | 0 | 0
Econ | Retail | Space Cooling | District chilled water piped | TRC | New | NN3919 | HVAC tune-up_RTU | HVAC tune-up_RTU | NonEquip | 5 | Packaged air conditioning units (RTUs) | 0% | Tech/Econ | 5% | 0 | 0 | 0
Econ | Retail | Space Cooling | District chilled water piped | TRC | New | NN3893 | HVAC tune-up | HVAC tune-up | NonEquip | 5 | Residential-type central air conditioners | 0% | Tech/Econ | 5% | 0 | 0 | 0
Econ | Retail | Space Cooling | District chilled water piped | TRC | New | NN3685 | Facility Energy Management System | Facility Energy Management System | NonEquip | 15 |  | 4.276% | Tech/Econ | 20% | 0 | 0 | 0
Econ | Retail | Space Cooling | District chilled water piped | TRC | New | NN3529 | Duct Sealing Repair | Duct Sealing Repair | NonEquip | 15 |  | 0% | Tech/Econ | 12% | 0 | 0 | 0
Econ | Retail | Space Cooling | District chilled water piped | TRC | New | NN3425 | Dedicated Outdoor Air System on VRF unit | Dedicated Outdoor Air System on VRF unit | NonEquip | 15 | Residential-type central air conditioners | 0% | Tech/Econ | 17.5% | 0 | 0 | 0
Econ | Retail | Space Cooling | District chilled water piped | TRC | New | NN3321 | Chilled Water System - Variable Speed Drives | Chilled Water System - Variable Speed Drives | NonEquip | 13 | Central chillers inside | 0% | Tech/Econ | 24.74% | 0 | 0 | 0
Econ | Retail | Space Cooling | District chilled water piped | TRC | New | NN3217 | Ceiling Insulation(R2 to R38) | Ceiling Insulation(R2 to R38) | NonEquip | 20 |  | 0% | Tech/Econ | 28.48% | 0 | 0 | 0
Econ | Retail | Space Cooling | District chilled water piped | TRC | Existing | NE4218 | Wall Insulation | Wall Insulation | NonEquip | 20 |  | 15.96% | Tech/Econ | 15.88% | 0 | 0 | 0
Econ | Retail | Space Cooling | District chilled water piped | TRC | Existing | NE4192 | Thermal Energy Storage | Thermal Energy Storage | NonEquip | 20 |  | 20% | Tech/Econ | 0% | 0 | 0 | 0
Econ | Retail | Space Cooling | District chilled water piped | TRC | Existing | NE4140 | Smart Thermostat | Smart Thermostat | NonEquip | 11 |  | 31.48% | Tech/Econ | 10% | 0 | 0 | 0
Econ | Retail | Space Cooling | District chilled water piped | TRC | Existing | NE3984 | Low U-Value Windows | Low U-Value Windows | NonEquip | 20 |  | 5.017% | Tech/Econ | 46% | 0 | 0 | 0
Econ | Retail | Space Cooling | District chilled water piped | TRC | Existing | NE3906 | HVAC tune-up_RTU | HVAC tune-up_RTU | NonEquip | 5 | Packaged air conditioning units (RTUs) | 0% | Tech/Econ | 5% | 0 | 0 | 0
Econ | Retail | Space Cooling | District chilled water piped | TRC | Existing | NE3880 | HVAC tune-up | HVAC tune-up | NonEquip | 5 | Residential-type central air conditioners | 0% | Tech/Econ | 5% | 0 | 0 | 0
Econ | Retail | Space Cooling | District chilled water piped | TRC | Existing | NE3672 | Facility Energy Management System | Facility Energy Management System | NonEquip | 15 |  | 4.3% | Tech/Econ | 20% | 0 | 0 | 0
Econ | Retail | Space Cooling | District chilled water piped | TRC | Existing | NE3516 | Duct Sealing Repair | Duct Sealing Repair | NonEquip | 15 |  | 30.55% | Tech/Econ | 12% | 0 | 0 | 0
Econ | Retail | Space Cooling | District chilled water piped | TRC | Existing | NE3412 | Dedicated Outdoor Air System on VRF unit | Dedicated Outdoor Air System on VRF unit | NonEquip | 15 | Residential-type central air conditioners | 0% | Tech/Econ | 17.5% | 0 | 0 | 0
Econ | Retail | Space Cooling | District chilled water piped | TRC | Existing | NE3308 | Chilled Water System - Variable Speed Drives | Chilled Water System - Variable Speed Drives | NonEquip | 13 | Central chillers inside | 0% | Tech/Econ | 24.74% | 0 | 0 | 0
Econ | Retail | Space Cooling | District chilled water piped | TRC | Existing | NE3204 | Ceiling Insulation(R2 to R38) | Ceiling Insulation(R2 to R38) | NonEquip | 20 |  | 0% | Tech/Econ | 28.48% | 0 | 0 | 0
Econ | Retail | Space Cooling | District chilled water piped | TRC | Turnover | ET948 | High Efficiency Chiller (Air Cooled, 50 tons) | High Efficiency Chiller (Air Cooled, 50 tons) | Equip | 20 | District chilled water piped | 28.37% | Tech/Econ | 8.759% | 0 | 0 | 0
Econ | Retail | Space Cooling | District chilled water piped | TRC | Turnover | ET1104 | High Efficiency Chiller (Water cooled-positive displacement, 100 tons) | High Efficiency Chiller (Water cooled-positive displacement, 100 tons) | Equip | 20 | District chilled water piped | 28.37% | Tech/Econ | 2.683% | 0 | 0 | 0
Econ | Retail | Space Cooling | District chilled water piped | TRC | Turnover | ET1026 | High Efficiency Chiller (Water cooled-centrifugal, 200 tons) | High Efficiency Chiller (Water cooled-centrifugal, 200 tons) | Equip | 20 | District chilled water piped | 28.37% | Tech/Econ | 4.362% | 0 | 0 | 0
Econ | Retail | Space Cooling | District chilled water piped | TRC | New | EN974 | High Efficiency Chiller (Air Cooled, 50 tons) | High Efficiency Chiller (Air Cooled, 50 tons) | Equip | 20 | District chilled water piped | 28.37% | Tech/Econ | 8.759% | 0 | 0 | 0
Econ | Retail | Space Cooling | District chilled water piped | TRC | New | EN1130 | High Efficiency Chiller (Water cooled-positive displacement, 100 tons) | High Efficiency Chiller (Water cooled-positive displacement, 100 tons) | Equip | 20 | District chilled water piped | 28.37% | Tech/Econ | 2.683% | 0 | 0 | 0
Econ | Retail | Space Cooling | District chilled water piped | TRC | New | EN1052 | High Efficiency Chiller (Water cooled-centrifugal, 200 tons) | High Efficiency Chiller (Water cooled-centrifugal, 200 tons) | Equip | 20 | District chilled water piped | 28.37% | Tech/Econ | 4.362% | 0 | 0 | 0
Econ | Retail | Refrigeration | Display cases | TRC | New | NN4855 | PSC to ECM Evaporator Fan Motor (Walk-In, Refrigerator) | PSC to ECM Evaporator Fan Motor (Walk-In, Refrigerator) | NonEquip | 15 | Walk-in cooler | 0% | Tech/Econ | 37.5% | 0 | 0 | 0
Econ | Retail | Refrigeration | Display cases | TRC | New | NN4829 | PSC to ECM Evaporator Fan Motor (Reach-In) | PSC to ECM Evaporator Fan Motor (Reach-In) | NonEquip | 15 | Display cases | 68.68% | Tech/Econ | 37.5% | 14478.9004 | 2.0152 | 0.18461
Econ | Retail | Refrigeration | Display cases | TRC | Existing | NE4842 | PSC to ECM Evaporator Fan Motor (Walk-In, Refrigerator) | PSC to ECM Evaporator Fan Motor (Walk-In, Refrigerator) | NonEquip | 15 | Walk-in cooler | 0% | Tech/Econ | 37.5% | 0 | 0 | 0
Econ | Retail | Refrigeration | Display cases | TRC | Existing | NE4816 | PSC to ECM Evaporator Fan Motor (Reach-In) | PSC to ECM Evaporator Fan Motor (Reach-In) | NonEquip | 15 | Display cases | 17.17% | Tech/Econ | 37.5% | 413010.4166 | 57.484 | 5.266
Econ | Retail | Refrigeration | Display cases | TRC | Turnover | ET2463 | Energy Star Commercial Solid Door Refrigerator | Energy Star Commercial Solid Door Refrigerator | Equip | 12 | Display cases | 66.59% | Tech/Econ | 50.28% | 3228471.79 | 482.2123 | 215.482
Econ | Retail | Refrigeration | Display cases | TRC | New | EN2489 | Energy Star Commercial Solid Door Refrigerator | Energy Star Commercial Solid Door Refrigerator | Equip | 12 | Display cases | 66.59% | Tech/Econ | 50.28% | 58173.6237 | 8.689 | 3.8828
Econ | Retail | Cooking | Cooking Other | TRC | Turnover | ET168 | Energy Star Hot Food Holding Cabinet | Energy Star Hot Food Holding Cabinet | Equip | 12 | Cooking Other | 0% | Tech/Econ | 52.67% | 0 | 0 | 0
Econ | Retail | Cooking | Cooking Other | TRC | Turnover | ET12 | Efficient Exhaust Hood | Efficient Exhaust Hood | Equip | 15 | Cooking Other | 0% | Tech/Econ | 42.5% | 0 | 0 | 0
Econ | Retail | Cooking | Cooking Other | TRC | New | EN38 | Efficient Exhaust Hood | Efficient Exhaust Hood | Equip | 15 | Cooking Other | 0% | Tech/Econ | 42.5% | 0 | 0 | 0
Econ | Retail | Cooking | Cooking Other | TRC | New | EN194 | Energy Star Hot Food Holding Cabinet | Energy Star Hot Food Holding Cabinet | Equip | 12 | Cooking Other | 0% | Tech/Econ | 52.67% | 0 | 0 | 0
Econ | Retail | Space Cooling | Central chillers inside | TRC | New | NN4205 | Thermal Energy Storage | Thermal Energy Storage | NonEquip | 20 |  | 20% | Tech/Econ | 0% | 0 | 0 | 0
Econ | Retail | Space Cooling | Central chillers inside | TRC | New | NN4153 | Smart Thermostat | Smart Thermostat | NonEquip | 11 |  | 31.48% | Tech/Econ | 10% | 0 | 0 | 0
Econ | Retail | Space Cooling | Central chillers inside | TRC | New | NN3919 | HVAC tune-up_RTU | HVAC tune-up_RTU | NonEquip | 5 | Packaged air conditioning units (RTUs) | 0% | Tech/Econ | 5% | 0 | 0 | 0
Econ | Retail | Space Cooling | Central chillers inside | TRC | New | NN3893 | HVAC tune-up | HVAC tune-up | NonEquip | 5 | Residential-type central air conditioners | 0% | Tech/Econ | 5% | 0 | 0 | 0
Econ | Retail | Space Cooling | Central chillers inside | TRC | New | NN3685 | Facility Energy Management System | Facility Energy Management System | NonEquip | 15 |  | 4.276% | Tech/Econ | 20% | 0 | 0 | 0
Econ | Retail | Space Cooling | Central chillers inside | TRC | New | NN3529 | Duct Sealing Repair | Duct Sealing Repair | NonEquip | 15 |  | 0% | Tech/Econ | 12% | 0 | 0 | 0
Econ | Retail | Space Cooling | Central chillers inside | TRC | New | NN3425 | Dedicated Outdoor Air System on VRF unit | Dedicated Outdoor Air System on VRF unit | NonEquip | 15 | Residential-type central air conditioners | 0% | Tech/Econ | 17.5% | 0 | 0 | 0
Econ | Retail | Space Cooling | Central chillers inside | TRC | New | NN3321 | Chilled Water System - Variable Speed Drives | Chilled Water System - Variable Speed Drives | NonEquip | 13 | Central chillers inside | 73.99% | Tech/Econ | 24.74% | 0 | 0 | 0
Econ | Retail | Space Cooling | Central chillers inside | TRC | New | NN3217 | Ceiling Insulation(R2 to R38) | Ceiling Insulation(R2 to R38) | NonEquip | 20 |  | 0% | Tech/Econ | 28.48% | 0 | 0 | 0
Econ | Retail | Space Cooling | Central chillers inside | TRC | Existing | NE4218 | Wall Insulation | Wall Insulation | NonEquip | 20 |  | 15.96% | Tech/Econ | 15.88% | 0 | 0 | 0
Econ | Retail | Space Cooling | Central chillers inside | TRC | Existing | NE4192 | Thermal Energy Storage | Thermal Energy Storage | NonEquip | 20 |  | 20% | Tech/Econ | 0% | 0 | 0 | 0
Econ | Retail | Space Cooling | Central chillers inside | TRC | Existing | NE4140 | Smart Thermostat | Smart Thermostat | NonEquip | 11 |  | 31.48% | Tech/Econ | 10% | 0 | 0 | 0
Econ | Retail | Space Cooling | Central chillers inside | TRC | Existing | NE3984 | Low U-Value Windows | Low U-Value Windows | NonEquip | 20 |  | 5.017% | Tech/Econ | 46% | 0 | 0 | 0
Econ | Retail | Space Cooling | Central chillers inside | TRC | Existing | NE3906 | HVAC tune-up_RTU | HVAC tune-up_RTU | NonEquip | 5 | Packaged air conditioning units (RTUs) | 0% | Tech/Econ | 5% | 0 | 0 | 0
Econ | Retail | Space Cooling | Central chillers inside | TRC | Existing | NE3880 | HVAC tune-up | HVAC tune-up | NonEquip | 5 | Residential-type central air conditioners | 0% | Tech/Econ | 5% | 0 | 0 | 0
Econ | Retail | Space Cooling | Central chillers inside | TRC | Existing | NE3672 | Facility Energy Management System | Facility Energy Management System | NonEquip | 15 |  | 4.3% | Tech/Econ | 20% | 0 | 0 | 0
Econ | Retail | Space Cooling | Central chillers inside | TRC | Existing | NE3516 | Duct Sealing Repair | Duct Sealing Repair | NonEquip | 15 |  | 30.55% | Tech/Econ | 12% | 0 | 0 | 0
Econ | Retail | Space Cooling | Central chillers inside | TRC | Existing | NE3412 | Dedicated Outdoor Air System on VRF unit | Dedicated Outdoor Air System on VRF unit | NonEquip | 15 | Residential-type central air conditioners | 0% | Tech/Econ | 17.5% | 0 | 0 | 0
Econ | Retail | Space Cooling | Central chillers inside | TRC | Existing | NE3308 | Chilled Water System - Variable Speed Drives | Chilled Water System - Variable Speed Drives | NonEquip | 13 | Central chillers inside | 73.99% | Tech/Econ | 24.74% | 0 | 0 | 0
Econ | Retail | Space Cooling | Central chillers inside | TRC | Existing | NE3204 | Ceiling Insulation(R2 to R38) | Ceiling Insulation(R2 to R38) | NonEquip | 20 |  | 0% | Tech/Econ | 28.48% | 0 | 0 | 0
Econ | Retail | Space Cooling | Central chillers inside | TRC | Turnover | ET987 | High Efficiency Chiller (Water cooled-centrifugal, 200 tons) | High Efficiency Chiller (Water cooled-centrifugal, 200 tons) | Equip | 20 | Central chillers inside | 28.37% | Tech/Econ | 4.362% | 0 | 0 | 0
Econ | Retail | Space Cooling | Central chillers inside | TRC | Turnover | ET909 | High Efficiency Chiller (Air Cooled, 50 tons) | High Efficiency Chiller (Air Cooled, 50 tons) | Equip | 20 | Central chillers inside | 28.37% | Tech/Econ | 8.759% | 0 | 0 | 0
Econ | Retail | Space Cooling | Central chillers inside | TRC | Turnover | ET1065 | High Efficiency Chiller (Water cooled-positive displacement, 100 tons) | High Efficiency Chiller (Water cooled-positive displacement, 100 tons) | Equip | 20 | Central chillers inside | 28.37% | Tech/Econ | 2.683% | 0 | 0 | 0
Econ | Retail | Space Cooling | Central chillers inside | TRC | New | EN935 | High Efficiency Chiller (Air Cooled, 50 tons) | High Efficiency Chiller (Air Cooled, 50 tons) | Equip | 20 | Central chillers inside | 28.37% | Tech/Econ | 8.759% | 0 | 0 | 0
Econ | Retail | Space Cooling | Central chillers inside | TRC | New | EN1091 | High Efficiency Chiller (Water cooled-positive displacement, 100 tons) | High Efficiency Chiller (Water cooled-positive displacement, 100 tons) | Equip | 20 | Central chillers inside | 28.37% | Tech/Econ | 2.683% | 0 | 0 | 0
Econ | Retail | Space Cooling | Central chillers inside | TRC | New | EN1013 | High Efficiency Chiller (Water cooled-centrifugal, 200 tons) | High Efficiency Chiller (Water cooled-centrifugal, 200 tons) | Equip | 20 | Central chillers inside | 28.37% | Tech/Econ | 4.362% | 0 | 0 | 0
Econ | Retail | Ventilation and Circulation | Central air-handling unit | TRC | New | NN4959 | Demand Controlled Ventilation | Demand Controlled Ventilation | NonEquip | 10 |  | 23.39% | Tech/Econ | 50% | 297018.9447 | 30.924 | 174.1023
Econ | Retail | Ventilation and Circulation | Central air-handling unit | TRC | Existing | NE4946 | Demand Controlled Ventilation | Demand Controlled Ventilation | NonEquip | 10 |  | 23.39% | Tech/Econ | 50% | 16483712.39 | 1716.1961 | 9662.1842
Econ | Retail | Interior Lighting | case lighting | TRC | New | NN3711 | Facility Energy Management System | Facility Energy Management System | NonEquip | 15 |  | 4.276% | Tech/Econ | 24% | 5.0313 | 0.001313 | 0.00060368
Econ | Retail | Interior Lighting | case lighting | TRC | Existing | NE3698 | Facility Energy Management System | Facility Energy Management System | NonEquip | 15 |  | 4.3% | Tech/Econ | 24% | 280.7983 | 0.073277 | 0.033692
Econ | Retail | Space Heating | Boilers | TRC | New | NN4179 | Smart Thermostat | Smart Thermostat | NonEquip | 11 |  | 31.48% | Tech/Econ | 10% | 0 | 0 | 0
Econ | Retail | Space Heating | Boilers | TRC | New | NN3659 | Facility Energy Management System | Facility Energy Management System | NonEquip | 15 |  | 4.276% | Tech/Econ | 20% | 0 | 0 | 0
Econ | Retail | Space Heating | Boilers | TRC | New | NN3581 | ECM Motors on Furnaces | ECM Motors on Furnaces | NonEquip | 15 | Forced air furnace | 0% | Tech/Econ | 1.706% | 0 | 0 | 0
Econ | Retail | Space Heating | Boilers | TRC | New | NN3555 | Duct Sealing Repair | Duct Sealing Repair | NonEquip | 15 |  | 0% | Tech/Econ | 12% | 0 | 0 | 0
Econ | Retail | Space Heating | Boilers | TRC | New | NN3399 | Dedicated Outdoor Air System on VRF unit | Dedicated Outdoor Air System on VRF unit | NonEquip | 15 | Residential/split system heat pump | 0% | Tech/Econ | 10% | 0 | 0 | 0
Econ | Retail | Space Heating | Boilers | TRC | New | NN3191 | Ceiling Insulation(R2 to R38) | Ceiling Insulation(R2 to R38) | NonEquip | 20 |  | 0% | Tech/Econ | 35.2% | 0 | 0 | 0
Econ | Retail | Space Heating | Boilers | TRC | Existing | NE4244 | Wall Insulation | Wall Insulation | NonEquip | 20 |  | 15.96% | Tech/Econ | 3.163% | 0 | 0 | 0
Econ | Retail | Space Heating | Boilers | TRC | Existing | NE4166 | Smart Thermostat | Smart Thermostat | NonEquip | 11 |  | 31.48% | Tech/Econ | 10% | 0 | 0 | 0
Econ | Retail | Space Heating | Boilers | TRC | Existing | NE4010 | Low U-Value Windows | Low U-Value Windows | NonEquip | 20 |  | 5.017% | Tech/Econ | 46% | 0 | 0 | 0
Econ | Retail | Space Heating | Boilers | TRC | Existing | NE3646 | Facility Energy Management System | Facility Energy Management System | NonEquip | 15 |  | 4.3% | Tech/Econ | 20% | 0 | 0 | 0
Econ | Retail | Space Heating | Boilers | TRC | Existing | NE3568 | ECM Motors on Furnaces | ECM Motors on Furnaces | NonEquip | 15 | Forced air furnace | 0% | Tech/Econ | 1.706% | 0 | 0 | 0
Econ | Retail | Space Heating | Boilers | TRC | Existing | NE3542 | Duct Sealing Repair | Duct Sealing Repair | NonEquip | 15 |  | 30.55% | Tech/Econ | 12% | 0 | 0 | 0
Econ | Retail | Space Heating | Boilers | TRC | Existing | NE3386 | Dedicated Outdoor Air System on VRF unit | Dedicated Outdoor Air System on VRF unit | NonEquip | 15 | Residential/split system heat pump | 0% | Tech/Econ | 10% | 0 | 0 | 0
Econ | Retail | Space Heating | Boilers | TRC | Existing | NE3178 | Ceiling Insulation(R2 to R38) | Ceiling Insulation(R2 to R38) | NonEquip | 20 |  | 0% | Tech/Econ | 38.84% | 0 | 0 | 0
Econ | Schools K-12 | Refrigeration | Walk-in cooler | TRC | New | NN5324 | Retro-Commissioning | Retro-Commissioning | NonEquip | 5 |  | 0% | Tech/Econ | 16% | 0 | 0 | 0
Econ | Schools K-12 | Refrigeration | Walk-in cooler | TRC | New | NN4856 | PSC to ECM Evaporator Fan Motor (Walk-In, Refrigerator) | PSC to ECM Evaporator Fan Motor (Walk-In, Refrigerator) | NonEquip | 15 | Walk-in cooler | 68.68% | Tech/Econ | 37.5% | 1251.487 | 0.16226 | 0.13591
Econ | Schools K-12 | Refrigeration | Walk-in cooler | TRC | New | NN4830 | PSC to ECM Evaporator Fan Motor (Reach-In) | PSC to ECM Evaporator Fan Motor (Reach-In) | NonEquip | 15 | Display cases | 0% | Tech/Econ | 37.5% | 0 | 0 | 0
Econ | Schools K-12 | Refrigeration | Walk-in cooler | TRC | Existing | NE5311 | Retro-Commissioning | Retro-Commissioning | NonEquip | 5 |  | 21.99% | Tech/Econ | 16% | 9487.4706 | 1.5861 | 4.9176
Econ | Schools K-12 | Refrigeration | Walk-in cooler | TRC | Existing | NE4843 | PSC to ECM Evaporator Fan Motor (Walk-In, Refrigerator) | PSC to ECM Evaporator Fan Motor (Walk-In, Refrigerator) | NonEquip | 15 | Walk-in cooler | 17.17% | Tech/Econ | 37.5% | 16752.6013 | 2.1721 | 1.8194
Econ | Schools K-12 | Refrigeration | Walk-in cooler | TRC | Existing | NE4817 | PSC to ECM Evaporator Fan Motor (Reach-In) | PSC to ECM Evaporator Fan Motor (Reach-In) | NonEquip | 15 | Display cases | 0% | Tech/Econ | 37.5% | 0 | 0 | 0
Econ | Schools K-12 | Refrigeration | Vending and ice makers | TRC | New | NN5324 | Retro-Commissioning | Retro-Commissioning | NonEquip | 5 |  | 0% | Tech/Econ | 16% | 0 | 0 | 0
Econ | Schools K-12 | Refrigeration | Vending and ice makers | TRC | New | NN4856 | PSC to ECM Evaporator Fan Motor (Walk-In, Refrigerator) | PSC to ECM Evaporator Fan Motor (Walk-In, Refrigerator) | NonEquip | 15 | Walk-in cooler | 0% | Tech/Econ | 37.5% | 0 | 0 | 0
Econ | Schools K-12 | Refrigeration | Vending and ice makers | TRC | New | NN4830 | PSC to ECM Evaporator Fan Motor (Reach-In) | PSC to ECM Evaporator Fan Motor (Reach-In) | NonEquip | 15 | Display cases | 0% | Tech/Econ | 37.5% | 0 | 0 | 0
Econ | Schools K-12 | Refrigeration | Vending and ice makers | TRC | Existing | NE5311 | Retro-Commissioning | Retro-Commissioning | NonEquip | 5 |  | 21.99% | Tech/Econ | 16% | 55707.999 | 9.3134 | 28.8751
Econ | Schools K-12 | Refrigeration | Vending and ice makers | TRC | Existing | NE4843 | PSC to ECM Evaporator Fan Motor (Walk-In, Refrigerator) | PSC to ECM Evaporator Fan Motor (Walk-In, Refrigerator) | NonEquip | 15 | Walk-in cooler | 0% | Tech/Econ | 37.5% | 0 | 0 | 0
Econ | Schools K-12 | Refrigeration | Vending and ice makers | TRC | Existing | NE4817 | PSC to ECM Evaporator Fan Motor (Reach-In) | PSC to ECM Evaporator Fan Motor (Reach-In) | NonEquip | 15 | Display cases | 0% | Tech/Econ | 37.5% | 0 | 0 | 0
Econ | Schools K-12 | Exterior Lighting | Street lighting | TRC | New | NN5298 | Retro-Commissioning | Retro-Commissioning | NonEquip | 5 |  | 0% | Tech/Econ | 16% | 0 | 0 | 0
Econ | Schools K-12 | Exterior Lighting | Street lighting | TRC | Existing | NE5285 | Retro-Commissioning | Retro-Commissioning | NonEquip | 5 |  | 21.99% | Tech/Econ | 16% | 1202.8485 | 0 | 0.62347
Econ | Schools K-12 | Exterior Lighting | Spot lighting/Security/Flood | TRC | New | NN5298 | Retro-Commissioning | Retro-Commissioning | NonEquip | 5 |  | 0% | Tech/Econ | 16% | 0 | 0 | 0
Econ | Schools K-12 | Exterior Lighting | Spot lighting/Security/Flood | TRC | Existing | NE5285 | Retro-Commissioning | Retro-Commissioning | NonEquip | 5 |  | 21.99% | Tech/Econ | 16% | 1202.8485 | 0 | 0.62347
Econ | Schools K-12 | Interior Lighting | Spot lighting | TRC | New | NN5272 | Retro-Commissioning | Retro-Commissioning | NonEquip | 5 |  | 0% | Tech/Econ | 16% | 0 | 0 | 0
Econ | Schools K-12 | Interior Lighting | Spot lighting | TRC | New | NN3712 | Facility Energy Management System | Facility Energy Management System | NonEquip | 15 |  | 4.276% | Tech/Econ | 24% | 7.6073 | 0.0015944 | 0.00013711
Econ | Schools K-12 | Interior Lighting | Spot lighting | TRC | Existing | NE5259 | Retro-Commissioning | Retro-Commissioning | NonEquip | 5 |  | 21.99% | Tech/Econ | 16% | 1447.39 | 0.24198 | 0.75022
Econ | Schools K-12 | Interior Lighting | Spot lighting | TRC | Existing | NE3699 | Facility Energy Management System | Facility Energy Management System | NonEquip | 15 |  | 0.7167% | Tech/Econ | 24% | 68.2717 | 0.014309 | 0.0012305
Econ | Schools K-12 | Space Cooling | Residential-type central air conditioners | TRC | New | NN5376 | Retro-Commissioning | Retro-Commissioning | NonEquip | 5 |  | 0% | Tech/Econ | 16% | 0 | 0 | 0
Econ | Schools K-12 | Space Cooling | Residential-type central air conditioners | TRC | New | NN4206 | Thermal Energy Storage | Thermal Energy Storage | NonEquip | 20 |  | 33.33% | Tech/Econ | 0% | 0 | 0 | 0
Econ | Schools K-12 | Space Cooling | Residential-type central air conditioners | TRC | New | NN3894 | HVAC tune-up | HVAC tune-up | NonEquip | 5 | Residential-type central air conditioners | 49.09% | Tech/Econ | 5% | 4.4651 | 0.0021261 | 0
Econ | Schools K-12 | Space Cooling | Residential-type central air conditioners | TRC | New | NN3686 | Facility Energy Management System | Facility Energy Management System | NonEquip | 15 |  | 4.276% | Tech/Econ | 20% | 1.569 | 0.00032885 | 0
Econ | Schools K-12 | Space Cooling | Residential-type central air conditioners | TRC | New | NN3530 | Duct Sealing Repair | Duct Sealing Repair | NonEquip | 15 |  | 0% | Tech/Econ | 12% | 0 | 0 | 0
Econ | Schools K-12 | Space Cooling | Residential-type central air conditioners | TRC | New | NN3322 | Chilled Water System - Variable Speed Drives | Chilled Water System - Variable Speed Drives | NonEquip | 13 | Central chillers inside | 0% | Tech/Econ | 24.74% | 0 | 0 | 0
Econ | Schools K-12 | Space Cooling | Residential-type central air conditioners | TRC | New | NN3218 | Ceiling Insulation(R2 to R38) | Ceiling Insulation(R2 to R38) | NonEquip | 20 |  | 0% | Tech/Econ | 33.37% | 0 | 0 | 0
Econ | Schools K-12 | Space Cooling | Residential-type central air conditioners | TRC | Existing | NE5363 | Retro-Commissioning | Retro-Commissioning | NonEquip | 5 |  | 21.99% | Tech/Econ | 16% | 358.2277 | 0.059889 | 0
Econ | Schools K-12 | Space Cooling | Residential-type central air conditioners | TRC | Existing | NE4219 | Wall Insulation | Wall Insulation | NonEquip | 20 |  | 0% | Tech/Econ | 9.701% | 0 | 0 | 0
Econ | Schools K-12 | Space Cooling | Residential-type central air conditioners | TRC | Existing | NE4193 | Thermal Energy Storage | Thermal Energy Storage | NonEquip | 20 |  | 33.33% | Tech/Econ | 0% | 3.8725e-07 | -2.3317e-09 | -3.0172e-11
Econ | Schools K-12 | Space Cooling | Residential-type central air conditioners | TRC | Existing | NE3985 | Low U-Value Windows | Low U-Value Windows | NonEquip | 20 |  | 10.75% | Tech/Econ | 46% | 485.0977 | 0.18031 | 0
Econ | Schools K-12 | Space Cooling | Residential-type central air conditioners | TRC | Existing | NE3881 | HVAC tune-up | HVAC tune-up | NonEquip | 5 | Residential-type central air conditioners | 49.09% | Tech/Econ | 5% | 228.8921 | 0.10899 | 0
Econ | Schools K-12 | Space Cooling | Residential-type central air conditioners | TRC | Existing | NE3673 | Facility Energy Management System | Facility Energy Management System | NonEquip | 15 |  | 0.7167% | Tech/Econ | 20% | 14.081 | 0.0029513 | 0
Econ | Schools K-12 | Space Cooling | Residential-type central air conditioners | TRC | Existing | NE3517 | Duct Sealing Repair | Duct Sealing Repair | NonEquip | 15 |  | 0% | Tech/Econ | 12% | 0 | 0 | 0
Econ | Schools K-12 | Space Cooling | Residential-type central air conditioners | TRC | Existing | NE3309 | Chilled Water System - Variable Speed Drives | Chilled Water System - Variable Speed Drives | NonEquip | 13 | Central chillers inside | 0% | Tech/Econ | 24.74% | 0 | 0 | 0
Econ | Schools K-12 | Space Cooling | Residential-type central air conditioners | TRC | Existing | NE3205 | Ceiling Insulation(R2 to R38) | Ceiling Insulation(R2 to R38) | NonEquip | 20 |  | 0% | Tech/Econ | 33.37% | 0 | 0 | 0
Econ | Schools K-12 | Space Heating | Residential/split system heat pump | TRC | New | NN5350 | Retro-Commissioning | Retro-Commissioning | NonEquip | 5 |  | 0% | Tech/Econ | 16% | 0 | 0 | 0
Econ | Schools K-12 | Space Heating | Residential/split system heat pump | TRC | New | NN3660 | Facility Energy Management System | Facility Energy Management System | NonEquip | 15 |  | 4.276% | Tech/Econ | 20% | 94.2475 | 0 | 0.0016986
Econ | Schools K-12 | Space Heating | Residential/split system heat pump | TRC | New | NN3582 | ECM Motors on Furnaces | ECM Motors on Furnaces | NonEquip | 15 | Forced air furnace | 0% | Tech/Econ | 1.706% | 0 | 0 | 0
Econ | Schools K-12 | Space Heating | Residential/split system heat pump | TRC | New | NN3556 | Duct Sealing Repair | Duct Sealing Repair | NonEquip | 15 |  | 0% | Tech/Econ | 12% | 0 | 0 | 0
Econ | Schools K-12 | Space Heating | Residential/split system heat pump | TRC | New | NN3192 | Ceiling Insulation(R2 to R38) | Ceiling Insulation(R2 to R38) | NonEquip | 20 |  | 0% | Tech/Econ | 41.24% | 0 | 0 | 0
Econ | Schools K-12 | Space Heating | Residential/split system heat pump | TRC | Existing | NE5337 | Retro-Commissioning | Retro-Commissioning | NonEquip | 5 |  | 21.99% | Tech/Econ | 16% | 21518.3148 | 0 | 11.1536
Econ | Schools K-12 | Space Heating | Residential/split system heat pump | TRC | Existing | NE4245 | Wall Insulation | Wall Insulation | NonEquip | 20 |  | 0% | Tech/Econ | 1.931% | 0 | 0 | 0
Econ | Schools K-12 | Space Heating | Residential/split system heat pump | TRC | Existing | NE4011 | Low U-Value Windows | Low U-Value Windows | NonEquip | 20 |  | 10.75% | Tech/Econ | 46% | 29139.2476 | 0 | 0.1211
Econ | Schools K-12 | Space Heating | Residential/split system heat pump | TRC | Existing | NE3647 | Facility Energy Management System | Facility Energy Management System | NonEquip | 15 |  | 0.7167% | Tech/Econ | 20% | 845.8283 | 0 | 0.015245
Econ | Schools K-12 | Space Heating | Residential/split system heat pump | TRC | Existing | NE3569 | ECM Motors on Furnaces | ECM Motors on Furnaces | NonEquip | 15 | Forced air furnace | 0% | Tech/Econ | 1.706% | 0 | 0 | 0
Econ | Schools K-12 | Space Heating | Residential/split system heat pump | TRC | Existing | NE3543 | Duct Sealing Repair | Duct Sealing Repair | NonEquip | 15 |  | 0% | Tech/Econ | 12% | 0 | 0 | 0
Econ | Schools K-12 | Space Heating | Residential/split system heat pump | TRC | Existing | NE3179 | Ceiling Insulation(R2 to R38) | Ceiling Insulation(R2 to R38) | NonEquip | 20 |  | 0% | Tech/Econ | 45.51% | 0 | 0 | 0
Econ | Schools K-12 | Refrigeration | Residential style | TRC | New | NN5324 | Retro-Commissioning | Retro-Commissioning | NonEquip | 5 |  | 0% | Tech/Econ | 16% | 0 | 0 | 0
Econ | Schools K-12 | Refrigeration | Residential style | TRC | New | NN4856 | PSC to ECM Evaporator Fan Motor (Walk-In, Refrigerator) | PSC to ECM Evaporator Fan Motor (Walk-In, Refrigerator) | NonEquip | 15 | Walk-in cooler | 0% | Tech/Econ | 37.5% | 0 | 0 | 0
Econ | Schools K-12 | Refrigeration | Residential style | TRC | New | NN4830 | PSC to ECM Evaporator Fan Motor (Reach-In) | PSC to ECM Evaporator Fan Motor (Reach-In) | NonEquip | 15 | Display cases | 0% | Tech/Econ | 37.5% | 0 | 0 | 0
Econ | Schools K-12 | Refrigeration | Residential style | TRC | Existing | NE5311 | Retro-Commissioning | Retro-Commissioning | NonEquip | 5 |  | 21.99% | Tech/Econ | 16% | 47489.3704 | 7.9394 | 24.6151
Econ | Schools K-12 | Refrigeration | Residential style | TRC | Existing | NE4843 | PSC to ECM Evaporator Fan Motor (Walk-In, Refrigerator) | PSC to ECM Evaporator Fan Motor (Walk-In, Refrigerator) | NonEquip | 15 | Walk-in cooler | 0% | Tech/Econ | 37.5% | 0 | 0 | 0
Econ | Schools K-12 | Refrigeration | Residential style | TRC | Existing | NE4817 | PSC to ECM Evaporator Fan Motor (Reach-In) | PSC to ECM Evaporator Fan Motor (Reach-In) | NonEquip | 15 | Display cases | 0% | Tech/Econ | 37.5% | 0 | 0 | 0
Econ | Schools K-12 | Miscellaneous | Pool pump | TRC | New | NN5454 | Retro-Commissioning | Retro-Commissioning | NonEquip | 5 |  | 0% | Tech/Econ | 16% | 0 | 0 | 0
Econ | Schools K-12 | Miscellaneous | Pool pump | TRC | New | NN4544 | VSD Controlled Compressor | VSD Controlled Compressor | NonEquip | 15 | Others | 0% | Tech/Econ | 20.79% | 0 | 0 | 0
Econ | Schools K-12 | Miscellaneous | Pool pump | TRC | Existing | NE5441 | Retro-Commissioning | Retro-Commissioning | NonEquip | 5 |  | 21.99% | Tech/Econ | 16% | 0 | 0 | 0
Econ | Schools K-12 | Miscellaneous | Pool pump | TRC | Existing | NE4531 | VSD Controlled Compressor | VSD Controlled Compressor | NonEquip | 15 | Others | 0% | Tech/Econ | 20.79% | 0 | 0 | 0
Econ | Schools K-12 | Miscellaneous | Pool pump | TRC | Turnover | ET2116 | Variable Speed Pool Pump | Variable Speed Pool Pump | Equip | 10 | Pool pump | 0% | Tech/Econ | 64.36% | 0 | 0 | 0
Econ | Schools K-12 | Miscellaneous | Pool pump | TRC | Turnover | ET2002 | Solar Pool Heater | Solar Pool Heater | Equip | 15 | Pool pump | 16.92% | Tech/Econ | 86.11% | 0 | 0 | 0
Econ | Schools K-12 | Miscellaneous | Pool pump | TRC | New | EN2140 | Variable Speed Pool Pump | Variable Speed Pool Pump | Equip | 10 | Pool pump | 0% | Tech/Econ | 64.36% | 0 | 0 | 0
Econ | Schools K-12 | Miscellaneous | Pool pump | TRC | New | EN2028 | Solar Pool Heater | Solar Pool Heater | Equip | 15 | Pool pump | 16.92% | Tech/Econ | 86.11% | 0 | 0 | 0
Econ | Schools K-12 | Space Heating | Packaged central unit | TRC | New | NN5350 | Retro-Commissioning | Retro-Commissioning | NonEquip | 5 |  | 0% | Tech/Econ | 16% | 0 | 0 | 0
Econ | Schools K-12 | Space Heating | Packaged central unit | TRC | New | NN3660 | Facility Energy Management System | Facility Energy Management System | NonEquip | 15 |  | 4.276% | Tech/Econ | 20% | 132.1795 | 0 | 0.0023823
Econ | Schools K-12 | Space Heating | Packaged central unit | TRC | New | NN3582 | ECM Motors on Furnaces | ECM Motors on Furnaces | NonEquip | 15 | Forced air furnace | 0% | Tech/Econ | 1.706% | 0 | 0 | 0
Econ | Schools K-12 | Space Heating | Packaged central unit | TRC | New | NN3556 | Duct Sealing Repair | Duct Sealing Repair | NonEquip | 15 |  | 0% | Tech/Econ | 12% | 0 | 0 | 0
Econ | Schools K-12 | Space Heating | Packaged central unit | TRC | New | NN3192 | Ceiling Insulation(R2 to R38) | Ceiling Insulation(R2 to R38) | NonEquip | 20 |  | 0% | Tech/Econ | 41.24% | 0 | 0 | 0
Econ | Schools K-12 | Space Heating | Packaged central unit | TRC | Existing | NE5337 | Retro-Commissioning | Retro-Commissioning | NonEquip | 5 |  | 21.99% | Tech/Econ | 16% | 30178.823 | 0 | 15.6426
Econ | Schools K-12 | Space Heating | Packaged central unit | TRC | Existing | NE4245 | Wall Insulation | Wall Insulation | NonEquip | 20 |  | 0% | Tech/Econ | 1.931% | 0 | 0 | 0
Econ | Schools K-12 | Space Heating | Packaged central unit | TRC | Existing | NE4011 | Low U-Value Windows | Low U-Value Windows | NonEquip | 20 |  | 10.75% | Tech/Econ | 46% | 40866.964 | 0 | 0.16985
Econ | Schools K-12 | Space Heating | Packaged central unit | TRC | Existing | NE3647 | Facility Energy Management System | Facility Energy Management System | NonEquip | 15 |  | 0.7167% | Tech/Econ | 20% | 1186.25 | 0 | 0.02138
Econ | Schools K-12 | Space Heating | Packaged central unit | TRC | Existing | NE3569 | ECM Motors on Furnaces | ECM Motors on Furnaces | NonEquip | 15 | Forced air furnace | 0% | Tech/Econ | 1.706% | 0 | 0 | 0
Econ | Schools K-12 | Space Heating | Packaged central unit | TRC | Existing | NE3543 | Duct Sealing Repair | Duct Sealing Repair | NonEquip | 15 |  | 0% | Tech/Econ | 12% | 0 | 0 | 0
Econ | Schools K-12 | Space Heating | Packaged central unit | TRC | Existing | NE3179 | Ceiling Insulation(R2 to R38) | Ceiling Insulation(R2 to R38) | NonEquip | 20 |  | 0% | Tech/Econ | 45.51% | 0 | 0 | 0
Econ | Schools K-12 | Space Cooling | Packaged air conditioning units (RTUs) | TRC | New | NN5376 | Retro-Commissioning | Retro-Commissioning | NonEquip | 5 |  | 0% | Tech/Econ | 16% | 0 | 0 | 0
Econ | Schools K-12 | Space Cooling | Packaged air conditioning units (RTUs) | TRC | New | NN4206 | Thermal Energy Storage | Thermal Energy Storage | NonEquip | 20 |  | 33.33% | Tech/Econ | 0% | 0 | 0 | 0
Econ | Schools K-12 | Space Cooling | Packaged air conditioning units (RTUs) | TRC | New | NN3894 | HVAC tune-up | HVAC tune-up | NonEquip | 5 | Residential-type central air conditioners | 0% | Tech/Econ | 5% | 0 | 0 | 0
Econ | Schools K-12 | Space Cooling | Packaged air conditioning units (RTUs) | TRC | New | NN3686 | Facility Energy Management System | Facility Energy Management System | NonEquip | 15 |  | 4.276% | Tech/Econ | 20% | 398.6472 | 0.083554 | 0
Econ | Schools K-12 | Space Cooling | Packaged air conditioning units (RTUs) | TRC | New | NN3530 | Duct Sealing Repair | Duct Sealing Repair | NonEquip | 15 |  | 0% | Tech/Econ | 12% | 0 | 0 | 0
Econ | Schools K-12 | Space Cooling | Packaged air conditioning units (RTUs) | TRC | New | NN3322 | Chilled Water System - Variable Speed Drives | Chilled Water System - Variable Speed Drives | NonEquip | 13 | Central chillers inside | 0% | Tech/Econ | 24.74% | 0 | 0 | 0
Econ | Schools K-12 | Space Cooling | Packaged air conditioning units (RTUs) | TRC | New | NN3218 | Ceiling Insulation(R2 to R38) | Ceiling Insulation(R2 to R38) | NonEquip | 20 |  | 0% | Tech/Econ | 33.37% | 0 | 0 | 0
Econ | Schools K-12 | Space Cooling | Packaged air conditioning units (RTUs) | TRC | Existing | NE5363 | Retro-Commissioning | Retro-Commissioning | NonEquip | 5 |  | 21.99% | Tech/Econ | 16% | 91017.9353 | 15.2165 | 0
Econ | Schools K-12 | Space Cooling | Packaged air conditioning units (RTUs) | TRC | Existing | NE4219 | Wall Insulation | Wall Insulation | NonEquip | 20 |  | 0% | Tech/Econ | 9.701% | 0 | 0 | 0
Econ | Schools K-12 | Space Cooling | Packaged air conditioning units (RTUs) | TRC | Existing | NE4193 | Thermal Energy Storage | Thermal Energy Storage | NonEquip | 20 |  | 33.33% | Tech/Econ | 0% | 9.8392e-05 | -5.9244e-07 | -7.666e-09
Econ | Schools K-12 | Space Cooling | Packaged air conditioning units (RTUs) | TRC | Existing | NE3985 | Low U-Value Windows | Low U-Value Windows | NonEquip | 20 |  | 10.75% | Tech/Econ | 46% | 123252.8744 | 45.8135 | 0
Econ | Schools K-12 | Space Cooling | Packaged air conditioning units (RTUs) | TRC | Existing | NE3881 | HVAC tune-up | HVAC tune-up | NonEquip | 5 | Residential-type central air conditioners | 0% | Tech/Econ | 5% | 0 | 0 | 0
Econ | Schools K-12 | Space Cooling | Packaged air conditioning units (RTUs) | TRC | Existing | NE3673 | Facility Energy Management System | Facility Energy Management System | NonEquip | 15 |  | 0.7167% | Tech/Econ | 20% | 3577.6752 | 0.74986 | 0
Econ | Schools K-12 | Space Cooling | Packaged air conditioning units (RTUs) | TRC | Existing | NE3517 | Duct Sealing Repair | Duct Sealing Repair | NonEquip | 15 |  | 0% | Tech/Econ | 12% | 0 | 0 | 0
Econ | Schools K-12 | Space Cooling | Packaged air conditioning units (RTUs) | TRC | Existing | NE3309 | Chilled Water System - Variable Speed Drives | Chilled Water System - Variable Speed Drives | NonEquip | 13 | Central chillers inside | 0% | Tech/Econ | 24.74% | 0 | 0 | 0
Econ | Schools K-12 | Space Cooling | Packaged air conditioning units (RTUs) | TRC | Existing | NE3205 | Ceiling Insulation(R2 to R38) | Ceiling Insulation(R2 to R38) | NonEquip | 20 |  | 0% | Tech/Econ | 33.37% | 0 | 0 | 0
Econ | Schools K-12 | Interior Lighting | Overhead (fluorescent/LED/CFL U-shape) | TRC | New | NN5272 | Retro-Commissioning | Retro-Commissioning | NonEquip | 5 |  | 0% | Tech/Econ | 16% | 0 | 0 | 0
Econ | Schools K-12 | Interior Lighting | Overhead (fluorescent/LED/CFL U-shape) | TRC | New | NN3712 | Facility Energy Management System | Facility Energy Management System | NonEquip | 15 |  | 4.276% | Tech/Econ | 24% | 2647.8357 | 0.55497 | 0.047723
Econ | Schools K-12 | Interior Lighting | Overhead (fluorescent/LED/CFL U-shape) | TRC | Existing | NE5259 | Retro-Commissioning | Retro-Commissioning | NonEquip | 5 |  | 21.99% | Tech/Econ | 16% | 503788.2254 | 84.2242 | 261.1283
Econ | Schools K-12 | Interior Lighting | Overhead (fluorescent/LED/CFL U-shape) | TRC | Existing | NE3699 | Facility Energy Management System | Facility Energy Management System | NonEquip | 15 |  | 0.7167% | Tech/Econ | 24% | 23763.1053 | 4.9806 | 0.42829
Econ | Schools K-12 | Miscellaneous | Others | TRC | New | NN5454 | Retro-Commissioning | Retro-Commissioning | NonEquip | 5 |  | 0% | Tech/Econ | 16% | 0 | 0 | 0
Econ | Schools K-12 | Miscellaneous | Others | TRC | New | NN4544 | VSD Controlled Compressor | VSD Controlled Compressor | NonEquip | 15 | Others | 36.99% | Tech/Econ | 20.79% | 28445.3726 | 3.6881 | 3.0892
Econ | Schools K-12 | Miscellaneous | Others | TRC | Existing | NE5441 | Retro-Commissioning | Retro-Commissioning | NonEquip | 5 |  | 21.99% | Tech/Econ | 16% | 711152.7186 | 118.8918 | 368.6114
Econ | Schools K-12 | Miscellaneous | Others | TRC | Existing | NE4531 | VSD Controlled Compressor | VSD Controlled Compressor | NonEquip | 15 | Others | 7.399% | Tech/Econ | 20.79% | 315727.5664 | 40.9357 | 34.2888
Econ | Schools K-12 | Miscellaneous | Others | TRC | Turnover | ET1846 | Efficient Battery Charger | Efficient Battery Charger | Equip | 7 | Others | 0% | Tech/Econ | 13.68% | 0 | 0 | 0
Econ | Schools K-12 | Miscellaneous | Others | TRC | New | EN1872 | Efficient Battery Charger | Efficient Battery Charger | Equip | 7 | Others | 0% | Tech/Econ | 13.68% | 0 | 0 | 0
Econ | Schools K-12 | Office Equipment | Other office | TRC | Turnover | ET2269 | Energy Star Uninterruptable Power Supply | Energy Star Uninterruptable Power Supply | Equip | 10 | Other office | 22.4% | Tech/Econ | 1.878% | 17042.915 | 1.9455 | 1.9455
Econ | Schools K-12 | Office Equipment | Other office | TRC | New | EN2295 | Energy Star Uninterruptable Power Supply | Energy Star Uninterruptable Power Supply | Equip | 10 | Other office | 22.4% | Tech/Econ | 1.878% | 307.0952 | 0.035057 | 0.035057
Econ | Schools K-12 | Ventilation and Circulation | Motor/Fan | TRC | New | NN5402 | Retro-Commissioning | Retro-Commissioning | NonEquip | 5 |  | 0% | Tech/Econ | 16% | 0 | 0 | 0
Econ | Schools K-12 | Ventilation and Circulation | Motor/Fan | TRC | Existing | NE5389 | Retro-Commissioning | Retro-Commissioning | NonEquip | 5 |  | 21.99% | Tech/Econ | 16% | 2970.0727 | 0.49654 | 1.5395
Econ | Schools K-12 | Miscellaneous | Medical equipment | TRC | New | NN5454 | Retro-Commissioning | Retro-Commissioning | NonEquip | 5 |  | 0% | Tech/Econ | 16% | 0 | 0 | 0
Econ | Schools K-12 | Miscellaneous | Medical equipment | TRC | New | NN4544 | VSD Controlled Compressor | VSD Controlled Compressor | NonEquip | 15 | Others | 0% | Tech/Econ | 20.79% | 0 | 0 | 0
Econ | Schools K-12 | Miscellaneous | Medical equipment | TRC | Existing | NE5441 | Retro-Commissioning | Retro-Commissioning | NonEquip | 5 |  | 21.99% | Tech/Econ | 16% | 0 | 0 | 0
Econ | Schools K-12 | Miscellaneous | Medical equipment | TRC | Existing | NE4531 | VSD Controlled Compressor | VSD Controlled Compressor | NonEquip | 15 | Others | 0% | Tech/Econ | 20.79% | 0 | 0 | 0
Econ | Schools K-12 | Refrigeration | Large cold storage | TRC | New | NN5324 | Retro-Commissioning | Retro-Commissioning | NonEquip | 5 |  | 0% | Tech/Econ | 16% | 0 | 0 | 0
Econ | Schools K-12 | Refrigeration | Large cold storage | TRC | New | NN4856 | PSC to ECM Evaporator Fan Motor (Walk-In, Refrigerator) | PSC to ECM Evaporator Fan Motor (Walk-In, Refrigerator) | NonEquip | 15 | Walk-in cooler | 0% | Tech/Econ | 37.5% | 0 | 0 | 0
Econ | Schools K-12 | Refrigeration | Large cold storage | TRC | New | NN4830 | PSC to ECM Evaporator Fan Motor (Reach-In) | PSC to ECM Evaporator Fan Motor (Reach-In) | NonEquip | 15 | Display cases | 0% | Tech/Econ | 37.5% | 0 | 0 | 0
Econ | Schools K-12 | Refrigeration | Large cold storage | TRC | Existing | NE5311 | Retro-Commissioning | Retro-Commissioning | NonEquip | 5 |  | 21.99% | Tech/Econ | 16% | 40.079 | 0.0067005 | 0.020774
Econ | Schools K-12 | Refrigeration | Large cold storage | TRC | Existing | NE4843 | PSC to ECM Evaporator Fan Motor (Walk-In, Refrigerator) | PSC to ECM Evaporator Fan Motor (Walk-In, Refrigerator) | NonEquip | 15 | Walk-in cooler | 0% | Tech/Econ | 37.5% | 0 | 0 | 0
Econ | Schools K-12 | Refrigeration | Large cold storage | TRC | Existing | NE4817 | PSC to ECM Evaporator Fan Motor (Reach-In) | PSC to ECM Evaporator Fan Motor (Reach-In) | NonEquip | 15 | Display cases | 0% | Tech/Econ | 37.5% | 0 | 0 | 0
Econ | Schools K-12 | Miscellaneous | Laboratory equipment | TRC | New | NN5454 | Retro-Commissioning | Retro-Commissioning | NonEquip | 5 |  | 0% | Tech/Econ | 16% | 0 | 0 | 0
Econ | Schools K-12 | Miscellaneous | Laboratory equipment | TRC | New | NN4544 | VSD Controlled Compressor | VSD Controlled Compressor | NonEquip | 15 | Others | 0% | Tech/Econ | 20.79% | 0 | 0 | 0
Econ | Schools K-12 | Miscellaneous | Laboratory equipment | TRC | Existing | NE5441 | Retro-Commissioning | Retro-Commissioning | NonEquip | 5 |  | 21.99% | Tech/Econ | 16% | 4005.7063 | 0.66968 | 2.0763
Econ | Schools K-12 | Miscellaneous | Laboratory equipment | TRC | Existing | NE4531 | VSD Controlled Compressor | VSD Controlled Compressor | NonEquip | 15 | Others | 0% | Tech/Econ | 20.79% | 0 | 0 | 0
Econ | Schools K-12 | Ventilation and Circulation | Individual room ventilation | TRC | New | NN5402 | Retro-Commissioning | Retro-Commissioning | NonEquip | 5 |  | 0% | Tech/Econ | 16% | 0 | 0 | 0
Econ | Schools K-12 | Ventilation and Circulation | Individual room ventilation | TRC | Existing | NE5389 | Retro-Commissioning | Retro-Commissioning | NonEquip | 5 |  | 21.99% | Tech/Econ | 16% | 2607.9131 | 0.436 | 1.3518
Econ | Schools K-12 | Space Heating | Individual room heating | TRC | New | NN5350 | Retro-Commissioning | Retro-Commissioning | NonEquip | 5 |  | 0% | Tech/Econ | 16% | 0 | 0 | 0
Econ | Schools K-12 | Space Heating | Individual room heating | TRC | New | NN3660 | Facility Energy Management System | Facility Energy Management System | NonEquip | 15 |  | 4.276% | Tech/Econ | 20% | 0 | 0 | 0
Econ | Schools K-12 | Space Heating | Individual room heating | TRC | New | NN3582 | ECM Motors on Furnaces | ECM Motors on Furnaces | NonEquip | 15 | Forced air furnace | 0% | Tech/Econ | 1.706% | 0 | 0 | 0
Econ | Schools K-12 | Space Heating | Individual room heating | TRC | New | NN3556 | Duct Sealing Repair | Duct Sealing Repair | NonEquip | 15 |  | 0% | Tech/Econ | 12% | 0 | 0 | 0
Econ | Schools K-12 | Space Heating | Individual room heating | TRC | New | NN3192 | Ceiling Insulation(R2 to R38) | Ceiling Insulation(R2 to R38) | NonEquip | 20 |  | 0% | Tech/Econ | 41.24% | 0 | 0 | 0
Econ | Schools K-12 | Space Heating | Individual room heating | TRC | Existing | NE5337 | Retro-Commissioning | Retro-Commissioning | NonEquip | 5 |  | 21.99% | Tech/Econ | 16% | 0 | 0 | 0
Econ | Schools K-12 | Space Heating | Individual room heating | TRC | Existing | NE4245 | Wall Insulation | Wall Insulation | NonEquip | 20 |  | 0% | Tech/Econ | 1.931% | 0 | 0 | 0
Econ | Schools K-12 | Space Heating | Individual room heating | TRC | Existing | NE4011 | Low U-Value Windows | Low U-Value Windows | NonEquip | 20 |  | 10.75% | Tech/Econ | 46% | 0 | 0 | 0
Econ | Schools K-12 | Space Heating | Individual room heating | TRC | Existing | NE3647 | Facility Energy Management System | Facility Energy Management System | NonEquip | 15 |  | 0.7167% | Tech/Econ | 20% | 0 | 0 | 0
Econ | Schools K-12 | Space Heating | Individual room heating | TRC | Existing | NE3569 | ECM Motors on Furnaces | ECM Motors on Furnaces | NonEquip | 15 | Forced air furnace | 0% | Tech/Econ | 1.706% | 0 | 0 | 0
Econ | Schools K-12 | Space Heating | Individual room heating | TRC | Existing | NE3543 | Duct Sealing Repair | Duct Sealing Repair | NonEquip | 15 |  | 0% | Tech/Econ | 12% | 0 | 0 | 0
Econ | Schools K-12 | Space Heating | Individual room heating | TRC | Existing | NE3179 | Ceiling Insulation(R2 to R38) | Ceiling Insulation(R2 to R38) | NonEquip | 20 |  | 0% | Tech/Econ | 45.51% | 0 | 0 | 0
Econ | Schools K-12 | Space Cooling | Individual room air conditioners | TRC | New | NN5376 | Retro-Commissioning | Retro-Commissioning | NonEquip | 5 |  | 0% | Tech/Econ | 16% | 0 | 0 | 0
Econ | Schools K-12 | Space Cooling | Individual room air conditioners | TRC | New | NN4206 | Thermal Energy Storage | Thermal Energy Storage | NonEquip | 20 |  | 33.33% | Tech/Econ | 0% | 0 | 0 | 0
Econ | Schools K-12 | Space Cooling | Individual room air conditioners | TRC | New | NN3894 | HVAC tune-up | HVAC tune-up | NonEquip | 5 | Residential-type central air conditioners | 0% | Tech/Econ | 5% | 0 | 0 | 0
Econ | Schools K-12 | Space Cooling | Individual room air conditioners | TRC | New | NN3686 | Facility Energy Management System | Facility Energy Management System | NonEquip | 15 |  | 4.276% | Tech/Econ | 20% | 109.3834 | 0.022926 | 0
Econ | Schools K-12 | Space Cooling | Individual room air conditioners | TRC | New | NN3530 | Duct Sealing Repair | Duct Sealing Repair | NonEquip | 15 |  | 0% | Tech/Econ | 12% | 0 | 0 | 0
Econ | Schools K-12 | Space Cooling | Individual room air conditioners | TRC | New | NN3322 | Chilled Water System - Variable Speed Drives | Chilled Water System - Variable Speed Drives | NonEquip | 13 | Central chillers inside | 0% | Tech/Econ | 24.74% | 0 | 0 | 0
Econ | Schools K-12 | Space Cooling | Individual room air conditioners | TRC | New | NN3218 | Ceiling Insulation(R2 to R38) | Ceiling Insulation(R2 to R38) | NonEquip | 20 |  | 0% | Tech/Econ | 33.37% | 0 | 0 | 0
Econ | Schools K-12 | Space Cooling | Individual room air conditioners | TRC | Existing | NE5363 | Retro-Commissioning | Retro-Commissioning | NonEquip | 5 |  | 21.99% | Tech/Econ | 16% | 24974.0908 | 4.1752 | 0
Econ | Schools K-12 | Space Cooling | Individual room air conditioners | TRC | Existing | NE4219 | Wall Insulation | Wall Insulation | NonEquip | 20 |  | 0% | Tech/Econ | 9.701% | 0 | 0 | 0
Econ | Schools K-12 | Space Cooling | Individual room air conditioners | TRC | Existing | NE4193 | Thermal Energy Storage | Thermal Energy Storage | NonEquip | 20 |  | 33.33% | Tech/Econ | 0% | 2.6998e-05 | -1.6256e-07 | -2.1034e-09
Econ | Schools K-12 | Space Cooling | Individual room air conditioners | TRC | Existing | NE3985 | Low U-Value Windows | Low U-Value Windows | NonEquip | 20 |  | 10.75% | Tech/Econ | 46% | 33818.9223 | 12.5706 | 0
Econ | Schools K-12 | Space Cooling | Individual room air conditioners | TRC | Existing | NE3881 | HVAC tune-up | HVAC tune-up | NonEquip | 5 | Residential-type central air conditioners | 0% | Tech/Econ | 5% | 0 | 0 | 0
Econ | Schools K-12 | Space Cooling | Individual room air conditioners | TRC | Existing | NE3673 | Facility Energy Management System | Facility Energy Management System | NonEquip | 15 |  | 0.7167% | Tech/Econ | 20% | 981.6657 | 0.20575 | 0
Econ | Schools K-12 | Space Cooling | Individual room air conditioners | TRC | Existing | NE3517 | Duct Sealing Repair | Duct Sealing Repair | NonEquip | 15 |  | 0% | Tech/Econ | 12% | 0 | 0 | 0
Econ | Schools K-12 | Space Cooling | Individual room air conditioners | TRC | Existing | NE3309 | Chilled Water System - Variable Speed Drives | Chilled Water System - Variable Speed Drives | NonEquip | 13 | Central chillers inside | 0% | Tech/Econ | 24.74% | 0 | 0 | 0
Econ | Schools K-12 | Space Cooling | Individual room air conditioners | TRC | Existing | NE3205 | Ceiling Insulation(R2 to R38) | Ceiling Insulation(R2 to R38) | NonEquip | 20 |  | 0% | Tech/Econ | 33.37% | 0 | 0 | 0
Econ | Schools K-12 | Interior Lighting | High bay | TRC | New | NN5272 | Retro-Commissioning | Retro-Commissioning | NonEquip | 5 |  | 0% | Tech/Econ | 16% | 0 | 0 | 0
Econ | Schools K-12 | Interior Lighting | High bay | TRC | New | NN3712 | Facility Energy Management System | Facility Energy Management System | NonEquip | 15 |  | 4.276% | Tech/Econ | 24% | 3188.5855 | 0.66831 | 0.057469
Econ | Schools K-12 | Interior Lighting | High bay | TRC | Existing | NE5259 | Retro-Commissioning | Retro-Commissioning | NonEquip | 5 |  | 21.99% | Tech/Econ | 16% | 606673.5339 | 101.4248 | 314.4568
Econ | Schools K-12 | Interior Lighting | High bay | TRC | Existing | NE3699 | Facility Energy Management System | Facility Energy Management System | NonEquip | 15 |  | 0.7167% | Tech/Econ | 24% | 28616.0857 | 5.9978 | 0.51576
Econ | Schools K-12 | Interior Lighting | High bay | TRC | Turnover | ET1534 | High Bay LED | High Bay LED | Equip | 15 | High bay | 0% | Tech/Econ | 64.78% | 0 | 0 | 0
Econ | Schools K-12 | Interior Lighting | High bay | TRC | Turnover | ET1495 | High Bay Fluorescent (T5) | High Bay Fluorescent (T5) | Equip | 15 | High bay | 0% | Tech/Econ | 64.14% | 0 | 0 | 0
Econ | Schools K-12 | Interior Lighting | High bay | TRC | New | EN1560 | High Bay LED | High Bay LED | Equip | 15 | High bay | 0% | Tech/Econ | 64.78% | 0 | 0 | 0
Econ | Schools K-12 | Interior Lighting | High bay | TRC | New | EN1521 | High Bay Fluorescent (T5) | High Bay Fluorescent (T5) | Equip | 15 | High bay | 0% | Tech/Econ | 64.14% | 0 | 0 | 0
Econ | Schools K-12 | Space Heating | Forced air furnace | TRC | New | NN5350 | Retro-Commissioning | Retro-Commissioning | NonEquip | 5 |  | 0% | Tech/Econ | 16% | 0 | 0 | 0
Econ | Schools K-12 | Space Heating | Forced air furnace | TRC | New | NN3660 | Facility Energy Management System | Facility Energy Management System | NonEquip | 15 |  | 4.276% | Tech/Econ | 20% | 0 | 0 | 0
Econ | Schools K-12 | Space Heating | Forced air furnace | TRC | New | NN3582 | ECM Motors on Furnaces | ECM Motors on Furnaces | NonEquip | 15 | Forced air furnace | 47.78% | Tech/Econ | 1.706% | 0 | 0 | 0
Econ | Schools K-12 | Space Heating | Forced air furnace | TRC | New | NN3556 | Duct Sealing Repair | Duct Sealing Repair | NonEquip | 15 |  | 0% | Tech/Econ | 12% | 0 | 0 | 0
Econ | Schools K-12 | Space Heating | Forced air furnace | TRC | New | NN3192 | Ceiling Insulation(R2 to R38) | Ceiling Insulation(R2 to R38) | NonEquip | 20 |  | 0% | Tech/Econ | 41.24% | 0 | 0 | 0
Econ | Schools K-12 | Space Heating | Forced air furnace | TRC | Existing | NE5337 | Retro-Commissioning | Retro-Commissioning | NonEquip | 5 |  | 21.99% | Tech/Econ | 16% | 0 | 0 | 0
Econ | Schools K-12 | Space Heating | Forced air furnace | TRC | Existing | NE4245 | Wall Insulation | Wall Insulation | NonEquip | 20 |  | 0% | Tech/Econ | 1.931% | 0 | 0 | 0
Econ | Schools K-12 | Space Heating | Forced air furnace | TRC | Existing | NE4011 | Low U-Value Windows | Low U-Value Windows | NonEquip | 20 |  | 10.75% | Tech/Econ | 46% | 0 | 0 | 0
Econ | Schools K-12 | Space Heating | Forced air furnace | TRC | Existing | NE3647 | Facility Energy Management System | Facility Energy Management System | NonEquip | 15 |  | 0.7167% | Tech/Econ | 20% | 0 | 0 | 0
Econ | Schools K-12 | Space Heating | Forced air furnace | TRC | Existing | NE3569 | ECM Motors on Furnaces | ECM Motors on Furnaces | NonEquip | 15 | Forced air furnace | 47.78% | Tech/Econ | 1.706% | 0 | 0 | 0
Econ | Schools K-12 | Space Heating | Forced air furnace | TRC | Existing | NE3543 | Duct Sealing Repair | Duct Sealing Repair | NonEquip | 15 |  | 0% | Tech/Econ | 12% | 0 | 0 | 0
Econ | Schools K-12 | Space Heating | Forced air furnace | TRC | Existing | NE3179 | Ceiling Insulation(R2 to R38) | Ceiling Insulation(R2 to R38) | NonEquip | 20 |  | 0% | Tech/Econ | 45.51% | 0 | 0 | 0
Econ | Schools K-12 | Exterior Lighting | Exterior parking/lot lighting | TRC | New | NN5298 | Retro-Commissioning | Retro-Commissioning | NonEquip | 5 |  | 0% | Tech/Econ | 16% | 0 | 0 | 0
Econ | Schools K-12 | Exterior Lighting | Exterior parking/lot lighting | TRC | Existing | NE5285 | Retro-Commissioning | Retro-Commissioning | NonEquip | 5 |  | 21.99% | Tech/Econ | 16% | 210498.4802 | 0 | 109.1076
Econ | Schools K-12 | Exterior Lighting | Exterior marquis | TRC | New | NN5298 | Retro-Commissioning | Retro-Commissioning | NonEquip | 5 |  | 0% | Tech/Econ | 16% | 0 | 0 | 0
Econ | Schools K-12 | Exterior Lighting | Exterior marquis | TRC | Existing | NE5285 | Retro-Commissioning | Retro-Commissioning | NonEquip | 5 |  | 21.99% | Tech/Econ | 16% | 1202.8485 | 0 | 0.62347
Econ | Schools K-12 | Miscellaneous | Elevators/Escalators | TRC | New | NN5454 | Retro-Commissioning | Retro-Commissioning | NonEquip | 5 |  | 0% | Tech/Econ | 16% | 0 | 0 | 0
Econ | Schools K-12 | Miscellaneous | Elevators/Escalators | TRC | New | NN4544 | VSD Controlled Compressor | VSD Controlled Compressor | NonEquip | 15 | Others | 0% | Tech/Econ | 20.79% | 0 | 0 | 0
Econ | Schools K-12 | Miscellaneous | Elevators/Escalators | TRC | Existing | NE5441 | Retro-Commissioning | Retro-Commissioning | NonEquip | 5 |  | 21.99% | Tech/Econ | 16% | 28098.5255 | 4.6976 | 14.5643
Econ | Schools K-12 | Miscellaneous | Elevators/Escalators | TRC | Existing | NE4531 | VSD Controlled Compressor | VSD Controlled Compressor | NonEquip | 15 | Others | 0% | Tech/Econ | 20.79% | 0 | 0 | 0
Econ | Schools K-12 | Space Cooling | District chilled water piped | TRC | New | NN5376 | Retro-Commissioning | Retro-Commissioning | NonEquip | 5 |  | 0% | Tech/Econ | 16% | 0 | 0 | 0
Econ | Schools K-12 | Space Cooling | District chilled water piped | TRC | New | NN4206 | Thermal Energy Storage | Thermal Energy Storage | NonEquip | 20 |  | 33.33% | Tech/Econ | 0% | 0 | 0 | 0
Econ | Schools K-12 | Space Cooling | District chilled water piped | TRC | New | NN3894 | HVAC tune-up | HVAC tune-up | NonEquip | 5 | Residential-type central air conditioners | 0% | Tech/Econ | 5% | 0 | 0 | 0
Econ | Schools K-12 | Space Cooling | District chilled water piped | TRC | New | NN3686 | Facility Energy Management System | Facility Energy Management System | NonEquip | 15 |  | 4.276% | Tech/Econ | 20% | 2878.6443 | 0.60335 | 0
Econ | Schools K-12 | Space Cooling | District chilled water piped | TRC | New | NN3530 | Duct Sealing Repair | Duct Sealing Repair | NonEquip | 15 |  | 0% | Tech/Econ | 12% | 0 | 0 | 0
Econ | Schools K-12 | Space Cooling | District chilled water piped | TRC | New | NN3322 | Chilled Water System - Variable Speed Drives | Chilled Water System - Variable Speed Drives | NonEquip | 13 | Central chillers inside | 0% | Tech/Econ | 24.74% | 0 | 0 | 0
Econ | Schools K-12 | Space Cooling | District chilled water piped | TRC | New | NN3218 | Ceiling Insulation(R2 to R38) | Ceiling Insulation(R2 to R38) | NonEquip | 20 |  | 0% | Tech/Econ | 33.37% | 0 | 0 | 0
Econ | Schools K-12 | Space Cooling | District chilled water piped | TRC | Existing | NE5363 | Retro-Commissioning | Retro-Commissioning | NonEquip | 5 |  | 21.99% | Tech/Econ | 16% | 662284.1489 | 110.7218 | 0
Econ | Schools K-12 | Space Cooling | District chilled water piped | TRC | Existing | NE4219 | Wall Insulation | Wall Insulation | NonEquip | 20 |  | 0% | Tech/Econ | 9.701% | 0 | 0 | 0
Econ | Schools K-12 | Space Cooling | District chilled water piped | TRC | Existing | NE4193 | Thermal Energy Storage | Thermal Energy Storage | NonEquip | 20 |  | 33.33% | Tech/Econ | 0% | 0.00073419 | -4.4207e-06 | -5.7202e-08
Econ | Schools K-12 | Space Cooling | District chilled water piped | TRC | Existing | NE3985 | Low U-Value Windows | Low U-Value Windows | NonEquip | 20 |  | 10.75% | Tech/Econ | 46% | 890012.9108 | 330.8204 | 0
Econ | Schools K-12 | Space Cooling | District chilled water piped | TRC | Existing | NE3881 | HVAC tune-up | HVAC tune-up | NonEquip | 5 | Residential-type central air conditioners | 0% | Tech/Econ | 5% | 0 | 0 | 0
Econ | Schools K-12 | Space Cooling | District chilled water piped | TRC | Existing | NE3673 | Facility Energy Management System | Facility Energy Management System | NonEquip | 15 |  | 0.7167% | Tech/Econ | 20% | 25834.5062 | 5.4147 | 0
Econ | Schools K-12 | Space Cooling | District chilled water piped | TRC | Existing | NE3517 | Duct Sealing Repair | Duct Sealing Repair | NonEquip | 15 |  | 0% | Tech/Econ | 12% | 0 | 0 | 0
Econ | Schools K-12 | Space Cooling | District chilled water piped | TRC | Existing | NE3309 | Chilled Water System - Variable Speed Drives | Chilled Water System - Variable Speed Drives | NonEquip | 13 | Central chillers inside | 0% | Tech/Econ | 24.74% | 0 | 0 | 0
Econ | Schools K-12 | Space Cooling | District chilled water piped | TRC | Existing | NE3205 | Ceiling Insulation(R2 to R38) | Ceiling Insulation(R2 to R38) | NonEquip | 20 |  | 0% | Tech/Econ | 33.37% | 0 | 0 | 0
Econ | Schools K-12 | Space Cooling | District chilled water piped | TRC | Turnover | ET949 | High Efficiency Chiller (Air Cooled, 50 tons) | High Efficiency Chiller (Air Cooled, 50 tons) | Equip | 20 | District chilled water piped | 28.37% | Tech/Econ | 8.759% | 479671.9337 | 130.6619 | 5.9464
Econ | Schools K-12 | Space Cooling | District chilled water piped | TRC | Turnover | ET1105 | High Efficiency Chiller (Water cooled-positive displacement, 100 tons) | High Efficiency Chiller (Water cooled-positive displacement, 100 tons) | Equip | 20 | District chilled water piped | 28.37% | Tech/Econ | 2.683% | 138232.2914 | 52.0874 | 0.10117
Econ | Schools K-12 | Space Cooling | District chilled water piped | TRC | Turnover | ET1027 | High Efficiency Chiller (Water cooled-centrifugal, 200 tons) | High Efficiency Chiller (Water cooled-centrifugal, 200 tons) | Equip | 20 | District chilled water piped | 28.37% | Tech/Econ | 4.362% | 241890.5744 | 91.1469 | 0.17704
Econ | Schools K-12 | Space Cooling | District chilled water piped | TRC | New | EN975 | High Efficiency Chiller (Air Cooled, 50 tons) | High Efficiency Chiller (Air Cooled, 50 tons) | Equip | 20 | District chilled water piped | 28.37% | Tech/Econ | 8.759% | 8643.1774 | 2.3544 | 0.10715
Econ | Schools K-12 | Space Cooling | District chilled water piped | TRC | New | EN1131 | High Efficiency Chiller (Water cooled-positive displacement, 100 tons) | High Efficiency Chiller (Water cooled-positive displacement, 100 tons) | Equip | 20 | District chilled water piped | 28.37% | Tech/Econ | 2.683% | 2581.6276 | 0.97278 | 0.0018895
Econ | Schools K-12 | Space Cooling | District chilled water piped | TRC | New | EN1053 | High Efficiency Chiller (Water cooled-centrifugal, 200 tons) | High Efficiency Chiller (Water cooled-centrifugal, 200 tons) | Equip | 20 | District chilled water piped | 28.37% | Tech/Econ | 4.362% | 4358.6106 | 1.6424 | 0.0031901
Econ | Schools K-12 | Refrigeration | Display cases | TRC | New | NN5324 | Retro-Commissioning | Retro-Commissioning | NonEquip | 5 |  | 0% | Tech/Econ | 16% | 0 | 0 | 0
Econ | Schools K-12 | Refrigeration | Display cases | TRC | New | NN4856 | PSC to ECM Evaporator Fan Motor (Walk-In, Refrigerator) | PSC to ECM Evaporator Fan Motor (Walk-In, Refrigerator) | NonEquip | 15 | Walk-in cooler | 0% | Tech/Econ | 37.5% | 0 | 0 | 0
Econ | Schools K-12 | Refrigeration | Display cases | TRC | New | NN4830 | PSC to ECM Evaporator Fan Motor (Reach-In) | PSC to ECM Evaporator Fan Motor (Reach-In) | NonEquip | 15 | Display cases | 68.68% | Tech/Econ | 37.5% | 1055.268 | 0.13682 | 0.1146
Econ | Schools K-12 | Refrigeration | Display cases | TRC | Existing | NE5311 | Retro-Commissioning | Retro-Commissioning | NonEquip | 5 |  | 21.99% | Tech/Econ | 16% | 7999.9422 | 1.3374 | 4.1466
Econ | Schools K-12 | Refrigeration | Display cases | TRC | Existing | NE4843 | PSC to ECM Evaporator Fan Motor (Walk-In, Refrigerator) | PSC to ECM Evaporator Fan Motor (Walk-In, Refrigerator) | NonEquip | 15 | Walk-in cooler | 0% | Tech/Econ | 37.5% | 0 | 0 | 0
Econ | Schools K-12 | Refrigeration | Display cases | TRC | Existing | NE4817 | PSC to ECM Evaporator Fan Motor (Reach-In) | PSC to ECM Evaporator Fan Motor (Reach-In) | NonEquip | 15 | Display cases | 17.17% | Tech/Econ | 37.5% | 14125.9823 | 1.8315 | 1.5341
Econ | Schools K-12 | Refrigeration | Display cases | TRC | Turnover | ET2464 | Energy Star Commercial Solid Door Refrigerator | Energy Star Commercial Solid Door Refrigerator | Equip | 12 | Display cases | 0% | Tech/Econ | 50.28% | 0 | 0 | 0
Econ | Schools K-12 | Refrigeration | Display cases | TRC | New | EN2490 | Energy Star Commercial Solid Door Refrigerator | Energy Star Commercial Solid Door Refrigerator | Equip | 12 | Display cases | 0% | Tech/Econ | 50.28% | 0 | 0 | 0
Econ | Schools K-12 | Cooking | Cooking Other | TRC | Turnover | ET169 | Energy Star Hot Food Holding Cabinet | Energy Star Hot Food Holding Cabinet | Equip | 12 | Cooking Other | 26.95% | Tech/Econ | 52.67% | 62799.5075 | 11.5653 | 5.5961
Econ | Schools K-12 | Cooking | Cooking Other | TRC | Turnover | ET13 | Efficient Exhaust Hood | Efficient Exhaust Hood | Equip | 15 | Cooking Other | 10.93% | Tech/Econ | 42.5% | 21546.6191 | 4.7105 | 1.8489
Econ | Schools K-12 | Cooking | Cooking Other | TRC | New | EN39 | Efficient Exhaust Hood | Efficient Exhaust Hood | Equip | 15 | Cooking Other | 10.93% | Tech/Econ | 42.5% | 388.2471 | 0.084878 | 0.033315
Econ | Schools K-12 | Cooking | Cooking Other | TRC | New | EN195 | Energy Star Hot Food Holding Cabinet | Energy Star Hot Food Holding Cabinet | Equip | 12 | Cooking Other | 26.95% | Tech/Econ | 52.67% | 1131.5803 | 0.20839 | 0.10084
Econ | Schools K-12 | Domestic Hot Water | Centralized water heaters | TRC | New | NN5428 | Retro-Commissioning | Retro-Commissioning | NonEquip | 5 |  | 0% | Tech/Econ | 16% | 0 | 0 | 0
Econ | Schools K-12 | Domestic Hot Water | Centralized water heaters | TRC | Existing | NE5415 | Retro-Commissioning | Retro-Commissioning | NonEquip | 5 |  | 21.99% | Tech/Econ | 16% | 107376.1696 | 17.9513 | 55.6562
Econ | Schools K-12 | Space Cooling | Central chillers inside | TRC | New | NN5376 | Retro-Commissioning | Retro-Commissioning | NonEquip | 5 |  | 0% | Tech/Econ | 16% | 0 | 0 | 0
Econ | Schools K-12 | Space Cooling | Central chillers inside | TRC | New | NN4206 | Thermal Energy Storage | Thermal Energy Storage | NonEquip | 20 |  | 33.33% | Tech/Econ | 0% | 0 | 0 | 0
Econ | Schools K-12 | Space Cooling | Central chillers inside | TRC | New | NN3894 | HVAC tune-up | HVAC tune-up | NonEquip | 5 | Residential-type central air conditioners | 0% | Tech/Econ | 5% | 0 | 0 | 0
Econ | Schools K-12 | Space Cooling | Central chillers inside | TRC | New | NN3686 | Facility Energy Management System | Facility Energy Management System | NonEquip | 15 |  | 4.276% | Tech/Econ | 20% | 3076.4575 | 0.64481 | 0
Econ | Schools K-12 | Space Cooling | Central chillers inside | TRC | New | NN3530 | Duct Sealing Repair | Duct Sealing Repair | NonEquip | 15 |  | 0% | Tech/Econ | 12% | 0 | 0 | 0
Econ | Schools K-12 | Space Cooling | Central chillers inside | TRC | New | NN3322 | Chilled Water System - Variable Speed Drives | Chilled Water System - Variable Speed Drives | NonEquip | 13 | Central chillers inside | 73.99% | Tech/Econ | 24.74% | 77482.2922 | 8.4654 | 0.37962
Econ | Schools K-12 | Space Cooling | Central chillers inside | TRC | New | NN3218 | Ceiling Insulation(R2 to R38) | Ceiling Insulation(R2 to R38) | NonEquip | 20 |  | 0% | Tech/Econ | 33.37% | 0 | 0 | 0
Econ | Schools K-12 | Space Cooling | Central chillers inside | TRC | Existing | NE5363 | Retro-Commissioning | Retro-Commissioning | NonEquip | 5 |  | 21.99% | Tech/Econ | 16% | 680097.2257 | 113.6999 | 0
Econ | Schools K-12 | Space Cooling | Central chillers inside | TRC | Existing | NE4219 | Wall Insulation | Wall Insulation | NonEquip | 20 |  | 0% | Tech/Econ | 9.701% | 0 | 0 | 0
Econ | Schools K-12 | Space Cooling | Central chillers inside | TRC | Existing | NE4193 | Thermal Energy Storage | Thermal Energy Storage | NonEquip | 20 |  | 33.33% | Tech/Econ | 0% | 0.00092286 | -5.5568e-06 | -7.1902e-08
Econ | Schools K-12 | Space Cooling | Central chillers inside | TRC | Existing | NE3985 | Low U-Value Windows | Low U-Value Windows | NonEquip | 20 |  | 10.75% | Tech/Econ | 46% | 913951.0776 | 339.7183 | 0
Econ | Schools K-12 | Space Cooling | Central chillers inside | TRC | Existing | NE3881 | HVAC tune-up | HVAC tune-up | NonEquip | 5 | Residential-type central air conditioners | 0% | Tech/Econ | 5% | 0 | 0 | 0
Econ | Schools K-12 | Space Cooling | Central chillers inside | TRC | Existing | NE3673 | Facility Energy Management System | Facility Energy Management System | NonEquip | 15 |  | 0.7167% | Tech/Econ | 20% | 26529.3621 | 5.5604 | 0
Econ | Schools K-12 | Space Cooling | Central chillers inside | TRC | Existing | NE3517 | Duct Sealing Repair | Duct Sealing Repair | NonEquip | 15 |  | 0% | Tech/Econ | 12% | 0 | 0 | 0
Econ | Schools K-12 | Space Cooling | Central chillers inside | TRC | Existing | NE3309 | Chilled Water System - Variable Speed Drives | Chilled Water System - Variable Speed Drives | NonEquip | 13 | Central chillers inside | 73.99% | Tech/Econ | 24.74% | 4441598.948 | 485.2703 | 21.7616
Econ | Schools K-12 | Space Cooling | Central chillers inside | TRC | Existing | NE3205 | Ceiling Insulation(R2 to R38) | Ceiling Insulation(R2 to R38) | NonEquip | 20 |  | 0% | Tech/Econ | 33.37% | 0 | 0 | 0
Econ | Schools K-12 | Space Cooling | Central chillers inside | TRC | Turnover | ET988 | High Efficiency Chiller (Water cooled-centrifugal, 200 tons) | High Efficiency Chiller (Water cooled-centrifugal, 200 tons) | Equip | 20 | Central chillers inside | 28.37% | Tech/Econ | 4.362% | 304053.2054 | 114.5704 | 0.22254
Econ | Schools K-12 | Space Cooling | Central chillers inside | TRC | Turnover | ET910 | High Efficiency Chiller (Air Cooled, 50 tons) | High Efficiency Chiller (Air Cooled, 50 tons) | Equip | 20 | Central chillers inside | 28.37% | Tech/Econ | 8.759% | 492573.3967 | 134.1763 | 6.1063
Econ | Schools K-12 | Space Cooling | Central chillers inside | TRC | Turnover | ET1066 | High Efficiency Chiller (Water cooled-positive displacement, 100 tons) | High Efficiency Chiller (Water cooled-positive displacement, 100 tons) | Equip | 20 | Central chillers inside | 28.37% | Tech/Econ | 2.683% | 141950.2419 | 53.4883 | 0.1039
Econ | Schools K-12 | Space Cooling | Central chillers inside | TRC | New | EN936 | High Efficiency Chiller (Air Cooled, 50 tons) | High Efficiency Chiller (Air Cooled, 50 tons) | Equip | 20 | Central chillers inside | 28.37% | Tech/Econ | 8.759% | 0 | 0 | 0
Econ | Schools K-12 | Space Cooling | Central chillers inside | TRC | New | EN1092 | High Efficiency Chiller (Water cooled-positive displacement, 100 tons) | High Efficiency Chiller (Water cooled-positive displacement, 100 tons) | Equip | 20 | Central chillers inside | 28.37% | Tech/Econ | 2.683% | 0 | 0 | 0
Econ | Schools K-12 | Space Cooling | Central chillers inside | TRC | New | EN1014 | High Efficiency Chiller (Water cooled-centrifugal, 200 tons) | High Efficiency Chiller (Water cooled-centrifugal, 200 tons) | Equip | 20 | Central chillers inside | 28.37% | Tech/Econ | 4.362% | 5478.715 | 2.0644 | 0.0040099
Econ | Schools K-12 | Ventilation and Circulation | Central air-handling unit | TRC | New | NN5402 | Retro-Commissioning | Retro-Commissioning | NonEquip | 5 |  | 0% | Tech/Econ | 16% | 0 | 0 | 0
Econ | Schools K-12 | Ventilation and Circulation | Central air-handling unit | TRC | Existing | NE5389 | Retro-Commissioning | Retro-Commissioning | NonEquip | 5 |  | 21.99% | Tech/Econ | 16% | 309849.3551 | 51.8012 | 160.6041
Econ | Schools K-12 | Interior Lighting | case lighting | TRC | New | NN5272 | Retro-Commissioning | Retro-Commissioning | NonEquip | 5 |  | 0% | Tech/Econ | 16% | 0 | 0 | 0
Econ | Schools K-12 | Interior Lighting | case lighting | TRC | New | NN3712 | Facility Energy Management System | Facility Energy Management System | NonEquip | 15 |  | 4.276% | Tech/Econ | 24% | 7.6073 | 0.0015944 | 0.00013711
Econ | Schools K-12 | Interior Lighting | case lighting | TRC | Existing | NE5259 | Retro-Commissioning | Retro-Commissioning | NonEquip | 5 |  | 21.99% | Tech/Econ | 16% | 1447.39 | 0.24198 | 0.75022
Econ | Schools K-12 | Interior Lighting | case lighting | TRC | Existing | NE3699 | Facility Energy Management System | Facility Energy Management System | NonEquip | 15 |  | 0.7167% | Tech/Econ | 24% | 68.2717 | 0.014309 | 0.0012305
Econ | Schools K-12 | Space Heating | Boilers | TRC | New | NN5350 | Retro-Commissioning | Retro-Commissioning | NonEquip | 5 |  | 0% | Tech/Econ | 16% | 0 | 0 | 0
Econ | Schools K-12 | Space Heating | Boilers | TRC | New | NN3660 | Facility Energy Management System | Facility Energy Management System | NonEquip | 15 |  | 4.276% | Tech/Econ | 20% | 7.3694 | 0 | 0.00013282
Econ | Schools K-12 | Space Heating | Boilers | TRC | New | NN3582 | ECM Motors on Furnaces | ECM Motors on Furnaces | NonEquip | 15 | Forced air furnace | 0% | Tech/Econ | 1.706% | 0 | 0 | 0
Econ | Schools K-12 | Space Heating | Boilers | TRC | New | NN3556 | Duct Sealing Repair | Duct Sealing Repair | NonEquip | 15 |  | 0% | Tech/Econ | 12% | 0 | 0 | 0
Econ | Schools K-12 | Space Heating | Boilers | TRC | New | NN3192 | Ceiling Insulation(R2 to R38) | Ceiling Insulation(R2 to R38) | NonEquip | 20 |  | 0% | Tech/Econ | 41.24% | 0 | 0 | 0
Econ | Schools K-12 | Space Heating | Boilers | TRC | Existing | NE5337 | Retro-Commissioning | Retro-Commissioning | NonEquip | 5 |  | 21.99% | Tech/Econ | 16% | 1682.5518 | 0 | 0.87212
Econ | Schools K-12 | Space Heating | Boilers | TRC | Existing | NE4245 | Wall Insulation | Wall Insulation | NonEquip | 20 |  | 0% | Tech/Econ | 1.931% | 0 | 0 | 0
Econ | Schools K-12 | Space Heating | Boilers | TRC | Existing | NE4011 | Low U-Value Windows | Low U-Value Windows | NonEquip | 20 |  | 10.75% | Tech/Econ | 46% | 2278.4449 | 0 | 0.0094694
Econ | Schools K-12 | Space Heating | Boilers | TRC | Existing | NE3647 | Facility Energy Management System | Facility Energy Management System | NonEquip | 15 |  | 0.7167% | Tech/Econ | 20% | 66.1367 | 0 | 0.001192
Econ | Schools K-12 | Space Heating | Boilers | TRC | Existing | NE3569 | ECM Motors on Furnaces | ECM Motors on Furnaces | NonEquip | 15 | Forced air furnace | 0% | Tech/Econ | 1.706% | 0 | 0 | 0
Econ | Schools K-12 | Space Heating | Boilers | TRC | Existing | NE3543 | Duct Sealing Repair | Duct Sealing Repair | NonEquip | 15 |  | 0% | Tech/Econ | 12% | 0 | 0 | 0
Econ | Schools K-12 | Space Heating | Boilers | TRC | Existing | NE3179 | Ceiling Insulation(R2 to R38) | Ceiling Insulation(R2 to R38) | NonEquip | 20 |  | 0% | Tech/Econ | 45.51% | 0 | 0 | 0
Econ | Schools K-12 | Domestic Hot Water | "Point-of-Use" water heaters | TRC | New | NN5428 | Retro-Commissioning | Retro-Commissioning | NonEquip | 5 |  | 0% | Tech/Econ | 16% | 0 | 0 | 0
Econ | Schools K-12 | Domestic Hot Water | "Point-of-Use" water heaters | TRC | Existing | NE5415 | Retro-Commissioning | Retro-Commissioning | NonEquip | 5 |  | 21.99% | Tech/Econ | 16% | 6070.2608 | 1.0148 | 3.1464
Econ | Warehouse | Refrigeration | Walk-in cooler | TRC | New | NN4857 | PSC to ECM Evaporator Fan Motor (Walk-In, Refrigerator) | PSC to ECM Evaporator Fan Motor (Walk-In, Refrigerator) | NonEquip | 15 | Walk-in cooler | 0% | Tech/Econ | 37.5% | 0 | 0 | 0
Econ | Warehouse | Refrigeration | Walk-in cooler | TRC | New | NN4831 | PSC to ECM Evaporator Fan Motor (Reach-In) | PSC to ECM Evaporator Fan Motor (Reach-In) | NonEquip | 15 | Display cases | 0% | Tech/Econ | 37.5% | 0 | 0 | 0
Econ | Warehouse | Refrigeration | Walk-in cooler | TRC | Existing | NE4844 | PSC to ECM Evaporator Fan Motor (Walk-In, Refrigerator) | PSC to ECM Evaporator Fan Motor (Walk-In, Refrigerator) | NonEquip | 15 | Walk-in cooler | 0% | Tech/Econ | 37.5% | 0 | 0 | 0
Econ | Warehouse | Refrigeration | Walk-in cooler | TRC | Existing | NE4818 | PSC to ECM Evaporator Fan Motor (Reach-In) | PSC to ECM Evaporator Fan Motor (Reach-In) | NonEquip | 15 | Display cases | 0% | Tech/Econ | 37.5% | 0 | 0 | 0
Econ | Warehouse | Refrigeration | Vending and ice makers | TRC | New | NN4857 | PSC to ECM Evaporator Fan Motor (Walk-In, Refrigerator) | PSC to ECM Evaporator Fan Motor (Walk-In, Refrigerator) | NonEquip | 15 | Walk-in cooler | 0% | Tech/Econ | 37.5% | 0 | 0 | 0
Econ | Warehouse | Refrigeration | Vending and ice makers | TRC | New | NN4831 | PSC to ECM Evaporator Fan Motor (Reach-In) | PSC to ECM Evaporator Fan Motor (Reach-In) | NonEquip | 15 | Display cases | 0% | Tech/Econ | 37.5% | 0 | 0 | 0
Econ | Warehouse | Refrigeration | Vending and ice makers | TRC | Existing | NE4844 | PSC to ECM Evaporator Fan Motor (Walk-In, Refrigerator) | PSC to ECM Evaporator Fan Motor (Walk-In, Refrigerator) | NonEquip | 15 | Walk-in cooler | 0% | Tech/Econ | 37.5% | 0 | 0 | 0
Econ | Warehouse | Refrigeration | Vending and ice makers | TRC | Existing | NE4818 | PSC to ECM Evaporator Fan Motor (Reach-In) | PSC to ECM Evaporator Fan Motor (Reach-In) | NonEquip | 15 | Display cases | 0% | Tech/Econ | 37.5% | 0 | 0 | 0
Econ | Warehouse | Space Cooling | Residential-type central air conditioners | TRC | New | NN4207 | Thermal Energy Storage | Thermal Energy Storage | NonEquip | 20 |  | 0% | Tech/Econ | 0% | 0 | 0 | 0
Econ | Warehouse | Space Cooling | Residential-type central air conditioners | TRC | New | NN3531 | Duct Sealing Repair | Duct Sealing Repair | NonEquip | 15 |  | 0% | Tech/Econ | 12% | 0 | 0 | 0
Econ | Warehouse | Space Cooling | Residential-type central air conditioners | TRC | New | NN3323 | Chilled Water System - Variable Speed Drives | Chilled Water System - Variable Speed Drives | NonEquip | 13 | Central chillers inside | 0% | Tech/Econ | 24.74% | 0 | 0 | 0
Econ | Warehouse | Space Cooling | Residential-type central air conditioners | TRC | New | NN3219 | Ceiling Insulation(R2 to R38) | Ceiling Insulation(R2 to R38) | NonEquip | 20 |  | 0% | Tech/Econ | 94.74% | 0 | 0 | 0
Econ | Warehouse | Space Cooling | Residential-type central air conditioners | TRC | Existing | NE4220 | Wall Insulation | Wall Insulation | NonEquip | 20 |  | 0% | Tech/Econ | 45.6% | 0 | 0 | 0
Econ | Warehouse | Space Cooling | Residential-type central air conditioners | TRC | Existing | NE4194 | Thermal Energy Storage | Thermal Energy Storage | NonEquip | 20 |  | 0% | Tech/Econ | 0% | 0 | 0 | 0
Econ | Warehouse | Space Cooling | Residential-type central air conditioners | TRC | Existing | NE3986 | Low U-Value Windows | Low U-Value Windows | NonEquip | 20 |  | 5.017% | Tech/Econ | 46% | 0 | 0 | 0
Econ | Warehouse | Space Cooling | Residential-type central air conditioners | TRC | Existing | NE3518 | Duct Sealing Repair | Duct Sealing Repair | NonEquip | 15 |  | 0% | Tech/Econ | 12% | 0 | 0 | 0
Econ | Warehouse | Space Cooling | Residential-type central air conditioners | TRC | Existing | NE3310 | Chilled Water System - Variable Speed Drives | Chilled Water System - Variable Speed Drives | NonEquip | 13 | Central chillers inside | 0% | Tech/Econ | 24.74% | 0 | 0 | 0
Econ | Warehouse | Space Cooling | Residential-type central air conditioners | TRC | Existing | NE3206 | Ceiling Insulation(R2 to R38) | Ceiling Insulation(R2 to R38) | NonEquip | 20 |  | 0% | Tech/Econ | 94.74% | 0 | 0 | 0
Econ | Warehouse | Space Cooling | Residential-type central air conditioners | TRC | Turnover | ET1301 | High Efficiency PTHP | High Efficiency PTHP | Equip | 15 | Residential-type central air conditioners | 49.09% | Tech/Econ | 23.64% | 0 | 0 | 0
Econ | Warehouse | Space Cooling | Residential-type central air conditioners | TRC | Turnover | ET1262 | High Efficiency PTAC | High Efficiency PTAC | Equip | 15 | Residential-type central air conditioners | 0% | Tech/Econ | 23.64% | 0 | 0 | 0
Econ | Warehouse | Space Cooling | Residential-type central air conditioners | TRC | New | EN1327 | High Efficiency PTHP | High Efficiency PTHP | Equip | 15 | Residential-type central air conditioners | 49.09% | Tech/Econ | 23.64% | 0 | 0 | 0
Econ | Warehouse | Space Cooling | Residential-type central air conditioners | TRC | New | EN1288 | High Efficiency PTAC | High Efficiency PTAC | Equip | 15 | Residential-type central air conditioners | 0% | Tech/Econ | 23.64% | 0 | 0 | 0
Econ | Warehouse | Space Heating | Residential/split system heat pump | TRC | New | NN3557 | Duct Sealing Repair | Duct Sealing Repair | NonEquip | 15 |  | 0% | Tech/Econ | 12% | 0 | 0 | 0
Econ | Warehouse | Space Heating | Residential/split system heat pump | TRC | New | NN3193 | Ceiling Insulation(R2 to R38) | Ceiling Insulation(R2 to R38) | NonEquip | 20 |  | 0% | Tech/Econ | 94.74% | 0 | 0 | 0
Econ | Warehouse | Space Heating | Residential/split system heat pump | TRC | Existing | NE4246 | Wall Insulation | Wall Insulation | NonEquip | 20 |  | 0% | Tech/Econ | 9.08% | 0 | 0 | 0
Econ | Warehouse | Space Heating | Residential/split system heat pump | TRC | Existing | NE4012 | Low U-Value Windows | Low U-Value Windows | NonEquip | 20 |  | 5.017% | Tech/Econ | 46% | 16715.2677 | 0 | -0.97172
Econ | Warehouse | Space Heating | Residential/split system heat pump | TRC | Existing | NE3544 | Duct Sealing Repair | Duct Sealing Repair | NonEquip | 15 |  | 0% | Tech/Econ | 12% | 0 | 0 | 0
Econ | Warehouse | Space Heating | Residential/split system heat pump | TRC | Existing | NE3180 | Ceiling Insulation(R2 to R38) | Ceiling Insulation(R2 to R38) | NonEquip | 20 |  | 0% | Tech/Econ | 94.74% | 0 | 0 | 0
Econ | Warehouse | Space Heating | Residential/split system heat pump | TRC | Turnover | ET1340 | High Efficiency PTHP | High Efficiency PTHP | Equip | 15 | Residential/split system heat pump | 49.09% | Tech/Econ | 9.375% | 34946.1043 | 0 | 0.0063639
Econ | Warehouse | Space Heating | Residential/split system heat pump | TRC | New | EN1366 | High Efficiency PTHP | High Efficiency PTHP | Equip | 15 | Residential/split system heat pump | 49.09% | Tech/Econ | 9.375% | 629.6916 | 0 | 0.00011467
Econ | Warehouse | Refrigeration | Residential style | TRC | New | NN4857 | PSC to ECM Evaporator Fan Motor (Walk-In, Refrigerator) | PSC to ECM Evaporator Fan Motor (Walk-In, Refrigerator) | NonEquip | 15 | Walk-in cooler | 0% | Tech/Econ | 37.5% | 0 | 0 | 0
Econ | Warehouse | Refrigeration | Residential style | TRC | New | NN4831 | PSC to ECM Evaporator Fan Motor (Reach-In) | PSC to ECM Evaporator Fan Motor (Reach-In) | NonEquip | 15 | Display cases | 0% | Tech/Econ | 37.5% | 0 | 0 | 0
Econ | Warehouse | Refrigeration | Residential style | TRC | Existing | NE4844 | PSC to ECM Evaporator Fan Motor (Walk-In, Refrigerator) | PSC to ECM Evaporator Fan Motor (Walk-In, Refrigerator) | NonEquip | 15 | Walk-in cooler | 0% | Tech/Econ | 37.5% | 0 | 0 | 0
Econ | Warehouse | Refrigeration | Residential style | TRC | Existing | NE4818 | PSC to ECM Evaporator Fan Motor (Reach-In) | PSC to ECM Evaporator Fan Motor (Reach-In) | NonEquip | 15 | Display cases | 0% | Tech/Econ | 37.5% | 0 | 0 | 0
Econ | Warehouse | Miscellaneous | Pool pump | TRC | New | NN4545 | VSD Controlled Compressor | VSD Controlled Compressor | NonEquip | 15 | Others | 0% | Tech/Econ | 20.79% | 0 | 0 | 0
Econ | Warehouse | Miscellaneous | Pool pump | TRC | Existing | NE4532 | VSD Controlled Compressor | VSD Controlled Compressor | NonEquip | 15 | Others | 0% | Tech/Econ | 20.79% | 0 | 0 | 0
Econ | Warehouse | Miscellaneous | Pool pump | TRC | Turnover | ET2003 | Solar Pool Heater | Solar Pool Heater | Equip | 15 | Pool pump | 0% | Tech/Econ | 86.11% | 0 | 0 | 0
Econ | Warehouse | Miscellaneous | Pool pump | TRC | New | EN2029 | Solar Pool Heater | Solar Pool Heater | Equip | 15 | Pool pump | 0% | Tech/Econ | 86.11% | 0 | 0 | 0
Econ | Warehouse | Space Heating | Packaged central unit | TRC | New | NN3557 | Duct Sealing Repair | Duct Sealing Repair | NonEquip | 15 |  | 0% | Tech/Econ | 12% | 0 | 0 | 0
Econ | Warehouse | Space Heating | Packaged central unit | TRC | New | NN3193 | Ceiling Insulation(R2 to R38) | Ceiling Insulation(R2 to R38) | NonEquip | 20 |  | 0% | Tech/Econ | 94.74% | 0 | 0 | 0
Econ | Warehouse | Space Heating | Packaged central unit | TRC | Existing | NE4246 | Wall Insulation | Wall Insulation | NonEquip | 20 |  | 0% | Tech/Econ | 9.08% | 0 | 0 | 0
Econ | Warehouse | Space Heating | Packaged central unit | TRC | Existing | NE4012 | Low U-Value Windows | Low U-Value Windows | NonEquip | 20 |  | 5.017% | Tech/Econ | 46% | 25504.7552 | 0 | -1.4827
Econ | Warehouse | Space Heating | Packaged central unit | TRC | Existing | NE3544 | Duct Sealing Repair | Duct Sealing Repair | NonEquip | 15 |  | 0% | Tech/Econ | 12% | 0 | 0 | 0
Econ | Warehouse | Space Heating | Packaged central unit | TRC | Existing | NE3180 | Ceiling Insulation(R2 to R38) | Ceiling Insulation(R2 to R38) | NonEquip | 20 |  | 0% | Tech/Econ | 94.74% | 0 | 0 | 0
Econ | Warehouse | Space Cooling | Packaged air conditioning units (RTUs) | TRC | New | NN4207 | Thermal Energy Storage | Thermal Energy Storage | NonEquip | 20 |  | 0% | Tech/Econ | 0% | 0 | 0 | 0
Econ | Warehouse | Space Cooling | Packaged air conditioning units (RTUs) | TRC | New | NN3531 | Duct Sealing Repair | Duct Sealing Repair | NonEquip | 15 |  | 0% | Tech/Econ | 12% | 0 | 0 | 0
Econ | Warehouse | Space Cooling | Packaged air conditioning units (RTUs) | TRC | New | NN3323 | Chilled Water System - Variable Speed Drives | Chilled Water System - Variable Speed Drives | NonEquip | 13 | Central chillers inside | 0% | Tech/Econ | 24.74% | 0 | 0 | 0
Econ | Warehouse | Space Cooling | Packaged air conditioning units (RTUs) | TRC | New | NN3219 | Ceiling Insulation(R2 to R38) | Ceiling Insulation(R2 to R38) | NonEquip | 20 |  | 0% | Tech/Econ | 94.74% | 0 | 0 | 0
Econ | Warehouse | Space Cooling | Packaged air conditioning units (RTUs) | TRC | Existing | NE4220 | Wall Insulation | Wall Insulation | NonEquip | 20 |  | 0% | Tech/Econ | 45.6% | 0 | 0 | 0
Econ | Warehouse | Space Cooling | Packaged air conditioning units (RTUs) | TRC | Existing | NE4194 | Thermal Energy Storage | Thermal Energy Storage | NonEquip | 20 |  | 0% | Tech/Econ | 0% | 0 | 0 | 0
Econ | Warehouse | Space Cooling | Packaged air conditioning units (RTUs) | TRC | Existing | NE3986 | Low U-Value Windows | Low U-Value Windows | NonEquip | 20 |  | 5.017% | Tech/Econ | 46% | 832937.2626 | 286.7501 | 0
Econ | Warehouse | Space Cooling | Packaged air conditioning units (RTUs) | TRC | Existing | NE3518 | Duct Sealing Repair | Duct Sealing Repair | NonEquip | 15 |  | 0% | Tech/Econ | 12% | 0 | 0 | 0
Econ | Warehouse | Space Cooling | Packaged air conditioning units (RTUs) | TRC | Existing | NE3310 | Chilled Water System - Variable Speed Drives | Chilled Water System - Variable Speed Drives | NonEquip | 13 | Central chillers inside | 0% | Tech/Econ | 24.74% | 0 | 0 | 0
Econ | Warehouse | Space Cooling | Packaged air conditioning units (RTUs) | TRC | Existing | NE3206 | Ceiling Insulation(R2 to R38) | Ceiling Insulation(R2 to R38) | NonEquip | 20 |  | 0% | Tech/Econ | 94.74% | 0 | 0 | 0
Econ | Warehouse | Miscellaneous | Others | TRC | New | NN4545 | VSD Controlled Compressor | VSD Controlled Compressor | NonEquip | 15 | Others | 36.99% | Tech/Econ | 20.79% | 106028.8802 | 15.9875 | 7.4828
Econ | Warehouse | Miscellaneous | Others | TRC | Existing | NE4532 | VSD Controlled Compressor | VSD Controlled Compressor | NonEquip | 15 | Others | 7.399% | Tech/Econ | 20.79% | 1176860.669 | 177.4518 | 83.0548
Econ | Warehouse | Miscellaneous | Others | TRC | Turnover | ET1847 | Efficient Battery Charger | Efficient Battery Charger | Equip | 7 | Others | 17.92% | Tech/Econ | 13.68% | 1846251.708 | 1011.6448 | 0
Econ | Warehouse | Miscellaneous | Others | TRC | New | EN1873 | Efficient Battery Charger | Efficient Battery Charger | Equip | 7 | Others | 17.92% | Tech/Econ | 13.68% | 31188.9387 | 17.0898 | 0
Econ | Warehouse | Office Equipment | Other office | TRC | Turnover | ET2270 | Energy Star Uninterruptable Power Supply | Energy Star Uninterruptable Power Supply | Equip | 10 | Other office | 0% | Tech/Econ | 1.878% | 0 | 0 | 0
Econ | Warehouse | Office Equipment | Other office | TRC | New | EN2296 | Energy Star Uninterruptable Power Supply | Energy Star Uninterruptable Power Supply | Equip | 10 | Other office | 0% | Tech/Econ | 1.878% | 0 | 0 | 0
Econ | Warehouse | Ventilation and Circulation | Motor/Fan | TRC | New | NN4961 | Demand Controlled Ventilation | Demand Controlled Ventilation | NonEquip | 10 |  | 23.39% | Tech/Econ | 50% | 2.1943 | 0.00022846 | 0.0012862
Econ | Warehouse | Ventilation and Circulation | Motor/Fan | TRC | Existing | NE4948 | Demand Controlled Ventilation | Demand Controlled Ventilation | NonEquip | 10 |  | 23.39% | Tech/Econ | 50% | 121.7798 | 0.012679 | 0.071383
Econ | Warehouse | Miscellaneous | Medical equipment | TRC | New | NN4545 | VSD Controlled Compressor | VSD Controlled Compressor | NonEquip | 15 | Others | 0% | Tech/Econ | 20.79% | 0 | 0 | 0
Econ | Warehouse | Miscellaneous | Medical equipment | TRC | Existing | NE4532 | VSD Controlled Compressor | VSD Controlled Compressor | NonEquip | 15 | Others | 0% | Tech/Econ | 20.79% | 0 | 0 | 0
Econ | Warehouse | Refrigeration | Large cold storage | TRC | New | NN4857 | PSC to ECM Evaporator Fan Motor (Walk-In, Refrigerator) | PSC to ECM Evaporator Fan Motor (Walk-In, Refrigerator) | NonEquip | 15 | Walk-in cooler | 0% | Tech/Econ | 37.5% | 0 | 0 | 0
Econ | Warehouse | Refrigeration | Large cold storage | TRC | New | NN4831 | PSC to ECM Evaporator Fan Motor (Reach-In) | PSC to ECM Evaporator Fan Motor (Reach-In) | NonEquip | 15 | Display cases | 0% | Tech/Econ | 37.5% | 0 | 0 | 0
Econ | Warehouse | Refrigeration | Large cold storage | TRC | Existing | NE4844 | PSC to ECM Evaporator Fan Motor (Walk-In, Refrigerator) | PSC to ECM Evaporator Fan Motor (Walk-In, Refrigerator) | NonEquip | 15 | Walk-in cooler | 0% | Tech/Econ | 37.5% | 0 | 0 | 0
Econ | Warehouse | Refrigeration | Large cold storage | TRC | Existing | NE4818 | PSC to ECM Evaporator Fan Motor (Reach-In) | PSC to ECM Evaporator Fan Motor (Reach-In) | NonEquip | 15 | Display cases | 0% | Tech/Econ | 37.5% | 0 | 0 | 0
Econ | Warehouse | Miscellaneous | Laboratory equipment | TRC | New | NN4545 | VSD Controlled Compressor | VSD Controlled Compressor | NonEquip | 15 | Others | 0% | Tech/Econ | 20.79% | 0 | 0 | 0
Econ | Warehouse | Miscellaneous | Laboratory equipment | TRC | Existing | NE4532 | VSD Controlled Compressor | VSD Controlled Compressor | NonEquip | 15 | Others | 0% | Tech/Econ | 20.79% | 0 | 0 | 0
Econ | Warehouse | Ventilation and Circulation | Individual room ventilation | TRC | New | NN4961 | Demand Controlled Ventilation | Demand Controlled Ventilation | NonEquip | 10 |  | 23.39% | Tech/Econ | 50% | 116.6136 | 0.012141 | 0.068355
Econ | Warehouse | Ventilation and Circulation | Individual room ventilation | TRC | Existing | NE4948 | Demand Controlled Ventilation | Demand Controlled Ventilation | NonEquip | 10 |  | 23.39% | Tech/Econ | 50% | 6471.7243 | 0.6738 | 3.7935
Econ | Warehouse | Space Heating | Individual room heating | TRC | New | NN3557 | Duct Sealing Repair | Duct Sealing Repair | NonEquip | 15 |  | 0% | Tech/Econ | 12% | 0 | 0 | 0
Econ | Warehouse | Space Heating | Individual room heating | TRC | New | NN3193 | Ceiling Insulation(R2 to R38) | Ceiling Insulation(R2 to R38) | NonEquip | 20 |  | 0% | Tech/Econ | 94.74% | 0 | 0 | 0
Econ | Warehouse | Space Heating | Individual room heating | TRC | Existing | NE4246 | Wall Insulation | Wall Insulation | NonEquip | 20 |  | 0% | Tech/Econ | 9.08% | 0 | 0 | 0
Econ | Warehouse | Space Heating | Individual room heating | TRC | Existing | NE4012 | Low U-Value Windows | Low U-Value Windows | NonEquip | 20 |  | 5.017% | Tech/Econ | 46% | 0 | 0 | 0
Econ | Warehouse | Space Heating | Individual room heating | TRC | Existing | NE3544 | Duct Sealing Repair | Duct Sealing Repair | NonEquip | 15 |  | 0% | Tech/Econ | 12% | 0 | 0 | 0
Econ | Warehouse | Space Heating | Individual room heating | TRC | Existing | NE3180 | Ceiling Insulation(R2 to R38) | Ceiling Insulation(R2 to R38) | NonEquip | 20 |  | 0% | Tech/Econ | 94.74% | 0 | 0 | 0
Econ | Warehouse | Space Cooling | Individual room air conditioners | TRC | New | NN4207 | Thermal Energy Storage | Thermal Energy Storage | NonEquip | 20 |  | 0% | Tech/Econ | 0% | 0 | 0 | 0
Econ | Warehouse | Space Cooling | Individual room air conditioners | TRC | New | NN3531 | Duct Sealing Repair | Duct Sealing Repair | NonEquip | 15 |  | 0% | Tech/Econ | 12% | 0 | 0 | 0
Econ | Warehouse | Space Cooling | Individual room air conditioners | TRC | New | NN3323 | Chilled Water System - Variable Speed Drives | Chilled Water System - Variable Speed Drives | NonEquip | 13 | Central chillers inside | 0% | Tech/Econ | 24.74% | 0 | 0 | 0
Econ | Warehouse | Space Cooling | Individual room air conditioners | TRC | New | NN3219 | Ceiling Insulation(R2 to R38) | Ceiling Insulation(R2 to R38) | NonEquip | 20 |  | 0% | Tech/Econ | 94.74% | 0 | 0 | 0
Econ | Warehouse | Space Cooling | Individual room air conditioners | TRC | Existing | NE4220 | Wall Insulation | Wall Insulation | NonEquip | 20 |  | 0% | Tech/Econ | 45.6% | 0 | 0 | 0
Econ | Warehouse | Space Cooling | Individual room air conditioners | TRC | Existing | NE4194 | Thermal Energy Storage | Thermal Energy Storage | NonEquip | 20 |  | 0% | Tech/Econ | 0% | 0 | 0 | 0
Econ | Warehouse | Space Cooling | Individual room air conditioners | TRC | Existing | NE3986 | Low U-Value Windows | Low U-Value Windows | NonEquip | 20 |  | 5.017% | Tech/Econ | 46% | 560516.4661 | 192.9655 | 0
Econ | Warehouse | Space Cooling | Individual room air conditioners | TRC | Existing | NE3518 | Duct Sealing Repair | Duct Sealing Repair | NonEquip | 15 |  | 0% | Tech/Econ | 12% | 0 | 0 | 0
Econ | Warehouse | Space Cooling | Individual room air conditioners | TRC | Existing | NE3310 | Chilled Water System - Variable Speed Drives | Chilled Water System - Variable Speed Drives | NonEquip | 13 | Central chillers inside | 0% | Tech/Econ | 24.74% | 0 | 0 | 0
Econ | Warehouse | Space Cooling | Individual room air conditioners | TRC | Existing | NE3206 | Ceiling Insulation(R2 to R38) | Ceiling Insulation(R2 to R38) | NonEquip | 20 |  | 0% | Tech/Econ | 94.74% | 0 | 0 | 0
Econ | Warehouse | Interior Lighting | High bay | TRC | Turnover | ET1535 | High Bay LED | High Bay LED | Equip | 15 | High bay | 65.91% | Tech/Econ | 64.78% | 56919631.09 | 10526.1467 | 10327.3572
Econ | Warehouse | Interior Lighting | High bay | TRC | New | EN1561 | High Bay LED | High Bay LED | Equip | 15 | High bay | 0% | Tech/Econ | 64.78% | 0 | 0 | 0
Econ | Warehouse | Space Heating | Forced air furnace | TRC | New | NN3557 | Duct Sealing Repair | Duct Sealing Repair | NonEquip | 15 |  | 0% | Tech/Econ | 12% | 0 | 0 | 0
Econ | Warehouse | Space Heating | Forced air furnace | TRC | New | NN3193 | Ceiling Insulation(R2 to R38) | Ceiling Insulation(R2 to R38) | NonEquip | 20 |  | 0% | Tech/Econ | 94.74% | 0 | 0 | 0
Econ | Warehouse | Space Heating | Forced air furnace | TRC | Existing | NE4246 | Wall Insulation | Wall Insulation | NonEquip | 20 |  | 0% | Tech/Econ | 9.08% | 0 | 0 | 0
Econ | Warehouse | Space Heating | Forced air furnace | TRC | Existing | NE4012 | Low U-Value Windows | Low U-Value Windows | NonEquip | 20 |  | 5.017% | Tech/Econ | 46% | 2360.5931 | 0 | -0.13723
Econ | Warehouse | Space Heating | Forced air furnace | TRC | Existing | NE3544 | Duct Sealing Repair | Duct Sealing Repair | NonEquip | 15 |  | 0% | Tech/Econ | 12% | 0 | 0 | 0
Econ | Warehouse | Space Heating | Forced air furnace | TRC | Existing | NE3180 | Ceiling Insulation(R2 to R38) | Ceiling Insulation(R2 to R38) | NonEquip | 20 |  | 0% | Tech/Econ | 94.74% | 0 | 0 | 0
Econ | Warehouse | Miscellaneous | Elevators/Escalators | TRC | New | NN4545 | VSD Controlled Compressor | VSD Controlled Compressor | NonEquip | 15 | Others | 0% | Tech/Econ | 20.79% | 0 | 0 | 0
Econ | Warehouse | Miscellaneous | Elevators/Escalators | TRC | Existing | NE4532 | VSD Controlled Compressor | VSD Controlled Compressor | NonEquip | 15 | Others | 0% | Tech/Econ | 20.79% | 0 | 0 | 0
Econ | Warehouse | Space Cooling | District chilled water piped | TRC | New | NN4207 | Thermal Energy Storage | Thermal Energy Storage | NonEquip | 20 |  | 0% | Tech/Econ | 0% | 0 | 0 | 0
Econ | Warehouse | Space Cooling | District chilled water piped | TRC | New | NN3531 | Duct Sealing Repair | Duct Sealing Repair | NonEquip | 15 |  | 0% | Tech/Econ | 12% | 0 | 0 | 0
Econ | Warehouse | Space Cooling | District chilled water piped | TRC | New | NN3323 | Chilled Water System - Variable Speed Drives | Chilled Water System - Variable Speed Drives | NonEquip | 13 | Central chillers inside | 0% | Tech/Econ | 24.74% | 0 | 0 | 0
Econ | Warehouse | Space Cooling | District chilled water piped | TRC | New | NN3219 | Ceiling Insulation(R2 to R38) | Ceiling Insulation(R2 to R38) | NonEquip | 20 |  | 0% | Tech/Econ | 94.74% | 0 | 0 | 0
Econ | Warehouse | Space Cooling | District chilled water piped | TRC | Existing | NE4220 | Wall Insulation | Wall Insulation | NonEquip | 20 |  | 0% | Tech/Econ | 45.6% | 0 | 0 | 0
Econ | Warehouse | Space Cooling | District chilled water piped | TRC | Existing | NE4194 | Thermal Energy Storage | Thermal Energy Storage | NonEquip | 20 |  | 0% | Tech/Econ | 0% | 0 | 0 | 0
Econ | Warehouse | Space Cooling | District chilled water piped | TRC | Existing | NE3986 | Low U-Value Windows | Low U-Value Windows | NonEquip | 20 |  | 5.017% | Tech/Econ | 46% | 0 | 0 | 0
Econ | Warehouse | Space Cooling | District chilled water piped | TRC | Existing | NE3518 | Duct Sealing Repair | Duct Sealing Repair | NonEquip | 15 |  | 0% | Tech/Econ | 12% | 0 | 0 | 0
Econ | Warehouse | Space Cooling | District chilled water piped | TRC | Existing | NE3310 | Chilled Water System - Variable Speed Drives | Chilled Water System - Variable Speed Drives | NonEquip | 13 | Central chillers inside | 0% | Tech/Econ | 24.74% | 0 | 0 | 0
Econ | Warehouse | Space Cooling | District chilled water piped | TRC | Existing | NE3206 | Ceiling Insulation(R2 to R38) | Ceiling Insulation(R2 to R38) | NonEquip | 20 |  | 0% | Tech/Econ | 94.74% | 0 | 0 | 0
Econ | Warehouse | Refrigeration | Display cases | TRC | New | NN4857 | PSC to ECM Evaporator Fan Motor (Walk-In, Refrigerator) | PSC to ECM Evaporator Fan Motor (Walk-In, Refrigerator) | NonEquip | 15 | Walk-in cooler | 0% | Tech/Econ | 37.5% | 0 | 0 | 0
Econ | Warehouse | Refrigeration | Display cases | TRC | New | NN4831 | PSC to ECM Evaporator Fan Motor (Reach-In) | PSC to ECM Evaporator Fan Motor (Reach-In) | NonEquip | 15 | Display cases | 0% | Tech/Econ | 37.5% | 0 | 0 | 0
Econ | Warehouse | Refrigeration | Display cases | TRC | Existing | NE4844 | PSC to ECM Evaporator Fan Motor (Walk-In, Refrigerator) | PSC to ECM Evaporator Fan Motor (Walk-In, Refrigerator) | NonEquip | 15 | Walk-in cooler | 0% | Tech/Econ | 37.5% | 0 | 0 | 0
Econ | Warehouse | Refrigeration | Display cases | TRC | Existing | NE4818 | PSC to ECM Evaporator Fan Motor (Reach-In) | PSC to ECM Evaporator Fan Motor (Reach-In) | NonEquip | 15 | Display cases | 0% | Tech/Econ | 37.5% | 0 | 0 | 0
Econ | Warehouse | Refrigeration | Display cases | TRC | Turnover | ET2465 | Energy Star Commercial Solid Door Refrigerator | Energy Star Commercial Solid Door Refrigerator | Equip | 12 | Display cases | 0% | Tech/Econ | 50.28% | 0 | 0 | 0
Econ | Warehouse | Refrigeration | Display cases | TRC | New | EN2491 | Energy Star Commercial Solid Door Refrigerator | Energy Star Commercial Solid Door Refrigerator | Equip | 12 | Display cases | 0% | Tech/Econ | 50.28% | 0 | 0 | 0
Econ | Warehouse | Cooking | Cooking Other | TRC | Turnover | ET170 | Energy Star Hot Food Holding Cabinet | Energy Star Hot Food Holding Cabinet | Equip | 12 | Cooking Other | 0% | Tech/Econ | 52.67% | 0 | 0 | 0
Econ | Warehouse | Cooking | Cooking Other | TRC | Turnover | ET14 | Efficient Exhaust Hood | Efficient Exhaust Hood | Equip | 15 | Cooking Other | 0% | Tech/Econ | 42.5% | 0 | 0 | 0
Econ | Warehouse | Cooking | Cooking Other | TRC | New | EN40 | Efficient Exhaust Hood | Efficient Exhaust Hood | Equip | 15 | Cooking Other | 0% | Tech/Econ | 42.5% | 0 | 0 | 0
Econ | Warehouse | Cooking | Cooking Other | TRC | New | EN196 | Energy Star Hot Food Holding Cabinet | Energy Star Hot Food Holding Cabinet | Equip | 12 | Cooking Other | 0% | Tech/Econ | 52.67% | 0 | 0 | 0
Econ | Warehouse | Space Cooling | Central chillers inside | TRC | New | NN4207 | Thermal Energy Storage | Thermal Energy Storage | NonEquip | 20 |  | 0% | Tech/Econ | 0% | 0 | 0 | 0
Econ | Warehouse | Space Cooling | Central chillers inside | TRC | New | NN3531 | Duct Sealing Repair | Duct Sealing Repair | NonEquip | 15 |  | 0% | Tech/Econ | 12% | 0 | 0 | 0
Econ | Warehouse | Space Cooling | Central chillers inside | TRC | New | NN3323 | Chilled Water System - Variable Speed Drives | Chilled Water System - Variable Speed Drives | NonEquip | 13 | Central chillers inside | 73.99% | Tech/Econ | 24.74% | 0 | 0 | 0
Econ | Warehouse | Space Cooling | Central chillers inside | TRC | New | NN3219 | Ceiling Insulation(R2 to R38) | Ceiling Insulation(R2 to R38) | NonEquip | 20 |  | 0% | Tech/Econ | 94.74% | 0 | 0 | 0
Econ | Warehouse | Space Cooling | Central chillers inside | TRC | Existing | NE4220 | Wall Insulation | Wall Insulation | NonEquip | 20 |  | 0% | Tech/Econ | 45.6% | 0 | 0 | 0
Econ | Warehouse | Space Cooling | Central chillers inside | TRC | Existing | NE4194 | Thermal Energy Storage | Thermal Energy Storage | NonEquip | 20 |  | 0% | Tech/Econ | 0% | 0 | 0 | 0
Econ | Warehouse | Space Cooling | Central chillers inside | TRC | Existing | NE3986 | Low U-Value Windows | Low U-Value Windows | NonEquip | 20 |  | 5.017% | Tech/Econ | 46% | 0 | 0 | 0
Econ | Warehouse | Space Cooling | Central chillers inside | TRC | Existing | NE3518 | Duct Sealing Repair | Duct Sealing Repair | NonEquip | 15 |  | 0% | Tech/Econ | 12% | 0 | 0 | 0
Econ | Warehouse | Space Cooling | Central chillers inside | TRC | Existing | NE3310 | Chilled Water System - Variable Speed Drives | Chilled Water System - Variable Speed Drives | NonEquip | 13 | Central chillers inside | 73.99% | Tech/Econ | 24.74% | 0 | 0 | 0
Econ | Warehouse | Space Cooling | Central chillers inside | TRC | Existing | NE3206 | Ceiling Insulation(R2 to R38) | Ceiling Insulation(R2 to R38) | NonEquip | 20 |  | 0% | Tech/Econ | 94.74% | 0 | 0 | 0
Econ | Warehouse | Ventilation and Circulation | Central air-handling unit | TRC | New | NN4961 | Demand Controlled Ventilation | Demand Controlled Ventilation | NonEquip | 10 |  | 23.39% | Tech/Econ | 50% | 23258.7667 | 2.4216 | 13.6335
Econ | Warehouse | Ventilation and Circulation | Central air-handling unit | TRC | Existing | NE4948 | Demand Controlled Ventilation | Demand Controlled Ventilation | NonEquip | 10 |  | 23.39% | Tech/Econ | 50% | 1290795.848 | 134.3908 | 756.62
Econ | Warehouse | Space Heating | Boilers | TRC | New | NN3557 | Duct Sealing Repair | Duct Sealing Repair | NonEquip | 15 |  | 0% | Tech/Econ | 12% | 0 | 0 | 0
Econ | Warehouse | Space Heating | Boilers | TRC | New | NN3193 | Ceiling Insulation(R2 to R38) | Ceiling Insulation(R2 to R38) | NonEquip | 20 |  | 0% | Tech/Econ | 94.74% | 0 | 0 | 0
Econ | Warehouse | Space Heating | Boilers | TRC | Existing | NE4246 | Wall Insulation | Wall Insulation | NonEquip | 20 |  | 0% | Tech/Econ | 9.08% | 0 | 0 | 0
Econ | Warehouse | Space Heating | Boilers | TRC | Existing | NE4012 | Low U-Value Windows | Low U-Value Windows | NonEquip | 20 |  | 5.017% | Tech/Econ | 46% | 0 | 0 | 0
Econ | Warehouse | Space Heating | Boilers | TRC | Existing | NE3544 | Duct Sealing Repair | Duct Sealing Repair | NonEquip | 15 |  | 0% | Tech/Econ | 12% | 0 | 0 | 0
Econ | Warehouse | Space Heating | Boilers | TRC | Existing | NE3180 | Ceiling Insulation(R2 to R38) | Ceiling Insulation(R2 to R38) | NonEquip | 20 |  | 0% | Tech/Econ | 94.74% | 0 | 0 | 0
Post Model Adjustment For TES
| Assembly | Space Cooling |  |  | Existing |  | Thermal Energy Storage |  |  | 20 |  | 50% |  | -1.563% | -634159.5181 | 3985.3232 | 1155.0237
| College and University | Space Cooling |  |  | Existing |  | Thermal Energy Storage |  |  | 20 |  | 66.67% |  | -1.563% | -55440.6872 | 348.4124 | 100.9767
| Grocery | Space Cooling |  |  | Existing |  | Thermal Energy Storage |  |  | 20 |  | 33.33% |  | -1.563% | 0 | 0 | 0
| Healthcare | Space Cooling |  |  | Existing |  | Thermal Energy Storage |  |  | 20 |  | 20% |  | -1.563% | 0 | 0 | 0
| Hospitals | Space Cooling |  |  | Existing |  | Thermal Energy Storage |  |  | 20 |  | 66.67% |  | -1.563% | -2062071.843 | 12958.9205 | 3755.7457
| Institutional | Space Cooling |  |  | Existing |  | Thermal Energy Storage |  |  | 20 |  | 33.33% |  | -1.563% | -262131.9586 | 1647.3467 | 477.4329
| Lodging/Hospitality | Space Cooling |  |  | Existing |  | Thermal Energy Storage |  |  | 20 |  | 33.33% |  | -1.563% | -202499.4101 | 1272.5909 | 368.8214
| Miscellaneous | Space Cooling |  |  | Existing |  | Thermal Energy Storage |  |  | 20 |  | 50% |  | -1.563% | -426274.7216 | 2678.8884 | 776.3936
| Offices | Space Cooling |  |  | Existing |  | Thermal Energy Storage |  |  | 20 |  | 33.33% |  | -1.563% | -768672.2814 | 4830.6576 | 1400.0179
| Restaurants | Space Cooling |  |  | Existing |  | Thermal Energy Storage |  |  | 20 |  | 0% |  | -1.563% | 0 | 0 | 0
| Retail | Space Cooling |  |  | Existing |  | Thermal Energy Storage |  |  | 20 |  | 20% |  | -1.563% | 0 | 0 | 0
| Schools K-12 | Space Cooling |  |  | Existing |  | Thermal Energy Storage |  |  | 20 |  | 33.33% |  | -1.563% | -229758.0688 | 1443.8956 | 418.4689
| Warehouse | Space Cooling |  |  | Existing |  | Thermal Energy Storage |  |  | 20 |  | 0% |  | -1.563% | 0 | 0 | 0
| Assembly | Space Cooling |  |  | New |  | Thermal Energy Storage |  |  | 20 |  | 50% |  | -1.563% | -11426.8792 | 71.8113 | 20.8123
| College and University | Space Cooling |  |  | New |  | Thermal Energy Storage |  |  | 20 |  | 66.67% |  | -1.563% | -998.9821 | 6.278 | 1.8195
| Grocery | Space Cooling |  |  | New |  | Thermal Energy Storage |  |  | 20 |  | 33.33% |  | -1.563% | 0 | 0 | 0
| Healthcare | Space Cooling |  |  | New |  | Thermal Energy Storage |  |  | 20 |  | 20% |  | -1.563% | 0 | 0 | 0
| Hospitals | Space Cooling |  |  | New |  | Thermal Energy Storage |  |  | 20 |  | 66.67% |  | -1.563% | -37156.3388 | 233.5059 | 67.6745
| Institutional | Space Cooling |  |  | New |  | Thermal Energy Storage |  |  | 20 |  | 33.33% |  | -1.563% | -4723.3388 | 29.6834 | 8.6028
| Lodging/Hospitality | Space Cooling |  |  | New |  | Thermal Energy Storage |  |  | 20 |  | 33.33% |  | -1.563% | -3648.8237 | 22.9307 | 6.6458
| Miscellaneous | Space Cooling |  |  | New |  | Thermal Energy Storage |  |  | 20 |  | 50% |  | -1.563% | -7681.0166 | 48.2707 | 13.9898
| Offices | Space Cooling |  |  | New |  | Thermal Energy Storage |  |  | 20 |  | 33.33% |  | -1.563% | -13850.656 | 87.0433 | 25.2268
| Restaurants | Space Cooling |  |  | New |  | Thermal Energy Storage |  |  | 20 |  | 0% |  | -1.563% | 0 | 0 | 0
| Retail | Space Cooling |  |  | New |  | Thermal Energy Storage |  |  | 20 |  | 20% |  | -1.563% | 0 | 0 | 0
| Schools K-12 | Space Cooling |  |  | New |  | Thermal Energy Storage |  |  | 20 |  | 33.33% |  | -1.563% | -4139.9957 | 26.0175 | 7.5404
| Warehouse | Space Cooling |  |  | New |  | Thermal Energy Storage |  |  | 20 |  | 0% |  | -1.563% | 0 | 0 | 0

## DEF_Econ_COM_RIM
Scenario | Segment | EndUse | EquipType | CE Test | Vintage | Measure Code | Name | Description | Type | Measure Life | Competition Group | Applicability | Adoption Curve | Energy Savings % | 2020 Energy Savings | 2020 Summer Peak Savings | 2020 Winter Peak Savings
Econ | Assembly | Space Cooling | Residential-type central air conditioners | RIM | New | NN4195 | Thermal Energy Storage | Thermal Energy Storage | NonEquip | 20 |  | 50% | Tech/Econ | 0% | 0 | 0 | 0
Econ | Assembly | Space Cooling | Residential-type central air conditioners | RIM | New | NN3519 | Duct Sealing Repair | Duct Sealing Repair | NonEquip | 15 |  | 0% | Tech/Econ | 12% | 0 | 0 | 0
Econ | Assembly | Space Cooling | Residential-type central air conditioners | RIM | New | NN3207 | Ceiling Insulation(R2 to R38) | Ceiling Insulation(R2 to R38) | NonEquip | 20 |  | 0% | Tech/Econ | 44.99% | 0 | 0 | 0
Econ | Assembly | Space Cooling | Residential-type central air conditioners | RIM | Existing | NE4208 | Wall Insulation | Wall Insulation | NonEquip | 20 |  | 0% | Tech/Econ | 26.77% | 0 | 0 | 0
Econ | Assembly | Space Cooling | Residential-type central air conditioners | RIM | Existing | NE4182 | Thermal Energy Storage | Thermal Energy Storage | NonEquip | 20 |  | 50% | Tech/Econ | 0% | 5.7684e-05 | -3.4733e-07 | -4.4943e-09
Econ | Assembly | Space Cooling | Residential-type central air conditioners | RIM | Existing | NE3974 | Low U-Value Windows | Low U-Value Windows | NonEquip | 20 |  | 5.375% | Tech/Econ | 46% | 18107.4417 | 6.7306 | 0
Econ | Assembly | Space Cooling | Residential-type central air conditioners | RIM | Existing | NE3506 | Duct Sealing Repair | Duct Sealing Repair | NonEquip | 15 |  | 0% | Tech/Econ | 12% | 0 | 0 | 0
Econ | Assembly | Space Cooling | Residential-type central air conditioners | RIM | Existing | NE3194 | Ceiling Insulation(R2 to R38) | Ceiling Insulation(R2 to R38) | NonEquip | 20 |  | 0% | Tech/Econ | 44.99% | 0 | 0 | 0
Econ | Assembly | Space Heating | Residential/split system heat pump | RIM | New | NN3545 | Duct Sealing Repair | Duct Sealing Repair | NonEquip | 15 |  | 0% | Tech/Econ | 12% | 0 | 0 | 0
Econ | Assembly | Space Heating | Residential/split system heat pump | RIM | New | NN3181 | Ceiling Insulation(R2 to R38) | Ceiling Insulation(R2 to R38) | NonEquip | 20 |  | 0% | Tech/Econ | 55.59% | 0 | 0 | 0
Econ | Assembly | Space Heating | Residential/split system heat pump | RIM | Existing | NE4234 | Wall Insulation | Wall Insulation | NonEquip | 20 |  | 0% | Tech/Econ | 5.33% | 0 | 0 | 0
Econ | Assembly | Space Heating | Residential/split system heat pump | RIM | Existing | NE4000 | Low U-Value Windows | Low U-Value Windows | NonEquip | 20 |  | 5.375% | Tech/Econ | 46% | 44497.0376 | 0 | 0.18493
Econ | Assembly | Space Heating | Residential/split system heat pump | RIM | Existing | NE3532 | Duct Sealing Repair | Duct Sealing Repair | NonEquip | 15 |  | 0% | Tech/Econ | 12% | 0 | 0 | 0
Econ | Assembly | Space Heating | Residential/split system heat pump | RIM | Existing | NE3168 | Ceiling Insulation(R2 to R38) | Ceiling Insulation(R2 to R38) | NonEquip | 20 |  | 0% | Tech/Econ | 61.34% | 0 | 0 | 0
Econ | Assembly | Space Heating | Packaged central unit | RIM | New | NN3545 | Duct Sealing Repair | Duct Sealing Repair | NonEquip | 15 |  | 0% | Tech/Econ | 12% | 0 | 0 | 0
Econ | Assembly | Space Heating | Packaged central unit | RIM | New | NN3181 | Ceiling Insulation(R2 to R38) | Ceiling Insulation(R2 to R38) | NonEquip | 20 |  | 0% | Tech/Econ | 55.59% | 0 | 0 | 0
Econ | Assembly | Space Heating | Packaged central unit | RIM | Existing | NE4234 | Wall Insulation | Wall Insulation | NonEquip | 20 |  | 0% | Tech/Econ | 5.33% | 0 | 0 | 0
Econ | Assembly | Space Heating | Packaged central unit | RIM | Existing | NE4000 | Low U-Value Windows | Low U-Value Windows | NonEquip | 20 |  | 5.375% | Tech/Econ | 46% | 79646.8366 | 0 | 0.33102
Econ | Assembly | Space Heating | Packaged central unit | RIM | Existing | NE3532 | Duct Sealing Repair | Duct Sealing Repair | NonEquip | 15 |  | 0% | Tech/Econ | 12% | 0 | 0 | 0
Econ | Assembly | Space Heating | Packaged central unit | RIM | Existing | NE3168 | Ceiling Insulation(R2 to R38) | Ceiling Insulation(R2 to R38) | NonEquip | 20 |  | 0% | Tech/Econ | 61.34% | 0 | 0 | 0
Econ | Assembly | Space Cooling | Packaged air conditioning units (RTUs) | RIM | New | NN4195 | Thermal Energy Storage | Thermal Energy Storage | NonEquip | 20 |  | 50% | Tech/Econ | 0% | 0 | 0 | 0
Econ | Assembly | Space Cooling | Packaged air conditioning units (RTUs) | RIM | New | NN3519 | Duct Sealing Repair | Duct Sealing Repair | NonEquip | 15 |  | 0% | Tech/Econ | 12% | 0 | 0 | 0
Econ | Assembly | Space Cooling | Packaged air conditioning units (RTUs) | RIM | New | NN3207 | Ceiling Insulation(R2 to R38) | Ceiling Insulation(R2 to R38) | NonEquip | 20 |  | 0% | Tech/Econ | 44.99% | 0 | 0 | 0
Econ | Assembly | Space Cooling | Packaged air conditioning units (RTUs) | RIM | Existing | NE4208 | Wall Insulation | Wall Insulation | NonEquip | 20 |  | 0% | Tech/Econ | 26.77% | 0 | 0 | 0
Econ | Assembly | Space Cooling | Packaged air conditioning units (RTUs) | RIM | Existing | NE4182 | Thermal Energy Storage | Thermal Energy Storage | NonEquip | 20 |  | 50% | Tech/Econ | 0% | 0.010792 | -6.498e-05 | -8.4082e-07
Econ | Assembly | Space Cooling | Packaged air conditioning units (RTUs) | RIM | Existing | NE3974 | Low U-Value Windows | Low U-Value Windows | NonEquip | 20 |  | 5.375% | Tech/Econ | 46% | 3387679.976 | 1259.2106 | 0
Econ | Assembly | Space Cooling | Packaged air conditioning units (RTUs) | RIM | Existing | NE3506 | Duct Sealing Repair | Duct Sealing Repair | NonEquip | 15 |  | 0% | Tech/Econ | 12% | 0 | 0 | 0
Econ | Assembly | Space Cooling | Packaged air conditioning units (RTUs) | RIM | Existing | NE3194 | Ceiling Insulation(R2 to R38) | Ceiling Insulation(R2 to R38) | NonEquip | 20 |  | 0% | Tech/Econ | 44.99% | 0 | 0 | 0
Econ | Assembly | Miscellaneous | Others | RIM | Turnover | ET1835 | Efficient Battery Charger | Efficient Battery Charger | Equip | 7 | Others | 17.92% | Tech/Econ | 13.68% | 1244658.335 | 682.0046 | 0
Econ | Assembly | Miscellaneous | Others | RIM | New | EN1861 | Efficient Battery Charger | Efficient Battery Charger | Equip | 7 | Others | 17.92% | Tech/Econ | 13.68% | 22427.4178 | 12.289 | 0
Econ | Assembly | Ventilation and Circulation | Motor/Fan | RIM | New | NN4949 | Demand Controlled Ventilation | Demand Controlled Ventilation | NonEquip | 10 |  | 17.54% | Tech/Econ | 50% | 5.7671 | 0.00060044 | 0.0033805
Econ | Assembly | Ventilation and Circulation | Motor/Fan | RIM | Existing | NE4936 | Demand Controlled Ventilation | Demand Controlled Ventilation | NonEquip | 10 |  | 18.71% | Tech/Econ | 50% | 341.3961 | 0.035544 | 0.20011
Econ | Assembly | Ventilation and Circulation | Individual room ventilation | RIM | New | NN4949 | Demand Controlled Ventilation | Demand Controlled Ventilation | NonEquip | 10 |  | 17.54% | Tech/Econ | 50% | 275.1178 | 0.028644 | 0.16126
Econ | Assembly | Ventilation and Circulation | Individual room ventilation | RIM | Existing | NE4936 | Demand Controlled Ventilation | Demand Controlled Ventilation | NonEquip | 10 |  | 18.71% | Tech/Econ | 50% | 16286.1439 | 1.6956 | 9.5464
Econ | Assembly | Space Heating | Individual room heating | RIM | New | NN3545 | Duct Sealing Repair | Duct Sealing Repair | NonEquip | 15 |  | 0% | Tech/Econ | 12% | 0 | 0 | 0
Econ | Assembly | Space Heating | Individual room heating | RIM | New | NN3181 | Ceiling Insulation(R2 to R38) | Ceiling Insulation(R2 to R38) | NonEquip | 20 |  | 0% | Tech/Econ | 55.59% | 0 | 0 | 0
Econ | Assembly | Space Heating | Individual room heating | RIM | Existing | NE4234 | Wall Insulation | Wall Insulation | NonEquip | 20 |  | 0% | Tech/Econ | 5.33% | 0 | 0 | 0
Econ | Assembly | Space Heating | Individual room heating | RIM | Existing | NE4000 | Low U-Value Windows | Low U-Value Windows | NonEquip | 20 |  | 5.375% | Tech/Econ | 46% | 45.955 | 0 | 0.00019099
Econ | Assembly | Space Heating | Individual room heating | RIM | Existing | NE3532 | Duct Sealing Repair | Duct Sealing Repair | NonEquip | 15 |  | 0% | Tech/Econ | 12% | 0 | 0 | 0
Econ | Assembly | Space Heating | Individual room heating | RIM | Existing | NE3168 | Ceiling Insulation(R2 to R38) | Ceiling Insulation(R2 to R38) | NonEquip | 20 |  | 0% | Tech/Econ | 61.34% | 0 | 0 | 0
Econ | Assembly | Space Cooling | Individual room air conditioners | RIM | New | NN4195 | Thermal Energy Storage | Thermal Energy Storage | NonEquip | 20 |  | 50% | Tech/Econ | 0% | 0 | 0 | 0
Econ | Assembly | Space Cooling | Individual room air conditioners | RIM | New | NN3519 | Duct Sealing Repair | Duct Sealing Repair | NonEquip | 15 |  | 0% | Tech/Econ | 12% | 0 | 0 | 0
Econ | Assembly | Space Cooling | Individual room air conditioners | RIM | New | NN3207 | Ceiling Insulation(R2 to R38) | Ceiling Insulation(R2 to R38) | NonEquip | 20 |  | 0% | Tech/Econ | 44.99% | 0 | 0 | 0
Econ | Assembly | Space Cooling | Individual room air conditioners | RIM | Existing | NE4208 | Wall Insulation | Wall Insulation | NonEquip | 20 |  | 0% | Tech/Econ | 26.77% | 0 | 0 | 0
Econ | Assembly | Space Cooling | Individual room air conditioners | RIM | Existing | NE4182 | Thermal Energy Storage | Thermal Energy Storage | NonEquip | 20 |  | 50% | Tech/Econ | 0% | 0.0011653 | -7.0164e-06 | -9.0789e-08
Econ | Assembly | Space Cooling | Individual room air conditioners | RIM | Existing | NE3974 | Low U-Value Windows | Low U-Value Windows | NonEquip | 20 |  | 5.375% | Tech/Econ | 46% | 365791.5013 | 135.9658 | 0
Econ | Assembly | Space Cooling | Individual room air conditioners | RIM | Existing | NE3506 | Duct Sealing Repair | Duct Sealing Repair | NonEquip | 15 |  | 0% | Tech/Econ | 12% | 0 | 0 | 0
Econ | Assembly | Space Cooling | Individual room air conditioners | RIM | Existing | NE3194 | Ceiling Insulation(R2 to R38) | Ceiling Insulation(R2 to R38) | NonEquip | 20 |  | 0% | Tech/Econ | 44.99% | 0 | 0 | 0
Econ | Assembly | Space Heating | Forced air furnace | RIM | New | NN3545 | Duct Sealing Repair | Duct Sealing Repair | NonEquip | 15 |  | 0% | Tech/Econ | 12% | 0 | 0 | 0
Econ | Assembly | Space Heating | Forced air furnace | RIM | New | NN3181 | Ceiling Insulation(R2 to R38) | Ceiling Insulation(R2 to R38) | NonEquip | 20 |  | 0% | Tech/Econ | 55.59% | 0 | 0 | 0
Econ | Assembly | Space Heating | Forced air furnace | RIM | Existing | NE4234 | Wall Insulation | Wall Insulation | NonEquip | 20 |  | 0% | Tech/Econ | 5.33% | 0 | 0 | 0
Econ | Assembly | Space Heating | Forced air furnace | RIM | Existing | NE4000 | Low U-Value Windows | Low U-Value Windows | NonEquip | 20 |  | 5.375% | Tech/Econ | 46% | 4968.8799 | 0 | 0.020651
Econ | Assembly | Space Heating | Forced air furnace | RIM | Existing | NE3532 | Duct Sealing Repair | Duct Sealing Repair | NonEquip | 15 |  | 0% | Tech/Econ | 12% | 0 | 0 | 0
Econ | Assembly | Space Heating | Forced air furnace | RIM | Existing | NE3168 | Ceiling Insulation(R2 to R38) | Ceiling Insulation(R2 to R38) | NonEquip | 20 |  | 0% | Tech/Econ | 61.34% | 0 | 0 | 0
Econ | Assembly | Space Cooling | District chilled water piped | RIM | New | NN4195 | Thermal Energy Storage | Thermal Energy Storage | NonEquip | 20 |  | 50% | Tech/Econ | 0% | 0 | 0 | 0
Econ | Assembly | Space Cooling | District chilled water piped | RIM | New | NN3519 | Duct Sealing Repair | Duct Sealing Repair | NonEquip | 15 |  | 0% | Tech/Econ | 12% | 0 | 0 | 0
Econ | Assembly | Space Cooling | District chilled water piped | RIM | New | NN3207 | Ceiling Insulation(R2 to R38) | Ceiling Insulation(R2 to R38) | NonEquip | 20 |  | 0% | Tech/Econ | 44.99% | 0 | 0 | 0
Econ | Assembly | Space Cooling | District chilled water piped | RIM | Existing | NE4208 | Wall Insulation | Wall Insulation | NonEquip | 20 |  | 0% | Tech/Econ | 26.77% | 0 | 0 | 0
Econ | Assembly | Space Cooling | District chilled water piped | RIM | Existing | NE4182 | Thermal Energy Storage | Thermal Energy Storage | NonEquip | 20 |  | 50% | Tech/Econ | 0% | 0.00020068 | -1.2083e-06 | -1.5635e-08
Econ | Assembly | Space Cooling | District chilled water piped | RIM | Existing | NE3974 | Low U-Value Windows | Low U-Value Windows | NonEquip | 20 |  | 5.375% | Tech/Econ | 46% | 61585.8944 | 22.8917 | 0
Econ | Assembly | Space Cooling | District chilled water piped | RIM | Existing | NE3506 | Duct Sealing Repair | Duct Sealing Repair | NonEquip | 15 |  | 0% | Tech/Econ | 12% | 0 | 0 | 0
Econ | Assembly | Space Cooling | District chilled water piped | RIM | Existing | NE3194 | Ceiling Insulation(R2 to R38) | Ceiling Insulation(R2 to R38) | NonEquip | 20 |  | 0% | Tech/Econ | 44.99% | 0 | 0 | 0
Econ | Assembly | Space Cooling | District chilled water piped | RIM | Turnover | ET1094 | High Efficiency Chiller (Water cooled-positive displacement, 100 tons) | High Efficiency Chiller (Water cooled-positive displacement, 100 tons) | Equip | 20 | District chilled water piped | 31.91% | Tech/Econ | 2.683% | 21511.4937 | 8.1058 | 0.015745
Econ | Assembly | Space Cooling | District chilled water piped | RIM | Turnover | ET1016 | High Efficiency Chiller (Water cooled-centrifugal, 200 tons) | High Efficiency Chiller (Water cooled-centrifugal, 200 tons) | Equip | 20 | District chilled water piped | 31.91% | Tech/Econ | 4.362% | 35471.36 | 13.366 | 0.025962
Econ | Assembly | Space Cooling | Central chillers inside | RIM | New | NN4195 | Thermal Energy Storage | Thermal Energy Storage | NonEquip | 20 |  | 50% | Tech/Econ | 0% | 0 | 0 | 0
Econ | Assembly | Space Cooling | Central chillers inside | RIM | New | NN3519 | Duct Sealing Repair | Duct Sealing Repair | NonEquip | 15 |  | 0% | Tech/Econ | 12% | 0 | 0 | 0
Econ | Assembly | Space Cooling | Central chillers inside | RIM | New | NN3207 | Ceiling Insulation(R2 to R38) | Ceiling Insulation(R2 to R38) | NonEquip | 20 |  | 0% | Tech/Econ | 44.99% | 0 | 0 | 0
Econ | Assembly | Space Cooling | Central chillers inside | RIM | Existing | NE4208 | Wall Insulation | Wall Insulation | NonEquip | 20 |  | 0% | Tech/Econ | 26.77% | 0 | 0 | 0
Econ | Assembly | Space Cooling | Central chillers inside | RIM | Existing | NE4182 | Thermal Energy Storage | Thermal Energy Storage | NonEquip | 20 |  | 50% | Tech/Econ | 0% | 0.0061925 | -3.7286e-05 | -4.8247e-07
Econ | Assembly | Space Cooling | Central chillers inside | RIM | Existing | NE3974 | Low U-Value Windows | Low U-Value Windows | NonEquip | 20 |  | 5.375% | Tech/Econ | 46% | 1900404.671 | 706.386 | 0
Econ | Assembly | Space Cooling | Central chillers inside | RIM | Existing | NE3506 | Duct Sealing Repair | Duct Sealing Repair | NonEquip | 15 |  | 0% | Tech/Econ | 12% | 0 | 0 | 0
Econ | Assembly | Space Cooling | Central chillers inside | RIM | Existing | NE3194 | Ceiling Insulation(R2 to R38) | Ceiling Insulation(R2 to R38) | NonEquip | 20 |  | 0% | Tech/Econ | 44.99% | 0 | 0 | 0
Econ | Assembly | Space Cooling | Central chillers inside | RIM | Turnover | ET977 | High Efficiency Chiller (Water cooled-centrifugal, 200 tons) | High Efficiency Chiller (Water cooled-centrifugal, 200 tons) | Equip | 20 | Central chillers inside | 31.91% | Tech/Econ | 4.362% | 1094567.811 | 412.4446 | 0.80113
Econ | Assembly | Space Cooling | Central chillers inside | RIM | Turnover | ET1055 | High Efficiency Chiller (Water cooled-positive displacement, 100 tons) | High Efficiency Chiller (Water cooled-positive displacement, 100 tons) | Equip | 20 | Central chillers inside | 31.91% | Tech/Econ | 2.683% | 663797.1817 | 250.1257 | 0.48584
Econ | Assembly | Ventilation and Circulation | Central air-handling unit | RIM | New | NN4949 | Demand Controlled Ventilation | Demand Controlled Ventilation | NonEquip | 10 |  | 17.54% | Tech/Econ | 50% | 22625.1501 | 2.3556 | 13.2621
Econ | Assembly | Ventilation and Circulation | Central air-handling unit | RIM | Existing | NE4936 | Demand Controlled Ventilation | Demand Controlled Ventilation | NonEquip | 10 |  | 18.71% | Tech/Econ | 50% | 1339340.712 | 139.445 | 785.0754
Econ | Assembly | Space Heating | Boilers | RIM | New | NN3545 | Duct Sealing Repair | Duct Sealing Repair | NonEquip | 15 |  | 0% | Tech/Econ | 12% | 0 | 0 | 0
Econ | Assembly | Space Heating | Boilers | RIM | New | NN3181 | Ceiling Insulation(R2 to R38) | Ceiling Insulation(R2 to R38) | NonEquip | 20 |  | 0% | Tech/Econ | 55.59% | 0 | 0 | 0
Econ | Assembly | Space Heating | Boilers | RIM | Existing | NE4234 | Wall Insulation | Wall Insulation | NonEquip | 20 |  | 0% | Tech/Econ | 5.33% | 0 | 0 | 0
Econ | Assembly | Space Heating | Boilers | RIM | Existing | NE4000 | Low U-Value Windows | Low U-Value Windows | NonEquip | 20 |  | 5.375% | Tech/Econ | 46% | 968.5008 | 0 | 0.0040252
Econ | Assembly | Space Heating | Boilers | RIM | Existing | NE3532 | Duct Sealing Repair | Duct Sealing Repair | NonEquip | 15 |  | 0% | Tech/Econ | 12% | 0 | 0 | 0
Econ | Assembly | Space Heating | Boilers | RIM | Existing | NE3168 | Ceiling Insulation(R2 to R38) | Ceiling Insulation(R2 to R38) | NonEquip | 20 |  | 0% | Tech/Econ | 61.34% | 0 | 0 | 0
Econ | College and University | Space Cooling | Residential-type central air conditioners | RIM | New | NN4196 | Thermal Energy Storage | Thermal Energy Storage | NonEquip | 20 |  | 66.67% | Tech/Econ | 0% | 0 | 0 | 0
Econ | College and University | Space Cooling | Residential-type central air conditioners | RIM | New | NN3520 | Duct Sealing Repair | Duct Sealing Repair | NonEquip | 15 |  | 0% | Tech/Econ | 12% | 0 | 0 | 0
Econ | College and University | Space Cooling | Residential-type central air conditioners | RIM | New | NN3208 | Ceiling Insulation(R2 to R38) | Ceiling Insulation(R2 to R38) | NonEquip | 20 |  | 0% | Tech/Econ | 15.42% | 0 | 0 | 0
Econ | College and University | Space Cooling | Residential-type central air conditioners | RIM | Existing | NE4209 | Wall Insulation | Wall Insulation | NonEquip | 20 |  | 0% | Tech/Econ | 16.64% | 0 | 0 | 0
Econ | College and University | Space Cooling | Residential-type central air conditioners | RIM | Existing | NE4183 | Thermal Energy Storage | Thermal Energy Storage | NonEquip | 20 |  | 66.67% | Tech/Econ | 0% | 1.2311e-06 | -7.4126e-09 | -9.5916e-11
Econ | College and University | Space Cooling | Residential-type central air conditioners | RIM | Existing | NE3975 | Low U-Value Windows | Low U-Value Windows | NonEquip | 20 |  | 10.75% | Tech/Econ | 46% | 396.724 | 0.14746 | 0
Econ | College and University | Space Cooling | Residential-type central air conditioners | RIM | Existing | NE3507 | Duct Sealing Repair | Duct Sealing Repair | NonEquip | 15 |  | 0% | Tech/Econ | 12% | 0 | 0 | 0
Econ | College and University | Space Cooling | Residential-type central air conditioners | RIM | Existing | NE3195 | Ceiling Insulation(R2 to R38) | Ceiling Insulation(R2 to R38) | NonEquip | 20 |  | 0% | Tech/Econ | 15.42% | 0 | 0 | 0
Econ | College and University | Space Heating | Residential/split system heat pump | RIM | New | NN3546 | Duct Sealing Repair | Duct Sealing Repair | NonEquip | 15 |  | 0% | Tech/Econ | 12% | 0 | 0 | 0
Econ | College and University | Space Heating | Residential/split system heat pump | RIM | New | NN3182 | Ceiling Insulation(R2 to R38) | Ceiling Insulation(R2 to R38) | NonEquip | 20 |  | 0% | Tech/Econ | 19.05% | 0 | 0 | 0
Econ | College and University | Space Heating | Residential/split system heat pump | RIM | Existing | NE4235 | Wall Insulation | Wall Insulation | NonEquip | 20 |  | 0% | Tech/Econ | 3.312% | 0 | 0 | 0
Econ | College and University | Space Heating | Residential/split system heat pump | RIM | Existing | NE4001 | Low U-Value Windows | Low U-Value Windows | NonEquip | 20 |  | 10.75% | Tech/Econ | 46% | 192.5729 | 0 | 0.00080035
Econ | College and University | Space Heating | Residential/split system heat pump | RIM | Existing | NE3533 | Duct Sealing Repair | Duct Sealing Repair | NonEquip | 15 |  | 0% | Tech/Econ | 12% | 0 | 0 | 0
Econ | College and University | Space Heating | Residential/split system heat pump | RIM | Existing | NE3169 | Ceiling Insulation(R2 to R38) | Ceiling Insulation(R2 to R38) | NonEquip | 20 |  | 0% | Tech/Econ | 21.03% | 0 | 0 | 0
Econ | College and University | Space Heating | Packaged central unit | RIM | New | NN3546 | Duct Sealing Repair | Duct Sealing Repair | NonEquip | 15 |  | 0% | Tech/Econ | 12% | 0 | 0 | 0
Econ | College and University | Space Heating | Packaged central unit | RIM | New | NN3182 | Ceiling Insulation(R2 to R38) | Ceiling Insulation(R2 to R38) | NonEquip | 20 |  | 0% | Tech/Econ | 19.05% | 0 | 0 | 0
Econ | College and University | Space Heating | Packaged central unit | RIM | Existing | NE4235 | Wall Insulation | Wall Insulation | NonEquip | 20 |  | 0% | Tech/Econ | 3.312% | 0 | 0 | 0
Econ | College and University | Space Heating | Packaged central unit | RIM | Existing | NE4001 | Low U-Value Windows | Low U-Value Windows | NonEquip | 20 |  | 10.75% | Tech/Econ | 46% | 2379.8255 | 0 | 0.0098907
Econ | College and University | Space Heating | Packaged central unit | RIM | Existing | NE3533 | Duct Sealing Repair | Duct Sealing Repair | NonEquip | 15 |  | 0% | Tech/Econ | 12% | 0 | 0 | 0
Econ | College and University | Space Heating | Packaged central unit | RIM | Existing | NE3169 | Ceiling Insulation(R2 to R38) | Ceiling Insulation(R2 to R38) | NonEquip | 20 |  | 0% | Tech/Econ | 21.03% | 0 | 0 | 0
Econ | College and University | Space Cooling | Packaged air conditioning units (RTUs) | RIM | New | NN4196 | Thermal Energy Storage | Thermal Energy Storage | NonEquip | 20 |  | 66.67% | Tech/Econ | 0% | 0 | 0 | 0
Econ | College and University | Space Cooling | Packaged air conditioning units (RTUs) | RIM | New | NN3520 | Duct Sealing Repair | Duct Sealing Repair | NonEquip | 15 |  | 0% | Tech/Econ | 12% | 0 | 0 | 0
Econ | College and University | Space Cooling | Packaged air conditioning units (RTUs) | RIM | New | NN3208 | Ceiling Insulation(R2 to R38) | Ceiling Insulation(R2 to R38) | NonEquip | 20 |  | 0% | Tech/Econ | 15.42% | 0 | 0 | 0
Econ | College and University | Space Cooling | Packaged air conditioning units (RTUs) | RIM | Existing | NE4209 | Wall Insulation | Wall Insulation | NonEquip | 20 |  | 0% | Tech/Econ | 16.64% | 0 | 0 | 0
Econ | College and University | Space Cooling | Packaged air conditioning units (RTUs) | RIM | Existing | NE4183 | Thermal Energy Storage | Thermal Energy Storage | NonEquip | 20 |  | 66.67% | Tech/Econ | 0% | 2.9353e-05 | -1.7674e-07 | -2.2869e-09
Econ | College and University | Space Cooling | Packaged air conditioning units (RTUs) | RIM | Existing | NE3975 | Low U-Value Windows | Low U-Value Windows | NonEquip | 20 |  | 10.75% | Tech/Econ | 46% | 9459.1438 | 3.516 | 0
Econ | College and University | Space Cooling | Packaged air conditioning units (RTUs) | RIM | Existing | NE3507 | Duct Sealing Repair | Duct Sealing Repair | NonEquip | 15 |  | 0% | Tech/Econ | 12% | 0 | 0 | 0
Econ | College and University | Space Cooling | Packaged air conditioning units (RTUs) | RIM | Existing | NE3195 | Ceiling Insulation(R2 to R38) | Ceiling Insulation(R2 to R38) | NonEquip | 20 |  | 0% | Tech/Econ | 15.42% | 0 | 0 | 0
Econ | College and University | Miscellaneous | Others | RIM | Turnover | ET1836 | Efficient Battery Charger | Efficient Battery Charger | Equip | 7 | Others | 0% | Tech/Econ | 13.68% | 0 | 0 | 0
Econ | College and University | Miscellaneous | Others | RIM | New | EN1862 | Efficient Battery Charger | Efficient Battery Charger | Equip | 7 | Others | 0% | Tech/Econ | 13.68% | 0 | 0 | 0
Econ | College and University | Space Heating | Individual room heating | RIM | New | NN3546 | Duct Sealing Repair | Duct Sealing Repair | NonEquip | 15 |  | 0% | Tech/Econ | 12% | 0 | 0 | 0
Econ | College and University | Space Heating | Individual room heating | RIM | New | NN3182 | Ceiling Insulation(R2 to R38) | Ceiling Insulation(R2 to R38) | NonEquip | 20 |  | 0% | Tech/Econ | 19.05% | 0 | 0 | 0
Econ | College and University | Space Heating | Individual room heating | RIM | Existing | NE4235 | Wall Insulation | Wall Insulation | NonEquip | 20 |  | 0% | Tech/Econ | 3.312% | 0 | 0 | 0
Econ | College and University | Space Heating | Individual room heating | RIM | Existing | NE4001 | Low U-Value Windows | Low U-Value Windows | NonEquip | 20 |  | 10.75% | Tech/Econ | 46% | 0 | 0 | 0
Econ | College and University | Space Heating | Individual room heating | RIM | Existing | NE3533 | Duct Sealing Repair | Duct Sealing Repair | NonEquip | 15 |  | 0% | Tech/Econ | 12% | 0 | 0 | 0
Econ | College and University | Space Heating | Individual room heating | RIM | Existing | NE3169 | Ceiling Insulation(R2 to R38) | Ceiling Insulation(R2 to R38) | NonEquip | 20 |  | 0% | Tech/Econ | 21.03% | 0 | 0 | 0
Econ | College and University | Space Cooling | Individual room air conditioners | RIM | New | NN4196 | Thermal Energy Storage | Thermal Energy Storage | NonEquip | 20 |  | 66.67% | Tech/Econ | 0% | 0 | 0 | 0
Econ | College and University | Space Cooling | Individual room air conditioners | RIM | New | NN3520 | Duct Sealing Repair | Duct Sealing Repair | NonEquip | 15 |  | 0% | Tech/Econ | 12% | 0 | 0 | 0
Econ | College and University | Space Cooling | Individual room air conditioners | RIM | New | NN3208 | Ceiling Insulation(R2 to R38) | Ceiling Insulation(R2 to R38) | NonEquip | 20 |  | 0% | Tech/Econ | 15.42% | 0 | 0 | 0
Econ | College and University | Space Cooling | Individual room air conditioners | RIM | Existing | NE4209 | Wall Insulation | Wall Insulation | NonEquip | 20 |  | 0% | Tech/Econ | 16.64% | 0 | 0 | 0
Econ | College and University | Space Cooling | Individual room air conditioners | RIM | Existing | NE4183 | Thermal Energy Storage | Thermal Energy Storage | NonEquip | 20 |  | 66.67% | Tech/Econ | 0% | 3.9872e-06 | -2.4008e-08 | -3.1065e-10
Econ | College and University | Space Cooling | Individual room air conditioners | RIM | Existing | NE3975 | Low U-Value Windows | Low U-Value Windows | NonEquip | 20 |  | 10.75% | Tech/Econ | 46% | 1284.8914 | 0.4776 | 0
Econ | College and University | Space Cooling | Individual room air conditioners | RIM | Existing | NE3507 | Duct Sealing Repair | Duct Sealing Repair | NonEquip | 15 |  | 0% | Tech/Econ | 12% | 0 | 0 | 0
Econ | College and University | Space Cooling | Individual room air conditioners | RIM | Existing | NE3195 | Ceiling Insulation(R2 to R38) | Ceiling Insulation(R2 to R38) | NonEquip | 20 |  | 0% | Tech/Econ | 15.42% | 0 | 0 | 0
Econ | College and University | Space Heating | Forced air furnace | RIM | New | NN3546 | Duct Sealing Repair | Duct Sealing Repair | NonEquip | 15 |  | 0% | Tech/Econ | 12% | 0 | 0 | 0
Econ | College and University | Space Heating | Forced air furnace | RIM | New | NN3182 | Ceiling Insulation(R2 to R38) | Ceiling Insulation(R2 to R38) | NonEquip | 20 |  | 0% | Tech/Econ | 19.05% | 0 | 0 | 0
Econ | College and University | Space Heating | Forced air furnace | RIM | Existing | NE4235 | Wall Insulation | Wall Insulation | NonEquip | 20 |  | 0% | Tech/Econ | 3.312% | 0 | 0 | 0
Econ | College and University | Space Heating | Forced air furnace | RIM | Existing | NE4001 | Low U-Value Windows | Low U-Value Windows | NonEquip | 20 |  | 10.75% | Tech/Econ | 46% | 0 | 0 | 0
Econ | College and University | Space Heating | Forced air furnace | RIM | Existing | NE3533 | Duct Sealing Repair | Duct Sealing Repair | NonEquip | 15 |  | 0% | Tech/Econ | 12% | 0 | 0 | 0
Econ | College and University | Space Heating | Forced air furnace | RIM | Existing | NE3169 | Ceiling Insulation(R2 to R38) | Ceiling Insulation(R2 to R38) | NonEquip | 20 |  | 0% | Tech/Econ | 21.03% | 0 | 0 | 0
Econ | College and University | Space Cooling | District chilled water piped | RIM | New | NN4196 | Thermal Energy Storage | Thermal Energy Storage | NonEquip | 20 |  | 66.67% | Tech/Econ | 0% | 0 | 0 | 0
Econ | College and University | Space Cooling | District chilled water piped | RIM | New | NN3520 | Duct Sealing Repair | Duct Sealing Repair | NonEquip | 15 |  | 0% | Tech/Econ | 12% | 0 | 0 | 0
Econ | College and University | Space Cooling | District chilled water piped | RIM | New | NN3208 | Ceiling Insulation(R2 to R38) | Ceiling Insulation(R2 to R38) | NonEquip | 20 |  | 0% | Tech/Econ | 15.42% | 0 | 0 | 0
Econ | College and University | Space Cooling | District chilled water piped | RIM | Existing | NE4209 | Wall Insulation | Wall Insulation | NonEquip | 20 |  | 0% | Tech/Econ | 16.64% | 0 | 0 | 0
Econ | College and University | Space Cooling | District chilled water piped | RIM | Existing | NE4183 | Thermal Energy Storage | Thermal Energy Storage | NonEquip | 20 |  | 66.67% | Tech/Econ | 0% | 0.00075572 | -4.5504e-06 | -5.888e-08
Econ | College and University | Space Cooling | District chilled water piped | RIM | Existing | NE3975 | Low U-Value Windows | Low U-Value Windows | NonEquip | 20 |  | 10.75% | Tech/Econ | 46% | 238691.7603 | 88.7224 | 0
Econ | College and University | Space Cooling | District chilled water piped | RIM | Existing | NE3507 | Duct Sealing Repair | Duct Sealing Repair | NonEquip | 15 |  | 0% | Tech/Econ | 12% | 0 | 0 | 0
Econ | College and University | Space Cooling | District chilled water piped | RIM | Existing | NE3195 | Ceiling Insulation(R2 to R38) | Ceiling Insulation(R2 to R38) | NonEquip | 20 |  | 0% | Tech/Econ | 15.42% | 0 | 0 | 0
Econ | College and University | Space Cooling | District chilled water piped | RIM | Turnover | ET1095 | High Efficiency Chiller (Water cooled-positive displacement, 100 tons) | High Efficiency Chiller (Water cooled-positive displacement, 100 tons) | Equip | 20 | District chilled water piped | 28.37% | Tech/Econ | 2.683% | 37019.2547 | 13.9492 | 0.027095
Econ | College and University | Space Cooling | District chilled water piped | RIM | Turnover | ET1017 | High Efficiency Chiller (Water cooled-centrifugal, 200 tons) | High Efficiency Chiller (Water cooled-centrifugal, 200 tons) | Equip | 20 | District chilled water piped | 28.37% | Tech/Econ | 4.362% | 60947.2552 | 22.9656 | 0.044608
Econ | College and University | Space Cooling | Central chillers inside | RIM | New | NN4196 | Thermal Energy Storage | Thermal Energy Storage | NonEquip | 20 |  | 66.67% | Tech/Econ | 0% | 0 | 0 | 0
Econ | College and University | Space Cooling | Central chillers inside | RIM | New | NN3520 | Duct Sealing Repair | Duct Sealing Repair | NonEquip | 15 |  | 0% | Tech/Econ | 12% | 0 | 0 | 0
Econ | College and University | Space Cooling | Central chillers inside | RIM | New | NN3208 | Ceiling Insulation(R2 to R38) | Ceiling Insulation(R2 to R38) | NonEquip | 20 |  | 0% | Tech/Econ | 15.42% | 0 | 0 | 0
Econ | College and University | Space Cooling | Central chillers inside | RIM | Existing | NE4209 | Wall Insulation | Wall Insulation | NonEquip | 20 |  | 0% | Tech/Econ | 16.64% | 0 | 0 | 0
Econ | College and University | Space Cooling | Central chillers inside | RIM | Existing | NE4183 | Thermal Energy Storage | Thermal Energy Storage | NonEquip | 20 |  | 66.67% | Tech/Econ | 0% | 6.0895e-05 | -3.6666e-07 | -4.7445e-09
Econ | College and University | Space Cooling | Central chillers inside | RIM | Existing | NE3975 | Low U-Value Windows | Low U-Value Windows | NonEquip | 20 |  | 10.75% | Tech/Econ | 46% | 19233.5085 | 7.1492 | 0
Econ | College and University | Space Cooling | Central chillers inside | RIM | Existing | NE3507 | Duct Sealing Repair | Duct Sealing Repair | NonEquip | 15 |  | 0% | Tech/Econ | 12% | 0 | 0 | 0
Econ | College and University | Space Cooling | Central chillers inside | RIM | Existing | NE3195 | Ceiling Insulation(R2 to R38) | Ceiling Insulation(R2 to R38) | NonEquip | 20 |  | 0% | Tech/Econ | 15.42% | 0 | 0 | 0
Econ | College and University | Space Cooling | Central chillers inside | RIM | Turnover | ET978 | High Efficiency Chiller (Water cooled-centrifugal, 200 tons) | High Efficiency Chiller (Water cooled-centrifugal, 200 tons) | Equip | 20 | Central chillers inside | 28.37% | Tech/Econ | 4.362% | 4911.0599 | 1.8505 | 0.0035945
Econ | College and University | Space Cooling | Central chillers inside | RIM | Turnover | ET1056 | High Efficiency Chiller (Water cooled-positive displacement, 100 tons) | High Efficiency Chiller (Water cooled-positive displacement, 100 tons) | Equip | 20 | Central chillers inside | 28.37% | Tech/Econ | 2.683% | 2982.9691 | 1.124 | 0.0021833
Econ | College and University | Space Heating | Boilers | RIM | New | NN3546 | Duct Sealing Repair | Duct Sealing Repair | NonEquip | 15 |  | 0% | Tech/Econ | 12% | 0 | 0 | 0
Econ | College and University | Space Heating | Boilers | RIM | New | NN3182 | Ceiling Insulation(R2 to R38) | Ceiling Insulation(R2 to R38) | NonEquip | 20 |  | 0% | Tech/Econ | 19.05% | 0 | 0 | 0
Econ | College and University | Space Heating | Boilers | RIM | Existing | NE4235 | Wall Insulation | Wall Insulation | NonEquip | 20 |  | 0% | Tech/Econ | 3.312% | 0 | 0 | 0
Econ | College and University | Space Heating | Boilers | RIM | Existing | NE4001 | Low U-Value Windows | Low U-Value Windows | NonEquip | 20 |  | 10.75% | Tech/Econ | 46% | 53.9445 | 0 | 0.0002242
Econ | College and University | Space Heating | Boilers | RIM | Existing | NE3533 | Duct Sealing Repair | Duct Sealing Repair | NonEquip | 15 |  | 0% | Tech/Econ | 12% | 0 | 0 | 0
Econ | College and University | Space Heating | Boilers | RIM | Existing | NE3169 | Ceiling Insulation(R2 to R38) | Ceiling Insulation(R2 to R38) | NonEquip | 20 |  | 0% | Tech/Econ | 21.03% | 0 | 0 | 0
Econ | Grocery | Space Cooling | Residential-type central air conditioners | RIM | New | NN4197 | Thermal Energy Storage | Thermal Energy Storage | NonEquip | 20 |  | 33.33% | Tech/Econ | 0% | 0 | 0 | 0
Econ | Grocery | Space Cooling | Residential-type central air conditioners | RIM | New | NN3209 | Ceiling Insulation(R2 to R38) | Ceiling Insulation(R2 to R38) | NonEquip | 20 |  | 0% | Tech/Econ | 5.495% | 0 | 0 | 0
Econ | Grocery | Space Cooling | Residential-type central air conditioners | RIM | Existing | NE4210 | Wall Insulation | Wall Insulation | NonEquip | 20 |  | 0% | Tech/Econ | 4.506% | 0 | 0 | 0
Econ | Grocery | Space Cooling | Residential-type central air conditioners | RIM | Existing | NE4184 | Thermal Energy Storage | Thermal Energy Storage | NonEquip | 20 |  | 33.33% | Tech/Econ | 0% | 0 | 0 | 0
Econ | Grocery | Space Cooling | Residential-type central air conditioners | RIM | Existing | NE3976 | Low U-Value Windows | Low U-Value Windows | NonEquip | 20 |  | 8.361% | Tech/Econ | 46% | 0 | 0 | 0
Econ | Grocery | Space Cooling | Residential-type central air conditioners | RIM | Existing | NE3196 | Ceiling Insulation(R2 to R38) | Ceiling Insulation(R2 to R38) | NonEquip | 20 |  | 0% | Tech/Econ | 5.495% | 0 | 0 | 0
Econ | Grocery | Space Cooling | Residential-type central air conditioners | RIM | Turnover | ET1291 | High Efficiency PTHP | High Efficiency PTHP | Equip | 15 | Residential-type central air conditioners | 0% | Tech/Econ | 23.64% | 0 | 0 | 0
Econ | Grocery | Space Cooling | Residential-type central air conditioners | RIM | Turnover | ET1252 | High Efficiency PTAC | High Efficiency PTAC | Equip | 15 | Residential-type central air conditioners | 49.09% | Tech/Econ | 23.64% | 0 | 0 | 0
Econ | Grocery | Space Cooling | Residential-type central air conditioners | RIM | New | EN1317 | High Efficiency PTHP | High Efficiency PTHP | Equip | 15 | Residential-type central air conditioners | 0% | Tech/Econ | 23.64% | 0 | 0 | 0
Econ | Grocery | Space Cooling | Residential-type central air conditioners | RIM | New | EN1278 | High Efficiency PTAC | High Efficiency PTAC | Equip | 15 | Residential-type central air conditioners | 49.09% | Tech/Econ | 23.64% | 0 | 0 | 0
Econ | Grocery | Space Heating | Residential/split system heat pump | RIM | New | NN3183 | Ceiling Insulation(R2 to R38) | Ceiling Insulation(R2 to R38) | NonEquip | 20 |  | 0% | Tech/Econ | 6.79% | 0 | 0 | 0
Econ | Grocery | Space Heating | Residential/split system heat pump | RIM | Existing | NE4236 | Wall Insulation | Wall Insulation | NonEquip | 20 |  | 0% | Tech/Econ | 0.8971% | 0 | 0 | 0
Econ | Grocery | Space Heating | Residential/split system heat pump | RIM | Existing | NE4002 | Low U-Value Windows | Low U-Value Windows | NonEquip | 20 |  | 8.361% | Tech/Econ | 46% | 64003.2835 | 0 | 0.266
Econ | Grocery | Space Heating | Residential/split system heat pump | RIM | Existing | NE3170 | Ceiling Insulation(R2 to R38) | Ceiling Insulation(R2 to R38) | NonEquip | 20 |  | 0% | Tech/Econ | 7.493% | 0 | 0 | 0
Econ | Grocery | Space Heating | Residential/split system heat pump | RIM | Turnover | ET1330 | High Efficiency PTHP | High Efficiency PTHP | Equip | 15 | Residential/split system heat pump | 0% | Tech/Econ | 9.375% | 0 | 0 | 0
Econ | Grocery | Space Heating | Residential/split system heat pump | RIM | New | EN1356 | High Efficiency PTHP | High Efficiency PTHP | Equip | 15 | Residential/split system heat pump | 0% | Tech/Econ | 9.375% | 0 | 0 | 0
Econ | Grocery | Space Heating | Packaged central unit | RIM | New | NN3183 | Ceiling Insulation(R2 to R38) | Ceiling Insulation(R2 to R38) | NonEquip | 20 |  | 0% | Tech/Econ | 6.79% | 0 | 0 | 0
Econ | Grocery | Space Heating | Packaged central unit | RIM | Existing | NE4236 | Wall Insulation | Wall Insulation | NonEquip | 20 |  | 0% | Tech/Econ | 0.8971% | 0 | 0 | 0
Econ | Grocery | Space Heating | Packaged central unit | RIM | Existing | NE4002 | Low U-Value Windows | Low U-Value Windows | NonEquip | 20 |  | 8.361% | Tech/Econ | 46% | 426793.6416 | 0 | 1.7738
Econ | Grocery | Space Heating | Packaged central unit | RIM | Existing | NE3170 | Ceiling Insulation(R2 to R38) | Ceiling Insulation(R2 to R38) | NonEquip | 20 |  | 0% | Tech/Econ | 7.493% | 0 | 0 | 0
Econ | Grocery | Space Cooling | Packaged air conditioning units (RTUs) | RIM | New | NN4197 | Thermal Energy Storage | Thermal Energy Storage | NonEquip | 20 |  | 33.33% | Tech/Econ | 0% | 0 | 0 | 0
Econ | Grocery | Space Cooling | Packaged air conditioning units (RTUs) | RIM | New | NN3209 | Ceiling Insulation(R2 to R38) | Ceiling Insulation(R2 to R38) | NonEquip | 20 |  | 0% | Tech/Econ | 5.495% | 0 | 0 | 0
Econ | Grocery | Space Cooling | Packaged air conditioning units (RTUs) | RIM | Existing | NE4210 | Wall Insulation | Wall Insulation | NonEquip | 20 |  | 0% | Tech/Econ | 4.506% | 0 | 0 | 0
Econ | Grocery | Space Cooling | Packaged air conditioning units (RTUs) | RIM | Existing | NE4184 | Thermal Energy Storage | Thermal Energy Storage | NonEquip | 20 |  | 33.33% | Tech/Econ | 0% | 0.00081904 | -4.9316e-06 | -6.3813e-08
Econ | Grocery | Space Cooling | Packaged air conditioning units (RTUs) | RIM | Existing | NE3976 | Low U-Value Windows | Low U-Value Windows | NonEquip | 20 |  | 8.361% | Tech/Econ | 46% | 4642719.045 | 1725.7123 | 0
Econ | Grocery | Space Cooling | Packaged air conditioning units (RTUs) | RIM | Existing | NE3196 | Ceiling Insulation(R2 to R38) | Ceiling Insulation(R2 to R38) | NonEquip | 20 |  | 0% | Tech/Econ | 5.495% | 0 | 0 | 0
Econ | Grocery | Miscellaneous | Others | RIM | Turnover | ET1837 | Efficient Battery Charger | Efficient Battery Charger | Equip | 7 | Others | 17.92% | Tech/Econ | 13.68% | 1704062.97 | 933.7331 | 0
Econ | Grocery | Miscellaneous | Others | RIM | New | EN1863 | Efficient Battery Charger | Efficient Battery Charger | Equip | 7 | Others | 17.92% | Tech/Econ | 13.68% | 30705.4 | 16.8249 | 0
Econ | Grocery | Ventilation and Circulation | Motor/Fan | RIM | New | NN4951 | Demand Controlled Ventilation | Demand Controlled Ventilation | NonEquip | 10 |  | 23.39% | Tech/Econ | 9.434% | 135.8078 | 0.01414 | 0.079606
Econ | Grocery | Ventilation and Circulation | Motor/Fan | RIM | Existing | NE4938 | Demand Controlled Ventilation | Demand Controlled Ventilation | NonEquip | 10 |  | 23.39% | Tech/Econ | 9.434% | 7536.951 | 0.78471 | 4.4179
Econ | Grocery | Ventilation and Circulation | Individual room ventilation | RIM | New | NN4951 | Demand Controlled Ventilation | Demand Controlled Ventilation | NonEquip | 10 |  | 23.39% | Tech/Econ | 9.434% | 0 | 0 | 0
Econ | Grocery | Ventilation and Circulation | Individual room ventilation | RIM | Existing | NE4938 | Demand Controlled Ventilation | Demand Controlled Ventilation | NonEquip | 10 |  | 23.39% | Tech/Econ | 9.434% | 0 | 0 | 0
Econ | Grocery | Space Heating | Individual room heating | RIM | New | NN3183 | Ceiling Insulation(R2 to R38) | Ceiling Insulation(R2 to R38) | NonEquip | 20 |  | 0% | Tech/Econ | 6.79% | 0 | 0 | 0
Econ | Grocery | Space Heating | Individual room heating | RIM | Existing | NE4236 | Wall Insulation | Wall Insulation | NonEquip | 20 |  | 0% | Tech/Econ | 0.8971% | 0 | 0 | 0
Econ | Grocery | Space Heating | Individual room heating | RIM | Existing | NE4002 | Low U-Value Windows | Low U-Value Windows | NonEquip | 20 |  | 8.361% | Tech/Econ | 46% | 0 | 0 | 0
Econ | Grocery | Space Heating | Individual room heating | RIM | Existing | NE3170 | Ceiling Insulation(R2 to R38) | Ceiling Insulation(R2 to R38) | NonEquip | 20 |  | 0% | Tech/Econ | 7.493% | 0 | 0 | 0
Econ | Grocery | Space Cooling | Individual room air conditioners | RIM | New | NN4197 | Thermal Energy Storage | Thermal Energy Storage | NonEquip | 20 |  | 33.33% | Tech/Econ | 0% | 0 | 0 | 0
Econ | Grocery | Space Cooling | Individual room air conditioners | RIM | New | NN3209 | Ceiling Insulation(R2 to R38) | Ceiling Insulation(R2 to R38) | NonEquip | 20 |  | 0% | Tech/Econ | 5.495% | 0 | 0 | 0
Econ | Grocery | Space Cooling | Individual room air conditioners | RIM | Existing | NE4210 | Wall Insulation | Wall Insulation | NonEquip | 20 |  | 0% | Tech/Econ | 4.506% | 0 | 0 | 0
Econ | Grocery | Space Cooling | Individual room air conditioners | RIM | Existing | NE4184 | Thermal Energy Storage | Thermal Energy Storage | NonEquip | 20 |  | 33.33% | Tech/Econ | 0% | 1.9966e-05 | -1.2022e-07 | -1.5556e-09
Econ | Grocery | Space Cooling | Individual room air conditioners | RIM | Existing | NE3976 | Low U-Value Windows | Low U-Value Windows | NonEquip | 20 |  | 8.361% | Tech/Econ | 46% | 113175.2859 | 42.0676 | 0
Econ | Grocery | Space Cooling | Individual room air conditioners | RIM | Existing | NE3196 | Ceiling Insulation(R2 to R38) | Ceiling Insulation(R2 to R38) | NonEquip | 20 |  | 0% | Tech/Econ | 5.495% | 0 | 0 | 0
Econ | Grocery | Space Heating | Forced air furnace | RIM | New | NN3183 | Ceiling Insulation(R2 to R38) | Ceiling Insulation(R2 to R38) | NonEquip | 20 |  | 0% | Tech/Econ | 6.79% | 0 | 0 | 0
Econ | Grocery | Space Heating | Forced air furnace | RIM | Existing | NE4236 | Wall Insulation | Wall Insulation | NonEquip | 20 |  | 0% | Tech/Econ | 0.8971% | 0 | 0 | 0
Econ | Grocery | Space Heating | Forced air furnace | RIM | Existing | NE4002 | Low U-Value Windows | Low U-Value Windows | NonEquip | 20 |  | 8.361% | Tech/Econ | 46% | 4452.9734 | 0 | 0.018507
Econ | Grocery | Space Heating | Forced air furnace | RIM | Existing | NE3170 | Ceiling Insulation(R2 to R38) | Ceiling Insulation(R2 to R38) | NonEquip | 20 |  | 0% | Tech/Econ | 7.493% | 0 | 0 | 0
Econ | Grocery | Space Cooling | District chilled water piped | RIM | New | NN4197 | Thermal Energy Storage | Thermal Energy Storage | NonEquip | 20 |  | 33.33% | Tech/Econ | 0% | 0 | 0 | 0
Econ | Grocery | Space Cooling | District chilled water piped | RIM | New | NN3209 | Ceiling Insulation(R2 to R38) | Ceiling Insulation(R2 to R38) | NonEquip | 20 |  | 0% | Tech/Econ | 5.495% | 0 | 0 | 0
Econ | Grocery | Space Cooling | District chilled water piped | RIM | Existing | NE4210 | Wall Insulation | Wall Insulation | NonEquip | 20 |  | 0% | Tech/Econ | 4.506% | 0 | 0 | 0
Econ | Grocery | Space Cooling | District chilled water piped | RIM | Existing | NE4184 | Thermal Energy Storage | Thermal Energy Storage | NonEquip | 20 |  | 33.33% | Tech/Econ | 0% | 0 | 0 | 0
Econ | Grocery | Space Cooling | District chilled water piped | RIM | Existing | NE3976 | Low U-Value Windows | Low U-Value Windows | NonEquip | 20 |  | 8.361% | Tech/Econ | 46% | 0 | 0 | 0
Econ | Grocery | Space Cooling | District chilled water piped | RIM | Existing | NE3196 | Ceiling Insulation(R2 to R38) | Ceiling Insulation(R2 to R38) | NonEquip | 20 |  | 0% | Tech/Econ | 5.495% | 0 | 0 | 0
Econ | Grocery | Space Cooling | District chilled water piped | RIM | Turnover | ET1018 | High Efficiency Chiller (Water cooled-centrifugal, 200 tons) | High Efficiency Chiller (Water cooled-centrifugal, 200 tons) | Equip | 20 | District chilled water piped | 28.37% | Tech/Econ | 4.362% | 0 | 0 | 0
Econ | Grocery | Space Cooling | District chilled water piped | RIM | New | EN1044 | High Efficiency Chiller (Water cooled-centrifugal, 200 tons) | High Efficiency Chiller (Water cooled-centrifugal, 200 tons) | Equip | 20 | District chilled water piped | 28.37% | Tech/Econ | 4.362% | 0 | 0 | 0
Econ | Grocery | Space Cooling | Central chillers inside | RIM | New | NN4197 | Thermal Energy Storage | Thermal Energy Storage | NonEquip | 20 |  | 33.33% | Tech/Econ | 0% | 0 | 0 | 0
Econ | Grocery | Space Cooling | Central chillers inside | RIM | New | NN3209 | Ceiling Insulation(R2 to R38) | Ceiling Insulation(R2 to R38) | NonEquip | 20 |  | 0% | Tech/Econ | 5.495% | 0 | 0 | 0
Econ | Grocery | Space Cooling | Central chillers inside | RIM | Existing | NE4210 | Wall Insulation | Wall Insulation | NonEquip | 20 |  | 0% | Tech/Econ | 4.506% | 0 | 0 | 0
Econ | Grocery | Space Cooling | Central chillers inside | RIM | Existing | NE4184 | Thermal Energy Storage | Thermal Energy Storage | NonEquip | 20 |  | 33.33% | Tech/Econ | 0% | 0 | 0 | 0
Econ | Grocery | Space Cooling | Central chillers inside | RIM | Existing | NE3976 | Low U-Value Windows | Low U-Value Windows | NonEquip | 20 |  | 8.361% | Tech/Econ | 46% | 0 | 0 | 0
Econ | Grocery | Space Cooling | Central chillers inside | RIM | Existing | NE3196 | Ceiling Insulation(R2 to R38) | Ceiling Insulation(R2 to R38) | NonEquip | 20 |  | 0% | Tech/Econ | 5.495% | 0 | 0 | 0
Econ | Grocery | Space Cooling | Central chillers inside | RIM | Turnover | ET979 | High Efficiency Chiller (Water cooled-centrifugal, 200 tons) | High Efficiency Chiller (Water cooled-centrifugal, 200 tons) | Equip | 20 | Central chillers inside | 28.37% | Tech/Econ | 4.362% | 0 | 0 | 0
Econ | Grocery | Space Cooling | Central chillers inside | RIM | New | EN1005 | High Efficiency Chiller (Water cooled-centrifugal, 200 tons) | High Efficiency Chiller (Water cooled-centrifugal, 200 tons) | Equip | 20 | Central chillers inside | 28.37% | Tech/Econ | 4.362% | 0 | 0 | 0
Econ | Grocery | Ventilation and Circulation | Central air-handling unit | RIM | New | NN4951 | Demand Controlled Ventilation | Demand Controlled Ventilation | NonEquip | 10 |  | 23.39% | Tech/Econ | 9.434% | 20339.1916 | 2.1176 | 11.9221
Econ | Grocery | Ventilation and Circulation | Central air-handling unit | RIM | Existing | NE4938 | Demand Controlled Ventilation | Demand Controlled Ventilation | NonEquip | 10 |  | 23.39% | Tech/Econ | 9.434% | 1128767.683 | 117.5213 | 661.6447
Econ | Grocery | Space Heating | Boilers | RIM | New | NN3183 | Ceiling Insulation(R2 to R38) | Ceiling Insulation(R2 to R38) | NonEquip | 20 |  | 0% | Tech/Econ | 6.79% | 0 | 0 | 0
Econ | Grocery | Space Heating | Boilers | RIM | Existing | NE4236 | Wall Insulation | Wall Insulation | NonEquip | 20 |  | 0% | Tech/Econ | 0.8971% | 0 | 0 | 0
Econ | Grocery | Space Heating | Boilers | RIM | Existing | NE4002 | Low U-Value Windows | Low U-Value Windows | NonEquip | 20 |  | 8.361% | Tech/Econ | 46% | 0 | 0 | 0
Econ | Grocery | Space Heating | Boilers | RIM | Existing | NE3170 | Ceiling Insulation(R2 to R38) | Ceiling Insulation(R2 to R38) | NonEquip | 20 |  | 0% | Tech/Econ | 7.493% | 0 | 0 | 0
Econ | Healthcare | Space Cooling | Residential-type central air conditioners | RIM | New | NN4198 | Thermal Energy Storage | Thermal Energy Storage | NonEquip | 20 |  | 20% | Tech/Econ | 0% | 0 | 0 | 0
Econ | Healthcare | Space Cooling | Residential-type central air conditioners | RIM | New | NN3210 | Ceiling Insulation(R2 to R38) | Ceiling Insulation(R2 to R38) | NonEquip | 20 |  | 0% | Tech/Econ | 11.3% | 0 | 0 | 0
Econ | Healthcare | Space Cooling | Residential-type central air conditioners | RIM | Existing | NE4211 | Wall Insulation | Wall Insulation | NonEquip | 20 |  | 26.6% | Tech/Econ | 6.167% | 42915.8469 | 0.85876 | 0
Econ | Healthcare | Space Cooling | Residential-type central air conditioners | RIM | Existing | NE4185 | Thermal Energy Storage | Thermal Energy Storage | NonEquip | 20 |  | 20% | Tech/Econ | 0% | 0.00011235 | -6.7651e-07 | -8.7538e-09
Econ | Healthcare | Space Cooling | Residential-type central air conditioners | RIM | Existing | NE3977 | Low U-Value Windows | Low U-Value Windows | NonEquip | 20 |  | 8.361% | Tech/Econ | 46% | 98970.5696 | 36.7877 | 0
Econ | Healthcare | Space Cooling | Residential-type central air conditioners | RIM | Existing | NE3197 | Ceiling Insulation(R2 to R38) | Ceiling Insulation(R2 to R38) | NonEquip | 20 |  | 45.6% | Tech/Econ | 11.3% | 142096.2316 | 2.8434 | 0
Econ | Healthcare | Space Heating | Residential/split system heat pump | RIM | New | NN3184 | Ceiling Insulation(R2 to R38) | Ceiling Insulation(R2 to R38) | NonEquip | 20 |  | 0% | Tech/Econ | 13.96% | 0 | 0 | 0
Econ | Healthcare | Space Heating | Residential/split system heat pump | RIM | Existing | NE4237 | Wall Insulation | Wall Insulation | NonEquip | 20 |  | 26.6% | Tech/Econ | 1.228% | 1470.3949 | 0 | 0.66326
Econ | Healthcare | Space Heating | Residential/split system heat pump | RIM | Existing | NE4003 | Low U-Value Windows | Low U-Value Windows | NonEquip | 20 |  | 8.361% | Tech/Econ | 46% | 17259.2776 | 0 | 0.071731
Econ | Healthcare | Space Heating | Residential/split system heat pump | RIM | Existing | NE3171 | Ceiling Insulation(R2 to R38) | Ceiling Insulation(R2 to R38) | NonEquip | 20 |  | 45.6% | Tech/Econ | 15.4% | 34014.6479 | 0 | 15.3433
Econ | Healthcare | Space Heating | Packaged central unit | RIM | New | NN3184 | Ceiling Insulation(R2 to R38) | Ceiling Insulation(R2 to R38) | NonEquip | 20 |  | 0% | Tech/Econ | 13.96% | 0 | 0 | 0
Econ | Healthcare | Space Heating | Packaged central unit | RIM | Existing | NE4237 | Wall Insulation | Wall Insulation | NonEquip | 20 |  | 26.6% | Tech/Econ | 1.228% | 3944.5189 | 0 | 1.7793
Econ | Healthcare | Space Heating | Packaged central unit | RIM | Existing | NE4003 | Low U-Value Windows | Low U-Value Windows | NonEquip | 20 |  | 8.361% | Tech/Econ | 46% | 44973.4258 | 0 | 0.18691
Econ | Healthcare | Space Heating | Packaged central unit | RIM | Existing | NE3171 | Ceiling Insulation(R2 to R38) | Ceiling Insulation(R2 to R38) | NonEquip | 20 |  | 45.6% | Tech/Econ | 15.4% | 91248.5612 | 0 | 41.1603
Econ | Healthcare | Space Heating | Packaged central unit | RIM | Turnover | ET1214 | High Efficiency DX 135k- less than 240k BTU | High Efficiency DX 135k- less than 240k BTU | Equip | 15 | Packaged central unit | 94.56% | Tech/Econ | 3.03% | 34494.9259 | 0 | 0
Econ | Healthcare | Space Heating | Packaged central unit | RIM | New | EN1240 | High Efficiency DX 135k- less than 240k BTU | High Efficiency DX 135k- less than 240k BTU | Equip | 15 | Packaged central unit | 94.56% | Tech/Econ | 3.03% | 670.7139 | 0 | 0
Econ | Healthcare | Space Cooling | Packaged air conditioning units (RTUs) | RIM | New | NN4198 | Thermal Energy Storage | Thermal Energy Storage | NonEquip | 20 |  | 20% | Tech/Econ | 0% | 0 | 0 | 0
Econ | Healthcare | Space Cooling | Packaged air conditioning units (RTUs) | RIM | New | NN3210 | Ceiling Insulation(R2 to R38) | Ceiling Insulation(R2 to R38) | NonEquip | 20 |  | 0% | Tech/Econ | 11.3% | 0 | 0 | 0
Econ | Healthcare | Space Cooling | Packaged air conditioning units (RTUs) | RIM | Existing | NE4211 | Wall Insulation | Wall Insulation | NonEquip | 20 |  | 26.6% | Tech/Econ | 6.167% | 2941692.163 | 58.8644 | 0
Econ | Healthcare | Space Cooling | Packaged air conditioning units (RTUs) | RIM | Existing | NE4185 | Thermal Energy Storage | Thermal Energy Storage | NonEquip | 20 |  | 20% | Tech/Econ | 0% | 0.0077014 | -4.6371e-05 | -6.0003e-07
Econ | Healthcare | Space Cooling | Packaged air conditioning units (RTUs) | RIM | Existing | NE3977 | Low U-Value Windows | Low U-Value Windows | NonEquip | 20 |  | 8.361% | Tech/Econ | 46% | 6505076.878 | 2417.9562 | 0
Econ | Healthcare | Space Cooling | Packaged air conditioning units (RTUs) | RIM | Existing | NE3197 | Ceiling Insulation(R2 to R38) | Ceiling Insulation(R2 to R38) | NonEquip | 20 |  | 45.6% | Tech/Econ | 11.3% | 9740070.414 | 194.9027 | 0
Econ | Healthcare | Space Cooling | Packaged air conditioning units (RTUs) | RIM | Turnover | ET1175 | High Efficiency DX 135k- less than 240k BTU | High Efficiency DX 135k- less than 240k BTU | Equip | 15 | Packaged air conditioning units (RTUs) | 94.56% | Tech/Econ | 4.348% | 7251774.028 | 2998.7099 | 0
Econ | Healthcare | Space Cooling | Packaged air conditioning units (RTUs) | RIM | New | EN1201 | High Efficiency DX 135k- less than 240k BTU | High Efficiency DX 135k- less than 240k BTU | Equip | 15 | Packaged air conditioning units (RTUs) | 94.56% | Tech/Econ | 4.348% | 140064.3564 | 57.9186 | 0
Econ | Healthcare | Miscellaneous | Others | RIM | Turnover | ET1838 | Efficient Battery Charger | Efficient Battery Charger | Equip | 7 | Others | 17.92% | Tech/Econ | 13.68% | 1713729.29 | 939.0298 | 0
Econ | Healthcare | Miscellaneous | Others | RIM | New | EN1864 | Efficient Battery Charger | Efficient Battery Charger | Equip | 7 | Others | 17.92% | Tech/Econ | 13.68% | 30879.5769 | 16.9203 | 0
Econ | Healthcare | Space Heating | Individual room heating | RIM | New | NN3184 | Ceiling Insulation(R2 to R38) | Ceiling Insulation(R2 to R38) | NonEquip | 20 |  | 0% | Tech/Econ | 13.96% | 0 | 0 | 0
Econ | Healthcare | Space Heating | Individual room heating | RIM | Existing | NE4237 | Wall Insulation | Wall Insulation | NonEquip | 20 |  | 26.6% | Tech/Econ | 1.228% | 0 | 0 | 0
Econ | Healthcare | Space Heating | Individual room heating | RIM | Existing | NE4003 | Low U-Value Windows | Low U-Value Windows | NonEquip | 20 |  | 8.361% | Tech/Econ | 46% | 0 | 0 | 0
Econ | Healthcare | Space Heating | Individual room heating | RIM | Existing | NE3171 | Ceiling Insulation(R2 to R38) | Ceiling Insulation(R2 to R38) | NonEquip | 20 |  | 45.6% | Tech/Econ | 15.4% | 0 | 0 | 0
Econ | Healthcare | Space Cooling | Individual room air conditioners | RIM | New | NN4198 | Thermal Energy Storage | Thermal Energy Storage | NonEquip | 20 |  | 20% | Tech/Econ | 0% | 0 | 0 | 0
Econ | Healthcare | Space Cooling | Individual room air conditioners | RIM | New | NN3210 | Ceiling Insulation(R2 to R38) | Ceiling Insulation(R2 to R38) | NonEquip | 20 |  | 0% | Tech/Econ | 11.3% | 0 | 0 | 0
Econ | Healthcare | Space Cooling | Individual room air conditioners | RIM | Existing | NE4211 | Wall Insulation | Wall Insulation | NonEquip | 20 |  | 26.6% | Tech/Econ | 6.167% | 0 | 0 | 0
Econ | Healthcare | Space Cooling | Individual room air conditioners | RIM | Existing | NE4185 | Thermal Energy Storage | Thermal Energy Storage | NonEquip | 20 |  | 20% | Tech/Econ | 0% | 0 | 0 | 0
Econ | Healthcare | Space Cooling | Individual room air conditioners | RIM | Existing | NE3977 | Low U-Value Windows | Low U-Value Windows | NonEquip | 20 |  | 8.361% | Tech/Econ | 46% | 0 | 0 | 0
Econ | Healthcare | Space Cooling | Individual room air conditioners | RIM | Existing | NE3197 | Ceiling Insulation(R2 to R38) | Ceiling Insulation(R2 to R38) | NonEquip | 20 |  | 45.6% | Tech/Econ | 11.3% | 0 | 0 | 0
Econ | Healthcare | Space Heating | Forced air furnace | RIM | New | NN3184 | Ceiling Insulation(R2 to R38) | Ceiling Insulation(R2 to R38) | NonEquip | 20 |  | 0% | Tech/Econ | 13.96% | 0 | 0 | 0
Econ | Healthcare | Space Heating | Forced air furnace | RIM | Existing | NE4237 | Wall Insulation | Wall Insulation | NonEquip | 20 |  | 26.6% | Tech/Econ | 1.228% | 89.1619 | 0 | 0.040219
Econ | Healthcare | Space Heating | Forced air furnace | RIM | Existing | NE4003 | Low U-Value Windows | Low U-Value Windows | NonEquip | 20 |  | 8.361% | Tech/Econ | 46% | 1046.5695 | 0 | 0.0043496
Econ | Healthcare | Space Heating | Forced air furnace | RIM | Existing | NE3171 | Ceiling Insulation(R2 to R38) | Ceiling Insulation(R2 to R38) | NonEquip | 20 |  | 45.6% | Tech/Econ | 15.4% | 2062.583 | 0 | 0.93039
Econ | Healthcare | Space Cooling | District chilled water piped | RIM | New | NN4198 | Thermal Energy Storage | Thermal Energy Storage | NonEquip | 20 |  | 20% | Tech/Econ | 0% | 0 | 0 | 0
Econ | Healthcare | Space Cooling | District chilled water piped | RIM | New | NN3210 | Ceiling Insulation(R2 to R38) | Ceiling Insulation(R2 to R38) | NonEquip | 20 |  | 0% | Tech/Econ | 11.3% | 0 | 0 | 0
Econ | Healthcare | Space Cooling | District chilled water piped | RIM | Existing | NE4211 | Wall Insulation | Wall Insulation | NonEquip | 20 |  | 26.6% | Tech/Econ | 6.167% | 0 | 0 | 0
Econ | Healthcare | Space Cooling | District chilled water piped | RIM | Existing | NE4185 | Thermal Energy Storage | Thermal Energy Storage | NonEquip | 20 |  | 20% | Tech/Econ | 0% | 0 | 0 | 0
Econ | Healthcare | Space Cooling | District chilled water piped | RIM | Existing | NE3977 | Low U-Value Windows | Low U-Value Windows | NonEquip | 20 |  | 8.361% | Tech/Econ | 46% | 0 | 0 | 0
Econ | Healthcare | Space Cooling | District chilled water piped | RIM | Existing | NE3197 | Ceiling Insulation(R2 to R38) | Ceiling Insulation(R2 to R38) | NonEquip | 20 |  | 45.6% | Tech/Econ | 11.3% | 0 | 0 | 0
Econ | Healthcare | Space Cooling | District chilled water piped | RIM | Turnover | ET1097 | High Efficiency Chiller (Water cooled-positive displacement, 100 tons) | High Efficiency Chiller (Water cooled-positive displacement, 100 tons) | Equip | 20 | District chilled water piped | 28.37% | Tech/Econ | 2.683% | 0 | 0 | 0
Econ | Healthcare | Space Cooling | District chilled water piped | RIM | Turnover | ET1019 | High Efficiency Chiller (Water cooled-centrifugal, 200 tons) | High Efficiency Chiller (Water cooled-centrifugal, 200 tons) | Equip | 20 | District chilled water piped | 28.37% | Tech/Econ | 4.362% | 0 | 0 | 0
Econ | Healthcare | Space Cooling | Central chillers inside | RIM | New | NN4198 | Thermal Energy Storage | Thermal Energy Storage | NonEquip | 20 |  | 20% | Tech/Econ | 0% | 0 | 0 | 0
Econ | Healthcare | Space Cooling | Central chillers inside | RIM | New | NN3210 | Ceiling Insulation(R2 to R38) | Ceiling Insulation(R2 to R38) | NonEquip | 20 |  | 0% | Tech/Econ | 11.3% | 0 | 0 | 0
Econ | Healthcare | Space Cooling | Central chillers inside | RIM | Existing | NE4211 | Wall Insulation | Wall Insulation | NonEquip | 20 |  | 26.6% | Tech/Econ | 6.167% | 0 | 0 | 0
Econ | Healthcare | Space Cooling | Central chillers inside | RIM | Existing | NE4185 | Thermal Energy Storage | Thermal Energy Storage | NonEquip | 20 |  | 20% | Tech/Econ | 0% | 0 | 0 | 0
Econ | Healthcare | Space Cooling | Central chillers inside | RIM | Existing | NE3977 | Low U-Value Windows | Low U-Value Windows | NonEquip | 20 |  | 8.361% | Tech/Econ | 46% | 0 | 0 | 0
Econ | Healthcare | Space Cooling | Central chillers inside | RIM | Existing | NE3197 | Ceiling Insulation(R2 to R38) | Ceiling Insulation(R2 to R38) | NonEquip | 20 |  | 45.6% | Tech/Econ | 11.3% | 0 | 0 | 0
Econ | Healthcare | Space Cooling | Central chillers inside | RIM | Turnover | ET980 | High Efficiency Chiller (Water cooled-centrifugal, 200 tons) | High Efficiency Chiller (Water cooled-centrifugal, 200 tons) | Equip | 20 | Central chillers inside | 28.37% | Tech/Econ | 4.362% | 0 | 0 | 0
Econ | Healthcare | Space Cooling | Central chillers inside | RIM | Turnover | ET1058 | High Efficiency Chiller (Water cooled-positive displacement, 100 tons) | High Efficiency Chiller (Water cooled-positive displacement, 100 tons) | Equip | 20 | Central chillers inside | 28.37% | Tech/Econ | 2.683% | 0 | 0 | 0
Econ | Healthcare | Space Heating | Boilers | RIM | New | NN3184 | Ceiling Insulation(R2 to R38) | Ceiling Insulation(R2 to R38) | NonEquip | 20 |  | 0% | Tech/Econ | 13.96% | 0 | 0 | 0
Econ | Healthcare | Space Heating | Boilers | RIM | Existing | NE4237 | Wall Insulation | Wall Insulation | NonEquip | 20 |  | 26.6% | Tech/Econ | 1.228% | 0 | 0 | 0
Econ | Healthcare | Space Heating | Boilers | RIM | Existing | NE4003 | Low U-Value Windows | Low U-Value Windows | NonEquip | 20 |  | 8.361% | Tech/Econ | 46% | 0 | 0 | 0
Econ | Healthcare | Space Heating | Boilers | RIM | Existing | NE3171 | Ceiling Insulation(R2 to R38) | Ceiling Insulation(R2 to R38) | NonEquip | 20 |  | 45.6% | Tech/Econ | 15.4% | 0 | 0 | 0
Econ | Hospitals | Space Cooling | Residential-type central air conditioners | RIM | New | NN4199 | Thermal Energy Storage | Thermal Energy Storage | NonEquip | 20 |  | 66.67% | Tech/Econ | 0% | 0 | 0 | 0
Econ | Hospitals | Space Cooling | Residential-type central air conditioners | RIM | New | NN3211 | Ceiling Insulation(R2 to R38) | Ceiling Insulation(R2 to R38) | NonEquip | 20 |  | 0% | Tech/Econ | 2.096% | 0 | 0 | 0
Econ | Hospitals | Space Cooling | Residential-type central air conditioners | RIM | Existing | NE4212 | Wall Insulation | Wall Insulation | NonEquip | 20 |  | 0% | Tech/Econ | 10.6% | 0 | 0 | 0
Econ | Hospitals | Space Cooling | Residential-type central air conditioners | RIM | Existing | NE4186 | Thermal Energy Storage | Thermal Energy Storage | NonEquip | 20 |  | 66.67% | Tech/Econ | 0% | 0.00020462 | -1.232e-06 | -1.5942e-08
Econ | Hospitals | Space Cooling | Residential-type central air conditioners | RIM | Existing | NE3978 | Low U-Value Windows | Low U-Value Windows | NonEquip | 20 |  | 5.375% | Tech/Econ | 46% | 9298.7854 | 3.4564 | 0
Econ | Hospitals | Space Cooling | Residential-type central air conditioners | RIM | Existing | NE3198 | Ceiling Insulation(R2 to R38) | Ceiling Insulation(R2 to R38) | NonEquip | 20 |  | 0% | Tech/Econ | 2.096% | 0 | 0 | 0
Econ | Hospitals | Space Heating | Residential/split system heat pump | RIM | New | NN3185 | Ceiling Insulation(R2 to R38) | Ceiling Insulation(R2 to R38) | NonEquip | 20 |  | 0% | Tech/Econ | 2.59% | 0 | 0 | 0
Econ | Hospitals | Space Heating | Residential/split system heat pump | RIM | Existing | NE4238 | Wall Insulation | Wall Insulation | NonEquip | 20 |  | 0% | Tech/Econ | 2.11% | 0 | 0 | 0
Econ | Hospitals | Space Heating | Residential/split system heat pump | RIM | Existing | NE4004 | Low U-Value Windows | Low U-Value Windows | NonEquip | 20 |  | 5.375% | Tech/Econ | 46% | 9760.1373 | 0 | 0.040564
Econ | Hospitals | Space Heating | Residential/split system heat pump | RIM | Existing | NE3172 | Ceiling Insulation(R2 to R38) | Ceiling Insulation(R2 to R38) | NonEquip | 20 |  | 0% | Tech/Econ | 2.858% | 0 | 0 | 0
Econ | Hospitals | Space Heating | Packaged central unit | RIM | New | NN3185 | Ceiling Insulation(R2 to R38) | Ceiling Insulation(R2 to R38) | NonEquip | 20 |  | 0% | Tech/Econ | 2.59% | 0 | 0 | 0
Econ | Hospitals | Space Heating | Packaged central unit | RIM | Existing | NE4238 | Wall Insulation | Wall Insulation | NonEquip | 20 |  | 0% | Tech/Econ | 2.11% | 0 | 0 | 0
Econ | Hospitals | Space Heating | Packaged central unit | RIM | Existing | NE4004 | Low U-Value Windows | Low U-Value Windows | NonEquip | 20 |  | 5.375% | Tech/Econ | 46% | 2894.1613 | 0 | 0.012028
Econ | Hospitals | Space Heating | Packaged central unit | RIM | Existing | NE3172 | Ceiling Insulation(R2 to R38) | Ceiling Insulation(R2 to R38) | NonEquip | 20 |  | 0% | Tech/Econ | 2.858% | 0 | 0 | 0
Econ | Hospitals | Space Heating | Packaged central unit | RIM | Turnover | ET1215 | High Efficiency DX 135k- less than 240k BTU | High Efficiency DX 135k- less than 240k BTU | Equip | 15 | Packaged central unit | 94.56% | Tech/Econ | 3.03% | 3453.0868 | 0 | 0
Econ | Hospitals | Space Heating | Packaged central unit | RIM | New | EN1241 | High Efficiency DX 135k- less than 240k BTU | High Efficiency DX 135k- less than 240k BTU | Equip | 15 | Packaged central unit | 94.56% | Tech/Econ | 3.03% | 62.2209 | 0 | 0
Econ | Hospitals | Space Cooling | Packaged air conditioning units (RTUs) | RIM | New | NN4199 | Thermal Energy Storage | Thermal Energy Storage | NonEquip | 20 |  | 66.67% | Tech/Econ | 0% | 0 | 0 | 0
Econ | Hospitals | Space Cooling | Packaged air conditioning units (RTUs) | RIM | New | NN3211 | Ceiling Insulation(R2 to R38) | Ceiling Insulation(R2 to R38) | NonEquip | 20 |  | 0% | Tech/Econ | 2.096% | 0 | 0 | 0
Econ | Hospitals | Space Cooling | Packaged air conditioning units (RTUs) | RIM | Existing | NE4212 | Wall Insulation | Wall Insulation | NonEquip | 20 |  | 0% | Tech/Econ | 10.6% | 0 | 0 | 0
Econ | Hospitals | Space Cooling | Packaged air conditioning units (RTUs) | RIM | Existing | NE4186 | Thermal Energy Storage | Thermal Energy Storage | NonEquip | 20 |  | 66.67% | Tech/Econ | 0% | 0.03928 | -0.00023651 | -3.0604e-06
Econ | Hospitals | Space Cooling | Packaged air conditioning units (RTUs) | RIM | Existing | NE3978 | Low U-Value Windows | Low U-Value Windows | NonEquip | 20 |  | 5.375% | Tech/Econ | 46% | 1711681.803 | 636.2372 | 0
Econ | Hospitals | Space Cooling | Packaged air conditioning units (RTUs) | RIM | Existing | NE3198 | Ceiling Insulation(R2 to R38) | Ceiling Insulation(R2 to R38) | NonEquip | 20 |  | 0% | Tech/Econ | 2.096% | 0 | 0 | 0
Econ | Hospitals | Space Cooling | Packaged air conditioning units (RTUs) | RIM | Turnover | ET1176 | High Efficiency DX 135k- less than 240k BTU | High Efficiency DX 135k- less than 240k BTU | Equip | 15 | Packaged air conditioning units (RTUs) | 94.56% | Tech/Econ | 4.348% | 2968249.362 | 1227.4126 | 0
Econ | Hospitals | Space Cooling | Packaged air conditioning units (RTUs) | RIM | New | EN1202 | High Efficiency DX 135k- less than 240k BTU | High Efficiency DX 135k- less than 240k BTU | Equip | 15 | Packaged air conditioning units (RTUs) | 94.56% | Tech/Econ | 4.348% | 53484.6927 | 22.1167 | 0
Econ | Hospitals | Miscellaneous | Others | RIM | Turnover | ET1839 | Efficient Battery Charger | Efficient Battery Charger | Equip | 7 | Others | 17.92% | Tech/Econ | 13.68% | 2236458.368 | 1225.4566 | 0
Econ | Hospitals | Miscellaneous | Others | RIM | New | EN1865 | Efficient Battery Charger | Efficient Battery Charger | Equip | 7 | Others | 17.92% | Tech/Econ | 13.68% | 40298.5982 | 22.0814 | 0
Econ | Hospitals | Space Heating | Individual room heating | RIM | New | NN3185 | Ceiling Insulation(R2 to R38) | Ceiling Insulation(R2 to R38) | NonEquip | 20 |  | 0% | Tech/Econ | 2.59% | 0 | 0 | 0
Econ | Hospitals | Space Heating | Individual room heating | RIM | Existing | NE4238 | Wall Insulation | Wall Insulation | NonEquip | 20 |  | 0% | Tech/Econ | 2.11% | 0 | 0 | 0
Econ | Hospitals | Space Heating | Individual room heating | RIM | Existing | NE4004 | Low U-Value Windows | Low U-Value Windows | NonEquip | 20 |  | 5.375% | Tech/Econ | 46% | 0 | 0 | 0
Econ | Hospitals | Space Heating | Individual room heating | RIM | Existing | NE3172 | Ceiling Insulation(R2 to R38) | Ceiling Insulation(R2 to R38) | NonEquip | 20 |  | 0% | Tech/Econ | 2.858% | 0 | 0 | 0
Econ | Hospitals | Space Cooling | Individual room air conditioners | RIM | New | NN4199 | Thermal Energy Storage | Thermal Energy Storage | NonEquip | 20 |  | 66.67% | Tech/Econ | 0% | 0 | 0 | 0
Econ | Hospitals | Space Cooling | Individual room air conditioners | RIM | New | NN3211 | Ceiling Insulation(R2 to R38) | Ceiling Insulation(R2 to R38) | NonEquip | 20 |  | 0% | Tech/Econ | 2.096% | 0 | 0 | 0
Econ | Hospitals | Space Cooling | Individual room air conditioners | RIM | Existing | NE4212 | Wall Insulation | Wall Insulation | NonEquip | 20 |  | 0% | Tech/Econ | 10.6% | 0 | 0 | 0
Econ | Hospitals | Space Cooling | Individual room air conditioners | RIM | Existing | NE4186 | Thermal Energy Storage | Thermal Energy Storage | NonEquip | 20 |  | 66.67% | Tech/Econ | 0% | 0 | 0 | 0
Econ | Hospitals | Space Cooling | Individual room air conditioners | RIM | Existing | NE3978 | Low U-Value Windows | Low U-Value Windows | NonEquip | 20 |  | 5.375% | Tech/Econ | 46% | 0 | 0 | 0
Econ | Hospitals | Space Cooling | Individual room air conditioners | RIM | Existing | NE3198 | Ceiling Insulation(R2 to R38) | Ceiling Insulation(R2 to R38) | NonEquip | 20 |  | 0% | Tech/Econ | 2.096% | 0 | 0 | 0
Econ | Hospitals | Space Heating | Forced air furnace | RIM | New | NN3185 | Ceiling Insulation(R2 to R38) | Ceiling Insulation(R2 to R38) | NonEquip | 20 |  | 0% | Tech/Econ | 2.59% | 0 | 0 | 0
Econ | Hospitals | Space Heating | Forced air furnace | RIM | Existing | NE4238 | Wall Insulation | Wall Insulation | NonEquip | 20 |  | 0% | Tech/Econ | 2.11% | 0 | 0 | 0
Econ | Hospitals | Space Heating | Forced air furnace | RIM | Existing | NE4004 | Low U-Value Windows | Low U-Value Windows | NonEquip | 20 |  | 5.375% | Tech/Econ | 46% | 181.2044 | 0 | 0.0007531
Econ | Hospitals | Space Heating | Forced air furnace | RIM | Existing | NE3172 | Ceiling Insulation(R2 to R38) | Ceiling Insulation(R2 to R38) | NonEquip | 20 |  | 0% | Tech/Econ | 2.858% | 0 | 0 | 0
Econ | Hospitals | Space Cooling | District chilled water piped | RIM | New | NN4199 | Thermal Energy Storage | Thermal Energy Storage | NonEquip | 20 |  | 66.67% | Tech/Econ | 0% | 0 | 0 | 0
Econ | Hospitals | Space Cooling | District chilled water piped | RIM | New | NN3211 | Ceiling Insulation(R2 to R38) | Ceiling Insulation(R2 to R38) | NonEquip | 20 |  | 0% | Tech/Econ | 2.096% | 0 | 0 | 0
Econ | Hospitals | Space Cooling | District chilled water piped | RIM | Existing | NE4212 | Wall Insulation | Wall Insulation | NonEquip | 20 |  | 0% | Tech/Econ | 10.6% | 0 | 0 | 0
Econ | Hospitals | Space Cooling | District chilled water piped | RIM | Existing | NE4186 | Thermal Energy Storage | Thermal Energy Storage | NonEquip | 20 |  | 66.67% | Tech/Econ | 0% | 0.072059 | -0.00043388 | -5.6143e-06
Econ | Hospitals | Space Cooling | District chilled water piped | RIM | Existing | NE3978 | Low U-Value Windows | Low U-Value Windows | NonEquip | 20 |  | 5.375% | Tech/Econ | 46% | 3201467.897 | 1189.9951 | 0
Econ | Hospitals | Space Cooling | District chilled water piped | RIM | Existing | NE3198 | Ceiling Insulation(R2 to R38) | Ceiling Insulation(R2 to R38) | NonEquip | 20 |  | 0% | Tech/Econ | 2.096% | 0 | 0 | 0
Econ | Hospitals | Space Cooling | District chilled water piped | RIM | Turnover | ET1098 | High Efficiency Chiller (Water cooled-positive displacement, 100 tons) | High Efficiency Chiller (Water cooled-positive displacement, 100 tons) | Equip | 20 | District chilled water piped | 31.91% | Tech/Econ | 2.683% | 1118248.869 | 421.3679 | 0.81846
Econ | Hospitals | Space Cooling | District chilled water piped | RIM | Turnover | ET1020 | High Efficiency Chiller (Water cooled-centrifugal, 200 tons) | High Efficiency Chiller (Water cooled-centrifugal, 200 tons) | Equip | 20 | District chilled water piped | 31.91% | Tech/Econ | 4.362% | 1843935.542 | 694.8142 | 1.3496
Econ | Hospitals | Space Cooling | Central chillers inside | RIM | New | NN4199 | Thermal Energy Storage | Thermal Energy Storage | NonEquip | 20 |  | 66.67% | Tech/Econ | 0% | 0 | 0 | 0
Econ | Hospitals | Space Cooling | Central chillers inside | RIM | New | NN3211 | Ceiling Insulation(R2 to R38) | Ceiling Insulation(R2 to R38) | NonEquip | 20 |  | 0% | Tech/Econ | 2.096% | 0 | 0 | 0
Econ | Hospitals | Space Cooling | Central chillers inside | RIM | Existing | NE4212 | Wall Insulation | Wall Insulation | NonEquip | 20 |  | 0% | Tech/Econ | 10.6% | 0 | 0 | 0
Econ | Hospitals | Space Cooling | Central chillers inside | RIM | Existing | NE4186 | Thermal Energy Storage | Thermal Energy Storage | NonEquip | 20 |  | 66.67% | Tech/Econ | 0% | 0.035632 | -0.00021455 | -2.7762e-06
Econ | Hospitals | Space Cooling | Central chillers inside | RIM | Existing | NE3978 | Low U-Value Windows | Low U-Value Windows | NonEquip | 20 |  | 5.375% | Tech/Econ | 46% | 1583089.19 | 588.4389 | 0
Econ | Hospitals | Space Cooling | Central chillers inside | RIM | Existing | NE3198 | Ceiling Insulation(R2 to R38) | Ceiling Insulation(R2 to R38) | NonEquip | 20 |  | 0% | Tech/Econ | 2.096% | 0 | 0 | 0
Econ | Hospitals | Space Cooling | Central chillers inside | RIM | Turnover | ET981 | High Efficiency Chiller (Water cooled-centrifugal, 200 tons) | High Efficiency Chiller (Water cooled-centrifugal, 200 tons) | Equip | 20 | Central chillers inside | 31.91% | Tech/Econ | 4.362% | 911804.9917 | 343.5777 | 0.66736
Econ | Hospitals | Space Cooling | Central chillers inside | RIM | Turnover | ET1059 | High Efficiency Chiller (Water cooled-positive displacement, 100 tons) | High Efficiency Chiller (Water cooled-positive displacement, 100 tons) | Equip | 20 | Central chillers inside | 31.91% | Tech/Econ | 2.683% | 552961.2463 | 208.3616 | 0.40472
Econ | Hospitals | Space Heating | Boilers | RIM | New | NN3185 | Ceiling Insulation(R2 to R38) | Ceiling Insulation(R2 to R38) | NonEquip | 20 |  | 0% | Tech/Econ | 2.59% | 0 | 0 | 0
Econ | Hospitals | Space Heating | Boilers | RIM | Existing | NE4238 | Wall Insulation | Wall Insulation | NonEquip | 20 |  | 0% | Tech/Econ | 2.11% | 0 | 0 | 0
Econ | Hospitals | Space Heating | Boilers | RIM | Existing | NE4004 | Low U-Value Windows | Low U-Value Windows | NonEquip | 20 |  | 5.375% | Tech/Econ | 46% | 1107.8903 | 0 | 0.0046045
Econ | Hospitals | Space Heating | Boilers | RIM | Existing | NE3172 | Ceiling Insulation(R2 to R38) | Ceiling Insulation(R2 to R38) | NonEquip | 20 |  | 0% | Tech/Econ | 2.858% | 0 | 0 | 0
Econ | Institutional | Space Cooling | Residential-type central air conditioners | RIM | New | NN4200 | Thermal Energy Storage | Thermal Energy Storage | NonEquip | 20 |  | 33.33% | Tech/Econ | 0% | 0 | 0 | 0
Econ | Institutional | Space Cooling | Residential-type central air conditioners | RIM | New | NN3212 | Ceiling Insulation(R2 to R38) | Ceiling Insulation(R2 to R38) | NonEquip | 20 |  | 0% | Tech/Econ | 3.028% | 0 | 0 | 0
Econ | Institutional | Space Cooling | Residential-type central air conditioners | RIM | Existing | NE4213 | Wall Insulation | Wall Insulation | NonEquip | 20 |  | 0% | Tech/Econ | 18.13% | 0 | 0 | 0
Econ | Institutional | Space Cooling | Residential-type central air conditioners | RIM | Existing | NE4187 | Thermal Energy Storage | Thermal Energy Storage | NonEquip | 20 |  | 33.33% | Tech/Econ | 0% | 0.00013446 | -8.0963e-07 | -1.0476e-08
Econ | Institutional | Space Cooling | Residential-type central air conditioners | RIM | Existing | NE3979 | Low U-Value Windows | Low U-Value Windows | NonEquip | 20 |  | 5.017% | Tech/Econ | 46% | 9263.6347 | 3.4433 | 0
Econ | Institutional | Space Cooling | Residential-type central air conditioners | RIM | Existing | NE3199 | Ceiling Insulation(R2 to R38) | Ceiling Insulation(R2 to R38) | NonEquip | 20 |  | 0% | Tech/Econ | 3.028% | 0 | 0 | 0
Econ | Institutional | Space Cooling | Residential-type central air conditioners | RIM | Turnover | ET1294 | High Efficiency PTHP | High Efficiency PTHP | Equip | 15 | Residential-type central air conditioners | 0% | Tech/Econ | 23.64% | 0 | 0 | 0
Econ | Institutional | Space Cooling | Residential-type central air conditioners | RIM | Turnover | ET1255 | High Efficiency PTAC | High Efficiency PTAC | Equip | 15 | Residential-type central air conditioners | 49.09% | Tech/Econ | 23.64% | 52696.4262 | 25.092 | 0
Econ | Institutional | Space Cooling | Residential-type central air conditioners | RIM | New | EN1320 | High Efficiency PTHP | High Efficiency PTHP | Equip | 15 | Residential-type central air conditioners | 0% | Tech/Econ | 23.64% | 0 | 0 | 0
Econ | Institutional | Space Cooling | Residential-type central air conditioners | RIM | New | EN1281 | High Efficiency PTAC | High Efficiency PTAC | Equip | 15 | Residential-type central air conditioners | 49.09% | Tech/Econ | 23.64% | 949.5335 | 0.45213 | 0
Econ | Institutional | Space Heating | Residential/split system heat pump | RIM | New | NN3186 | Ceiling Insulation(R2 to R38) | Ceiling Insulation(R2 to R38) | NonEquip | 20 |  | 0% | Tech/Econ | 3.742% | 0 | 0 | 0
Econ | Institutional | Space Heating | Residential/split system heat pump | RIM | Existing | NE4239 | Wall Insulation | Wall Insulation | NonEquip | 20 |  | 0% | Tech/Econ | 3.61% | 0 | 0 | 0
Econ | Institutional | Space Heating | Residential/split system heat pump | RIM | Existing | NE4005 | Low U-Value Windows | Low U-Value Windows | NonEquip | 20 |  | 5.017% | Tech/Econ | 46% | 9663.0964 | 0 | 0.040161
Econ | Institutional | Space Heating | Residential/split system heat pump | RIM | Existing | NE3173 | Ceiling Insulation(R2 to R38) | Ceiling Insulation(R2 to R38) | NonEquip | 20 |  | 0% | Tech/Econ | 4.129% | 0 | 0 | 0
Econ | Institutional | Space Heating | Residential/split system heat pump | RIM | Turnover | ET1333 | High Efficiency PTHP | High Efficiency PTHP | Equip | 15 | Residential/split system heat pump | 0% | Tech/Econ | 9.375% | 0 | 0 | 0
Econ | Institutional | Space Heating | Residential/split system heat pump | RIM | New | EN1359 | High Efficiency PTHP | High Efficiency PTHP | Equip | 15 | Residential/split system heat pump | 0% | Tech/Econ | 9.375% | 0 | 0 | 0
Econ | Institutional | Space Heating | Packaged central unit | RIM | New | NN3186 | Ceiling Insulation(R2 to R38) | Ceiling Insulation(R2 to R38) | NonEquip | 20 |  | 0% | Tech/Econ | 3.742% | 0 | 0 | 0
Econ | Institutional | Space Heating | Packaged central unit | RIM | Existing | NE4239 | Wall Insulation | Wall Insulation | NonEquip | 20 |  | 0% | Tech/Econ | 3.61% | 0 | 0 | 0
Econ | Institutional | Space Heating | Packaged central unit | RIM | Existing | NE4005 | Low U-Value Windows | Low U-Value Windows | NonEquip | 20 |  | 5.017% | Tech/Econ | 46% | 17295.4199 | 0 | 0.071881
Econ | Institutional | Space Heating | Packaged central unit | RIM | Existing | NE3173 | Ceiling Insulation(R2 to R38) | Ceiling Insulation(R2 to R38) | NonEquip | 20 |  | 0% | Tech/Econ | 4.129% | 0 | 0 | 0
Econ | Institutional | Space Cooling | Packaged air conditioning units (RTUs) | RIM | New | NN4200 | Thermal Energy Storage | Thermal Energy Storage | NonEquip | 20 |  | 33.33% | Tech/Econ | 0% | 0 | 0 | 0
Econ | Institutional | Space Cooling | Packaged air conditioning units (RTUs) | RIM | New | NN3212 | Ceiling Insulation(R2 to R38) | Ceiling Insulation(R2 to R38) | NonEquip | 20 |  | 0% | Tech/Econ | 3.028% | 0 | 0 | 0
Econ | Institutional | Space Cooling | Packaged air conditioning units (RTUs) | RIM | Existing | NE4213 | Wall Insulation | Wall Insulation | NonEquip | 20 |  | 0% | Tech/Econ | 18.13% | 0 | 0 | 0
Econ | Institutional | Space Cooling | Packaged air conditioning units (RTUs) | RIM | Existing | NE4187 | Thermal Energy Storage | Thermal Energy Storage | NonEquip | 20 |  | 33.33% | Tech/Econ | 0% | 0.025156 | -0.00015147 | -1.96e-06
Econ | Institutional | Space Cooling | Packaged air conditioning units (RTUs) | RIM | Existing | NE3979 | Low U-Value Windows | Low U-Value Windows | NonEquip | 20 |  | 5.017% | Tech/Econ | 46% | 1960628.454 | 728.7714 | 0
Econ | Institutional | Space Cooling | Packaged air conditioning units (RTUs) | RIM | Existing | NE3199 | Ceiling Insulation(R2 to R38) | Ceiling Insulation(R2 to R38) | NonEquip | 20 |  | 0% | Tech/Econ | 3.028% | 0 | 0 | 0
Econ | Institutional | Miscellaneous | Others | RIM | Turnover | ET1840 | Efficient Battery Charger | Efficient Battery Charger | Equip | 7 | Others | 17.92% | Tech/Econ | 13.68% | 1754775.586 | 961.5209 | 0
Econ | Institutional | Miscellaneous | Others | RIM | New | EN1866 | Efficient Battery Charger | Efficient Battery Charger | Equip | 7 | Others | 17.92% | Tech/Econ | 13.68% | 31619.1873 | 17.3256 | 0
Econ | Institutional | Space Heating | Individual room heating | RIM | New | NN3186 | Ceiling Insulation(R2 to R38) | Ceiling Insulation(R2 to R38) | NonEquip | 20 |  | 0% | Tech/Econ | 3.742% | 0 | 0 | 0
Econ | Institutional | Space Heating | Individual room heating | RIM | Existing | NE4239 | Wall Insulation | Wall Insulation | NonEquip | 20 |  | 0% | Tech/Econ | 3.61% | 0 | 0 | 0
Econ | Institutional | Space Heating | Individual room heating | RIM | Existing | NE4005 | Low U-Value Windows | Low U-Value Windows | NonEquip | 20 |  | 5.017% | Tech/Econ | 46% | 9.3703 | 0 | 3.8944e-05
Econ | Institutional | Space Heating | Individual room heating | RIM | Existing | NE3173 | Ceiling Insulation(R2 to R38) | Ceiling Insulation(R2 to R38) | NonEquip | 20 |  | 0% | Tech/Econ | 4.129% | 0 | 0 | 0
Econ | Institutional | Space Cooling | Individual room air conditioners | RIM | New | NN4200 | Thermal Energy Storage | Thermal Energy Storage | NonEquip | 20 |  | 33.33% | Tech/Econ | 0% | 0 | 0 | 0
Econ | Institutional | Space Cooling | Individual room air conditioners | RIM | New | NN3212 | Ceiling Insulation(R2 to R38) | Ceiling Insulation(R2 to R38) | NonEquip | 20 |  | 0% | Tech/Econ | 3.028% | 0 | 0 | 0
Econ | Institutional | Space Cooling | Individual room air conditioners | RIM | Existing | NE4213 | Wall Insulation | Wall Insulation | NonEquip | 20 |  | 0% | Tech/Econ | 18.13% | 0 | 0 | 0
Econ | Institutional | Space Cooling | Individual room air conditioners | RIM | Existing | NE4187 | Thermal Energy Storage | Thermal Energy Storage | NonEquip | 20 |  | 33.33% | Tech/Econ | 0% | 0.0027163 | -1.6355e-05 | -2.1163e-07
Econ | Institutional | Space Cooling | Individual room air conditioners | RIM | Existing | NE3979 | Low U-Value Windows | Low U-Value Windows | NonEquip | 20 |  | 5.017% | Tech/Econ | 46% | 211702.7673 | 78.6905 | 0
Econ | Institutional | Space Cooling | Individual room air conditioners | RIM | Existing | NE3199 | Ceiling Insulation(R2 to R38) | Ceiling Insulation(R2 to R38) | NonEquip | 20 |  | 0% | Tech/Econ | 3.028% | 0 | 0 | 0
Econ | Institutional | Space Heating | Forced air furnace | RIM | New | NN3186 | Ceiling Insulation(R2 to R38) | Ceiling Insulation(R2 to R38) | NonEquip | 20 |  | 0% | Tech/Econ | 3.742% | 0 | 0 | 0
Econ | Institutional | Space Heating | Forced air furnace | RIM | Existing | NE4239 | Wall Insulation | Wall Insulation | NonEquip | 20 |  | 0% | Tech/Econ | 3.61% | 0 | 0 | 0
Econ | Institutional | Space Heating | Forced air furnace | RIM | Existing | NE4005 | Low U-Value Windows | Low U-Value Windows | NonEquip | 20 |  | 5.017% | Tech/Econ | 46% | 648.8916 | 0 | 0.0026968
Econ | Institutional | Space Heating | Forced air furnace | RIM | Existing | NE3173 | Ceiling Insulation(R2 to R38) | Ceiling Insulation(R2 to R38) | NonEquip | 20 |  | 0% | Tech/Econ | 4.129% | 0 | 0 | 0
Econ | Institutional | Space Cooling | District chilled water piped | RIM | New | NN4200 | Thermal Energy Storage | Thermal Energy Storage | NonEquip | 20 |  | 33.33% | Tech/Econ | 0% | 0 | 0 | 0
Econ | Institutional | Space Cooling | District chilled water piped | RIM | New | NN3212 | Ceiling Insulation(R2 to R38) | Ceiling Insulation(R2 to R38) | NonEquip | 20 |  | 0% | Tech/Econ | 3.028% | 0 | 0 | 0
Econ | Institutional | Space Cooling | District chilled water piped | RIM | Existing | NE4213 | Wall Insulation | Wall Insulation | NonEquip | 20 |  | 0% | Tech/Econ | 18.13% | 0 | 0 | 0
Econ | Institutional | Space Cooling | District chilled water piped | RIM | Existing | NE4187 | Thermal Energy Storage | Thermal Energy Storage | NonEquip | 20 |  | 33.33% | Tech/Econ | 0% | 0.00046779 | -2.8167e-06 | -3.6447e-08
Econ | Institutional | Space Cooling | District chilled water piped | RIM | Existing | NE3979 | Low U-Value Windows | Low U-Value Windows | NonEquip | 20 |  | 5.017% | Tech/Econ | 46% | 35950.8251 | 13.363 | 0
Econ | Institutional | Space Cooling | District chilled water piped | RIM | Existing | NE3199 | Ceiling Insulation(R2 to R38) | Ceiling Insulation(R2 to R38) | NonEquip | 20 |  | 0% | Tech/Econ | 3.028% | 0 | 0 | 0
Econ | Institutional | Space Cooling | District chilled water piped | RIM | Turnover | ET1021 | High Efficiency Chiller (Water cooled-centrifugal, 200 tons) | High Efficiency Chiller (Water cooled-centrifugal, 200 tons) | Equip | 20 | District chilled water piped | 31.91% | Tech/Econ | 4.362% | 21995.5073 | 8.2881 | 0.016099
Econ | Institutional | Space Cooling | District chilled water piped | RIM | New | EN1047 | High Efficiency Chiller (Water cooled-centrifugal, 200 tons) | High Efficiency Chiller (Water cooled-centrifugal, 200 tons) | Equip | 20 | District chilled water piped | 31.91% | Tech/Econ | 4.362% | 396.3356 | 0.14934 | 0.00029008
Econ | Institutional | Space Cooling | Central chillers inside | RIM | New | NN4200 | Thermal Energy Storage | Thermal Energy Storage | NonEquip | 20 |  | 33.33% | Tech/Econ | 0% | 0 | 0 | 0
Econ | Institutional | Space Cooling | Central chillers inside | RIM | New | NN3212 | Ceiling Insulation(R2 to R38) | Ceiling Insulation(R2 to R38) | NonEquip | 20 |  | 0% | Tech/Econ | 3.028% | 0 | 0 | 0
Econ | Institutional | Space Cooling | Central chillers inside | RIM | Existing | NE4213 | Wall Insulation | Wall Insulation | NonEquip | 20 |  | 0% | Tech/Econ | 18.13% | 0 | 0 | 0
Econ | Institutional | Space Cooling | Central chillers inside | RIM | Existing | NE4187 | Thermal Energy Storage | Thermal Energy Storage | NonEquip | 20 |  | 33.33% | Tech/Econ | 0% | 0.014435 | -8.6916e-05 | -1.1247e-06
Econ | Institutional | Space Cooling | Central chillers inside | RIM | Existing | NE3979 | Low U-Value Windows | Low U-Value Windows | NonEquip | 20 |  | 5.017% | Tech/Econ | 46% | 1109363.054 | 412.3535 | 0
Econ | Institutional | Space Cooling | Central chillers inside | RIM | Existing | NE3199 | Ceiling Insulation(R2 to R38) | Ceiling Insulation(R2 to R38) | NonEquip | 20 |  | 0% | Tech/Econ | 3.028% | 0 | 0 | 0
Econ | Institutional | Space Cooling | Central chillers inside | RIM | Turnover | ET982 | High Efficiency Chiller (Water cooled-centrifugal, 200 tons) | High Efficiency Chiller (Water cooled-centrifugal, 200 tons) | Equip | 20 | Central chillers inside | 31.91% | Tech/Econ | 4.362% | 678732.7805 | 255.7536 | 0.49677
Econ | Institutional | Space Cooling | Central chillers inside | RIM | New | EN1008 | High Efficiency Chiller (Water cooled-centrifugal, 200 tons) | High Efficiency Chiller (Water cooled-centrifugal, 200 tons) | Equip | 20 | Central chillers inside | 31.91% | Tech/Econ | 4.362% | 12230.0418 | 4.6084 | 0.0089513
Econ | Institutional | Space Heating | Boilers | RIM | New | NN3186 | Ceiling Insulation(R2 to R38) | Ceiling Insulation(R2 to R38) | NonEquip | 20 |  | 0% | Tech/Econ | 3.742% | 0 | 0 | 0
Econ | Institutional | Space Heating | Boilers | RIM | Existing | NE4239 | Wall Insulation | Wall Insulation | NonEquip | 20 |  | 0% | Tech/Econ | 3.61% | 0 | 0 | 0
Econ | Institutional | Space Heating | Boilers | RIM | Existing | NE4005 | Low U-Value Windows | Low U-Value Windows | NonEquip | 20 |  | 5.017% | Tech/Econ | 46% | 710.5011 | 0 | 0.0029529
Econ | Institutional | Space Heating | Boilers | RIM | Existing | NE3173 | Ceiling Insulation(R2 to R38) | Ceiling Insulation(R2 to R38) | NonEquip | 20 |  | 0% | Tech/Econ | 4.129% | 0 | 0 | 0
Econ | Lodging/Hospitality | Space Cooling | Residential-type central air conditioners | RIM | New | NN4201 | Thermal Energy Storage | Thermal Energy Storage | NonEquip | 20 |  | 33.33% | Tech/Econ | 0% | 0 | 0 | 0
Econ | Lodging/Hospitality | Space Cooling | Residential-type central air conditioners | RIM | New | NN3213 | Ceiling Insulation(R2 to R38) | Ceiling Insulation(R2 to R38) | NonEquip | 20 |  | 0% | Tech/Econ | 4.907% |  | 0 | 0
Econ | Lodging/Hospitality | Space Cooling | Residential-type central air conditioners | RIM | Existing | NE4214 | Wall Insulation | Wall Insulation | NonEquip | 20 |  | 0% | Tech/Econ | 34.88% | 0 | 0 | 0
Econ | Lodging/Hospitality | Space Cooling | Residential-type central air conditioners | RIM | Existing | NE4188 | Thermal Energy Storage | Thermal Energy Storage | NonEquip | 20 |  | 33.33% | Tech/Econ | 0% | 0 | 0 | 0
Econ | Lodging/Hospitality | Space Cooling | Residential-type central air conditioners | RIM | Existing | NE4136 | Smart Thermostat | Smart Thermostat | NonEquip | 11 |  | 45.33% | Tech/Econ | 10% | 0 | 0 | 0
Econ | Lodging/Hospitality | Space Cooling | Residential-type central air conditioners | RIM | Existing | NE4032 | Programmable Thermostat | Programmable Thermostat | NonEquip | 11 |  | 0% | Tech/Econ | 3.6% | 0 | 0 | 0
Econ | Lodging/Hospitality | Space Cooling | Residential-type central air conditioners | RIM | Existing | NE3980 | Low U-Value Windows | Low U-Value Windows | NonEquip | 20 |  | 10.75% | Tech/Econ | 46% | 0 | 0 | 0
Econ | Lodging/Hospitality | Space Cooling | Residential-type central air conditioners | RIM | Existing | NE3200 | Ceiling Insulation(R2 to R38) | Ceiling Insulation(R2 to R38) | NonEquip | 20 |  | 0% | Tech/Econ | 4.907% | 0 | 0 | 0
Econ | Lodging/Hospitality | Space Heating | Residential/split system heat pump | RIM | New | NN3187 | Ceiling Insulation(R2 to R38) | Ceiling Insulation(R2 to R38) | NonEquip | 20 |  | 0% | Tech/Econ | 6.064% | 0 | 0 | 0
Econ | Lodging/Hospitality | Space Heating | Residential/split system heat pump | RIM | Existing | NE4240 | Wall Insulation | Wall Insulation | NonEquip | 20 |  | 0% | Tech/Econ | 6.945% | 0 | 0 | 0
Econ | Lodging/Hospitality | Space Heating | Residential/split system heat pump | RIM | Existing | NE4162 | Smart Thermostat | Smart Thermostat | NonEquip | 11 |  | 45.33% | Tech/Econ | 10% | 204526.1935 | 0 | 611.0747
Econ | Lodging/Hospitality | Space Heating | Residential/split system heat pump | RIM | Existing | NE4058 | Programmable Thermostat | Programmable Thermostat | NonEquip | 11 |  | 0% | Tech/Econ | 3.6% | 0 | 0 | 0
Econ | Lodging/Hospitality | Space Heating | Residential/split system heat pump | RIM | Existing | NE4006 | Low U-Value Windows | Low U-Value Windows | NonEquip | 20 |  | 10.75% | Tech/Econ | 46% | 213023.0201 | 0 | -21.1541
Econ | Lodging/Hospitality | Space Heating | Residential/split system heat pump | RIM | Existing | NE3174 | Ceiling Insulation(R2 to R38) | Ceiling Insulation(R2 to R38) | NonEquip | 20 |  | 0% | Tech/Econ | 6.691% | 0 | 0 | 0
Econ | Lodging/Hospitality | Space Heating | Packaged central unit | RIM | New | NN3187 | Ceiling Insulation(R2 to R38) | Ceiling Insulation(R2 to R38) | NonEquip | 20 |  | 0% | Tech/Econ | 6.064% | 0 | 0 | 0
Econ | Lodging/Hospitality | Space Heating | Packaged central unit | RIM | Existing | NE4240 | Wall Insulation | Wall Insulation | NonEquip | 20 |  | 0% | Tech/Econ | 6.945% | 0 | 0 | 0
Econ | Lodging/Hospitality | Space Heating | Packaged central unit | RIM | Existing | NE4162 | Smart Thermostat | Smart Thermostat | NonEquip | 11 |  | 45.33% | Tech/Econ | 10% | 334832.245 | 0 | 1000.3976
Econ | Lodging/Hospitality | Space Heating | Packaged central unit | RIM | Existing | NE4058 | Programmable Thermostat | Programmable Thermostat | NonEquip | 11 |  | 0% | Tech/Econ | 3.6% | 0 | 0 | 0
Econ | Lodging/Hospitality | Space Heating | Packaged central unit | RIM | Existing | NE4006 | Low U-Value Windows | Low U-Value Windows | NonEquip | 20 |  | 10.75% | Tech/Econ | 46% | 348742.5002 | 0 | -34.6316
Econ | Lodging/Hospitality | Space Heating | Packaged central unit | RIM | Existing | NE3174 | Ceiling Insulation(R2 to R38) | Ceiling Insulation(R2 to R38) | NonEquip | 20 |  | 0% | Tech/Econ | 6.691% | 0 | 0 | 0
Econ | Lodging/Hospitality | Space Cooling | Packaged air conditioning units (RTUs) | RIM | New | NN4201 | Thermal Energy Storage | Thermal Energy Storage | NonEquip | 20 |  | 33.33% | Tech/Econ | 0% | 0 | 0 | 0
Econ | Lodging/Hospitality | Space Cooling | Packaged air conditioning units (RTUs) | RIM | New | NN3213 | Ceiling Insulation(R2 to R38) | Ceiling Insulation(R2 to R38) | NonEquip | 20 |  | 0% | Tech/Econ | 4.907% |  | 0 | 0
Econ | Lodging/Hospitality | Space Cooling | Packaged air conditioning units (RTUs) | RIM | Existing | NE4214 | Wall Insulation | Wall Insulation | NonEquip | 20 |  | 0% | Tech/Econ | 34.88% | 0 | 0 | 0
Econ | Lodging/Hospitality | Space Cooling | Packaged air conditioning units (RTUs) | RIM | Existing | NE4188 | Thermal Energy Storage | Thermal Energy Storage | NonEquip | 20 |  | 33.33% | Tech/Econ | 0% | 0.030138 | -0.00018146 | -2.3481e-06
Econ | Lodging/Hospitality | Space Cooling | Packaged air conditioning units (RTUs) | RIM | Existing | NE4136 | Smart Thermostat | Smart Thermostat | NonEquip | 11 |  | 45.33% | Tech/Econ | 10% | 4260665.865 | -136.4766 | 0
Econ | Lodging/Hospitality | Space Cooling | Packaged air conditioning units (RTUs) | RIM | Existing | NE4032 | Programmable Thermostat | Programmable Thermostat | NonEquip | 11 |  | 0% | Tech/Econ | 3.6% | 0 | 0 | 0
Econ | Lodging/Hospitality | Space Cooling | Packaged air conditioning units (RTUs) | RIM | Existing | NE3980 | Low U-Value Windows | Low U-Value Windows | NonEquip | 20 |  | 10.75% | Tech/Econ | 46% | 4437670.748 | 1958.1785 | 0
Econ | Lodging/Hospitality | Space Cooling | Packaged air conditioning units (RTUs) | RIM | Existing | NE3200 | Ceiling Insulation(R2 to R38) | Ceiling Insulation(R2 to R38) | NonEquip | 20 |  | 0% | Tech/Econ | 4.907% | 0 | 0 | 0
Econ | Lodging/Hospitality | Miscellaneous | Others | RIM | Turnover | ET1841 | Efficient Battery Charger | Efficient Battery Charger | Equip | 7 | Others | 17.92% | Tech/Econ | 13.68% | 3984670.521 | 2183.3811 | 0
Econ | Lodging/Hospitality | Miscellaneous | Others | RIM | New | EN1867 | Efficient Battery Charger | Efficient Battery Charger | Equip | 7 | Others | 17.92% | Tech/Econ | 13.68% | 71799.5194 | 39.3422 | 0
Econ | Lodging/Hospitality | Ventilation and Circulation | Motor/Fan | RIM | New | NN4955 | Demand Controlled Ventilation | Demand Controlled Ventilation | NonEquip | 10 |  | 23.39% | Tech/Econ | 40.89% | 926.5169 | 0.096464 | 0.54309
Econ | Lodging/Hospitality | Ventilation and Circulation | Motor/Fan | RIM | Existing | NE4942 | Demand Controlled Ventilation | Demand Controlled Ventilation | NonEquip | 10 |  | 23.39% | Tech/Econ | 40.89% | 51419.0706 | 5.3535 | 30.1401
Econ | Lodging/Hospitality | Ventilation and Circulation | Individual room ventilation | RIM | New | NN4955 | Demand Controlled Ventilation | Demand Controlled Ventilation | NonEquip | 10 |  | 23.39% | Tech/Econ | 40.89% | 1313.2255 | 0.13673 | 0.76977
Econ | Lodging/Hospitality | Ventilation and Circulation | Individual room ventilation | RIM | Existing | NE4942 | Demand Controlled Ventilation | Demand Controlled Ventilation | NonEquip | 10 |  | 23.39% | Tech/Econ | 40.89% | 72880.3066 | 7.5879 | 42.7199
Econ | Lodging/Hospitality | Space Heating | Individual room heating | RIM | New | NN3187 | Ceiling Insulation(R2 to R38) | Ceiling Insulation(R2 to R38) | NonEquip | 20 |  | 0% | Tech/Econ | 6.064% | 0 | 0 | 0
Econ | Lodging/Hospitality | Space Heating | Individual room heating | RIM | Existing | NE4240 | Wall Insulation | Wall Insulation | NonEquip | 20 |  | 0% | Tech/Econ | 6.945% | 0 | 0 | 0
Econ | Lodging/Hospitality | Space Heating | Individual room heating | RIM | Existing | NE4162 | Smart Thermostat | Smart Thermostat | NonEquip | 11 |  | 45.33% | Tech/Econ | 10% | 14354.944 | 0 | 42.8891
Econ | Lodging/Hospitality | Space Heating | Individual room heating | RIM | Existing | NE4058 | Programmable Thermostat | Programmable Thermostat | NonEquip | 11 |  | 0% | Tech/Econ | 3.6% | 0 | 0 | 0
Econ | Lodging/Hospitality | Space Heating | Individual room heating | RIM | Existing | NE4006 | Low U-Value Windows | Low U-Value Windows | NonEquip | 20 |  | 10.75% | Tech/Econ | 46% | 14951.3051 | 0 | -1.4847
Econ | Lodging/Hospitality | Space Heating | Individual room heating | RIM | Existing | NE3174 | Ceiling Insulation(R2 to R38) | Ceiling Insulation(R2 to R38) | NonEquip | 20 |  | 0% | Tech/Econ | 6.691% | 0 | 0 | 0
Econ | Lodging/Hospitality | Space Cooling | Individual room air conditioners | RIM | New | NN4201 | Thermal Energy Storage | Thermal Energy Storage | NonEquip | 20 |  | 33.33% | Tech/Econ | 0% | 0 | 0 | 0
Econ | Lodging/Hospitality | Space Cooling | Individual room air conditioners | RIM | New | NN3213 | Ceiling Insulation(R2 to R38) | Ceiling Insulation(R2 to R38) | NonEquip | 20 |  | 0% | Tech/Econ | 4.907% |  | 0 | 0
Econ | Lodging/Hospitality | Space Cooling | Individual room air conditioners | RIM | Existing | NE4214 | Wall Insulation | Wall Insulation | NonEquip | 20 |  | 0% | Tech/Econ | 34.88% | 0 | 0 | 0
Econ | Lodging/Hospitality | Space Cooling | Individual room air conditioners | RIM | Existing | NE4188 | Thermal Energy Storage | Thermal Energy Storage | NonEquip | 20 |  | 33.33% | Tech/Econ | 0% | 0.045114 | -0.00027164 | -3.5149e-06
Econ | Lodging/Hospitality | Space Cooling | Individual room air conditioners | RIM | Existing | NE4136 | Smart Thermostat | Smart Thermostat | NonEquip | 11 |  | 45.33% | Tech/Econ | 10% | 6377917.907 | -204.296 | 0
Econ | Lodging/Hospitality | Space Cooling | Individual room air conditioners | RIM | Existing | NE4032 | Programmable Thermostat | Programmable Thermostat | NonEquip | 11 |  | 0% | Tech/Econ | 3.6% | 0 | 0 | 0
Econ | Lodging/Hospitality | Space Cooling | Individual room air conditioners | RIM | Existing | NE3980 | Low U-Value Windows | Low U-Value Windows | NonEquip | 20 |  | 10.75% | Tech/Econ | 46% | 6642881.8 | 2931.2558 | 0
Econ | Lodging/Hospitality | Space Cooling | Individual room air conditioners | RIM | Existing | NE3200 | Ceiling Insulation(R2 to R38) | Ceiling Insulation(R2 to R38) | NonEquip | 20 |  | 0% | Tech/Econ | 4.907% | 0 | 0 | 0
Econ | Lodging/Hospitality | Space Heating | Forced air furnace | RIM | New | NN3187 | Ceiling Insulation(R2 to R38) | Ceiling Insulation(R2 to R38) | NonEquip | 20 |  | 0% | Tech/Econ | 6.064% | 0 | 0 | 0
Econ | Lodging/Hospitality | Space Heating | Forced air furnace | RIM | Existing | NE4240 | Wall Insulation | Wall Insulation | NonEquip | 20 |  | 0% | Tech/Econ | 6.945% | 0 | 0 | 0
Econ | Lodging/Hospitality | Space Heating | Forced air furnace | RIM | Existing | NE4162 | Smart Thermostat | Smart Thermostat | NonEquip | 11 |  | 45.33% | Tech/Econ | 10% | 2614.8017 | 0 | 7.8124
Econ | Lodging/Hospitality | Space Heating | Forced air furnace | RIM | Existing | NE4058 | Programmable Thermostat | Programmable Thermostat | NonEquip | 11 |  | 0% | Tech/Econ | 3.6% | 0 | 0 | 0
Econ | Lodging/Hospitality | Space Heating | Forced air furnace | RIM | Existing | NE4006 | Low U-Value Windows | Low U-Value Windows | NonEquip | 20 |  | 10.75% | Tech/Econ | 46% | 2723.431 | 0 | -0.27045
Econ | Lodging/Hospitality | Space Heating | Forced air furnace | RIM | Existing | NE3174 | Ceiling Insulation(R2 to R38) | Ceiling Insulation(R2 to R38) | NonEquip | 20 |  | 0% | Tech/Econ | 6.691% | 0 | 0 | 0
Econ | Lodging/Hospitality | Space Cooling | District chilled water piped | RIM | New | NN4201 | Thermal Energy Storage | Thermal Energy Storage | NonEquip | 20 |  | 33.33% | Tech/Econ | 0% | 0 | 0 | 0
Econ | Lodging/Hospitality | Space Cooling | District chilled water piped | RIM | New | NN3213 | Ceiling Insulation(R2 to R38) | Ceiling Insulation(R2 to R38) | NonEquip | 20 |  | 0% | Tech/Econ | 4.907% |  | 0 | 0
Econ | Lodging/Hospitality | Space Cooling | District chilled water piped | RIM | Existing | NE4214 | Wall Insulation | Wall Insulation | NonEquip | 20 |  | 0% | Tech/Econ | 34.88% | 0 | 0 | 0
Econ | Lodging/Hospitality | Space Cooling | District chilled water piped | RIM | Existing | NE4188 | Thermal Energy Storage | Thermal Energy Storage | NonEquip | 20 |  | 33.33% | Tech/Econ | 0% | 0 | 0 | 0
Econ | Lodging/Hospitality | Space Cooling | District chilled water piped | RIM | Existing | NE4136 | Smart Thermostat | Smart Thermostat | NonEquip | 11 |  | 45.33% | Tech/Econ | 10% | 0 | 0 | 0
Econ | Lodging/Hospitality | Space Cooling | District chilled water piped | RIM | Existing | NE4032 | Programmable Thermostat | Programmable Thermostat | NonEquip | 11 |  | 0% | Tech/Econ | 3.6% | 0 | 0 | 0
Econ | Lodging/Hospitality | Space Cooling | District chilled water piped | RIM | Existing | NE3980 | Low U-Value Windows | Low U-Value Windows | NonEquip | 20 |  | 10.75% | Tech/Econ | 46% | 0 | 0 | 0
Econ | Lodging/Hospitality | Space Cooling | District chilled water piped | RIM | Existing | NE3200 | Ceiling Insulation(R2 to R38) | Ceiling Insulation(R2 to R38) | NonEquip | 20 |  | 0% | Tech/Econ | 4.907% | 0 | 0 | 0
Econ | Lodging/Hospitality | Space Cooling | District chilled water piped | RIM | Turnover | ET1100 | High Efficiency Chiller (Water cooled-positive displacement, 100 tons) | High Efficiency Chiller (Water cooled-positive displacement, 100 tons) | Equip | 20 | District chilled water piped | 28.37% | Tech/Econ | 2.683% | 0 | 0 | 0
Econ | Lodging/Hospitality | Space Cooling | District chilled water piped | RIM | Turnover | ET1022 | High Efficiency Chiller (Water cooled-centrifugal, 200 tons) | High Efficiency Chiller (Water cooled-centrifugal, 200 tons) | Equip | 20 | District chilled water piped | 28.37% | Tech/Econ | 4.362% | 0 | 0 | 0
Econ | Lodging/Hospitality | Space Cooling | District chilled water piped | RIM | New | EN1048 | High Efficiency Chiller (Water cooled-centrifugal, 200 tons) | High Efficiency Chiller (Water cooled-centrifugal, 200 tons) | Equip | 20 | District chilled water piped | 28.37% | Tech/Econ | 4.362% |  | 0 | 0
Econ | Lodging/Hospitality | Space Cooling | Central chillers inside | RIM | New | NN4201 | Thermal Energy Storage | Thermal Energy Storage | NonEquip | 20 |  | 33.33% | Tech/Econ | 0% | 0 | 0 | 0
Econ | Lodging/Hospitality | Space Cooling | Central chillers inside | RIM | New | NN3213 | Ceiling Insulation(R2 to R38) | Ceiling Insulation(R2 to R38) | NonEquip | 20 |  | 0% | Tech/Econ | 4.907% |  | 0 | 0
Econ | Lodging/Hospitality | Space Cooling | Central chillers inside | RIM | Existing | NE4214 | Wall Insulation | Wall Insulation | NonEquip | 20 |  | 0% | Tech/Econ | 34.88% | 0 | 0 | 0
Econ | Lodging/Hospitality | Space Cooling | Central chillers inside | RIM | Existing | NE4188 | Thermal Energy Storage | Thermal Energy Storage | NonEquip | 20 |  | 33.33% | Tech/Econ | 0% | 0.012466 | -7.5059e-05 | -9.7123e-07
Econ | Lodging/Hospitality | Space Cooling | Central chillers inside | RIM | Existing | NE4136 | Smart Thermostat | Smart Thermostat | NonEquip | 11 |  | 45.33% | Tech/Econ | 10% | 1762331.607 | -56.4506 | 0
Econ | Lodging/Hospitality | Space Cooling | Central chillers inside | RIM | Existing | NE4032 | Programmable Thermostat | Programmable Thermostat | NonEquip | 11 |  | 0% | Tech/Econ | 3.6% | 0 | 0 | 0
Econ | Lodging/Hospitality | Space Cooling | Central chillers inside | RIM | Existing | NE3980 | Low U-Value Windows | Low U-Value Windows | NonEquip | 20 |  | 10.75% | Tech/Econ | 46% | 1835545.82 | 809.9579 | 0
Econ | Lodging/Hospitality | Space Cooling | Central chillers inside | RIM | Existing | NE3200 | Ceiling Insulation(R2 to R38) | Ceiling Insulation(R2 to R38) | NonEquip | 20 |  | 0% | Tech/Econ | 4.907% | 0 | 0 | 0
Econ | Lodging/Hospitality | Space Cooling | Central chillers inside | RIM | Turnover | ET983 | High Efficiency Chiller (Water cooled-centrifugal, 200 tons) | High Efficiency Chiller (Water cooled-centrifugal, 200 tons) | Equip | 20 | Central chillers inside | 28.37% | Tech/Econ | 4.362% | 436646.419 | 164.5329 | 0.31959
Econ | Lodging/Hospitality | Space Cooling | Central chillers inside | RIM | Turnover | ET1061 | High Efficiency Chiller (Water cooled-positive displacement, 100 tons) | High Efficiency Chiller (Water cooled-positive displacement, 100 tons) | Equip | 20 | Central chillers inside | 28.37% | Tech/Econ | 2.683% | 265218.2513 | 99.937 | 0.19412
Econ | Lodging/Hospitality | Space Cooling | Central chillers inside | RIM | New | EN1009 | High Efficiency Chiller (Water cooled-centrifugal, 200 tons) | High Efficiency Chiller (Water cooled-centrifugal, 200 tons) | Equip | 20 | Central chillers inside | 28.37% | Tech/Econ | 4.362% |  | 0 | 0
Econ | Lodging/Hospitality | Ventilation and Circulation | Central air-handling unit | RIM | New | NN4955 | Demand Controlled Ventilation | Demand Controlled Ventilation | NonEquip | 10 |  | 23.39% | Tech/Econ | 40.89% | 201257.0237 | 20.9538 | 117.9699
Econ | Lodging/Hospitality | Ventilation and Circulation | Central air-handling unit | RIM | Existing | NE4942 | Demand Controlled Ventilation | Demand Controlled Ventilation | NonEquip | 10 |  | 23.39% | Tech/Econ | 40.89% | 11169196.31 | 1162.8771 | 6546.998
Econ | Lodging/Hospitality | Space Heating | Boilers | RIM | New | NN3187 | Ceiling Insulation(R2 to R38) | Ceiling Insulation(R2 to R38) | NonEquip | 20 |  | 0% | Tech/Econ | 6.064% | 0 | 0 | 0
Econ | Lodging/Hospitality | Space Heating | Boilers | RIM | Existing | NE4240 | Wall Insulation | Wall Insulation | NonEquip | 20 |  | 0% | Tech/Econ | 6.945% | 0 | 0 | 0
Econ | Lodging/Hospitality | Space Heating | Boilers | RIM | Existing | NE4162 | Smart Thermostat | Smart Thermostat | NonEquip | 11 |  | 45.33% | Tech/Econ | 10% | 0 | 0 | 0
Econ | Lodging/Hospitality | Space Heating | Boilers | RIM | Existing | NE4058 | Programmable Thermostat | Programmable Thermostat | NonEquip | 11 |  | 0% | Tech/Econ | 3.6% | 0 | 0 | 0
Econ | Lodging/Hospitality | Space Heating | Boilers | RIM | Existing | NE4006 | Low U-Value Windows | Low U-Value Windows | NonEquip | 20 |  | 10.75% | Tech/Econ | 46% | 0 | 0 | 0
Econ | Lodging/Hospitality | Space Heating | Boilers | RIM | Existing | NE3174 | Ceiling Insulation(R2 to R38) | Ceiling Insulation(R2 to R38) | NonEquip | 20 |  | 0% | Tech/Econ | 6.691% | 0 | 0 | 0
Econ | Miscellaneous | Space Cooling | Residential-type central air conditioners | RIM | New | NN4202 | Thermal Energy Storage | Thermal Energy Storage | NonEquip | 20 |  | 50% | Tech/Econ | 0% | 0 | 0 | 0
Econ | Miscellaneous | Space Cooling | Residential-type central air conditioners | RIM | New | NN3214 | Ceiling Insulation(R2 to R38) | Ceiling Insulation(R2 to R38) | NonEquip | 20 |  | 0% | Tech/Econ | 1.589% | 0 | 0 | 0
Econ | Miscellaneous | Space Cooling | Residential-type central air conditioners | RIM | Existing | NE4215 | Wall Insulation | Wall Insulation | NonEquip | 20 |  | 0% | Tech/Econ | 0.6991% | 0 | 0 | 0
Econ | Miscellaneous | Space Cooling | Residential-type central air conditioners | RIM | Existing | NE4189 | Thermal Energy Storage | Thermal Energy Storage | NonEquip | 20 |  | 50% | Tech/Econ | 0% | 0.00052737 | -3.1754e-06 | -4.1089e-08
Econ | Miscellaneous | Space Cooling | Residential-type central air conditioners | RIM | Existing | NE3981 | Low U-Value Windows | Low U-Value Windows | NonEquip | 20 |  | 14.46% | Tech/Econ | 46% | 139940.2295 | 48.1763 | 0
Econ | Miscellaneous | Space Cooling | Residential-type central air conditioners | RIM | Existing | NE3201 | Ceiling Insulation(R2 to R38) | Ceiling Insulation(R2 to R38) | NonEquip | 20 |  | 0% | Tech/Econ | 1.589% | 0 | 0 | 0
Econ | Miscellaneous | Space Cooling | Residential-type central air conditioners | RIM | Turnover | ET1296 | High Efficiency PTHP | High Efficiency PTHP | Equip | 15 | Residential-type central air conditioners | 49.09% | Tech/Econ | 23.64% | 276102.2138 | 137.3246 | 0
Econ | Miscellaneous | Space Cooling | Residential-type central air conditioners | RIM | Turnover | ET1257 | High Efficiency PTAC | High Efficiency PTAC | Equip | 15 | Residential-type central air conditioners | 0% | Tech/Econ | 23.64% | 0 | 0 | 0
Econ | Miscellaneous | Space Cooling | Residential-type central air conditioners | RIM | New | EN1322 | High Efficiency PTHP | High Efficiency PTHP | Equip | 15 | Residential-type central air conditioners | 49.09% | Tech/Econ | 23.64% | 4975.0679 | 2.4744 | 0
Econ | Miscellaneous | Space Cooling | Residential-type central air conditioners | RIM | New | EN1283 | High Efficiency PTAC | High Efficiency PTAC | Equip | 15 | Residential-type central air conditioners | 0% | Tech/Econ | 23.64% | 0 | 0 | 0
Econ | Miscellaneous | Space Heating | Residential/split system heat pump | RIM | New | NN3188 | Ceiling Insulation(R2 to R38) | Ceiling Insulation(R2 to R38) | NonEquip | 20 |  | 0% | Tech/Econ | 1.964% | 0 | 0 | 0
Econ | Miscellaneous | Space Heating | Residential/split system heat pump | RIM | Existing | NE4241 | Wall Insulation | Wall Insulation | NonEquip | 20 |  | 0% | Tech/Econ | 0.1392% | 0 | 0 | 0
Econ | Miscellaneous | Space Heating | Residential/split system heat pump | RIM | Existing | NE4007 | Low U-Value Windows | Low U-Value Windows | NonEquip | 20 |  | 14.46% | Tech/Econ | 46% | 0 | 0 | 0
Econ | Miscellaneous | Space Heating | Residential/split system heat pump | RIM | Existing | NE3175 | Ceiling Insulation(R2 to R38) | Ceiling Insulation(R2 to R38) | NonEquip | 20 |  | 0% | Tech/Econ | 2.167% | 0 | 0 | 0
Econ | Miscellaneous | Space Heating | Residential/split system heat pump | RIM | Turnover | ET1335 | High Efficiency PTHP | High Efficiency PTHP | Equip | 15 | Residential/split system heat pump | 49.09% | Tech/Econ | 9.375% | 0 | 0 | 0
Econ | Miscellaneous | Space Heating | Residential/split system heat pump | RIM | New | EN1361 | High Efficiency PTHP | High Efficiency PTHP | Equip | 15 | Residential/split system heat pump | 49.09% | Tech/Econ | 9.375% | 0 | 0 | 0
Econ | Miscellaneous | Space Heating | Packaged central unit | RIM | New | NN3188 | Ceiling Insulation(R2 to R38) | Ceiling Insulation(R2 to R38) | NonEquip | 20 |  | 0% | Tech/Econ | 1.964% | 0 | 0 | 0
Econ | Miscellaneous | Space Heating | Packaged central unit | RIM | Existing | NE4241 | Wall Insulation | Wall Insulation | NonEquip | 20 |  | 0% | Tech/Econ | 0.1392% | 0 | 0 | 0
Econ | Miscellaneous | Space Heating | Packaged central unit | RIM | Existing | NE4007 | Low U-Value Windows | Low U-Value Windows | NonEquip | 20 |  | 14.46% | Tech/Econ | 46% | 402439.8591 | 0 | -23.3953
Econ | Miscellaneous | Space Heating | Packaged central unit | RIM | Existing | NE3175 | Ceiling Insulation(R2 to R38) | Ceiling Insulation(R2 to R38) | NonEquip | 20 |  | 0% | Tech/Econ | 2.167% | 0 | 0 | 0
Econ | Miscellaneous | Space Cooling | Packaged air conditioning units (RTUs) | RIM | New | NN4202 | Thermal Energy Storage | Thermal Energy Storage | NonEquip | 20 |  | 50% | Tech/Econ | 0% | 0 | 0 | 0
Econ | Miscellaneous | Space Cooling | Packaged air conditioning units (RTUs) | RIM | New | NN3214 | Ceiling Insulation(R2 to R38) | Ceiling Insulation(R2 to R38) | NonEquip | 20 |  | 0% | Tech/Econ | 1.589% | 0 | 0 | 0
Econ | Miscellaneous | Space Cooling | Packaged air conditioning units (RTUs) | RIM | Existing | NE4215 | Wall Insulation | Wall Insulation | NonEquip | 20 |  | 0% | Tech/Econ | 0.6991% | 0 | 0 | 0
Econ | Miscellaneous | Space Cooling | Packaged air conditioning units (RTUs) | RIM | Existing | NE4189 | Thermal Energy Storage | Thermal Energy Storage | NonEquip | 20 |  | 50% | Tech/Econ | 0% | 0.031997 | -0.00019266 | -2.493e-06
Econ | Miscellaneous | Space Cooling | Packaged air conditioning units (RTUs) | RIM | Existing | NE3981 | Low U-Value Windows | Low U-Value Windows | NonEquip | 20 |  | 14.46% | Tech/Econ | 46% | 9605178.507 | 3306.7147 | 0
Econ | Miscellaneous | Space Cooling | Packaged air conditioning units (RTUs) | RIM | Existing | NE3201 | Ceiling Insulation(R2 to R38) | Ceiling Insulation(R2 to R38) | NonEquip | 20 |  | 0% | Tech/Econ | 1.589% | 0 | 0 | 0
Econ | Miscellaneous | Miscellaneous | Others | RIM | Turnover | ET1842 | Efficient Battery Charger | Efficient Battery Charger | Equip | 7 | Others | 0% | Tech/Econ | 13.68% | 0 | 0 | 0
Econ | Miscellaneous | Miscellaneous | Others | RIM | New | EN1868 | Efficient Battery Charger | Efficient Battery Charger | Equip | 7 | Others | 0% | Tech/Econ | 13.68% | 0 | 0 | 0
Econ | Miscellaneous | Ventilation and Circulation | Motor/Fan | RIM | New | NN4956 | Demand Controlled Ventilation | Demand Controlled Ventilation | NonEquip | 10 |  | 23.39% | Tech/Econ | 3.192% | 10.849 | 0.0011295 | 0.0063593
Econ | Miscellaneous | Ventilation and Circulation | Motor/Fan | RIM | Existing | NE4943 | Demand Controlled Ventilation | Demand Controlled Ventilation | NonEquip | 10 |  | 23.39% | Tech/Econ | 3.192% | 602.0861 | 0.062686 | 0.35292
Econ | Miscellaneous | Ventilation and Circulation | Individual room ventilation | RIM | New | NN4956 | Demand Controlled Ventilation | Demand Controlled Ventilation | NonEquip | 10 |  | 23.39% | Tech/Econ | 3.192% | 10.849 | 0.0011295 | 0.0063593
Econ | Miscellaneous | Ventilation and Circulation | Individual room ventilation | RIM | Existing | NE4943 | Demand Controlled Ventilation | Demand Controlled Ventilation | NonEquip | 10 |  | 23.39% | Tech/Econ | 3.192% | 602.0861 | 0.062686 | 0.35292
Econ | Miscellaneous | Space Heating | Individual room heating | RIM | New | NN3188 | Ceiling Insulation(R2 to R38) | Ceiling Insulation(R2 to R38) | NonEquip | 20 |  | 0% | Tech/Econ | 1.964% | 0 | 0 | 0
Econ | Miscellaneous | Space Heating | Individual room heating | RIM | Existing | NE4241 | Wall Insulation | Wall Insulation | NonEquip | 20 |  | 0% | Tech/Econ | 0.1392% | 0 | 0 | 0
Econ | Miscellaneous | Space Heating | Individual room heating | RIM | Existing | NE4007 | Low U-Value Windows | Low U-Value Windows | NonEquip | 20 |  | 14.46% | Tech/Econ | 46% | 108.4841 | 0 | -0.0063066
Econ | Miscellaneous | Space Heating | Individual room heating | RIM | Existing | NE3175 | Ceiling Insulation(R2 to R38) | Ceiling Insulation(R2 to R38) | NonEquip | 20 |  | 0% | Tech/Econ | 2.167% | 0 | 0 | 0
Econ | Miscellaneous | Space Cooling | Individual room air conditioners | RIM | New | NN4202 | Thermal Energy Storage | Thermal Energy Storage | NonEquip | 20 |  | 50% | Tech/Econ | 0% | 0 | 0 | 0
Econ | Miscellaneous | Space Cooling | Individual room air conditioners | RIM | New | NN3214 | Ceiling Insulation(R2 to R38) | Ceiling Insulation(R2 to R38) | NonEquip | 20 |  | 0% | Tech/Econ | 1.589% | 0 | 0 | 0
Econ | Miscellaneous | Space Cooling | Individual room air conditioners | RIM | Existing | NE4215 | Wall Insulation | Wall Insulation | NonEquip | 20 |  | 0% | Tech/Econ | 0.6991% | 0 | 0 | 0
Econ | Miscellaneous | Space Cooling | Individual room air conditioners | RIM | Existing | NE4189 | Thermal Energy Storage | Thermal Energy Storage | NonEquip | 20 |  | 50% | Tech/Econ | 0% | 0 | 0 | 0
Econ | Miscellaneous | Space Cooling | Individual room air conditioners | RIM | Existing | NE3981 | Low U-Value Windows | Low U-Value Windows | NonEquip | 20 |  | 14.46% | Tech/Econ | 46% | 0 | 0 | 0
Econ | Miscellaneous | Space Cooling | Individual room air conditioners | RIM | Existing | NE3201 | Ceiling Insulation(R2 to R38) | Ceiling Insulation(R2 to R38) | NonEquip | 20 |  | 0% | Tech/Econ | 1.589% | 0 | 0 | 0
Econ | Miscellaneous | Space Heating | Forced air furnace | RIM | New | NN3188 | Ceiling Insulation(R2 to R38) | Ceiling Insulation(R2 to R38) | NonEquip | 20 |  | 0% | Tech/Econ | 1.964% | 0 | 0 | 0
Econ | Miscellaneous | Space Heating | Forced air furnace | RIM | Existing | NE4241 | Wall Insulation | Wall Insulation | NonEquip | 20 |  | 0% | Tech/Econ | 0.1392% | 0 | 0 | 0
Econ | Miscellaneous | Space Heating | Forced air furnace | RIM | Existing | NE4007 | Low U-Value Windows | Low U-Value Windows | NonEquip | 20 |  | 14.46% | Tech/Econ | 46% | 28178.7456 | 0 | -1.6381
Econ | Miscellaneous | Space Heating | Forced air furnace | RIM | Existing | NE3175 | Ceiling Insulation(R2 to R38) | Ceiling Insulation(R2 to R38) | NonEquip | 20 |  | 0% | Tech/Econ | 2.167% | 0 | 0 | 0
Econ | Miscellaneous | Space Cooling | District chilled water piped | RIM | New | NN4202 | Thermal Energy Storage | Thermal Energy Storage | NonEquip | 20 |  | 50% | Tech/Econ | 0% | 0 | 0 | 0
Econ | Miscellaneous | Space Cooling | District chilled water piped | RIM | New | NN3214 | Ceiling Insulation(R2 to R38) | Ceiling Insulation(R2 to R38) | NonEquip | 20 |  | 0% | Tech/Econ | 1.589% | 0 | 0 | 0
Econ | Miscellaneous | Space Cooling | District chilled water piped | RIM | Existing | NE4215 | Wall Insulation | Wall Insulation | NonEquip | 20 |  | 0% | Tech/Econ | 0.6991% | 0 | 0 | 0
Econ | Miscellaneous | Space Cooling | District chilled water piped | RIM | Existing | NE4189 | Thermal Energy Storage | Thermal Energy Storage | NonEquip | 20 |  | 50% | Tech/Econ | 0% | 0 | 0 | 0
Econ | Miscellaneous | Space Cooling | District chilled water piped | RIM | Existing | NE3981 | Low U-Value Windows | Low U-Value Windows | NonEquip | 20 |  | 14.46% | Tech/Econ | 46% | 0 | 0 | 0
Econ | Miscellaneous | Space Cooling | District chilled water piped | RIM | Existing | NE3201 | Ceiling Insulation(R2 to R38) | Ceiling Insulation(R2 to R38) | NonEquip | 20 |  | 0% | Tech/Econ | 1.589% | 0 | 0 | 0
Econ | Miscellaneous | Space Cooling | District chilled water piped | RIM | Turnover | ET1023 | High Efficiency Chiller (Water cooled-centrifugal, 200 tons) | High Efficiency Chiller (Water cooled-centrifugal, 200 tons) | Equip | 20 | District chilled water piped | 28.37% | Tech/Econ | 4.362% | 0 | 0 | 0
Econ | Miscellaneous | Space Cooling | District chilled water piped | RIM | New | EN1049 | High Efficiency Chiller (Water cooled-centrifugal, 200 tons) | High Efficiency Chiller (Water cooled-centrifugal, 200 tons) | Equip | 20 | District chilled water piped | 28.37% | Tech/Econ | 4.362% | 0 | 0 | 0
Econ | Miscellaneous | Space Cooling | Central chillers inside | RIM | New | NN4202 | Thermal Energy Storage | Thermal Energy Storage | NonEquip | 20 |  | 50% | Tech/Econ | 0% | 0 | 0 | 0
Econ | Miscellaneous | Space Cooling | Central chillers inside | RIM | New | NN3214 | Ceiling Insulation(R2 to R38) | Ceiling Insulation(R2 to R38) | NonEquip | 20 |  | 0% | Tech/Econ | 1.589% | 0 | 0 | 0
Econ | Miscellaneous | Space Cooling | Central chillers inside | RIM | Existing | NE4215 | Wall Insulation | Wall Insulation | NonEquip | 20 |  | 0% | Tech/Econ | 0.6991% | 0 | 0 | 0
Econ | Miscellaneous | Space Cooling | Central chillers inside | RIM | Existing | NE4189 | Thermal Energy Storage | Thermal Energy Storage | NonEquip | 20 |  | 50% | Tech/Econ | 0% | 0.012093 | -7.2813e-05 | -9.4218e-07
Econ | Miscellaneous | Space Cooling | Central chillers inside | RIM | Existing | NE3981 | Low U-Value Windows | Low U-Value Windows | NonEquip | 20 |  | 14.46% | Tech/Econ | 46% | 3585194.047 | 1234.2523 | 0
Econ | Miscellaneous | Space Cooling | Central chillers inside | RIM | Existing | NE3201 | Ceiling Insulation(R2 to R38) | Ceiling Insulation(R2 to R38) | NonEquip | 20 |  | 0% | Tech/Econ | 1.589% | 0 | 0 | 0
Econ | Miscellaneous | Space Cooling | Central chillers inside | RIM | Turnover | ET984 | High Efficiency Chiller (Water cooled-centrifugal, 200 tons) | High Efficiency Chiller (Water cooled-centrifugal, 200 tons) | Equip | 20 | Central chillers inside | 28.37% | Tech/Econ | 4.362% | 675199.3984 | 254.4222 | 0.49419
Econ | Miscellaneous | Space Cooling | Central chillers inside | RIM | New | EN1010 | High Efficiency Chiller (Water cooled-centrifugal, 200 tons) | High Efficiency Chiller (Water cooled-centrifugal, 200 tons) | Equip | 20 | Central chillers inside | 28.37% | Tech/Econ | 4.362% | 12166.3739 | 4.5844 | 0.0089047
Econ | Miscellaneous | Ventilation and Circulation | Central air-handling unit | RIM | New | NN4956 | Demand Controlled Ventilation | Demand Controlled Ventilation | NonEquip | 10 |  | 23.39% | Tech/Econ | 3.192% | 14139.6623 | 1.4721 | 8.2882
Econ | Miscellaneous | Ventilation and Circulation | Central air-handling unit | RIM | Existing | NE4943 | Demand Controlled Ventilation | Demand Controlled Ventilation | NonEquip | 10 |  | 23.39% | Tech/Econ | 3.192% | 784711.3271 | 81.7 | 459.9707
Econ | Miscellaneous | Space Heating | Boilers | RIM | New | NN3188 | Ceiling Insulation(R2 to R38) | Ceiling Insulation(R2 to R38) | NonEquip | 20 |  | 0% | Tech/Econ | 1.964% | 0 | 0 | 0
Econ | Miscellaneous | Space Heating | Boilers | RIM | Existing | NE4241 | Wall Insulation | Wall Insulation | NonEquip | 20 |  | 0% | Tech/Econ | 0.1392% | 0 | 0 | 0
Econ | Miscellaneous | Space Heating | Boilers | RIM | Existing | NE4007 | Low U-Value Windows | Low U-Value Windows | NonEquip | 20 |  | 14.46% | Tech/Econ | 46% | 0 | 0 | 0
Econ | Miscellaneous | Space Heating | Boilers | RIM | Existing | NE3175 | Ceiling Insulation(R2 to R38) | Ceiling Insulation(R2 to R38) | NonEquip | 20 |  | 0% | Tech/Econ | 2.167% | 0 | 0 | 0
Econ | Offices | Space Cooling | Residential-type central air conditioners | RIM | New | NN4203 | Thermal Energy Storage | Thermal Energy Storage | NonEquip | 20 |  | 33.33% | Tech/Econ | 0% | 0 | 0 | 0
Econ | Offices | Space Cooling | Residential-type central air conditioners | RIM | New | NN3215 | Ceiling Insulation(R2 to R38) | Ceiling Insulation(R2 to R38) | NonEquip | 20 |  | 0% | Tech/Econ | 2.928% | 0 | 0 | 0
Econ | Offices | Space Cooling | Residential-type central air conditioners | RIM | Existing | NE4216 | Wall Insulation | Wall Insulation | NonEquip | 20 |  | 17.1% | Tech/Econ | 25.75% | 276805.9546 | 5.539 | 0
Econ | Offices | Space Cooling | Residential-type central air conditioners | RIM | Existing | NE4190 | Thermal Energy Storage | Thermal Energy Storage | NonEquip | 20 |  | 33.33% | Tech/Econ | 0% | 0.0018811 | -1.1327e-05 | -1.4656e-07
Econ | Offices | Space Cooling | Residential-type central air conditioners | RIM | Existing | NE3982 | Low U-Value Windows | Low U-Value Windows | NonEquip | 20 |  | 5.375% | Tech/Econ | 46% | 146627.4542 | 54.5019 | 0
Econ | Offices | Space Cooling | Residential-type central air conditioners | RIM | Existing | NE3202 | Ceiling Insulation(R2 to R38) | Ceiling Insulation(R2 to R38) | NonEquip | 20 |  | 45.6% | Tech/Econ | 2.928% | 80248.9997 | 1.6058 | 0
Econ | Offices | Space Heating | Residential/split system heat pump | RIM | New | NN3189 | Ceiling Insulation(R2 to R38) | Ceiling Insulation(R2 to R38) | NonEquip | 20 |  | 0% | Tech/Econ | 3.618% | 0 | 0 | 0
Econ | Offices | Space Heating | Residential/split system heat pump | RIM | Existing | NE4242 | Wall Insulation | Wall Insulation | NonEquip | 20 |  | 17.1% | Tech/Econ | 5.126% | 216899.1566 | 0 | 97.8386
Econ | Offices | Space Heating | Residential/split system heat pump | RIM | Existing | NE4008 | Low U-Value Windows | Low U-Value Windows | NonEquip | 20 |  | 5.375% | Tech/Econ | 46% | 595420.9738 | 0 | 2.4746
Econ | Offices | Space Heating | Residential/split system heat pump | RIM | Existing | NE3176 | Ceiling Insulation(R2 to R38) | Ceiling Insulation(R2 to R38) | NonEquip | 20 |  | 45.6% | Tech/Econ | 3.992% | 446538.0087 | 0 | 201.4237
Econ | Offices | Space Heating | Packaged central unit | RIM | New | NN3189 | Ceiling Insulation(R2 to R38) | Ceiling Insulation(R2 to R38) | NonEquip | 20 |  | 0% | Tech/Econ | 3.618% | 0 | 0 | 0
Econ | Offices | Space Heating | Packaged central unit | RIM | Existing | NE4242 | Wall Insulation | Wall Insulation | NonEquip | 20 |  | 17.1% | Tech/Econ | 5.126% | 131492.0488 | 0 | 59.3132
Econ | Offices | Space Heating | Packaged central unit | RIM | Existing | NE4008 | Low U-Value Windows | Low U-Value Windows | NonEquip | 20 |  | 5.375% | Tech/Econ | 46% | 360965.5517 | 0 | 1.5002
Econ | Offices | Space Heating | Packaged central unit | RIM | Existing | NE3176 | Ceiling Insulation(R2 to R38) | Ceiling Insulation(R2 to R38) | NonEquip | 20 |  | 45.6% | Tech/Econ | 3.992% | 270707.3579 | 0 | 122.1103
Econ | Offices | Space Cooling | Packaged air conditioning units (RTUs) | RIM | New | NN4203 | Thermal Energy Storage | Thermal Energy Storage | NonEquip | 20 |  | 33.33% | Tech/Econ | 0% | 0 | 0 | 0
Econ | Offices | Space Cooling | Packaged air conditioning units (RTUs) | RIM | New | NN3215 | Ceiling Insulation(R2 to R38) | Ceiling Insulation(R2 to R38) | NonEquip | 20 |  | 0% | Tech/Econ | 2.928% | 0 | 0 | 0
Econ | Offices | Space Cooling | Packaged air conditioning units (RTUs) | RIM | Existing | NE4216 | Wall Insulation | Wall Insulation | NonEquip | 20 |  | 17.1% | Tech/Econ | 25.75% | 12180166.09 | 243.7299 | 0
Econ | Offices | Space Cooling | Packaged air conditioning units (RTUs) | RIM | Existing | NE4190 | Thermal Energy Storage | Thermal Energy Storage | NonEquip | 20 |  | 33.33% | Tech/Econ | 0% | 0.082773 | -0.0004984 | -6.449e-06
Econ | Offices | Space Cooling | Packaged air conditioning units (RTUs) | RIM | Existing | NE3982 | Low U-Value Windows | Low U-Value Windows | NonEquip | 20 |  | 5.375% | Tech/Econ | 46% | 6451980.947 | 2398.2203 | 0
Econ | Offices | Space Cooling | Packaged air conditioning units (RTUs) | RIM | Existing | NE3202 | Ceiling Insulation(R2 to R38) | Ceiling Insulation(R2 to R38) | NonEquip | 20 |  | 45.6% | Tech/Econ | 2.928% | 3531160.109 | 70.6599 | 0
Econ | Offices | Miscellaneous | Others | RIM | Turnover | ET1843 | Efficient Battery Charger | Efficient Battery Charger | Equip | 7 | Others | 17.92% | Tech/Econ | 13.68% | 10154426.82 | 5564.0695 | 0
Econ | Offices | Miscellaneous | Others | RIM | New | EN1869 | Efficient Battery Charger | Efficient Battery Charger | Equip | 7 | Others | 17.92% | Tech/Econ | 13.68% | 182971.9571 | 100.2586 | 0
Econ | Offices | Ventilation and Circulation | Motor/Fan | RIM | New | NN4957 | Demand Controlled Ventilation | Demand Controlled Ventilation | NonEquip | 10 |  | 17.54% | Tech/Econ | 22.37% | 440.8439 | 0.045898 | 0.25841
Econ | Offices | Ventilation and Circulation | Motor/Fan | RIM | Existing | NE4944 | Demand Controlled Ventilation | Demand Controlled Ventilation | NonEquip | 10 |  | 23.39% | Tech/Econ | 22.37% | 32620.7894 | 3.3963 | 19.1212
Econ | Offices | Ventilation and Circulation | Individual room ventilation | RIM | New | NN4957 | Demand Controlled Ventilation | Demand Controlled Ventilation | NonEquip | 10 |  | 17.54% | Tech/Econ | 22.37% | 1207.6759 | 0.12574 | 0.7079
Econ | Offices | Ventilation and Circulation | Individual room ventilation | RIM | Existing | NE4944 | Demand Controlled Ventilation | Demand Controlled Ventilation | NonEquip | 10 |  | 23.39% | Tech/Econ | 22.37% | 89363.4652 | 9.304 | 52.3818
Econ | Offices | Space Heating | Individual room heating | RIM | New | NN3189 | Ceiling Insulation(R2 to R38) | Ceiling Insulation(R2 to R38) | NonEquip | 20 |  | 0% | Tech/Econ | 3.618% | 0 | 0 | 0
Econ | Offices | Space Heating | Individual room heating | RIM | Existing | NE4242 | Wall Insulation | Wall Insulation | NonEquip | 20 |  | 17.1% | Tech/Econ | 5.126% | 142.5543 | 0 | 0.064303
Econ | Offices | Space Heating | Individual room heating | RIM | Existing | NE4008 | Low U-Value Windows | Low U-Value Windows | NonEquip | 20 |  | 5.375% | Tech/Econ | 46% | 391.333 | 0 | 0.0016264
Econ | Offices | Space Heating | Individual room heating | RIM | Existing | NE3176 | Ceiling Insulation(R2 to R38) | Ceiling Insulation(R2 to R38) | NonEquip | 20 |  | 45.6% | Tech/Econ | 3.992% | 293.4815 | 0 | 0.13238
Econ | Offices | Space Cooling | Individual room air conditioners | RIM | New | NN4203 | Thermal Energy Storage | Thermal Energy Storage | NonEquip | 20 |  | 33.33% | Tech/Econ | 0% | 0 | 0 | 0
Econ | Offices | Space Cooling | Individual room air conditioners | RIM | New | NN3215 | Ceiling Insulation(R2 to R38) | Ceiling Insulation(R2 to R38) | NonEquip | 20 |  | 0% | Tech/Econ | 2.928% | 0 | 0 | 0
Econ | Offices | Space Cooling | Individual room air conditioners | RIM | Existing | NE4216 | Wall Insulation | Wall Insulation | NonEquip | 20 |  | 17.1% | Tech/Econ | 25.75% | 1930701.416 | 38.6341 | 0
Econ | Offices | Space Cooling | Individual room air conditioners | RIM | Existing | NE4190 | Thermal Energy Storage | Thermal Energy Storage | NonEquip | 20 |  | 33.33% | Tech/Econ | 0% | 0.013121 | -7.9002e-05 | -1.0223e-06
Econ | Offices | Space Cooling | Individual room air conditioners | RIM | Existing | NE3982 | Low U-Value Windows | Low U-Value Windows | NonEquip | 20 |  | 5.375% | Tech/Econ | 46% | 1022715.837 | 380.1465 | 0
Econ | Offices | Space Cooling | Individual room air conditioners | RIM | Existing | NE3202 | Ceiling Insulation(R2 to R38) | Ceiling Insulation(R2 to R38) | NonEquip | 20 |  | 45.6% | Tech/Econ | 2.928% | 559730.941 | 11.2004 | 0
Econ | Offices | Space Heating | Forced air furnace | RIM | New | NN3189 | Ceiling Insulation(R2 to R38) | Ceiling Insulation(R2 to R38) | NonEquip | 20 |  | 0% | Tech/Econ | 3.618% | 0 | 0 | 0
Econ | Offices | Space Heating | Forced air furnace | RIM | Existing | NE4242 | Wall Insulation | Wall Insulation | NonEquip | 20 |  | 17.1% | Tech/Econ | 5.126% | 22731.7022 | 0 | 10.2538
Econ | Offices | Space Heating | Forced air furnace | RIM | Existing | NE4008 | Low U-Value Windows | Low U-Value Windows | NonEquip | 20 |  | 5.375% | Tech/Econ | 46% | 62401.9589 | 0 | 0.25935
Econ | Offices | Space Heating | Forced air furnace | RIM | Existing | NE3176 | Ceiling Insulation(R2 to R38) | Ceiling Insulation(R2 to R38) | NonEquip | 20 |  | 45.6% | Tech/Econ | 3.992% | 46798.5638 | 0 | 21.1098
Econ | Offices | Space Cooling | District chilled water piped | RIM | New | NN4203 | Thermal Energy Storage | Thermal Energy Storage | NonEquip | 20 |  | 33.33% | Tech/Econ | 0% | 0 | 0 | 0
Econ | Offices | Space Cooling | District chilled water piped | RIM | New | NN3215 | Ceiling Insulation(R2 to R38) | Ceiling Insulation(R2 to R38) | NonEquip | 20 |  | 0% | Tech/Econ | 2.928% | 0 | 0 | 0
Econ | Offices | Space Cooling | District chilled water piped | RIM | Existing | NE4216 | Wall Insulation | Wall Insulation | NonEquip | 20 |  | 17.1% | Tech/Econ | 25.75% | 689500.2975 | 13.7972 | 0
Econ | Offices | Space Cooling | District chilled water piped | RIM | Existing | NE4190 | Thermal Energy Storage | Thermal Energy Storage | NonEquip | 20 |  | 33.33% | Tech/Econ | 0% | 0.0046857 | -2.8213e-05 | -3.6507e-07
Econ | Offices | Space Cooling | District chilled water piped | RIM | Existing | NE3982 | Low U-Value Windows | Low U-Value Windows | NonEquip | 20 |  | 5.375% | Tech/Econ | 46% | 357067.7456 | 132.7231 | 0
Econ | Offices | Space Cooling | District chilled water piped | RIM | Existing | NE3202 | Ceiling Insulation(R2 to R38) | Ceiling Insulation(R2 to R38) | NonEquip | 20 |  | 45.6% | Tech/Econ | 2.928% | 199893.4931 | 3.9999 | 0
Econ | Offices | Space Cooling | District chilled water piped | RIM | Turnover | ET1102 | High Efficiency Chiller (Water cooled-positive displacement, 100 tons) | High Efficiency Chiller (Water cooled-positive displacement, 100 tons) | Equip | 20 | District chilled water piped | 31.91% | Tech/Econ | 2.683% | 124721.098 | 46.9962 | 0.091285
Econ | Offices | Space Cooling | District chilled water piped | RIM | Turnover | ET1024 | High Efficiency Chiller (Water cooled-centrifugal, 200 tons) | High Efficiency Chiller (Water cooled-centrifugal, 200 tons) | Equip | 20 | District chilled water piped | 31.91% | Tech/Econ | 4.362% | 205658.7585 | 77.4944 | 0.15052
Econ | Offices | Space Cooling | Central chillers inside | RIM | New | NN4203 | Thermal Energy Storage | Thermal Energy Storage | NonEquip | 20 |  | 33.33% | Tech/Econ | 0% | 0 | 0 | 0
Econ | Offices | Space Cooling | Central chillers inside | RIM | New | NN3215 | Ceiling Insulation(R2 to R38) | Ceiling Insulation(R2 to R38) | NonEquip | 20 |  | 0% | Tech/Econ | 2.928% | 0 | 0 | 0
Econ | Offices | Space Cooling | Central chillers inside | RIM | Existing | NE4216 | Wall Insulation | Wall Insulation | NonEquip | 20 |  | 17.1% | Tech/Econ | 25.75% | 5808298.202 | 116.2263 | 0
Econ | Offices | Space Cooling | Central chillers inside | RIM | Existing | NE4190 | Thermal Energy Storage | Thermal Energy Storage | NonEquip | 20 |  | 33.33% | Tech/Econ | 0% | 0.039472 | -0.00023767 | -3.0753e-06
Econ | Offices | Space Cooling | Central chillers inside | RIM | Existing | NE3982 | Low U-Value Windows | Low U-Value Windows | NonEquip | 20 |  | 5.375% | Tech/Econ | 46% | 3007911.603 | 1118.0496 | 0
Econ | Offices | Space Cooling | Central chillers inside | RIM | Existing | NE3202 | Ceiling Insulation(R2 to R38) | Ceiling Insulation(R2 to R38) | NonEquip | 20 |  | 45.6% | Tech/Econ | 2.928% | 1683887.623 | 33.6953 | 0
Econ | Offices | Space Cooling | Central chillers inside | RIM | Turnover | ET985 | High Efficiency Chiller (Water cooled-centrifugal, 200 tons) | High Efficiency Chiller (Water cooled-centrifugal, 200 tons) | Equip | 20 | Central chillers inside | 31.91% | Tech/Econ | 4.362% | 1732453.768 | 652.8067 | 1.268
Econ | Offices | Space Cooling | Central chillers inside | RIM | Turnover | ET1063 | High Efficiency Chiller (Water cooled-positive displacement, 100 tons) | High Efficiency Chiller (Water cooled-positive displacement, 100 tons) | Equip | 20 | Central chillers inside | 31.91% | Tech/Econ | 2.683% | 1050641.108 | 395.8926 | 0.76898
Econ | Offices | Ventilation and Circulation | Central air-handling unit | RIM | New | NN4957 | Demand Controlled Ventilation | Demand Controlled Ventilation | NonEquip | 10 |  | 17.54% | Tech/Econ | 22.37% | 229060.8514 | 23.8486 | 134.2676
Econ | Offices | Ventilation and Circulation | Central air-handling unit | RIM | Existing | NE4944 | Demand Controlled Ventilation | Demand Controlled Ventilation | NonEquip | 10 |  | 23.39% | Tech/Econ | 22.37% | 16949640.3 | 1764.706 | 9935.295
Econ | Offices | Space Heating | Boilers | RIM | New | NN3189 | Ceiling Insulation(R2 to R38) | Ceiling Insulation(R2 to R38) | NonEquip | 20 |  | 0% | Tech/Econ | 3.618% | 0 | 0 | 0
Econ | Offices | Space Heating | Boilers | RIM | Existing | NE4242 | Wall Insulation | Wall Insulation | NonEquip | 20 |  | 17.1% | Tech/Econ | 5.126% | 0 | 0 | 0
Econ | Offices | Space Heating | Boilers | RIM | Existing | NE4008 | Low U-Value Windows | Low U-Value Windows | NonEquip | 20 |  | 5.375% | Tech/Econ | 46% | 0 | 0 | 0
Econ | Offices | Space Heating | Boilers | RIM | Existing | NE3176 | Ceiling Insulation(R2 to R38) | Ceiling Insulation(R2 to R38) | NonEquip | 20 |  | 45.6% | Tech/Econ | 3.992% | 0 | 0 | 0
Econ | Restaurants | Space Cooling | Residential-type central air conditioners | RIM | New | NN4204 | Thermal Energy Storage | Thermal Energy Storage | NonEquip | 20 |  | 0% | Tech/Econ | 0% | 0 | 0 | 0
Econ | Restaurants | Space Cooling | Residential-type central air conditioners | RIM | New | NN3216 | Ceiling Insulation(R2 to R38) | Ceiling Insulation(R2 to R38) | NonEquip | 20 |  | 0% | Tech/Econ | 5.435% | 0 | 0 | 0
Econ | Restaurants | Space Cooling | Residential-type central air conditioners | RIM | Existing | NE4217 | Wall Insulation | Wall Insulation | NonEquip | 20 |  | 0% | Tech/Econ | 4.766% | 0 | 0 | 0
Econ | Restaurants | Space Cooling | Residential-type central air conditioners | RIM | Existing | NE4191 | Thermal Energy Storage | Thermal Energy Storage | NonEquip | 20 |  | 0% | Tech/Econ | 0% | 0 | 0 | 0
Econ | Restaurants | Space Cooling | Residential-type central air conditioners | RIM | Existing | NE3983 | Low U-Value Windows | Low U-Value Windows | NonEquip | 20 |  | 10.75% | Tech/Econ | 46% | 24168.2291 | 8.9834 | 0
Econ | Restaurants | Space Cooling | Residential-type central air conditioners | RIM | Existing | NE3203 | Ceiling Insulation(R2 to R38) | Ceiling Insulation(R2 to R38) | NonEquip | 20 |  | 0% | Tech/Econ | 5.435% | 0 | 0 | 0
Econ | Restaurants | Space Heating | Residential/split system heat pump | RIM | New | NN3190 | Ceiling Insulation(R2 to R38) | Ceiling Insulation(R2 to R38) | NonEquip | 20 |  | 0% | Tech/Econ | 6.716% | 0 | 0 | 0
Econ | Restaurants | Space Heating | Residential/split system heat pump | RIM | Existing | NE4243 | Wall Insulation | Wall Insulation | NonEquip | 20 |  | 0% | Tech/Econ | 0.949% | 0 | 0 | 0
Econ | Restaurants | Space Heating | Residential/split system heat pump | RIM | Existing | NE4009 | Low U-Value Windows | Low U-Value Windows | NonEquip | 20 |  | 10.75% | Tech/Econ | 46% | 205038.0992 | 0 | 0.85215
Econ | Restaurants | Space Heating | Residential/split system heat pump | RIM | Existing | NE3177 | Ceiling Insulation(R2 to R38) | Ceiling Insulation(R2 to R38) | NonEquip | 20 |  | 0% | Tech/Econ | 7.411% | 0 | 0 | 0
Econ | Restaurants | Space Heating | Packaged central unit | RIM | New | NN3190 | Ceiling Insulation(R2 to R38) | Ceiling Insulation(R2 to R38) | NonEquip | 20 |  | 0% | Tech/Econ | 6.716% | 0 | 0 | 0
Econ | Restaurants | Space Heating | Packaged central unit | RIM | Existing | NE4243 | Wall Insulation | Wall Insulation | NonEquip | 20 |  | 0% | Tech/Econ | 0.949% | 0 | 0 | 0
Econ | Restaurants | Space Heating | Packaged central unit | RIM | Existing | NE4009 | Low U-Value Windows | Low U-Value Windows | NonEquip | 20 |  | 10.75% | Tech/Econ | 46% | 976328.7777 | 0 | 4.0577
Econ | Restaurants | Space Heating | Packaged central unit | RIM | Existing | NE3177 | Ceiling Insulation(R2 to R38) | Ceiling Insulation(R2 to R38) | NonEquip | 20 |  | 0% | Tech/Econ | 7.411% | 0 | 0 | 0
Econ | Restaurants | Space Cooling | Packaged air conditioning units (RTUs) | RIM | New | NN4204 | Thermal Energy Storage | Thermal Energy Storage | NonEquip | 20 |  | 0% | Tech/Econ | 0% | 0 | 0 | 0
Econ | Restaurants | Space Cooling | Packaged air conditioning units (RTUs) | RIM | New | NN3216 | Ceiling Insulation(R2 to R38) | Ceiling Insulation(R2 to R38) | NonEquip | 20 |  | 0% | Tech/Econ | 5.435% | 0 | 0 | 0
Econ | Restaurants | Space Cooling | Packaged air conditioning units (RTUs) | RIM | Existing | NE4217 | Wall Insulation | Wall Insulation | NonEquip | 20 |  | 0% | Tech/Econ | 4.766% | 0 | 0 | 0
Econ | Restaurants | Space Cooling | Packaged air conditioning units (RTUs) | RIM | Existing | NE4191 | Thermal Energy Storage | Thermal Energy Storage | NonEquip | 20 |  | 0% | Tech/Econ | 0% | 0 | 0 | 0
Econ | Restaurants | Space Cooling | Packaged air conditioning units (RTUs) | RIM | Existing | NE3983 | Low U-Value Windows | Low U-Value Windows | NonEquip | 20 |  | 10.75% | Tech/Econ | 46% | 14997432.48 | 5574.5898 | 0
Econ | Restaurants | Space Cooling | Packaged air conditioning units (RTUs) | RIM | Existing | NE3203 | Ceiling Insulation(R2 to R38) | Ceiling Insulation(R2 to R38) | NonEquip | 20 |  | 0% | Tech/Econ | 5.435% | 0 | 0 | 0
Econ | Restaurants | Miscellaneous | Others | RIM | Turnover | ET1844 | Efficient Battery Charger | Efficient Battery Charger | Equip | 7 | Others | 0% | Tech/Econ | 13.68% | 0 | 0 | 0
Econ | Restaurants | Miscellaneous | Others | RIM | New | EN1870 | Efficient Battery Charger | Efficient Battery Charger | Equip | 7 | Others | 0% | Tech/Econ | 13.68% | 0 | 0 | 0
Econ | Restaurants | Ventilation and Circulation | Motor/Fan | RIM | New | NN4958 | Demand Controlled Ventilation | Demand Controlled Ventilation | NonEquip | 10 |  | 23.39% | Tech/Econ | 9.761% | 160.4633 | 0.016707 | 0.094058
Econ | Restaurants | Ventilation and Circulation | Motor/Fan | RIM | Existing | NE4945 | Demand Controlled Ventilation | Demand Controlled Ventilation | NonEquip | 10 |  | 23.39% | Tech/Econ | 9.761% | 8905.2626 | 0.92717 | 5.22
Econ | Restaurants | Ventilation and Circulation | Individual room ventilation | RIM | New | NN4958 | Demand Controlled Ventilation | Demand Controlled Ventilation | NonEquip | 10 |  | 23.39% | Tech/Econ | 9.761% | 285.2009 | 0.029694 | 0.16717
Econ | Restaurants | Ventilation and Circulation | Individual room ventilation | RIM | Existing | NE4945 | Demand Controlled Ventilation | Demand Controlled Ventilation | NonEquip | 10 |  | 23.39% | Tech/Econ | 9.761% | 15827.8442 | 1.6479 | 9.2777
Econ | Restaurants | Space Heating | Individual room heating | RIM | New | NN3190 | Ceiling Insulation(R2 to R38) | Ceiling Insulation(R2 to R38) | NonEquip | 20 |  | 0% | Tech/Econ | 6.716% | 0 | 0 | 0
Econ | Restaurants | Space Heating | Individual room heating | RIM | Existing | NE4243 | Wall Insulation | Wall Insulation | NonEquip | 20 |  | 0% | Tech/Econ | 0.949% | 0 | 0 | 0
Econ | Restaurants | Space Heating | Individual room heating | RIM | Existing | NE4009 | Low U-Value Windows | Low U-Value Windows | NonEquip | 20 |  | 10.75% | Tech/Econ | 46% | 76.8893 | 0 | 0.00031956
Econ | Restaurants | Space Heating | Individual room heating | RIM | Existing | NE3177 | Ceiling Insulation(R2 to R38) | Ceiling Insulation(R2 to R38) | NonEquip | 20 |  | 0% | Tech/Econ | 7.411% | 0 | 0 | 0
Econ | Restaurants | Space Cooling | Individual room air conditioners | RIM | New | NN4204 | Thermal Energy Storage | Thermal Energy Storage | NonEquip | 20 |  | 0% | Tech/Econ | 0% | 0 | 0 | 0
Econ | Restaurants | Space Cooling | Individual room air conditioners | RIM | New | NN3216 | Ceiling Insulation(R2 to R38) | Ceiling Insulation(R2 to R38) | NonEquip | 20 |  | 0% | Tech/Econ | 5.435% | 0 | 0 | 0
Econ | Restaurants | Space Cooling | Individual room air conditioners | RIM | Existing | NE4217 | Wall Insulation | Wall Insulation | NonEquip | 20 |  | 0% | Tech/Econ | 4.766% | 0 | 0 | 0
Econ | Restaurants | Space Cooling | Individual room air conditioners | RIM | Existing | NE4191 | Thermal Energy Storage | Thermal Energy Storage | NonEquip | 20 |  | 0% | Tech/Econ | 0% | 0 | 0 | 0
Econ | Restaurants | Space Cooling | Individual room air conditioners | RIM | Existing | NE3983 | Low U-Value Windows | Low U-Value Windows | NonEquip | 20 |  | 10.75% | Tech/Econ | 46% | 194549.4571 | 72.3146 | 0
Econ | Restaurants | Space Cooling | Individual room air conditioners | RIM | Existing | NE3203 | Ceiling Insulation(R2 to R38) | Ceiling Insulation(R2 to R38) | NonEquip | 20 |  | 0% | Tech/Econ | 5.435% | 0 | 0 | 0
Econ | Restaurants | Space Heating | Forced air furnace | RIM | New | NN3190 | Ceiling Insulation(R2 to R38) | Ceiling Insulation(R2 to R38) | NonEquip | 20 |  | 0% | Tech/Econ | 6.716% | 0 | 0 | 0
Econ | Restaurants | Space Heating | Forced air furnace | RIM | Existing | NE4243 | Wall Insulation | Wall Insulation | NonEquip | 20 |  | 0% | Tech/Econ | 0.949% | 0 | 0 | 0
Econ | Restaurants | Space Heating | Forced air furnace | RIM | Existing | NE4009 | Low U-Value Windows | Low U-Value Windows | NonEquip | 20 |  | 10.75% | Tech/Econ | 46% | 10798.6732 | 0 | 0.04488
Econ | Restaurants | Space Heating | Forced air furnace | RIM | Existing | NE3177 | Ceiling Insulation(R2 to R38) | Ceiling Insulation(R2 to R38) | NonEquip | 20 |  | 0% | Tech/Econ | 7.411% | 0 | 0 | 0
Econ | Restaurants | Space Cooling | District chilled water piped | RIM | New | NN4204 | Thermal Energy Storage | Thermal Energy Storage | NonEquip | 20 |  | 0% | Tech/Econ | 0% | 0 | 0 | 0
Econ | Restaurants | Space Cooling | District chilled water piped | RIM | New | NN3216 | Ceiling Insulation(R2 to R38) | Ceiling Insulation(R2 to R38) | NonEquip | 20 |  | 0% | Tech/Econ | 5.435% | 0 | 0 | 0
Econ | Restaurants | Space Cooling | District chilled water piped | RIM | Existing | NE4217 | Wall Insulation | Wall Insulation | NonEquip | 20 |  | 0% | Tech/Econ | 4.766% | 0 | 0 | 0
Econ | Restaurants | Space Cooling | District chilled water piped | RIM | Existing | NE4191 | Thermal Energy Storage | Thermal Energy Storage | NonEquip | 20 |  | 0% | Tech/Econ | 0% | 0 | 0 | 0
Econ | Restaurants | Space Cooling | District chilled water piped | RIM | Existing | NE3983 | Low U-Value Windows | Low U-Value Windows | NonEquip | 20 |  | 10.75% | Tech/Econ | 46% | 62027.0919 | 23.0557 | 0
Econ | Restaurants | Space Cooling | District chilled water piped | RIM | Existing | NE3203 | Ceiling Insulation(R2 to R38) | Ceiling Insulation(R2 to R38) | NonEquip | 20 |  | 0% | Tech/Econ | 5.435% | 0 | 0 | 0
Econ | Restaurants | Space Cooling | District chilled water piped | RIM | Turnover | ET1103 | High Efficiency Chiller (Water cooled-positive displacement, 100 tons) | High Efficiency Chiller (Water cooled-positive displacement, 100 tons) | Equip | 20 | District chilled water piped | 28.37% | Tech/Econ | 2.683% | 9619.9244 | 3.6249 | 0.007041
Econ | Restaurants | Space Cooling | District chilled water piped | RIM | Turnover | ET1025 | High Efficiency Chiller (Water cooled-centrifugal, 200 tons) | High Efficiency Chiller (Water cooled-centrifugal, 200 tons) | Equip | 20 | District chilled water piped | 28.37% | Tech/Econ | 4.362% | 15837.92 | 5.9679 | 0.011592
Econ | Restaurants | Space Cooling | Central chillers inside | RIM | New | NN4204 | Thermal Energy Storage | Thermal Energy Storage | NonEquip | 20 |  | 0% | Tech/Econ | 0% | 0 | 0 | 0
Econ | Restaurants | Space Cooling | Central chillers inside | RIM | New | NN3216 | Ceiling Insulation(R2 to R38) | Ceiling Insulation(R2 to R38) | NonEquip | 20 |  | 0% | Tech/Econ | 5.435% | 0 | 0 | 0
Econ | Restaurants | Space Cooling | Central chillers inside | RIM | Existing | NE4217 | Wall Insulation | Wall Insulation | NonEquip | 20 |  | 0% | Tech/Econ | 4.766% | 0 | 0 | 0
Econ | Restaurants | Space Cooling | Central chillers inside | RIM | Existing | NE4191 | Thermal Energy Storage | Thermal Energy Storage | NonEquip | 20 |  | 0% | Tech/Econ | 0% | 0 | 0 | 0
Econ | Restaurants | Space Cooling | Central chillers inside | RIM | Existing | NE3983 | Low U-Value Windows | Low U-Value Windows | NonEquip | 20 |  | 10.75% | Tech/Econ | 46% | 441696.7044 | 164.18 | 0
Econ | Restaurants | Space Cooling | Central chillers inside | RIM | Existing | NE3203 | Ceiling Insulation(R2 to R38) | Ceiling Insulation(R2 to R38) | NonEquip | 20 |  | 0% | Tech/Econ | 5.435% | 0 | 0 | 0
Econ | Restaurants | Space Cooling | Central chillers inside | RIM | Turnover | ET986 | High Efficiency Chiller (Water cooled-centrifugal, 200 tons) | High Efficiency Chiller (Water cooled-centrifugal, 200 tons) | Equip | 20 | Central chillers inside | 28.37% | Tech/Econ | 4.362% | 112782.2823 | 42.4975 | 0.082547
Econ | Restaurants | Space Cooling | Central chillers inside | RIM | Turnover | ET1064 | High Efficiency Chiller (Water cooled-positive displacement, 100 tons) | High Efficiency Chiller (Water cooled-positive displacement, 100 tons) | Equip | 20 | Central chillers inside | 28.37% | Tech/Econ | 2.683% | 68503.7573 | 25.8129 | 0.050139
Econ | Restaurants | Ventilation and Circulation | Central air-handling unit | RIM | New | NN4958 | Demand Controlled Ventilation | Demand Controlled Ventilation | NonEquip | 10 |  | 23.39% | Tech/Econ | 9.761% | 45392.6688 | 4.726 | 26.6076
Econ | Restaurants | Ventilation and Circulation | Central air-handling unit | RIM | Existing | NE4945 | Demand Controlled Ventilation | Demand Controlled Ventilation | NonEquip | 10 |  | 23.39% | Tech/Econ | 9.761% | 2519164.895 | 262.282 | 1476.6476
Econ | Restaurants | Space Heating | Boilers | RIM | New | NN3190 | Ceiling Insulation(R2 to R38) | Ceiling Insulation(R2 to R38) | NonEquip | 20 |  | 0% | Tech/Econ | 6.716% | 0 | 0 | 0
Econ | Restaurants | Space Heating | Boilers | RIM | Existing | NE4243 | Wall Insulation | Wall Insulation | NonEquip | 20 |  | 0% | Tech/Econ | 0.949% | 0 | 0 | 0
Econ | Restaurants | Space Heating | Boilers | RIM | Existing | NE4009 | Low U-Value Windows | Low U-Value Windows | NonEquip | 20 |  | 10.75% | Tech/Econ | 46% | 0 | 0 | 0
Econ | Restaurants | Space Heating | Boilers | RIM | Existing | NE3177 | Ceiling Insulation(R2 to R38) | Ceiling Insulation(R2 to R38) | NonEquip | 20 |  | 0% | Tech/Econ | 7.411% | 0 | 0 | 0
Econ | Retail | Space Cooling | Residential-type central air conditioners | RIM | New | NN4205 | Thermal Energy Storage | Thermal Energy Storage | NonEquip | 20 |  | 20% | Tech/Econ | 0% | 0 | 0 | 0
Econ | Retail | Space Cooling | Residential-type central air conditioners | RIM | New | NN3529 | Duct Sealing Repair | Duct Sealing Repair | NonEquip | 15 |  | 0% | Tech/Econ | 12% | 0 | 0 | 0
Econ | Retail | Space Cooling | Residential-type central air conditioners | RIM | New | NN3217 | Ceiling Insulation(R2 to R38) | Ceiling Insulation(R2 to R38) | NonEquip | 20 |  | 0% | Tech/Econ | 28.48% | 0 | 0 | 0
Econ | Retail | Space Cooling | Residential-type central air conditioners | RIM | Existing | NE4218 | Wall Insulation | Wall Insulation | NonEquip | 20 |  | 15.96% | Tech/Econ | 15.88% | 1535.7893 | 0.31341 | 0
Econ | Retail | Space Cooling | Residential-type central air conditioners | RIM | Existing | NE4192 | Thermal Energy Storage | Thermal Energy Storage | NonEquip | 20 |  | 20% | Tech/Econ | 0% | 2.792e-06 | -1.6812e-08 | -2.1753e-10
Econ | Retail | Space Cooling | Residential-type central air conditioners | RIM | Existing | NE3984 | Low U-Value Windows | Low U-Value Windows | NonEquip | 20 |  | 5.017% | Tech/Econ | 46% | 1362.5535 | 0.50647 | 0
Econ | Retail | Space Cooling | Residential-type central air conditioners | RIM | Existing | NE3516 | Duct Sealing Repair | Duct Sealing Repair | NonEquip | 15 |  | 30.55% | Tech/Econ | 12% | 2305.5529 | 0.45424 | 0
Econ | Retail | Space Cooling | Residential-type central air conditioners | RIM | Existing | NE3204 | Ceiling Insulation(R2 to R38) | Ceiling Insulation(R2 to R38) | NonEquip | 20 |  | 0% | Tech/Econ | 28.48% | 0 | 0 | 0
Econ | Retail | Space Heating | Residential/split system heat pump | RIM | New | NN3555 | Duct Sealing Repair | Duct Sealing Repair | NonEquip | 15 |  | 0% | Tech/Econ | 12% | 0 | 0 | 0
Econ | Retail | Space Heating | Residential/split system heat pump | RIM | New | NN3191 | Ceiling Insulation(R2 to R38) | Ceiling Insulation(R2 to R38) | NonEquip | 20 |  | 0% | Tech/Econ | 35.2% | 0 | 0 | 0
Econ | Retail | Space Heating | Residential/split system heat pump | RIM | Existing | NE4244 | Wall Insulation | Wall Insulation | NonEquip | 20 |  | 15.96% | Tech/Econ | 3.163% | 17692.8565 | 0 | 8.2573
Econ | Retail | Space Heating | Residential/split system heat pump | RIM | Existing | NE4010 | Low U-Value Windows | Low U-Value Windows | NonEquip | 20 |  | 5.017% | Tech/Econ | 46% | 80484.4467 | 0 | 0.3345
Econ | Retail | Space Heating | Residential/split system heat pump | RIM | Existing | NE3542 | Duct Sealing Repair | Duct Sealing Repair | NonEquip | 15 |  | 30.55% | Tech/Econ | 12% | 133407.1043 | 0 | 93.0906
Econ | Retail | Space Heating | Residential/split system heat pump | RIM | Existing | NE3178 | Ceiling Insulation(R2 to R38) | Ceiling Insulation(R2 to R38) | NonEquip | 20 |  | 0% | Tech/Econ | 38.84% | 0 | 0 | 0
Econ | Retail | Space Heating | Packaged central unit | RIM | New | NN3555 | Duct Sealing Repair | Duct Sealing Repair | NonEquip | 15 |  | 0% | Tech/Econ | 12% | 0 | 0 | 0
Econ | Retail | Space Heating | Packaged central unit | RIM | New | NN3191 | Ceiling Insulation(R2 to R38) | Ceiling Insulation(R2 to R38) | NonEquip | 20 |  | 0% | Tech/Econ | 35.2% | 0 | 0 | 0
Econ | Retail | Space Heating | Packaged central unit | RIM | Existing | NE4244 | Wall Insulation | Wall Insulation | NonEquip | 20 |  | 15.96% | Tech/Econ | 3.163% | 46991.8251 | 0 | 21.9312
Econ | Retail | Space Heating | Packaged central unit | RIM | Existing | NE4010 | Low U-Value Windows | Low U-Value Windows | NonEquip | 20 |  | 5.017% | Tech/Econ | 46% | 213764.8633 | 0 | 0.88842
Econ | Retail | Space Heating | Packaged central unit | RIM | Existing | NE3542 | Duct Sealing Repair | Duct Sealing Repair | NonEquip | 15 |  | 30.55% | Tech/Econ | 12% | 354326.2402 | 0 | 247.2466
Econ | Retail | Space Heating | Packaged central unit | RIM | Existing | NE3178 | Ceiling Insulation(R2 to R38) | Ceiling Insulation(R2 to R38) | NonEquip | 20 |  | 0% | Tech/Econ | 38.84% | 0 | 0 | 0
Econ | Retail | Space Cooling | Packaged air conditioning units (RTUs) | RIM | New | NN4205 | Thermal Energy Storage | Thermal Energy Storage | NonEquip | 20 |  | 20% | Tech/Econ | 0% | 0 | 0 | 0
Econ | Retail | Space Cooling | Packaged air conditioning units (RTUs) | RIM | New | NN3529 | Duct Sealing Repair | Duct Sealing Repair | NonEquip | 15 |  | 0% | Tech/Econ | 12% | 0 | 0 | 0
Econ | Retail | Space Cooling | Packaged air conditioning units (RTUs) | RIM | New | NN3217 | Ceiling Insulation(R2 to R38) | Ceiling Insulation(R2 to R38) | NonEquip | 20 |  | 0% | Tech/Econ | 28.48% | 0 | 0 | 0
Econ | Retail | Space Cooling | Packaged air conditioning units (RTUs) | RIM | Existing | NE4218 | Wall Insulation | Wall Insulation | NonEquip | 20 |  | 15.96% | Tech/Econ | 15.88% | 12024547.36 | 2453.8559 | 0
Econ | Retail | Space Cooling | Packaged air conditioning units (RTUs) | RIM | Existing | NE4192 | Thermal Energy Storage | Thermal Energy Storage | NonEquip | 20 |  | 20% | Tech/Econ | 0% | 0.021861 | -0.00013163 | -1.7032e-06
Econ | Retail | Space Cooling | Packaged air conditioning units (RTUs) | RIM | Existing | NE3984 | Low U-Value Windows | Low U-Value Windows | NonEquip | 20 |  | 5.017% | Tech/Econ | 46% | 10668187.99 | 3965.3969 | 0
Econ | Retail | Space Cooling | Packaged air conditioning units (RTUs) | RIM | Existing | NE3516 | Duct Sealing Repair | Duct Sealing Repair | NonEquip | 15 |  | 30.55% | Tech/Econ | 12% | 18051454.57 | 3556.5196 | 0
Econ | Retail | Space Cooling | Packaged air conditioning units (RTUs) | RIM | Existing | NE3204 | Ceiling Insulation(R2 to R38) | Ceiling Insulation(R2 to R38) | NonEquip | 20 |  | 0% | Tech/Econ | 28.48% | 0 | 0 | 0
Econ | Retail | Miscellaneous | Others | RIM | Turnover | ET1845 | Efficient Battery Charger | Efficient Battery Charger | Equip | 7 | Others | 17.92% | Tech/Econ | 13.68% | 5550324.42 | 3041.2737 | 0
Econ | Retail | Miscellaneous | Others | RIM | New | EN1871 | Efficient Battery Charger | Efficient Battery Charger | Equip | 7 | Others | 17.92% | Tech/Econ | 13.68% | 100010.9358 | 54.8005 | 0
Econ | Retail | Ventilation and Circulation | Motor/Fan | RIM | New | NN4959 | Demand Controlled Ventilation | Demand Controlled Ventilation | NonEquip | 10 |  | 23.39% | Tech/Econ | 50% | 2585.282 | 0.26917 | 1.5154
Econ | Retail | Ventilation and Circulation | Motor/Fan | RIM | Existing | NE4946 | Demand Controlled Ventilation | Demand Controlled Ventilation | NonEquip | 10 |  | 23.39% | Tech/Econ | 50% | 143475.8461 | 14.9379 | 84.1006
Econ | Retail | Ventilation and Circulation | Individual room ventilation | RIM | New | NN4959 | Demand Controlled Ventilation | Demand Controlled Ventilation | NonEquip | 10 |  | 23.39% | Tech/Econ | 50% | 1292.641 | 0.13458 | 0.7577
Econ | Retail | Ventilation and Circulation | Individual room ventilation | RIM | Existing | NE4946 | Demand Controlled Ventilation | Demand Controlled Ventilation | NonEquip | 10 |  | 23.39% | Tech/Econ | 50% | 71737.923 | 7.469 | 42.0503
Econ | Retail | Space Heating | Individual room heating | RIM | New | NN3555 | Duct Sealing Repair | Duct Sealing Repair | NonEquip | 15 |  | 0% | Tech/Econ | 12% | 0 | 0 | 0
Econ | Retail | Space Heating | Individual room heating | RIM | New | NN3191 | Ceiling Insulation(R2 to R38) | Ceiling Insulation(R2 to R38) | NonEquip | 20 |  | 0% | Tech/Econ | 35.2% | 0 | 0 | 0
Econ | Retail | Space Heating | Individual room heating | RIM | Existing | NE4244 | Wall Insulation | Wall Insulation | NonEquip | 20 |  | 15.96% | Tech/Econ | 3.163% | 32.6367 | 0 | 0.015232
Econ | Retail | Space Heating | Individual room heating | RIM | Existing | NE4010 | Low U-Value Windows | Low U-Value Windows | NonEquip | 20 |  | 5.017% | Tech/Econ | 46% | 148.4637 | 0 | 0.00061703
Econ | Retail | Space Heating | Individual room heating | RIM | Existing | NE3542 | Duct Sealing Repair | Duct Sealing Repair | NonEquip | 15 |  | 30.55% | Tech/Econ | 12% | 246.0862 | 0 | 0.17172
Econ | Retail | Space Heating | Individual room heating | RIM | Existing | NE3178 | Ceiling Insulation(R2 to R38) | Ceiling Insulation(R2 to R38) | NonEquip | 20 |  | 0% | Tech/Econ | 38.84% | 0 | 0 | 0
Econ | Retail | Space Cooling | Individual room air conditioners | RIM | New | NN4205 | Thermal Energy Storage | Thermal Energy Storage | NonEquip | 20 |  | 20% | Tech/Econ | 0% | 0 | 0 | 0
Econ | Retail | Space Cooling | Individual room air conditioners | RIM | New | NN3529 | Duct Sealing Repair | Duct Sealing Repair | NonEquip | 15 |  | 0% | Tech/Econ | 12% | 0 | 0 | 0
Econ | Retail | Space Cooling | Individual room air conditioners | RIM | New | NN3217 | Ceiling Insulation(R2 to R38) | Ceiling Insulation(R2 to R38) | NonEquip | 20 |  | 0% | Tech/Econ | 28.48% | 0 | 0 | 0
Econ | Retail | Space Cooling | Individual room air conditioners | RIM | Existing | NE4218 | Wall Insulation | Wall Insulation | NonEquip | 20 |  | 15.96% | Tech/Econ | 15.88% | 1197915.625 | 244.4593 | 0
Econ | Retail | Space Cooling | Individual room air conditioners | RIM | Existing | NE4192 | Thermal Energy Storage | Thermal Energy Storage | NonEquip | 20 |  | 20% | Tech/Econ | 0% | 0.0021778 | -1.3113e-05 | -1.6968e-07
Econ | Retail | Space Cooling | Individual room air conditioners | RIM | Existing | NE3984 | Low U-Value Windows | Low U-Value Windows | NonEquip | 20 |  | 5.017% | Tech/Econ | 46% | 1062791.697 | 395.0428 | 0
Econ | Retail | Space Cooling | Individual room air conditioners | RIM | Existing | NE3516 | Duct Sealing Repair | Duct Sealing Repair | NonEquip | 15 |  | 30.55% | Tech/Econ | 12% | 1798331.268 | 354.3094 | 0
Econ | Retail | Space Cooling | Individual room air conditioners | RIM | Existing | NE3204 | Ceiling Insulation(R2 to R38) | Ceiling Insulation(R2 to R38) | NonEquip | 20 |  | 0% | Tech/Econ | 28.48% | 0 | 0 | 0
Econ | Retail | Space Heating | Forced air furnace | RIM | New | NN3555 | Duct Sealing Repair | Duct Sealing Repair | NonEquip | 15 |  | 0% | Tech/Econ | 12% | 0 | 0 | 0
Econ | Retail | Space Heating | Forced air furnace | RIM | New | NN3191 | Ceiling Insulation(R2 to R38) | Ceiling Insulation(R2 to R38) | NonEquip | 20 |  | 0% | Tech/Econ | 35.2% | 0 | 0 | 0
Econ | Retail | Space Heating | Forced air furnace | RIM | Existing | NE4244 | Wall Insulation | Wall Insulation | NonEquip | 20 |  | 15.96% | Tech/Econ | 3.163% | 456.9138 | 0 | 0.21324
Econ | Retail | Space Heating | Forced air furnace | RIM | Existing | NE4010 | Low U-Value Windows | Low U-Value Windows | NonEquip | 20 |  | 5.017% | Tech/Econ | 46% | 2078.4916 | 0 | 0.0086384
Econ | Retail | Space Heating | Forced air furnace | RIM | Existing | NE3542 | Duct Sealing Repair | Duct Sealing Repair | NonEquip | 15 |  | 30.55% | Tech/Econ | 12% | 3445.2065 | 0 | 2.404
Econ | Retail | Space Heating | Forced air furnace | RIM | Existing | NE3178 | Ceiling Insulation(R2 to R38) | Ceiling Insulation(R2 to R38) | NonEquip | 20 |  | 0% | Tech/Econ | 38.84% | 0 | 0 | 0
Econ | Retail | Space Cooling | District chilled water piped | RIM | New | NN4205 | Thermal Energy Storage | Thermal Energy Storage | NonEquip | 20 |  | 20% | Tech/Econ | 0% | 0 | 0 | 0
Econ | Retail | Space Cooling | District chilled water piped | RIM | New | NN3529 | Duct Sealing Repair | Duct Sealing Repair | NonEquip | 15 |  | 0% | Tech/Econ | 12% | 0 | 0 | 0
Econ | Retail | Space Cooling | District chilled water piped | RIM | New | NN3217 | Ceiling Insulation(R2 to R38) | Ceiling Insulation(R2 to R38) | NonEquip | 20 |  | 0% | Tech/Econ | 28.48% | 0 | 0 | 0
Econ | Retail | Space Cooling | District chilled water piped | RIM | Existing | NE4218 | Wall Insulation | Wall Insulation | NonEquip | 20 |  | 15.96% | Tech/Econ | 15.88% | 0 | 0 | 0
Econ | Retail | Space Cooling | District chilled water piped | RIM | Existing | NE4192 | Thermal Energy Storage | Thermal Energy Storage | NonEquip | 20 |  | 20% | Tech/Econ | 0% | 0 | 0 | 0
Econ | Retail | Space Cooling | District chilled water piped | RIM | Existing | NE3984 | Low U-Value Windows | Low U-Value Windows | NonEquip | 20 |  | 5.017% | Tech/Econ | 46% | 0 | 0 | 0
Econ | Retail | Space Cooling | District chilled water piped | RIM | Existing | NE3516 | Duct Sealing Repair | Duct Sealing Repair | NonEquip | 15 |  | 30.55% | Tech/Econ | 12% | 0 | 0 | 0
Econ | Retail | Space Cooling | District chilled water piped | RIM | Existing | NE3204 | Ceiling Insulation(R2 to R38) | Ceiling Insulation(R2 to R38) | NonEquip | 20 |  | 0% | Tech/Econ | 28.48% | 0 | 0 | 0
Econ | Retail | Space Cooling | District chilled water piped | RIM | Turnover | ET1104 | High Efficiency Chiller (Water cooled-positive displacement, 100 tons) | High Efficiency Chiller (Water cooled-positive displacement, 100 tons) | Equip | 20 | District chilled water piped | 28.37% | Tech/Econ | 2.683% | 0 | 0 | 0
Econ | Retail | Space Cooling | District chilled water piped | RIM | Turnover | ET1026 | High Efficiency Chiller (Water cooled-centrifugal, 200 tons) | High Efficiency Chiller (Water cooled-centrifugal, 200 tons) | Equip | 20 | District chilled water piped | 28.37% | Tech/Econ | 4.362% | 0 | 0 | 0
Econ | Retail | Space Cooling | Central chillers inside | RIM | New | NN4205 | Thermal Energy Storage | Thermal Energy Storage | NonEquip | 20 |  | 20% | Tech/Econ | 0% | 0 | 0 | 0
Econ | Retail | Space Cooling | Central chillers inside | RIM | New | NN3529 | Duct Sealing Repair | Duct Sealing Repair | NonEquip | 15 |  | 0% | Tech/Econ | 12% | 0 | 0 | 0
Econ | Retail | Space Cooling | Central chillers inside | RIM | New | NN3217 | Ceiling Insulation(R2 to R38) | Ceiling Insulation(R2 to R38) | NonEquip | 20 |  | 0% | Tech/Econ | 28.48% | 0 | 0 | 0
Econ | Retail | Space Cooling | Central chillers inside | RIM | Existing | NE4218 | Wall Insulation | Wall Insulation | NonEquip | 20 |  | 15.96% | Tech/Econ | 15.88% | 0 | 0 | 0
Econ | Retail | Space Cooling | Central chillers inside | RIM | Existing | NE4192 | Thermal Energy Storage | Thermal Energy Storage | NonEquip | 20 |  | 20% | Tech/Econ | 0% | 0 | 0 | 0
Econ | Retail | Space Cooling | Central chillers inside | RIM | Existing | NE3984 | Low U-Value Windows | Low U-Value Windows | NonEquip | 20 |  | 5.017% | Tech/Econ | 46% | 0 | 0 | 0
Econ | Retail | Space Cooling | Central chillers inside | RIM | Existing | NE3516 | Duct Sealing Repair | Duct Sealing Repair | NonEquip | 15 |  | 30.55% | Tech/Econ | 12% | 0 | 0 | 0
Econ | Retail | Space Cooling | Central chillers inside | RIM | Existing | NE3204 | Ceiling Insulation(R2 to R38) | Ceiling Insulation(R2 to R38) | NonEquip | 20 |  | 0% | Tech/Econ | 28.48% | 0 | 0 | 0
Econ | Retail | Space Cooling | Central chillers inside | RIM | Turnover | ET987 | High Efficiency Chiller (Water cooled-centrifugal, 200 tons) | High Efficiency Chiller (Water cooled-centrifugal, 200 tons) | Equip | 20 | Central chillers inside | 28.37% | Tech/Econ | 4.362% | 0 | 0 | 0
Econ | Retail | Space Cooling | Central chillers inside | RIM | Turnover | ET1065 | High Efficiency Chiller (Water cooled-positive displacement, 100 tons) | High Efficiency Chiller (Water cooled-positive displacement, 100 tons) | Equip | 20 | Central chillers inside | 28.37% | Tech/Econ | 2.683% | 0 | 0 | 0
Econ | Retail | Ventilation and Circulation | Central air-handling unit | RIM | New | NN4959 | Demand Controlled Ventilation | Demand Controlled Ventilation | NonEquip | 10 |  | 23.39% | Tech/Econ | 50% | 297018.9447 | 30.924 | 174.1023
Econ | Retail | Ventilation and Circulation | Central air-handling unit | RIM | Existing | NE4946 | Demand Controlled Ventilation | Demand Controlled Ventilation | NonEquip | 10 |  | 23.39% | Tech/Econ | 50% | 16483712.41 | 1716.1961 | 9662.1842
Econ | Retail | Space Heating | Boilers | RIM | New | NN3555 | Duct Sealing Repair | Duct Sealing Repair | NonEquip | 15 |  | 0% | Tech/Econ | 12% | 0 | 0 | 0
Econ | Retail | Space Heating | Boilers | RIM | New | NN3191 | Ceiling Insulation(R2 to R38) | Ceiling Insulation(R2 to R38) | NonEquip | 20 |  | 0% | Tech/Econ | 35.2% | 0 | 0 | 0
Econ | Retail | Space Heating | Boilers | RIM | Existing | NE4244 | Wall Insulation | Wall Insulation | NonEquip | 20 |  | 15.96% | Tech/Econ | 3.163% | 0 | 0 | 0
Econ | Retail | Space Heating | Boilers | RIM | Existing | NE4010 | Low U-Value Windows | Low U-Value Windows | NonEquip | 20 |  | 5.017% | Tech/Econ | 46% | 0 | 0 | 0
Econ | Retail | Space Heating | Boilers | RIM | Existing | NE3542 | Duct Sealing Repair | Duct Sealing Repair | NonEquip | 15 |  | 30.55% | Tech/Econ | 12% | 0 | 0 | 0
Econ | Retail | Space Heating | Boilers | RIM | Existing | NE3178 | Ceiling Insulation(R2 to R38) | Ceiling Insulation(R2 to R38) | NonEquip | 20 |  | 0% | Tech/Econ | 38.84% | 0 | 0 | 0
Econ | Schools K-12 | Space Cooling | Residential-type central air conditioners | RIM | New | NN4206 | Thermal Energy Storage | Thermal Energy Storage | NonEquip | 20 |  | 33.33% | Tech/Econ | 0% | 0 | 0 | 0
Econ | Schools K-12 | Space Cooling | Residential-type central air conditioners | RIM | New | NN3530 | Duct Sealing Repair | Duct Sealing Repair | NonEquip | 15 |  | 0% | Tech/Econ | 12% | 0 | 0 | 0
Econ | Schools K-12 | Space Cooling | Residential-type central air conditioners | RIM | New | NN3218 | Ceiling Insulation(R2 to R38) | Ceiling Insulation(R2 to R38) | NonEquip | 20 |  | 0% | Tech/Econ | 33.37% | 0 | 0 | 0
Econ | Schools K-12 | Space Cooling | Residential-type central air conditioners | RIM | Existing | NE4219 | Wall Insulation | Wall Insulation | NonEquip | 20 |  | 0% | Tech/Econ | 9.701% | 0 | 0 | 0
Econ | Schools K-12 | Space Cooling | Residential-type central air conditioners | RIM | Existing | NE4193 | Thermal Energy Storage | Thermal Energy Storage | NonEquip | 20 |  | 33.33% | Tech/Econ | 0% | 3.1925e-06 | -1.9223e-08 | -2.4873e-10
Econ | Schools K-12 | Space Cooling | Residential-type central air conditioners | RIM | Existing | NE3985 | Low U-Value Windows | Low U-Value Windows | NonEquip | 20 |  | 10.75% | Tech/Econ | 46% | 503.509 | 0.18716 | 0
Econ | Schools K-12 | Space Cooling | Residential-type central air conditioners | RIM | Existing | NE3517 | Duct Sealing Repair | Duct Sealing Repair | NonEquip | 15 |  | 0% | Tech/Econ | 12% | 0 | 0 | 0
Econ | Schools K-12 | Space Cooling | Residential-type central air conditioners | RIM | Existing | NE3205 | Ceiling Insulation(R2 to R38) | Ceiling Insulation(R2 to R38) | NonEquip | 20 |  | 0% | Tech/Econ | 33.37% | 0 | 0 | 0
Econ | Schools K-12 | Space Heating | Residential/split system heat pump | RIM | New | NN3556 | Duct Sealing Repair | Duct Sealing Repair | NonEquip | 15 |  | 0% | Tech/Econ | 12% | 0 | 0 | 0
Econ | Schools K-12 | Space Heating | Residential/split system heat pump | RIM | New | NN3192 | Ceiling Insulation(R2 to R38) | Ceiling Insulation(R2 to R38) | NonEquip | 20 |  | 0% | Tech/Econ | 41.24% | 0 | 0 | 0
Econ | Schools K-12 | Space Heating | Residential/split system heat pump | RIM | Existing | NE4245 | Wall Insulation | Wall Insulation | NonEquip | 20 |  | 0% | Tech/Econ | 1.931% | 0 | 0 | 0
Econ | Schools K-12 | Space Heating | Residential/split system heat pump | RIM | Existing | NE4011 | Low U-Value Windows | Low U-Value Windows | NonEquip | 20 |  | 10.75% | Tech/Econ | 46% | 30245.1869 | 0 | 0.1257
Econ | Schools K-12 | Space Heating | Residential/split system heat pump | RIM | Existing | NE3543 | Duct Sealing Repair | Duct Sealing Repair | NonEquip | 15 |  | 0% | Tech/Econ | 12% | 0 | 0 | 0
Econ | Schools K-12 | Space Heating | Residential/split system heat pump | RIM | Existing | NE3179 | Ceiling Insulation(R2 to R38) | Ceiling Insulation(R2 to R38) | NonEquip | 20 |  | 0% | Tech/Econ | 45.51% | 0 | 0 | 0
Econ | Schools K-12 | Space Heating | Packaged central unit | RIM | New | NN3556 | Duct Sealing Repair | Duct Sealing Repair | NonEquip | 15 |  | 0% | Tech/Econ | 12% | 0 | 0 | 0
Econ | Schools K-12 | Space Heating | Packaged central unit | RIM | New | NN3192 | Ceiling Insulation(R2 to R38) | Ceiling Insulation(R2 to R38) | NonEquip | 20 |  | 0% | Tech/Econ | 41.24% | 0 | 0 | 0
Econ | Schools K-12 | Space Heating | Packaged central unit | RIM | Existing | NE4245 | Wall Insulation | Wall Insulation | NonEquip | 20 |  | 0% | Tech/Econ | 1.931% | 0 | 0 | 0
Econ | Schools K-12 | Space Heating | Packaged central unit | RIM | Existing | NE4011 | Low U-Value Windows | Low U-Value Windows | NonEquip | 20 |  | 10.75% | Tech/Econ | 46% | 42418.0123 | 0 | 0.17629
Econ | Schools K-12 | Space Heating | Packaged central unit | RIM | Existing | NE3543 | Duct Sealing Repair | Duct Sealing Repair | NonEquip | 15 |  | 0% | Tech/Econ | 12% | 0 | 0 | 0
Econ | Schools K-12 | Space Heating | Packaged central unit | RIM | Existing | NE3179 | Ceiling Insulation(R2 to R38) | Ceiling Insulation(R2 to R38) | NonEquip | 20 |  | 0% | Tech/Econ | 45.51% | 0 | 0 | 0
Econ | Schools K-12 | Space Cooling | Packaged air conditioning units (RTUs) | RIM | New | NN4206 | Thermal Energy Storage | Thermal Energy Storage | NonEquip | 20 |  | 33.33% | Tech/Econ | 0% | 0 | 0 | 0
Econ | Schools K-12 | Space Cooling | Packaged air conditioning units (RTUs) | RIM | New | NN3530 | Duct Sealing Repair | Duct Sealing Repair | NonEquip | 15 |  | 0% | Tech/Econ | 12% | 0 | 0 | 0
Econ | Schools K-12 | Space Cooling | Packaged air conditioning units (RTUs) | RIM | New | NN3218 | Ceiling Insulation(R2 to R38) | Ceiling Insulation(R2 to R38) | NonEquip | 20 |  | 0% | Tech/Econ | 33.37% | 0 | 0 | 0
Econ | Schools K-12 | Space Cooling | Packaged air conditioning units (RTUs) | RIM | Existing | NE4219 | Wall Insulation | Wall Insulation | NonEquip | 20 |  | 0% | Tech/Econ | 9.701% | 0 | 0 | 0
Econ | Schools K-12 | Space Cooling | Packaged air conditioning units (RTUs) | RIM | Existing | NE4193 | Thermal Energy Storage | Thermal Energy Storage | NonEquip | 20 |  | 33.33% | Tech/Econ | 0% | 0.00081114 | -4.8841e-06 | -6.3198e-08
Econ | Schools K-12 | Space Cooling | Packaged air conditioning units (RTUs) | RIM | Existing | NE3985 | Low U-Value Windows | Low U-Value Windows | NonEquip | 20 |  | 10.75% | Tech/Econ | 46% | 127930.7643 | 47.5522 | 0
Econ | Schools K-12 | Space Cooling | Packaged air conditioning units (RTUs) | RIM | Existing | NE3517 | Duct Sealing Repair | Duct Sealing Repair | NonEquip | 15 |  | 0% | Tech/Econ | 12% | 0 | 0 | 0
Econ | Schools K-12 | Space Cooling | Packaged air conditioning units (RTUs) | RIM | Existing | NE3205 | Ceiling Insulation(R2 to R38) | Ceiling Insulation(R2 to R38) | NonEquip | 20 |  | 0% | Tech/Econ | 33.37% | 0 | 0 | 0
Econ | Schools K-12 | Miscellaneous | Others | RIM | Turnover | ET1846 | Efficient Battery Charger | Efficient Battery Charger | Equip | 7 | Others | 0% | Tech/Econ | 13.68% | 0 | 0 | 0
Econ | Schools K-12 | Miscellaneous | Others | RIM | New | EN1872 | Efficient Battery Charger | Efficient Battery Charger | Equip | 7 | Others | 0% | Tech/Econ | 13.68% | 0 | 0 | 0
Econ | Schools K-12 | Space Heating | Individual room heating | RIM | New | NN3556 | Duct Sealing Repair | Duct Sealing Repair | NonEquip | 15 |  | 0% | Tech/Econ | 12% | 0 | 0 | 0
Econ | Schools K-12 | Space Heating | Individual room heating | RIM | New | NN3192 | Ceiling Insulation(R2 to R38) | Ceiling Insulation(R2 to R38) | NonEquip | 20 |  | 0% | Tech/Econ | 41.24% | 0 | 0 | 0
Econ | Schools K-12 | Space Heating | Individual room heating | RIM | Existing | NE4245 | Wall Insulation | Wall Insulation | NonEquip | 20 |  | 0% | Tech/Econ | 1.931% | 0 | 0 | 0
Econ | Schools K-12 | Space Heating | Individual room heating | RIM | Existing | NE4011 | Low U-Value Windows | Low U-Value Windows | NonEquip | 20 |  | 10.75% | Tech/Econ | 46% | 0 | 0 | 0
Econ | Schools K-12 | Space Heating | Individual room heating | RIM | Existing | NE3543 | Duct Sealing Repair | Duct Sealing Repair | NonEquip | 15 |  | 0% | Tech/Econ | 12% | 0 | 0 | 0
Econ | Schools K-12 | Space Heating | Individual room heating | RIM | Existing | NE3179 | Ceiling Insulation(R2 to R38) | Ceiling Insulation(R2 to R38) | NonEquip | 20 |  | 0% | Tech/Econ | 45.51% | 0 | 0 | 0
Econ | Schools K-12 | Space Cooling | Individual room air conditioners | RIM | New | NN4206 | Thermal Energy Storage | Thermal Energy Storage | NonEquip | 20 |  | 33.33% | Tech/Econ | 0% | 0 | 0 | 0
Econ | Schools K-12 | Space Cooling | Individual room air conditioners | RIM | New | NN3530 | Duct Sealing Repair | Duct Sealing Repair | NonEquip | 15 |  | 0% | Tech/Econ | 12% | 0 | 0 | 0
Econ | Schools K-12 | Space Cooling | Individual room air conditioners | RIM | New | NN3218 | Ceiling Insulation(R2 to R38) | Ceiling Insulation(R2 to R38) | NonEquip | 20 |  | 0% | Tech/Econ | 33.37% | 0 | 0 | 0
Econ | Schools K-12 | Space Cooling | Individual room air conditioners | RIM | Existing | NE4219 | Wall Insulation | Wall Insulation | NonEquip | 20 |  | 0% | Tech/Econ | 9.701% | 0 | 0 | 0
Econ | Schools K-12 | Space Cooling | Individual room air conditioners | RIM | Existing | NE4193 | Thermal Energy Storage | Thermal Energy Storage | NonEquip | 20 |  | 33.33% | Tech/Econ | 0% | 0.00022257 | -1.3401e-06 | -1.7341e-08
Econ | Schools K-12 | Space Cooling | Individual room air conditioners | RIM | Existing | NE3985 | Low U-Value Windows | Low U-Value Windows | NonEquip | 20 |  | 10.75% | Tech/Econ | 46% | 35102.472 | 13.0477 | 0
Econ | Schools K-12 | Space Cooling | Individual room air conditioners | RIM | Existing | NE3517 | Duct Sealing Repair | Duct Sealing Repair | NonEquip | 15 |  | 0% | Tech/Econ | 12% | 0 | 0 | 0
Econ | Schools K-12 | Space Cooling | Individual room air conditioners | RIM | Existing | NE3205 | Ceiling Insulation(R2 to R38) | Ceiling Insulation(R2 to R38) | NonEquip | 20 |  | 0% | Tech/Econ | 33.37% | 0 | 0 | 0
Econ | Schools K-12 | Space Heating | Forced air furnace | RIM | New | NN3556 | Duct Sealing Repair | Duct Sealing Repair | NonEquip | 15 |  | 0% | Tech/Econ | 12% | 0 | 0 | 0
Econ | Schools K-12 | Space Heating | Forced air furnace | RIM | New | NN3192 | Ceiling Insulation(R2 to R38) | Ceiling Insulation(R2 to R38) | NonEquip | 20 |  | 0% | Tech/Econ | 41.24% | 0 | 0 | 0
Econ | Schools K-12 | Space Heating | Forced air furnace | RIM | Existing | NE4245 | Wall Insulation | Wall Insulation | NonEquip | 20 |  | 0% | Tech/Econ | 1.931% | 0 | 0 | 0
Econ | Schools K-12 | Space Heating | Forced air furnace | RIM | Existing | NE4011 | Low U-Value Windows | Low U-Value Windows | NonEquip | 20 |  | 10.75% | Tech/Econ | 46% | 0 | 0 | 0
Econ | Schools K-12 | Space Heating | Forced air furnace | RIM | Existing | NE3543 | Duct Sealing Repair | Duct Sealing Repair | NonEquip | 15 |  | 0% | Tech/Econ | 12% | 0 | 0 | 0
Econ | Schools K-12 | Space Heating | Forced air furnace | RIM | Existing | NE3179 | Ceiling Insulation(R2 to R38) | Ceiling Insulation(R2 to R38) | NonEquip | 20 |  | 0% | Tech/Econ | 45.51% | 0 | 0 | 0
Econ | Schools K-12 | Space Cooling | District chilled water piped | RIM | New | NN4206 | Thermal Energy Storage | Thermal Energy Storage | NonEquip | 20 |  | 33.33% | Tech/Econ | 0% | 0 | 0 | 0
Econ | Schools K-12 | Space Cooling | District chilled water piped | RIM | New | NN3530 | Duct Sealing Repair | Duct Sealing Repair | NonEquip | 15 |  | 0% | Tech/Econ | 12% | 0 | 0 | 0
Econ | Schools K-12 | Space Cooling | District chilled water piped | RIM | New | NN3218 | Ceiling Insulation(R2 to R38) | Ceiling Insulation(R2 to R38) | NonEquip | 20 |  | 0% | Tech/Econ | 33.37% | 0 | 0 | 0
Econ | Schools K-12 | Space Cooling | District chilled water piped | RIM | Existing | NE4219 | Wall Insulation | Wall Insulation | NonEquip | 20 |  | 0% | Tech/Econ | 9.701% | 0 | 0 | 0
Econ | Schools K-12 | Space Cooling | District chilled water piped | RIM | Existing | NE4193 | Thermal Energy Storage | Thermal Energy Storage | NonEquip | 20 |  | 33.33% | Tech/Econ | 0% | 0.0061285 | -3.6901e-05 | -4.7748e-07
Econ | Schools K-12 | Space Cooling | District chilled water piped | RIM | Existing | NE3985 | Low U-Value Windows | Low U-Value Windows | NonEquip | 20 |  | 10.75% | Tech/Econ | 46% | 947332.0354 | 352.1261 | 0
Econ | Schools K-12 | Space Cooling | District chilled water piped | RIM | Existing | NE3517 | Duct Sealing Repair | Duct Sealing Repair | NonEquip | 15 |  | 0% | Tech/Econ | 12% | 0 | 0 | 0
Econ | Schools K-12 | Space Cooling | District chilled water piped | RIM | Existing | NE3205 | Ceiling Insulation(R2 to R38) | Ceiling Insulation(R2 to R38) | NonEquip | 20 |  | 0% | Tech/Econ | 33.37% | 0 | 0 | 0
Econ | Schools K-12 | Space Cooling | District chilled water piped | RIM | Turnover | ET1105 | High Efficiency Chiller (Water cooled-positive displacement, 100 tons) | High Efficiency Chiller (Water cooled-positive displacement, 100 tons) | Equip | 20 | District chilled water piped | 28.37% | Tech/Econ | 2.683% | 146923.9079 | 55.3625 | 0.10754
Econ | Schools K-12 | Space Cooling | District chilled water piped | RIM | Turnover | ET1027 | High Efficiency Chiller (Water cooled-centrifugal, 200 tons) | High Efficiency Chiller (Water cooled-centrifugal, 200 tons) | Equip | 20 | District chilled water piped | 28.37% | Tech/Econ | 4.362% | 241890.5765 | 91.1469 | 0.17704
Econ | Schools K-12 | Space Cooling | Central chillers inside | RIM | New | NN4206 | Thermal Energy Storage | Thermal Energy Storage | NonEquip | 20 |  | 33.33% | Tech/Econ | 0% | 0 | 0 | 0
Econ | Schools K-12 | Space Cooling | Central chillers inside | RIM | New | NN3530 | Duct Sealing Repair | Duct Sealing Repair | NonEquip | 15 |  | 0% | Tech/Econ | 12% | 0 | 0 | 0
Econ | Schools K-12 | Space Cooling | Central chillers inside | RIM | New | NN3218 | Ceiling Insulation(R2 to R38) | Ceiling Insulation(R2 to R38) | NonEquip | 20 |  | 0% | Tech/Econ | 33.37% | 0 | 0 | 0
Econ | Schools K-12 | Space Cooling | Central chillers inside | RIM | Existing | NE4219 | Wall Insulation | Wall Insulation | NonEquip | 20 |  | 0% | Tech/Econ | 9.701% | 0 | 0 | 0
Econ | Schools K-12 | Space Cooling | Central chillers inside | RIM | Existing | NE4193 | Thermal Energy Storage | Thermal Energy Storage | NonEquip | 20 |  | 33.33% | Tech/Econ | 0% | 0.0077034 | -4.6384e-05 | -6.0019e-07
Econ | Schools K-12 | Space Cooling | Central chillers inside | RIM | Existing | NE3985 | Low U-Value Windows | Low U-Value Windows | NonEquip | 20 |  | 10.75% | Tech/Econ | 46% | 1190783.654 | 442.6178 | 0
Econ | Schools K-12 | Space Cooling | Central chillers inside | RIM | Existing | NE3517 | Duct Sealing Repair | Duct Sealing Repair | NonEquip | 15 |  | 0% | Tech/Econ | 12% | 0 | 0 | 0
Econ | Schools K-12 | Space Cooling | Central chillers inside | RIM | Existing | NE3205 | Ceiling Insulation(R2 to R38) | Ceiling Insulation(R2 to R38) | NonEquip | 20 |  | 0% | Tech/Econ | 33.37% | 0 | 0 | 0
Econ | Schools K-12 | Space Cooling | Central chillers inside | RIM | Turnover | ET988 | High Efficiency Chiller (Water cooled-centrifugal, 200 tons) | High Efficiency Chiller (Water cooled-centrifugal, 200 tons) | Equip | 20 | Central chillers inside | 28.37% | Tech/Econ | 4.362% | 304053.2088 | 114.5704 | 0.22254
Econ | Schools K-12 | Space Cooling | Central chillers inside | RIM | Turnover | ET1066 | High Efficiency Chiller (Water cooled-positive displacement, 100 tons) | High Efficiency Chiller (Water cooled-positive displacement, 100 tons) | Equip | 20 | Central chillers inside | 28.37% | Tech/Econ | 2.683% | 184681.38 | 69.5899 | 0.13517
Econ | Schools K-12 | Space Heating | Boilers | RIM | New | NN3556 | Duct Sealing Repair | Duct Sealing Repair | NonEquip | 15 |  | 0% | Tech/Econ | 12% | 0 | 0 | 0
Econ | Schools K-12 | Space Heating | Boilers | RIM | New | NN3192 | Ceiling Insulation(R2 to R38) | Ceiling Insulation(R2 to R38) | NonEquip | 20 |  | 0% | Tech/Econ | 41.24% | 0 | 0 | 0
Econ | Schools K-12 | Space Heating | Boilers | RIM | Existing | NE4245 | Wall Insulation | Wall Insulation | NonEquip | 20 |  | 0% | Tech/Econ | 1.931% | 0 | 0 | 0
Econ | Schools K-12 | Space Heating | Boilers | RIM | Existing | NE4011 | Low U-Value Windows | Low U-Value Windows | NonEquip | 20 |  | 10.75% | Tech/Econ | 46% | 2364.92 | 0 | 0.0098288
Econ | Schools K-12 | Space Heating | Boilers | RIM | Existing | NE3543 | Duct Sealing Repair | Duct Sealing Repair | NonEquip | 15 |  | 0% | Tech/Econ | 12% | 0 | 0 | 0
Econ | Schools K-12 | Space Heating | Boilers | RIM | Existing | NE3179 | Ceiling Insulation(R2 to R38) | Ceiling Insulation(R2 to R38) | NonEquip | 20 |  | 0% | Tech/Econ | 45.51% | 0 | 0 | 0
Econ | Warehouse | Space Cooling | Residential-type central air conditioners | RIM | New | NN4207 | Thermal Energy Storage | Thermal Energy Storage | NonEquip | 20 |  | 0% | Tech/Econ | 0% | 0 | 0 | 0
Econ | Warehouse | Space Cooling | Residential-type central air conditioners | RIM | New | NN3531 | Duct Sealing Repair | Duct Sealing Repair | NonEquip | 15 |  | 0% | Tech/Econ | 12% | 0 | 0 | 0
Econ | Warehouse | Space Cooling | Residential-type central air conditioners | RIM | Existing | NE4194 | Thermal Energy Storage | Thermal Energy Storage | NonEquip | 20 |  | 0% | Tech/Econ | 0% | 0 | 0 | 0
Econ | Warehouse | Space Cooling | Residential-type central air conditioners | RIM | Existing | NE3986 | Low U-Value Windows | Low U-Value Windows | NonEquip | 20 |  | 5.017% | Tech/Econ | 46% | 0 | 0 | 0
Econ | Warehouse | Space Cooling | Residential-type central air conditioners | RIM | Existing | NE3518 | Duct Sealing Repair | Duct Sealing Repair | NonEquip | 15 |  | 0% | Tech/Econ | 12% | 0 | 0 | 0
Econ | Warehouse | Space Cooling | Residential-type central air conditioners | RIM | Turnover | ET1301 | High Efficiency PTHP | High Efficiency PTHP | Equip | 15 | Residential-type central air conditioners | 0% | Tech/Econ | 23.64% | 0 | 0 | 0
Econ | Warehouse | Space Cooling | Residential-type central air conditioners | RIM | Turnover | ET1262 | High Efficiency PTAC | High Efficiency PTAC | Equip | 15 | Residential-type central air conditioners | 49.09% | Tech/Econ | 23.64% | 0 | 0 | 0
Econ | Warehouse | Space Cooling | Residential-type central air conditioners | RIM | New | EN1327 | High Efficiency PTHP | High Efficiency PTHP | Equip | 15 | Residential-type central air conditioners | 0% | Tech/Econ | 23.64% | 0 | 0 | 0
Econ | Warehouse | Space Cooling | Residential-type central air conditioners | RIM | New | EN1288 | High Efficiency PTAC | High Efficiency PTAC | Equip | 15 | Residential-type central air conditioners | 49.09% | Tech/Econ | 23.64% | 0 | 0 | 0
Econ | Warehouse | Space Heating | Residential/split system heat pump | RIM | New | NN3557 | Duct Sealing Repair | Duct Sealing Repair | NonEquip | 15 |  | 0% | Tech/Econ | 12% | 0 | 0 | 0
Econ | Warehouse | Space Heating | Residential/split system heat pump | RIM | Existing | NE4012 | Low U-Value Windows | Low U-Value Windows | NonEquip | 20 |  | 5.017% | Tech/Econ | 46% | 17521.731 | 0 | -1.0186
Econ | Warehouse | Space Heating | Residential/split system heat pump | RIM | Existing | NE3544 | Duct Sealing Repair | Duct Sealing Repair | NonEquip | 15 |  | 0% | Tech/Econ | 12% | 0 | 0 | 0
Econ | Warehouse | Space Heating | Residential/split system heat pump | RIM | Turnover | ET1340 | High Efficiency PTHP | High Efficiency PTHP | Equip | 15 | Residential/split system heat pump | 0% | Tech/Econ | 9.375% | 0 | 0 | 0
Econ | Warehouse | Space Heating | Residential/split system heat pump | RIM | New | EN1366 | High Efficiency PTHP | High Efficiency PTHP | Equip | 15 | Residential/split system heat pump | 0% | Tech/Econ | 9.375% | 0 | 0 | 0
Econ | Warehouse | Space Heating | Packaged central unit | RIM | New | NN3557 | Duct Sealing Repair | Duct Sealing Repair | NonEquip | 15 |  | 0% | Tech/Econ | 12% | 0 | 0 | 0
Econ | Warehouse | Space Heating | Packaged central unit | RIM | Existing | NE4012 | Low U-Value Windows | Low U-Value Windows | NonEquip | 20 |  | 5.017% | Tech/Econ | 46% | 25504.7552 | 0 | -1.4827
Econ | Warehouse | Space Heating | Packaged central unit | RIM | Existing | NE3544 | Duct Sealing Repair | Duct Sealing Repair | NonEquip | 15 |  | 0% | Tech/Econ | 12% | 0 | 0 | 0
Econ | Warehouse | Space Cooling | Packaged air conditioning units (RTUs) | RIM | New | NN4207 | Thermal Energy Storage | Thermal Energy Storage | NonEquip | 20 |  | 0% | Tech/Econ | 0% | 0 | 0 | 0
Econ | Warehouse | Space Cooling | Packaged air conditioning units (RTUs) | RIM | New | NN3531 | Duct Sealing Repair | Duct Sealing Repair | NonEquip | 15 |  | 0% | Tech/Econ | 12% | 0 | 0 | 0
Econ | Warehouse | Space Cooling | Packaged air conditioning units (RTUs) | RIM | Existing | NE4194 | Thermal Energy Storage | Thermal Energy Storage | NonEquip | 20 |  | 0% | Tech/Econ | 0% | 0 | 0 | 0
Econ | Warehouse | Space Cooling | Packaged air conditioning units (RTUs) | RIM | Existing | NE3986 | Low U-Value Windows | Low U-Value Windows | NonEquip | 20 |  | 5.017% | Tech/Econ | 46% | 832937.262 | 286.7501 | 0
Econ | Warehouse | Space Cooling | Packaged air conditioning units (RTUs) | RIM | Existing | NE3518 | Duct Sealing Repair | Duct Sealing Repair | NonEquip | 15 |  | 0% | Tech/Econ | 12% | 0 | 0 | 0
Econ | Warehouse | Miscellaneous | Others | RIM | Turnover | ET1847 | Efficient Battery Charger | Efficient Battery Charger | Equip | 7 | Others | 17.92% | Tech/Econ | 13.68% | 1875090.132 | 1027.4467 | 0
Econ | Warehouse | Miscellaneous | Others | RIM | New | EN1873 | Efficient Battery Charger | Efficient Battery Charger | Equip | 7 | Others | 17.92% | Tech/Econ | 13.68% | 33787.1274 | 18.5135 | 0
Econ | Warehouse | Ventilation and Circulation | Motor/Fan | RIM | New | NN4961 | Demand Controlled Ventilation | Demand Controlled Ventilation | NonEquip | 10 |  | 23.39% | Tech/Econ | 50% | 2.1943 | 0.00022846 | 0.0012862
Econ | Warehouse | Ventilation and Circulation | Motor/Fan | RIM | Existing | NE4948 | Demand Controlled Ventilation | Demand Controlled Ventilation | NonEquip | 10 |  | 23.39% | Tech/Econ | 50% | 121.7798 | 0.012679 | 0.071383
Econ | Warehouse | Ventilation and Circulation | Individual room ventilation | RIM | New | NN4961 | Demand Controlled Ventilation | Demand Controlled Ventilation | NonEquip | 10 |  | 23.39% | Tech/Econ | 50% | 116.6136 | 0.012141 | 0.068355
Econ | Warehouse | Ventilation and Circulation | Individual room ventilation | RIM | Existing | NE4948 | Demand Controlled Ventilation | Demand Controlled Ventilation | NonEquip | 10 |  | 23.39% | Tech/Econ | 50% | 6471.7243 | 0.6738 | 3.7935
Econ | Warehouse | Space Heating | Individual room heating | RIM | New | NN3557 | Duct Sealing Repair | Duct Sealing Repair | NonEquip | 15 |  | 0% | Tech/Econ | 12% | 0 | 0 | 0
Econ | Warehouse | Space Heating | Individual room heating | RIM | Existing | NE4012 | Low U-Value Windows | Low U-Value Windows | NonEquip | 20 |  | 5.017% | Tech/Econ | 46% | 0 | 0 | 0
Econ | Warehouse | Space Heating | Individual room heating | RIM | Existing | NE3544 | Duct Sealing Repair | Duct Sealing Repair | NonEquip | 15 |  | 0% | Tech/Econ | 12% | 0 | 0 | 0
Econ | Warehouse | Space Cooling | Individual room air conditioners | RIM | New | NN4207 | Thermal Energy Storage | Thermal Energy Storage | NonEquip | 20 |  | 0% | Tech/Econ | 0% | 0 | 0 | 0
Econ | Warehouse | Space Cooling | Individual room air conditioners | RIM | New | NN3531 | Duct Sealing Repair | Duct Sealing Repair | NonEquip | 15 |  | 0% | Tech/Econ | 12% | 0 | 0 | 0
Econ | Warehouse | Space Cooling | Individual room air conditioners | RIM | Existing | NE4194 | Thermal Energy Storage | Thermal Energy Storage | NonEquip | 20 |  | 0% | Tech/Econ | 0% | 0 | 0 | 0
Econ | Warehouse | Space Cooling | Individual room air conditioners | RIM | Existing | NE3986 | Low U-Value Windows | Low U-Value Windows | NonEquip | 20 |  | 5.017% | Tech/Econ | 46% | 560516.4657 | 192.9655 | 0
Econ | Warehouse | Space Cooling | Individual room air conditioners | RIM | Existing | NE3518 | Duct Sealing Repair | Duct Sealing Repair | NonEquip | 15 |  | 0% | Tech/Econ | 12% | 0 | 0 | 0
Econ | Warehouse | Space Heating | Forced air furnace | RIM | New | NN3557 | Duct Sealing Repair | Duct Sealing Repair | NonEquip | 15 |  | 0% | Tech/Econ | 12% | 0 | 0 | 0
Econ | Warehouse | Space Heating | Forced air furnace | RIM | Existing | NE4012 | Low U-Value Windows | Low U-Value Windows | NonEquip | 20 |  | 5.017% | Tech/Econ | 46% | 2360.5931 | 0 | -0.13723
Econ | Warehouse | Space Heating | Forced air furnace | RIM | Existing | NE3544 | Duct Sealing Repair | Duct Sealing Repair | NonEquip | 15 |  | 0% | Tech/Econ | 12% | 0 | 0 | 0
Econ | Warehouse | Space Cooling | District chilled water piped | RIM | New | NN4207 | Thermal Energy Storage | Thermal Energy Storage | NonEquip | 20 |  | 0% | Tech/Econ | 0% | 0 | 0 | 0
Econ | Warehouse | Space Cooling | District chilled water piped | RIM | New | NN3531 | Duct Sealing Repair | Duct Sealing Repair | NonEquip | 15 |  | 0% | Tech/Econ | 12% | 0 | 0 | 0
Econ | Warehouse | Space Cooling | District chilled water piped | RIM | Existing | NE4194 | Thermal Energy Storage | Thermal Energy Storage | NonEquip | 20 |  | 0% | Tech/Econ | 0% | 0 | 0 | 0
Econ | Warehouse | Space Cooling | District chilled water piped | RIM | Existing | NE3986 | Low U-Value Windows | Low U-Value Windows | NonEquip | 20 |  | 5.017% | Tech/Econ | 46% | 0 | 0 | 0
Econ | Warehouse | Space Cooling | District chilled water piped | RIM | Existing | NE3518 | Duct Sealing Repair | Duct Sealing Repair | NonEquip | 15 |  | 0% | Tech/Econ | 12% | 0 | 0 | 0
Econ | Warehouse | Space Cooling | Central chillers inside | RIM | New | NN4207 | Thermal Energy Storage | Thermal Energy Storage | NonEquip | 20 |  | 0% | Tech/Econ | 0% | 0 | 0 | 0
Econ | Warehouse | Space Cooling | Central chillers inside | RIM | New | NN3531 | Duct Sealing Repair | Duct Sealing Repair | NonEquip | 15 |  | 0% | Tech/Econ | 12% | 0 | 0 | 0
Econ | Warehouse | Space Cooling | Central chillers inside | RIM | Existing | NE4194 | Thermal Energy Storage | Thermal Energy Storage | NonEquip | 20 |  | 0% | Tech/Econ | 0% | 0 | 0 | 0
Econ | Warehouse | Space Cooling | Central chillers inside | RIM | Existing | NE3986 | Low U-Value Windows | Low U-Value Windows | NonEquip | 20 |  | 5.017% | Tech/Econ | 46% | 0 | 0 | 0
Econ | Warehouse | Space Cooling | Central chillers inside | RIM | Existing | NE3518 | Duct Sealing Repair | Duct Sealing Repair | NonEquip | 15 |  | 0% | Tech/Econ | 12% | 0 | 0 | 0
Econ | Warehouse | Ventilation and Circulation | Central air-handling unit | RIM | New | NN4961 | Demand Controlled Ventilation | Demand Controlled Ventilation | NonEquip | 10 |  | 23.39% | Tech/Econ | 50% | 23258.7667 | 2.4216 | 13.6335
Econ | Warehouse | Ventilation and Circulation | Central air-handling unit | RIM | Existing | NE4948 | Demand Controlled Ventilation | Demand Controlled Ventilation | NonEquip | 10 |  | 23.39% | Tech/Econ | 50% | 1290795.848 | 134.3908 | 756.62
Econ | Warehouse | Space Heating | Boilers | RIM | New | NN3557 | Duct Sealing Repair | Duct Sealing Repair | NonEquip | 15 |  | 0% | Tech/Econ | 12% | 0 | 0 | 0
Econ | Warehouse | Space Heating | Boilers | RIM | Existing | NE4012 | Low U-Value Windows | Low U-Value Windows | NonEquip | 20 |  | 5.017% | Tech/Econ | 46% | 0 | 0 | 0
Econ | Warehouse | Space Heating | Boilers | RIM | Existing | NE3544 | Duct Sealing Repair | Duct Sealing Repair | NonEquip | 15 |  | 0% | Tech/Econ | 12% | 0 | 0 | 0
Post Model Adjustment For TES
| Assembly | Space Cooling |  |  | Existing |  | Thermal Energy Storage |  |  | 20 |  | 50% |  | -1.563% | -634159.5181 | 3985.3232 | 1155.0237
| College and University | Space Cooling |  |  | Existing |  | Thermal Energy Storage |  |  | 20 |  | 66.67% |  | -1.563% | -55440.6872 | 348.4124 | 100.9767
| Grocery | Space Cooling |  |  | Existing |  | Thermal Energy Storage |  |  | 20 |  | 33.33% |  | -1.563% | 0 | 0 | 0
| Healthcare | Space Cooling |  |  | Existing |  | Thermal Energy Storage |  |  | 20 |  | 20% |  | -1.563% | 0 | 0 | 0
| Hospitals | Space Cooling |  |  | Existing |  | Thermal Energy Storage |  |  | 20 |  | 66.67% |  | -1.563% | -2062071.843 | 12958.9205 | 3755.7457
| Institutional | Space Cooling |  |  | Existing |  | Thermal Energy Storage |  |  | 20 |  | 33.33% |  | -1.563% | -262131.9586 | 1647.3467 | 477.4329
| Lodging/Hospitality | Space Cooling |  |  | Existing |  | Thermal Energy Storage |  |  | 20 |  | 33.33% |  | -1.563% | -202499.4101 | 1272.5909 | 368.8214
| Miscellaneous | Space Cooling |  |  | Existing |  | Thermal Energy Storage |  |  | 20 |  | 50% |  | -1.563% | -426274.7216 | 2678.8884 | 776.3936
| Offices | Space Cooling |  |  | Existing |  | Thermal Energy Storage |  |  | 20 |  | 33.33% |  | -1.563% | -768672.2814 | 4830.6576 | 1400.0179
| Restaurants | Space Cooling |  |  | Existing |  | Thermal Energy Storage |  |  | 20 |  | 0% |  | -1.563% | 0 | 0 | 0
| Retail | Space Cooling |  |  | Existing |  | Thermal Energy Storage |  |  | 20 |  | 20% |  | -1.563% | 0 | 0 | 0
| Schools K-12 | Space Cooling |  |  | Existing |  | Thermal Energy Storage |  |  | 20 |  | 33.33% |  | -1.563% | -229758.0688 | 1443.8956 | 418.4689
| Warehouse | Space Cooling |  |  | Existing |  | Thermal Energy Storage |  |  | 20 |  | 0% |  | -1.563% | 0 | 0 | 0
| Assembly | Space Cooling |  |  | New |  | Thermal Energy Storage |  |  | 20 |  | 50% |  | -1.563% | -11426.8792 | 71.8113 | 20.8123
| College and University | Space Cooling |  |  | New |  | Thermal Energy Storage |  |  | 20 |  | 66.67% |  | -1.563% | -998.9821 | 6.278 | 1.8195
| Grocery | Space Cooling |  |  | New |  | Thermal Energy Storage |  |  | 20 |  | 33.33% |  | -1.563% | 0 | 0 | 0
| Healthcare | Space Cooling |  |  | New |  | Thermal Energy Storage |  |  | 20 |  | 20% |  | -1.563% | 0 | 0 | 0
| Hospitals | Space Cooling |  |  | New |  | Thermal Energy Storage |  |  | 20 |  | 66.67% |  | -1.563% | -37156.3388 | 233.5059 | 67.6745
| Institutional | Space Cooling |  |  | New |  | Thermal Energy Storage |  |  | 20 |  | 33.33% |  | -1.563% | -4723.3388 | 29.6834 | 8.6028
| Lodging/Hospitality | Space Cooling |  |  | New |  | Thermal Energy Storage |  |  | 20 |  | 33.33% |  | -1.563% | -3648.8237 | 22.9307 | 6.6458
| Miscellaneous | Space Cooling |  |  | New |  | Thermal Energy Storage |  |  | 20 |  | 50% |  | -1.563% | -7681.0166 | 48.2707 | 13.9898
| Offices | Space Cooling |  |  | New |  | Thermal Energy Storage |  |  | 20 |  | 33.33% |  | -1.563% | -13850.656 | 87.0433 | 25.2268
| Restaurants | Space Cooling |  |  | New |  | Thermal Energy Storage |  |  | 20 |  | 0% |  | -1.563% | 0 | 0 | 0
| Retail | Space Cooling |  |  | New |  | Thermal Energy Storage |  |  | 20 |  | 20% |  | -1.563% | 0 | 0 | 0
| Schools K-12 | Space Cooling |  |  | New |  | Thermal Energy Storage |  |  | 20 |  | 33.33% |  | -1.563% | -4139.9957 | 26.0175 | 7.5404
| Warehouse | Space Cooling |  |  | New |  | Thermal Energy Storage |  |  | 20 |  | 0% |  | -1.563% | 0 | 0 | 0

## DEF_Econ_IND_TRC
Scenario | Segment | EndUse | EquipType | CE Test | Vintage | Measure Code | Name | Description | Type | Measure Life | Competition Group | Applicability | Adoption Curve | Energy Savings % | 2020 Energy Savings | Assigned Load Shape | 2020 Summer Peak Savings | 2020 Winter Peak Savings | Measure Incremental Cost (per kWh)
Econ | Agriculture and Assembly | Process Cooling | Process Cooling | TRC | New | NN61 | Process Refrig Controls | Process Refrig Controls | NonEquip | 15 | Process Cooling | 10.67% | Tech/Econ | 0.5859% | 3892.0053 | ProcessHeating | 0.53582 | 0.52261 | 0.44366
Econ | Agriculture and Assembly | Process Cooling | Process Cooling | TRC | Existing | NE60 | Process Refrig Controls | Process Refrig Controls | NonEquip | 15 | Process Cooling | 10.67% | Tech/Econ | 0.5859% | 73064.6434 | ProcessHeating | 10.059 | 9.8109 | 0.44366
Econ | Agriculture and Assembly | Motors Pumps | Motors Pumps | TRC | Turnover | ET51 | Pump Equipment Upgrade | Pump Equipment Upgrade | Equip | 15 | Motors Pumps | 73.72% | Tech/Econ | 3.913% | 2421744.687 | MachineDrives | 326.1147 | 317.5013 | 0.29703
Econ | Agriculture and Assembly | Motors Pumps | Motors Pumps | TRC | New | EN50 | Pump Equipment Upgrade | Pump Equipment Upgrade | Equip | 15 | Motors Pumps | 73.72% | Tech/Econ | 3.913% | 129001.4308 | MachineDrives | 17.3715 | 16.9127 | 0.29703
Econ | Agriculture and Assembly | Motors Fans Blowers | Motors Fans Blowers | TRC | Turnover | ET35 | Fan Equipment Upgrades | Fan Equipment Upgrades | Equip | 15 | Motors Fans Blowers | 75.1% | Tech/Econ | 4.463% | 1731639.294 | MachineDrives | 233.1844 | 227.0255 | 0.21615
Econ | Agriculture and Assembly | Motors Fans Blowers | Motors Fans Blowers | TRC | New | EN34 | Fan Equipment Upgrades | Fan Equipment Upgrades | Equip | 15 | Motors Fans Blowers | 75.1% | Tech/Econ | 4.463% | 92240.9147 | MachineDrives | 12.4213 | 12.0932 | 0.21615
Econ | Agriculture and Assembly | Industrial Lighting | Industrial Lighting | TRC | Turnover | ET30 | Efficient Lighting - Other Interior Lighting | Efficient Lighting - Other Interior Lighting | Equip | 14.4667 | Industrial Lighting | 88.57% | Tech/Econ | 38.99% | 5651844.587 | Lighting | 806.7288 | 784.1621 | 0.39837
Econ | Agriculture and Assembly | Industrial Lighting | Industrial Lighting | TRC | Turnover | ET27 | Efficient Lighting - High Bay | Efficient Lighting - High Bay | Equip | 13.6667 | Industrial Lighting | 88.57% | Tech/Econ | 48.41% | 12282859.49 | Lighting | 1753.2217 | 1704.1787 | 0.21586
Econ | Agriculture and Assembly | Industrial Lighting | Industrial Lighting | TRC | New | EN29 | Efficient Lighting - Other Interior Lighting | Efficient Lighting - Other Interior Lighting | Equip | 14.4667 | Industrial Lighting | 88.57% | Tech/Econ | 38.99% | 38850.3383 | Lighting | 5.5454 | 5.3903 | 0.39837
Econ | Agriculture and Assembly | Industrial Lighting | Industrial Lighting | TRC | New | EN26 | Efficient Lighting - High Bay | Efficient Lighting - High Bay | Equip | 13.6667 | Industrial Lighting | 88.57% | Tech/Econ | 48.41% | 654283.0373 | Lighting | 93.3906 | 90.7781 | 0.21586
Econ | Agriculture and Assembly | Compressed Air | Compressed Air | TRC | New | NN3 | Compressed Air Controls | Compressed Air Controls | NonEquip | 12.5 | Compressed Air | 88.47% | Tech/Econ | 6.388% | 18547.5026 | MachineDrives | 2.4976 | 2.4317 | 0.24522
Econ | Agriculture and Assembly | Compressed Air | Compressed Air | TRC | Existing | NE2 | Compressed Air Controls | Compressed Air Controls | NonEquip | 12.5 | Compressed Air | 88.47% | Tech/Econ | 6.388% | 2671216.587 | MachineDrives | 359.7089 | 350.2082 | 0.24522
Econ | Agriculture and Assembly | Compressed Air | Compressed Air | TRC | Turnover | ET6 | Compressed Air Equipment | Compressed Air Equipment | Equip | 15 | Compressed Air | 88.47% | Tech/Econ | 9.607% | 4390478.58 | MachineDrives | 591.2266 | 575.611 | 0.23044
Econ | Agriculture and Assembly | Compressed Air | Compressed Air | TRC | New | EN5 | Compressed Air Equipment | Compressed Air Equipment | Equip | 15 | Compressed Air | 88.47% | Tech/Econ | 9.607% | 233871.8967 | MachineDrives | 31.4934 | 30.6616 | 0.23044
Econ | Chemicals and Plastics | Process Heating | Process Heating | TRC | New | NN148 | Process Heat Improved Controls | Process Heat Improved Controls | NonEquip | 15 | Process Heating | 41.6% | Tech/Econ | 1.756% | 21941.4188 | ProcessHeating | 3.0207 | 2.9462 | 0.61297
Econ | Chemicals and Plastics | Process Heating | Process Heating | TRC | Existing | NE147 | Process Heat Improved Controls | Process Heat Improved Controls | NonEquip | 15 | Process Heating | 41.6% | Tech/Econ | 1.756% | 411906.3902 | ProcessHeating | 56.7081 | 55.3098 | 0.61297
Econ | Chemicals and Plastics | Process Heating | Process Heating | TRC | Turnover | ET146 | Process Heat Equipment Upgrade | Process Heat Equipment Upgrade | Equip | 10 | Process Heating | 8.729% | Tech/Econ | 75% | 3951619.913 | ProcessHeating | 544.0282 | 530.6143 | 0.232
Econ | Chemicals and Plastics | Process Heating | Process Heating | TRC | New | EN145 | Process Heat Equipment Upgrade | Process Heat Equipment Upgrade | Equip | 10 | Process Heating | 8.729% | Tech/Econ | 75% | 210494.786 | ProcessHeating | 28.9793 | 28.2647 | 0.232
Econ | Chemicals and Plastics | Process Cooling | Process Cooling | TRC | New | NN136 | Process Refrig Controls | Process Refrig Controls | NonEquip | 15 | Process Cooling | 20.77% | Tech/Econ | 5.077% | 31288.5613 | ProcessHeating | 4.3076 | 4.2014 | 0.31821
Econ | Chemicals and Plastics | Process Cooling | Process Cooling | TRC | Existing | NE135 | Process Refrig Controls | Process Refrig Controls | NonEquip | 15 | Process Cooling | 20.77% | Tech/Econ | 5.077% | 587380.3585 | ProcessHeating | 80.8659 | 78.8721 | 0.31821
Econ | Chemicals and Plastics | Motors Pumps | Motors Pumps | TRC | Turnover | ET126 | Pump Equipment Upgrade | Pump Equipment Upgrade | Equip | 15 | Motors Pumps | 76.18% | Tech/Econ | 4.305% | 5844995.419 | MachineDrives | 787.0934 | 766.3045 | 0.22678
Econ | Chemicals and Plastics | Motors Pumps | Motors Pumps | TRC | Turnover | ET117 | Motor Equipment Upgrades | Motor Equipment Upgrades | Equip | 10 | Motors Pumps | 56.53% | Tech/Econ | 2.421% | 2358841.967 | MachineDrives | 317.6442 | 309.2545 | 0.21443
Econ | Chemicals and Plastics | Motors Pumps | Motors Pumps | TRC | New | EN125 | Pump Equipment Upgrade | Pump Equipment Upgrade | Equip | 15 | Motors Pumps | 76.18% | Tech/Econ | 4.305% | 311351.0626 | MachineDrives | 41.9269 | 40.8195 | 0.22678
Econ | Chemicals and Plastics | Motors Pumps | Motors Pumps | TRC | New | EN116 | Motor Equipment Upgrades | Motor Equipment Upgrades | Equip | 10 | Motors Pumps | 56.53% | Tech/Econ | 2.421% | 52950.9478 | MachineDrives | 7.1304 | 6.9421 | 0.21443
Econ | Chemicals and Plastics | Motors Fans Blowers | Motors Fans Blowers | TRC | Turnover | ET108 | Fan Equipment Upgrades | Fan Equipment Upgrades | Equip | 15 | Motors Fans Blowers | 34.28% | Tech/Econ | 2.244% | 843589.6712 | MachineDrives | 113.5987 | 110.5983 | 0.22709
Econ | Chemicals and Plastics | Motors Fans Blowers | Motors Fans Blowers | TRC | New | EN107 | Fan Equipment Upgrades | Fan Equipment Upgrades | Equip | 15 | Motors Fans Blowers | 34.28% | Tech/Econ | 2.244% | 44936.3108 | MachineDrives | 6.0512 | 5.8913 | 0.22709
Econ | Chemicals and Plastics | Industrial Lighting | Industrial Lighting | TRC | Turnover | ET103 | Efficient Lighting - Other Interior Lighting | Efficient Lighting - Other Interior Lighting | Equip | 14.4667 | Industrial Lighting | 71.94% | Tech/Econ | 38.99% | 10280513 | Lighting | 1467.4122 | 1426.3642 | 0.39837
Econ | Chemicals and Plastics | Industrial Lighting | Industrial Lighting | TRC | Turnover | ET100 | Efficient Lighting - High Bay | Efficient Lighting - High Bay | Equip | 13.6667 | Industrial Lighting | 20% | Tech/Econ | 48.41% | 3928332.328 | Lighting | 560.7194 | 545.0343 | 0.21586
Econ | Chemicals and Plastics | Industrial Lighting | Industrial Lighting | TRC | New | EN99 | Efficient Lighting - High Bay | Efficient Lighting - High Bay | Equip | 13.6667 | Industrial Lighting | 20% | Tech/Econ | 48.41% | 209254.3034 | Lighting | 29.8684 | 29.0329 | 0.21586
Econ | Chemicals and Plastics | Industrial Lighting | Industrial Lighting | TRC | New | EN102 | Efficient Lighting - Other Interior Lighting | Efficient Lighting - Other Interior Lighting | Equip | 14.4667 | Industrial Lighting | 71.94% | Tech/Econ | 38.99% | 547622.0975 | Lighting | 78.1661 | 75.9795 | 0.39837
Econ | Construction | Process Cooling | Process Cooling | TRC | Turnover | ET219 | Process Refrig Equipment Upgrade | Process Refrig Equipment Upgrade | Equip | 10 | Process Cooling | 22.05% | Tech/Econ | 31.43% | 523928.156 | ProcessHeating | 72.1303 | 70.3518 | 0.20671
Econ | Construction | Process Cooling | Process Cooling | TRC | New | EN218 | Process Refrig Equipment Upgrade | Process Refrig Equipment Upgrade | Equip | 10 | Process Cooling | 22.05% | Tech/Econ | 31.43% | 27908.5913 | ProcessHeating | 3.8422 | 3.7475 | 0.20671
Econ | Construction | Industrial Lighting | Industrial Lighting | TRC | Turnover | ET183 | Efficient Lighting - Other Interior Lighting | Efficient Lighting - Other Interior Lighting | Equip | 14.4667 | Industrial Lighting | 62.16% | Tech/Econ | 38.99% | 1257178.332 | Lighting | 179.4462 | 174.4265 | 0.39837
Econ | Construction | Industrial Lighting | Industrial Lighting | TRC | Turnover | ET180 | Efficient Lighting - High Bay | Efficient Lighting - High Bay | Equip | 13.6667 | Industrial Lighting | 30.8% | Tech/Econ | 48.41% | 908958.5874 | Lighting | 129.7423 | 126.113 | 0.21586
Econ | Construction | Industrial Lighting | Industrial Lighting | TRC | New | EN182 | Efficient Lighting - Other Interior Lighting | Efficient Lighting - Other Interior Lighting | Equip | 14.4667 | Industrial Lighting | 62.16% | Tech/Econ | 38.99% | 66967.3424 | Lighting | 9.5587 | 9.2913 | 0.39837
Econ | Construction | Industrial Lighting | Industrial Lighting | TRC | New | EN179 | Efficient Lighting - High Bay | Efficient Lighting - High Bay | Equip | 13.6667 | Industrial Lighting | 30.8% | Tech/Econ | 48.41% | 48418.3822 | Lighting | 6.9111 | 6.7178 | 0.21586
Econ | Construction | HVAC | HVAC | TRC | New | NN177 | HVAC Recommissioning | HVAC Recommissioning | NonEquip | 10 | HVAC | 35.73% | Tech/Econ | 18.86% | 35387.963 | HVAC | 5.0411 | 4.9188 | 0.23103
Econ | Construction | HVAC | HVAC | TRC | Existing | NE176 | HVAC Recommissioning | HVAC Recommissioning | NonEquip | 10 | HVAC | 35.73% | Tech/Econ | 18.86% | 664338.4474 | HVAC | 94.6375 | 92.3414 | 0.23103
Econ | Electrical and Electronic Equip. | Industrial Lighting | Industrial Lighting | TRC | Turnover | ET260 | Efficient Lighting - Other Interior Lighting | Efficient Lighting - Other Interior Lighting | Equip | 14.4667 | Industrial Lighting | 69.19% | Tech/Econ | 38.99% | 3196562.376 | Lighting | 456.2685 | 443.5053 | 0.39837
Econ | Electrical and Electronic Equip. | Industrial Lighting | Industrial Lighting | TRC | Turnover | ET257 | Efficient Lighting - High Bay | Efficient Lighting - High Bay | Equip | 13.6667 | Industrial Lighting | 20% | Tech/Econ | 48.41% | 1269986.791 | Lighting | 181.2744 | 176.2036 | 0.21586
Econ | Electrical and Electronic Equip. | Industrial Lighting | Industrial Lighting | TRC | New | EN259 | Efficient Lighting - Other Interior Lighting | Efficient Lighting - Other Interior Lighting | Equip | 14.4667 | Industrial Lighting | 69.19% | Tech/Econ | 38.99% | 170274.4011 | Lighting | 24.3045 | 23.6246 | 0.39837
Econ | Electrical and Electronic Equip. | Industrial Lighting | Industrial Lighting | TRC | New | EN256 | Efficient Lighting - High Bay | Efficient Lighting - High Bay | Equip | 13.6667 | Industrial Lighting | 20% | Tech/Econ | 48.41% | 67649.6231 | Lighting | 9.6561 | 9.386 | 0.21586
Econ | Lumber/Furniture/Pulp/Paper | Process Cooling | Process Cooling | TRC | Turnover | ET359 | Process Refrig Equipment Upgrade | Process Refrig Equipment Upgrade | Equip | 10 | Process Cooling | 21% | Tech/Econ | 2.956% | 91461.7075 | ProcessHeating | 12.5917 | 12.2813 | 0.23937
Econ | Lumber/Furniture/Pulp/Paper | Process Cooling | Process Cooling | TRC | New | EN358 | Process Refrig Equipment Upgrade | Process Refrig Equipment Upgrade | Equip | 10 | Process Cooling | 21% | Tech/Econ | 2.956% | 4871.9797 | ProcessHeating | 0.67074 | 0.6542 | 0.23937
Econ | Lumber/Furniture/Pulp/Paper | Motors Pumps | Motors Pumps | TRC | New | NN350 | Pump System Optimization | Pump System Optimization | NonEquip | 10 | Motors Pumps | 15.43% | Tech/Econ | 43.19% | 313538.5418 | MachineDrives | 42.2214 | 41.1063 | 0.25304
Econ | Lumber/Furniture/Pulp/Paper | Motors Pumps | Motors Pumps | TRC | Existing | NE349 | Pump System Optimization | Pump System Optimization | NonEquip | 10 | Motors Pumps | 15.43% | Tech/Econ | 43.19% | 5886060.981 | MachineDrives | 792.6233 | 771.6884 | 0.25304
Econ | Lumber/Furniture/Pulp/Paper | Motors Pumps | Motors Pumps | TRC | Turnover | ET346 | Pump Equipment Upgrade | Pump Equipment Upgrade | Equip | 15 | Motors Pumps | 54.35% | Tech/Econ | 9.741% | 4936418.386 | MachineDrives | 664.7434 | 647.1861 | 0.31607
Econ | Lumber/Furniture/Pulp/Paper | Motors Pumps | Motors Pumps | TRC | New | EN345 | Pump Equipment Upgrade | Pump Equipment Upgrade | Equip | 15 | Motors Pumps | 54.35% | Tech/Econ | 9.741% | 262953.0049 | MachineDrives | 35.4095 | 34.4743 | 0.31607
Econ | Lumber/Furniture/Pulp/Paper | Motors Fans Blowers | Motors Fans Blowers | TRC | Turnover | ET328 | Fan Equipment Upgrades | Fan Equipment Upgrades | Equip | 15 | Motors Fans Blowers | 29.97% | Tech/Econ | 19.42% | 3340144.228 | MachineDrives | 449.7874 | 437.9076 | 0.23152
Econ | Lumber/Furniture/Pulp/Paper | Motors Fans Blowers | Motors Fans Blowers | TRC | New | EN327 | Fan Equipment Upgrades | Fan Equipment Upgrades | Equip | 15 | Motors Fans Blowers | 29.97% | Tech/Econ | 19.42% | 177922.7154 | MachineDrives | 23.9593 | 23.3264 | 0.23152
Econ | Lumber/Furniture/Pulp/Paper | Industrial Lighting | Industrial Lighting | TRC | Turnover | ET323 | Efficient Lighting - Other Interior Lighting | Efficient Lighting - Other Interior Lighting | Equip | 14.4667 | Industrial Lighting | 40.46% | Tech/Econ | 38.99% | 3433955.426 | Lighting | 490.1534 | 476.4423 | 0.39837
Econ | Lumber/Furniture/Pulp/Paper | Industrial Lighting | Industrial Lighting | TRC | Turnover | ET320 | Efficient Lighting - High Bay | Efficient Lighting - High Bay | Equip | 13.6667 | Industrial Lighting | 20% | Tech/Econ | 48.41% | 2332982.785 | Lighting | 333.0036 | 323.6884 | 0.21586
Econ | Lumber/Furniture/Pulp/Paper | Industrial Lighting | Industrial Lighting | TRC | New | EN322 | Efficient Lighting - Other Interior Lighting | Efficient Lighting - Other Interior Lighting | Equip | 14.4667 | Industrial Lighting | 40.46% | Tech/Econ | 38.99% | 182919.8475 | Lighting | 26.1095 | 25.3791 | 0.39837
Econ | Lumber/Furniture/Pulp/Paper | Industrial Lighting | Industrial Lighting | TRC | New | EN319 | Efficient Lighting - High Bay | Efficient Lighting - High Bay | Equip | 13.6667 | Industrial Lighting | 20% | Tech/Econ | 48.41% | 124273.2659 | Lighting | 17.7384 | 17.2422 | 0.21586
Econ | Metal Products and Machinery | Process Cooling | Process Cooling | TRC | New | NN434 | Process Refrig Controls | Process Refrig Controls | NonEquip | 15 | Process Cooling | 17.9% | Tech/Econ | 5.13% | 2095.0573 | ProcessHeating | 0.28843 | 0.28132 | 0.59503
Econ | Metal Products and Machinery | Process Cooling | Process Cooling | TRC | Existing | NE433 | Process Refrig Controls | Process Refrig Controls | NonEquip | 15 | Process Cooling | 17.9% | Tech/Econ | 5.13% | 39330.5229 | ProcessHeating | 5.4147 | 5.2812 | 0.59503
Econ | Metal Products and Machinery | Process Cooling | Process Cooling | TRC | Turnover | ET437 | Process Refrig Equipment Upgrade | Process Refrig Equipment Upgrade | Equip | 10 | Process Cooling | 21% | Tech/Econ | 16.76% | 156247.155 | ProcessHeating | 21.5109 | 20.9805 | 0.19556
Econ | Metal Products and Machinery | Process Cooling | Process Cooling | TRC | New | EN436 | Process Refrig Equipment Upgrade | Process Refrig Equipment Upgrade | Equip | 10 | Process Cooling | 21% | Tech/Econ | 16.76% | 8322.9693 | ProcessHeating | 1.1458 | 1.1176 | 0.19556
Econ | Metal Products and Machinery | Industrial Lighting | Industrial Lighting | TRC | Turnover | ET401 | Efficient Lighting - Other Interior Lighting | Efficient Lighting - Other Interior Lighting | Equip | 14.4667 | Industrial Lighting | 56.6% | Tech/Econ | 38.99% | 2184687.603 | Lighting | 311.8363 | 303.1133 | 0.39837
Econ | Metal Products and Machinery | Industrial Lighting | Industrial Lighting | TRC | Turnover | ET398 | Efficient Lighting - High Bay | Efficient Lighting - High Bay | Equip | 13.6667 | Industrial Lighting | 42.84% | Tech/Econ | 48.41% | 2589780.198 | Lighting | 369.6581 | 359.3176 | 0.21586
Econ | Metal Products and Machinery | Industrial Lighting | Industrial Lighting | TRC | New | EN400 | Efficient Lighting - Other Interior Lighting | Efficient Lighting - Other Interior Lighting | Equip | 14.4667 | Industrial Lighting | 56.6% | Tech/Econ | 38.99% | 116373.8819 | Lighting | 16.6109 | 16.1462 | 0.39837
Econ | Metal Products and Machinery | Industrial Lighting | Industrial Lighting | TRC | New | EN397 | Efficient Lighting - High Bay | Efficient Lighting - High Bay | Equip | 13.6667 | Industrial Lighting | 42.84% | Tech/Econ | 48.41% | 137952.3438 | Lighting | 19.6909 | 19.1401 | 0.21586
Econ | Miscellaneous Manufacturing | Process Cooling | Process Cooling | TRC | Turnover | ET513 | Process Refrig Equipment Upgrade | Process Refrig Equipment Upgrade | Equip | 10 | Process Cooling | 21% | Tech/Econ | 2% | 77943.4363 | ProcessHeating | 10.7306 | 10.4661 | 0.23691
Econ | Miscellaneous Manufacturing | Process Cooling | Process Cooling | TRC | New | EN512 | Process Refrig Equipment Upgrade | Process Refrig Equipment Upgrade | Equip | 10 | Process Cooling | 21% | Tech/Econ | 2% | 4151.8889 | ProcessHeating | 0.5716 | 0.55751 | 0.23691
Econ | Miscellaneous Manufacturing | Motors Pumps | Motors Pumps | TRC | Turnover | ET491 | Motor Equipment Upgrades | Motor Equipment Upgrades | Equip | 10 | Motors Pumps | 21% | Tech/Econ | 2.863% | 215704.2114 | MachineDrives | 29.047 | 28.2798 | 0.21761
Econ | Miscellaneous Manufacturing | Motors Pumps | Motors Pumps | TRC | New | EN490 | Motor Equipment Upgrades | Motor Equipment Upgrades | Equip | 10 | Motors Pumps | 21% | Tech/Econ | 2.863% | 11490.1261 | MachineDrives | 1.5473 | 1.5064 | 0.21761
Econ | Miscellaneous Manufacturing | Industrial Lighting | Industrial Lighting | TRC | Turnover | ET479 | Efficient Lighting - Other Interior Lighting | Efficient Lighting - Other Interior Lighting | Equip | 14.4667 | Industrial Lighting | 25% | Tech/Econ | 38.99% | 2838839.768 | Lighting | 405.2082 | 393.8733 | 0.39837
Econ | Miscellaneous Manufacturing | Industrial Lighting | Industrial Lighting | TRC | Turnover | ET476 | Efficient Lighting - High Bay | Efficient Lighting - High Bay | Equip | 13.6667 | Industrial Lighting | 20% | Tech/Econ | 48.41% | 3121691.166 | Lighting | 445.5816 | 433.1173 | 0.21586
Econ | Miscellaneous Manufacturing | Industrial Lighting | Industrial Lighting | TRC | New | EN478 | Efficient Lighting - Other Interior Lighting | Efficient Lighting - Other Interior Lighting | Equip | 14.4667 | Industrial Lighting | 25% | Tech/Econ | 38.99% | 151219.2422 | Lighting | 21.5846 | 20.9808 | 0.39837
Econ | Miscellaneous Manufacturing | Industrial Lighting | Industrial Lighting | TRC | New | EN475 | Efficient Lighting - High Bay | Efficient Lighting - High Bay | Equip | 13.6667 | Industrial Lighting | 20% | Tech/Econ | 48.41% | 166286.1634 | Lighting | 23.7352 | 23.0713 | 0.21586
Econ | Miscellaneous Manufacturing | HVAC | HVAC | TRC | Turnover | ET471 | HVAC Equipment Upgrades | HVAC Equipment Upgrades | Equip | 18 | HVAC | 91.99% | Tech/Econ | 21.52% | 12417162.71 | HVAC | 1768.8705 | 1725.9551 | 0.32494
Econ | Miscellaneous Manufacturing | HVAC | HVAC | TRC | New | EN470 | HVAC Equipment Upgrades | HVAC Equipment Upgrades | Equip | 18 | HVAC | 91.99% | Tech/Econ | 21.52% | 661437.0955 | HVAC | 94.2241 | 91.9381 | 0.32494
Econ | Primary Resources Industries | Industrial Lighting | Industrial Lighting | TRC | Turnover | ET552 | Efficient Lighting - Other Interior Lighting | Efficient Lighting - Other Interior Lighting | Equip | 14.4667 | Industrial Lighting | 41.12% | Tech/Econ | 38.99% | 2828516.386 | Lighting | 403.7347 | 392.441 | 0.39837
Econ | Primary Resources Industries | Industrial Lighting | Industrial Lighting | TRC | Turnover | ET549 | Efficient Lighting - High Bay | Efficient Lighting - High Bay | Equip | 13.6667 | Industrial Lighting | 41.12% | Tech/Econ | 48.41% | 4384293.618 | Lighting | 625.802 | 608.2964 | 0.21586
Econ | Primary Resources Industries | Industrial Lighting | Industrial Lighting | TRC | New | EN551 | Efficient Lighting - Other Interior Lighting | Efficient Lighting - Other Interior Lighting | Equip | 14.4667 | Industrial Lighting | 41.12% | Tech/Econ | 38.99% | 150669.3369 | Lighting | 21.5061 | 20.9045 | 0.39837
Econ | Primary Resources Industries | Industrial Lighting | Industrial Lighting | TRC | New | EN548 | Efficient Lighting - High Bay | Efficient Lighting - High Bay | Equip | 13.6667 | Industrial Lighting | 41.12% | Tech/Econ | 48.41% | 233542.4377 | Lighting | 33.3352 | 32.4027 | 0.21586
Econ | Primary Resources Industries | HVAC | HVAC | TRC | Turnover | ET544 | HVAC Equipment Upgrades | HVAC Equipment Upgrades | Equip | 18 | HVAC | 9.958% | Tech/Econ | 24.15% | 622590.8728 | HVAC | 88.6904 | 86.5386 | 0.23957
Econ | Primary Resources Industries | HVAC | HVAC | TRC | New | EN543 | HVAC Equipment Upgrades | HVAC Equipment Upgrades | Equip | 18 | HVAC | 9.958% | Tech/Econ | 24.15% | 33164.1543 | HVAC | 4.7244 | 4.6097 | 0.23957
Econ | Stone/Clay/Glass/Concrete | Process Heating | Process Heating | TRC | Turnover | ET666 | Process Heat Equipment Upgrade | Process Heat Equipment Upgrade | Equip | 10 | Process Heating | 25% | Tech/Econ | 75% | 12235453.11 | ProcessHeating | 1684.4817 | 1642.948 | 0.232
Econ | Stone/Clay/Glass/Concrete | Process Heating | Process Heating | TRC | New | EN665 | Process Heat Equipment Upgrade | Process Heat Equipment Upgrade | Equip | 10 | Process Heating | 25% | Tech/Econ | 75% | 651757.7958 | ProcessHeating | 89.7289 | 87.5165 | 0.232
Econ | Stone/Clay/Glass/Concrete | Process Cooling | Process Cooling | TRC | Turnover | ET661 | Process Refrig Equipment Upgrade | Process Refrig Equipment Upgrade | Equip | 10 | Process Cooling | 21% | Tech/Econ | 10.03% | 211844.4448 | ProcessHeating | 29.1651 | 28.446 | 0.25761
Econ | Stone/Clay/Glass/Concrete | Process Cooling | Process Cooling | TRC | New | EN660 | Process Refrig Equipment Upgrade | Process Refrig Equipment Upgrade | Equip | 10 | Process Cooling | 21% | Tech/Econ | 10.03% | 11284.5243 | ProcessHeating | 1.5536 | 1.5153 | 0.25761
Econ | Stone/Clay/Glass/Concrete | Industrial Lighting | Industrial Lighting | TRC | Turnover | ET627 | Efficient Lighting - Other Interior Lighting | Efficient Lighting - Other Interior Lighting | Equip | 14.4667 | Industrial Lighting | 41.63% | Tech/Econ | 38.99% | 1676557.19 | Lighting | 239.3072 | 232.613 | 0.39837
Econ | Stone/Clay/Glass/Concrete | Industrial Lighting | Industrial Lighting | TRC | Turnover | ET624 | Efficient Lighting - High Bay | Efficient Lighting - High Bay | Equip | 13.6667 | Industrial Lighting | 20% | Tech/Econ | 48.41% | 1107004.509 | Lighting | 158.0108 | 153.5907 | 0.21586
Econ | Stone/Clay/Glass/Concrete | Industrial Lighting | Industrial Lighting | TRC | New | EN626 | Efficient Lighting - Other Interior Lighting | Efficient Lighting - Other Interior Lighting | Equip | 14.4667 | Industrial Lighting | 41.63% | Tech/Econ | 38.99% | 89306.8045 | Lighting | 12.7474 | 12.3908 | 0.39837
Econ | Stone/Clay/Glass/Concrete | Industrial Lighting | Industrial Lighting | TRC | New | EN623 | Efficient Lighting - High Bay | Efficient Lighting - High Bay | Equip | 13.6667 | Industrial Lighting | 20% | Tech/Econ | 48.41% | 58967.8872 | Lighting | 8.4169 | 8.1815 | 0.21586
Econ | Stone/Clay/Glass/Concrete | Compressed Air | Compressed Air | TRC | Turnover | ET605 | Compressed Air Equipment | Compressed Air Equipment | Equip | 15 | Compressed Air | 77.48% | Tech/Econ | 1.973% | 571017.9622 | MachineDrives | 76.8939 | 74.863 | 0.22138
Econ | Stone/Clay/Glass/Concrete | Compressed Air | Compressed Air | TRC | New | EN604 | Compressed Air Equipment | Compressed Air Equipment | Equip | 15 | Compressed Air | 77.48% | Tech/Econ | 1.973% | 30416.9685 | MachineDrives | 4.096 | 3.9878 | 0.22138
Econ | Textiles and Leather | Motors Pumps | Motors Pumps | TRC | New | NN715 | Motor Optimization | Motor Optimization | NonEquip | 10 | Motors Pumps | 72.03% | Tech/Econ | 27.02% | 11773.7569 | MachineDrives | 1.5855 | 1.5436 | 0.30625
Econ | Textiles and Leather | Motors Pumps | Motors Pumps | TRC | Existing | NE714 | Motor Optimization | Motor Optimization | NonEquip | 10 | Motors Pumps | 72.03% | Tech/Econ | 27.02% | 221028.8115 | MachineDrives | 29.764 | 28.9778 | 0.30625
Econ | Textiles and Leather | Industrial Lighting | Industrial Lighting | TRC | Turnover | ET701 | Efficient Lighting - Other Interior Lighting | Efficient Lighting - Other Interior Lighting | Equip | 14.4667 | Industrial Lighting | 76.99% | Tech/Econ | 38.99% | 129093.5189 | Lighting | 18.4265 | 17.911 | 0.39837
Econ | Textiles and Leather | Industrial Lighting | Industrial Lighting | TRC | Turnover | ET698 | Efficient Lighting - High Bay | Efficient Lighting - High Bay | Equip | 13.6667 | Industrial Lighting | 20% | Tech/Econ | 48.41% | 46094.9934 | Lighting | 6.5795 | 6.3954 | 0.21586
Econ | Textiles and Leather | Industrial Lighting | Industrial Lighting | TRC | New | EN700 | Efficient Lighting - Other Interior Lighting | Efficient Lighting - Other Interior Lighting | Equip | 14.4667 | Industrial Lighting | 76.99% | Tech/Econ | 38.99% | 6876.5502 | Lighting | 0.98154 | 0.95408 | 0.39837
Econ | Textiles and Leather | Industrial Lighting | Industrial Lighting | TRC | New | EN697 | Efficient Lighting - High Bay | Efficient Lighting - High Bay | Equip | 13.6667 | Industrial Lighting | 20% | Tech/Econ | 48.41% | 2455.3869 | Lighting | 0.35048 | 0.34067 | 0.21586
Econ | Textiles and Leather | HVAC | HVAC | TRC | New | NN688 | Building Envelope Improvements | Building Envelope Improvements | NonEquip | 15 | HVAC | 19.11% | Tech/Econ | 7.051% | 558.9975 | HVAC | 0.079631 | 0.077699 | 0.28165
Econ | Textiles and Leather | HVAC | HVAC | TRC | Existing | NE687 | Building Envelope Improvements | Building Envelope Improvements | NonEquip | 15 | HVAC | 19.11% | Tech/Econ | 7.051% | 10494.0643 | HVAC | 1.4949 | 1.4586 | 0.28165
Econ | Transportation Equipment | Motors Pumps | Motors Pumps | TRC | Turnover | ET784 | Pump Equipment Upgrade | Pump Equipment Upgrade | Equip | 15 | Motors Pumps | 75.53% | Tech/Econ | 2.752% | 369799.0332 | MachineDrives | 49.7975 | 48.4823 | 0.25378
Econ | Transportation Equipment | Motors Pumps | Motors Pumps | TRC | New | EN783 | Pump Equipment Upgrade | Pump Equipment Upgrade | Equip | 15 | Motors Pumps | 75.53% | Tech/Econ | 2.752% | 19698.4451 | MachineDrives | 2.6526 | 2.5826 | 0.25378
Econ | Transportation Equipment | Motors Fans Blowers | Motors Fans Blowers | TRC | Turnover | ET766 | Fan Equipment Upgrades | Fan Equipment Upgrades | Equip | 15 | Motors Fans Blowers | 76.37% | Tech/Econ | 2.752% | 230086.4238 | MachineDrives | 30.9837 | 30.1653 | 0.25378
Econ | Transportation Equipment | Motors Fans Blowers | Motors Fans Blowers | TRC | New | EN765 | Fan Equipment Upgrades | Fan Equipment Upgrades | Equip | 15 | Motors Fans Blowers | 76.37% | Tech/Econ | 2.752% | 12256.2372 | MachineDrives | 1.6504 | 1.6068 | 0.25378
Econ | Transportation Equipment | Industrial Lighting | Industrial Lighting | TRC | Turnover | ET761 | Efficient Lighting - Other Interior Lighting | Efficient Lighting - Other Interior Lighting | Equip | 14.4667 | Industrial Lighting | 77.99% | Tech/Econ | 38.99% | 3154221.454 | Lighting | 450.2249 | 437.6307 | 0.39837
Econ | Transportation Equipment | Industrial Lighting | Industrial Lighting | TRC | Turnover | ET758 | Efficient Lighting - High Bay | Efficient Lighting - High Bay | Equip | 13.6667 | Industrial Lighting | 20% | Tech/Econ | 48.41% | 1111855.185 | Lighting | 158.7032 | 154.2637 | 0.21586
Econ | Transportation Equipment | Industrial Lighting | Industrial Lighting | TRC | New | EN760 | Efficient Lighting - Other Interior Lighting | Efficient Lighting - Other Interior Lighting | Equip | 14.4667 | Industrial Lighting | 77.99% | Tech/Econ | 38.99% | 168018.9859 | Lighting | 23.9826 | 23.3117 | 0.39837
Econ | Transportation Equipment | Industrial Lighting | Industrial Lighting | TRC | New | EN757 | Efficient Lighting - High Bay | Efficient Lighting - High Bay | Equip | 13.6667 | Industrial Lighting | 20% | Tech/Econ | 48.41% | 59226.2729 | Lighting | 8.4538 | 8.2173 | 0.21586
Econ | Transportation Equipment | HVAC | HVAC | TRC | New | NN755 | HVAC Recommissioning | HVAC Recommissioning | NonEquip | 10 | HVAC | 48.92% | Tech/Econ | 12.44% | 62236.4141 | HVAC | 8.8658 | 8.6507 | 0.23283
Econ | Transportation Equipment | HVAC | HVAC | TRC | Existing | NE754 | HVAC Recommissioning | HVAC Recommissioning | NonEquip | 10 | HVAC | 48.92% | Tech/Econ | 12.44% | 1168364.591 | HVAC | 166.4378 | 162.3998 | 0.23283
Econ | Water and Wastewater | Process Cooling | Process Cooling | TRC | Turnover | ET949 | Process Refrig Equipment Upgrade | Process Refrig Equipment Upgrade | Equip | 10 | Process Cooling | 22.05% | Tech/Econ | 31.43% | 6316.9914 | ProcessHeating | 0.86967 | 0.84823 | 0.20671
Econ | Water and Wastewater | Process Cooling | Process Cooling | TRC | New | EN948 | Process Refrig Equipment Upgrade | Process Refrig Equipment Upgrade | Equip | 10 | Process Cooling | 22.05% | Tech/Econ | 31.43% | 336.4933 | ProcessHeating | 0.046326 | 0.045184 | 0.20671
Econ | Water and Wastewater | Industrial Lighting | Industrial Lighting | TRC | Turnover | ET913 | Efficient Lighting - Other Interior Lighting | Efficient Lighting - Other Interior Lighting | Equip | 14.4667 | Industrial Lighting | 62.16% | Tech/Econ | 38.99% | 15157.7743 | Lighting | 2.1636 | 2.1031 | 0.39837
Econ | Water and Wastewater | Industrial Lighting | Industrial Lighting | TRC | Turnover | ET910 | Efficient Lighting - High Bay | Efficient Lighting - High Bay | Equip | 13.6667 | Industrial Lighting | 30.8% | Tech/Econ | 48.41% | 10959.2957 | Lighting | 1.5643 | 1.5205 | 0.21586
Econ | Water and Wastewater | Industrial Lighting | Industrial Lighting | TRC | New | EN912 | Efficient Lighting - Other Interior Lighting | Efficient Lighting - Other Interior Lighting | Equip | 14.4667 | Industrial Lighting | 62.16% | Tech/Econ | 38.99% | 807.4239 | Lighting | 0.11525 | 0.11203 | 0.39837
Econ | Water and Wastewater | Industrial Lighting | Industrial Lighting | TRC | New | EN909 | Efficient Lighting - High Bay | Efficient Lighting - High Bay | Equip | 13.6667 | Industrial Lighting | 30.8% | Tech/Econ | 48.41% | 583.7795 | Lighting | 0.083327 | 0.080996 | 0.21586
Econ | Water and Wastewater | HVAC | HVAC | TRC | New | NN907 | HVAC Recommissioning | HVAC Recommissioning | NonEquip | 10 | HVAC | 35.73% | Tech/Econ | 18.86% | 426.672 | HVAC | 0.060781 | 0.059306 | 0.23103
Econ | Water and Wastewater | HVAC | HVAC | TRC | Existing | NE906 | HVAC Recommissioning | HVAC Recommissioning | NonEquip | 10 | HVAC | 35.73% | Tech/Econ | 18.86% | 8009.9155 | HVAC | 1.141 | 1.1134 | 0.23103

## DEF_Ach_RES_TRC
Scenario | Segment | EndUse | EquipType | CE Test | Vintage | Measure Code | Name | Description | Type | Measure Life | Competition Group | Applicability | Adoption Curve | Energy Savings % | 2020 | 2021 | 2022 | 2023 | 2024 | 2025 | 2026 | 2027 | 2028 | 2029 | Cumulative2020 | Cumulative2021 | Cumulative2022 | Cumulative2023 | Cumulative2024 | Cumulative2025 | Cumulative2026 | Cumulative2027 | Cumulative2028 | Cumulative2029 | CumulativeSD2020 | CumulativeSD2021 | CumulativeSD2022 | CumulativeSD2023 | CumulativeSD2024 | CumulativeSD2025 | CumulativeSD2026 | CumulativeSD2027 | CumulativeSD2028 | CumulativeSD2029 | CumulativeWD2020 | CumulativeWD2021 | CumulativeWD2022 | CumulativeWD2023 | CumulativeWD2024 | CumulativeWD2025 | CumulativeWD2026 | CumulativeWD2027 | CumulativeWD2028 | CumulativeWD2029 | Program Cost Yr 1 | Program Cost Yr 2 | Program Cost Yr 3 | Program Cost Yr 4 | Program Cost Yr 5 | Program Cost Yr 6 | Program Cost Yr 7 | Program Cost Yr 8 | Program Cost Yr 9 | Program Cost Yr 10 | NPV Program Cost ($) | Incentive Yr 1 | Incentive Yr 2 | Incentive Yr 3 | Incentive Yr 4 | Incentive Yr 5 | Incentive Yr 6 | Incentive Yr 7 | Incentive Yr 8 | Incentive Yr 9 | Incentive Yr 10 | NPV Incentive Cost ($) | TRC Net Benefit Yr 1 | TRC Net Benefit Yr 2 | TRC Net Benefit Yr 3 | TRC Net Benefit Yr 4 | TRC Net Benefit Yr 5 | TRC Net Benefit Yr 6 | TRC Net Benefit Yr 7 | TRC Net Benefit Yr 8 | TRC Net Benefit Yr 9 | TRC Net Benefit Yr 10 | NPV TRC Net Benefit ($) | RIM Net Benefit Yr 1 | RIM Net Benefit Yr 2 | RIM Net Benefit Yr 3 | RIM Net Benefit Yr 4 | RIM Net Benefit Yr 5 | RIM Net Benefit Yr 6 | RIM Net Benefit Yr 7 | RIM Net Benefit Yr 8 | RIM Net Benefit Yr 9 | RIM Net Benefit Yr 10 | NPV RIM Net Benefit ($) | PCT Net Benefit Yr 1 | PCT Net Benefit Yr 2 | PCT Net Benefit Yr 3 | PCT Net Benefit Yr 4 | PCT Net Benefit Yr 5 | PCT Net Benefit Yr 6 | PCT Net Benefit Yr 7 | PCT Net Benefit Yr 8 | PCT Net Benefit Yr 9 | PCT Net Benefit Yr 10 | NPV PCT Net Benefit ($)
Ach | Single Family | Domestic Hot Water | Solar | TRC | New | NN572 | Thermostatic Shower Restriction Valve | Thermostatic Shower Restriction Valve | NonEquip | 10 |  | 12.19% | average_misc | 4.798% | 34.6414 | 37.2195 | 42.5551 | 47.0088 | 49.4364 | 49.6813 | 46.1256 | 40.2249 | 32.8335 | 24.8373 | 34.6414 | 71.8609 | 114.416 | 161.4248 | 210.8612 | 260.5425 | 306.6681 | 346.893 | 379.7266 | 404.5638 | 0.0031202 | 0.0064726 | 0.010306 | 0.01454 | 0.018992 | 0.023467 | 0.027622 | 0.031245 | 0.034202 | 0.036439 | 0.0067165 | 0.013933 | 0.022184 | 0.031298 | 0.040883 | 0.050516 | 0.059459 | 0.067258 | 0.073624 | 0.078439 | 1.6974 | 1.8694 | 2.1908 | 2.4805 | 2.6739 | 2.7543 | 2.6211 | 2.3429 | 1.9602 | 1.5199 | 15.4037 | 2.8603 | 3.15 | 3.6917 | 4.18 | 4.5057 | 4.6412 | 4.4168 | 3.9481 | 3.3032 | 2.5612 | 25.9568 | 4.8912 | 5.3866 | 6.3127 | 7.1477 | 7.7048 | 7.9365 | 7.5527 | 6.7512 | 5.6484 | 4.3796 | 44.386 | -22.3034 | -24.5624 | -28.7856 | -32.5932 | -35.1332 | -36.19 | -34.4398 | -30.7849 | -25.7563 | -19.9708 | -202.3972 | 27.1946 | 29.9489 | 35.0983 | 39.7409 | 42.838 | 44.1265 | 41.9925 | 37.5361 | 31.4048 | 24.3504 | 246.7832
Ach | Single Family | Domestic Hot Water | Solar | TRC | Existing | NE569 | Thermostatic Shower Restriction Valve | Thermostatic Shower Restriction Valve | NonEquip | 10 |  | 2.11% | average_misc_existing | 4.798% | 33.9831 | 42.406 | 51.017 | 59.1095 | 64.9439 | 67.9103 | 65.389 | 59.094 | 50.0101 | 39.2449 | 33.9831 | 76.3891 | 127.4062 | 186.5156 | 251.4595 | 319.3699 | 384.7589 | 443.8528 | 493.8629 | 533.1078 | 0.0030609 | 0.0068804 | 0.011476 | 0.0168 | 0.022649 | 0.028766 | 0.034656 | 0.039978 | 0.044483 | 0.048017 | 0.0065889 | 0.014811 | 0.024702 | 0.036163 | 0.048755 | 0.061922 | 0.0746 | 0.086057 | 0.095753 | 0.10336 | 1.6652 | 2.1298 | 2.6264 | 3.1191 | 3.5126 | 3.7649 | 3.7157 | 3.442 | 2.9857 | 2.4016 | 20.0147 | 2.806 | 3.589 | 4.4257 | 5.2559 | 5.9191 | 6.3442 | 6.2614 | 5.8001 | 5.0312 | 4.0469 | 33.7269 | 4.7982 | 6.1372 | 7.568 | 8.9877 | 10.1216 | 10.8486 | 10.7069 | 9.9181 | 8.6033 | 6.9201 | 57.6728 | -21.8796 | -27.9851 | -34.5095 | -40.9831 | -46.154 | -49.4688 | -48.8229 | -45.2258 | -39.2306 | -31.5554 | -262.9842 | 26.6778 | 34.1223 | 42.0775 | 49.9707 | 56.2757 | 60.3173 | 59.5298 | 55.1439 | 47.8339 | 38.4755 | 320.657
Ach | Single Family | Space Heating | Room heating | TRC | New | NN854 | Spray Foam Insulation(Base R2) | Spray Foam Insulation(Base R2) | NonEquip | 20 |  | 0% | shell | 33.29% | 0 | 0 | 0 | 0 | 0 | 0 | 0 | 0 | 0 | 0 | 0 | 0 | 0 | 0 | 0 | 0 | 0 | 0 | 0 | 0 | 0 | 0 | 0 | 0 | 0 | 0 | 0 | 0 | 0 | 0 | 0 | 0 | 0 | 0 | 0 | 0 | 0 | 0 | 0 | 0 | 0 | 0 | 0 | 0 | 0 | 0 | 0 | 0 | 0 | 0 | 0 | 0 | 0 | 0 | 0 | 0 | 0 | 0 | 0 | 0 | 0 | 0 | 0 | 0 | 0 | 0 | 0 | 0 | 0 | 0 | 0 | 0 | 0 | 0 | 0 | 0 | 0 | 0 | 0 | 0 | 0 | 0 | 0 | 0 | 0 | 0 | 0 | 0 | 0 | 0 | 0 | 0 | 0 | 0 | 0
Ach | Single Family | Space Heating | Room heating | TRC | New | NN764 | Home Energy Management System | Home Energy Management System | NonEquip | 11 |  | 0.95% | average_misc | 15% | 143.0343 | 153.1708 | 174.5488 | 192.1786 | 201.4338 | 201.7618 | 186.7015 | 162.2786 | 132.0212 | 99.5383 | 143.0343 | 296.2051 | 470.7539 | 662.9324 | 864.3662 | 1066.128 | 1252.8295 | 1415.1081 | 1547.1293 | 1646.6676 | 0 | 0 | 0 | 0 | 0 | 0 | 0 | 0 | 0 | 0 | 0.15012 | 0.31087 | 0.49406 | 0.69576 | 0.90717 | 1.1189 | 1.3149 | 1.4852 | 1.6237 | 1.7282 | 7.0087 | 7.693 | 8.9859 | 10.1408 | 10.8949 | 11.1855 | 10.6093 | 9.452 | 7.8819 | 6.0912 | 62.7595 | 64.286 | 70.5628 | 82.4216 | 93.015 | 99.9319 | 102.597 | 97.3122 | 86.6971 | 72.2955 | 55.8704 | 575.6518 | 74.7901 | 82.0926 | 95.889 | 108.2133 | 116.2604 | 119.361 | 113.2127 | 100.8631 | 84.1083 | 64.9994 | 669.7114 | -50.2626 | -55.1701 | -64.442 | -72.7245 | -78.1326 | -80.2163 | -76.0844 | -67.7849 | -56.5248 | -43.6827 | -450.0781 | 125.0527 | 137.2627 | 160.331 | 180.9378 | 194.393 | 199.5773 | 189.297 | 168.648 | 140.6331 | 108.6821 | 1119.7896
Ach | Single Family | Space Heating | Room heating | TRC | New | NN638 | Ceiling Insulation(R2 to R38) | Ceiling Insulation(R2 to R38) | NonEquip | 20 |  | 0% | Minsulate | 34.48% | 0 | 0 | 0 | 0 | 0 | 0 | 0 | 0 | 0 | 0 | 0 | 0 | 0 | 0 | 0 | 0 | 0 | 0 | 0 | 0 | 0 | 0 | 0 | 0 | 0 | 0 | 0 | 0 | 0 | 0 | 0 | 0 | 0 | 0 | 0 | 0 | 0 | 0 | 0 | 0 | 0 | 0 | 0 | 0 | 0 | 0 | 0 | 0 | 0 | 0 | 0 | 0 | 0 | 0 | 0 | 0 | 0 | 0 | 0 | 0 | 0 | 0 | 0 | 0 | 0 | 0 | 0 | 0 | 0 | 0 | 0 | 0 | 0 | 0 | 0 | 0 | 0 | 0 | 0 | 0 | 0 | 0 | 0 | 0 | 0 | 0 | 0 | 0 | 0 | 0 | 0 | 0 | 0 | 0 | 0
Ach | Single Family | Space Heating | Room heating | TRC | New | NN626 | Ceiling Insulation(R19 to R38) | Ceiling Insulation(R19 to R38) | NonEquip | 20 |  | 0% | shell | 6.429% | 0 | 0 | 0 | 0 | 0 | 0 | 0 | 0 | 0 | 0 | 0 | 0 | 0 | 0 | 0 | 0 | 0 | 0 | 0 | 0 | 0 | 0 | 0 | 0 | 0 | 0 | 0 | 0 | 0 | 0 | 0 | 0 | 0 | 0 | 0 | 0 | 0 | 0 | 0 | 0 | 0 | 0 | 0 | 0 | 0 | 0 | 0 | 0 | 0 | 0 | 0 | 0 | 0 | 0 | 0 | 0 | 0 | 0 | 0 | 0 | 0 | 0 | 0 | 0 | 0 | 0 | 0 | 0 | 0 | 0 | 0 | 0 | 0 | 0 | 0 | 0 | 0 | 0 | 0 | 0 | 0 | 0 | 0 | 0 | 0 | 0 | 0 | 0 | 0 | 0 | 0 | 0 | 0 | 0 | 0
Ach | Single Family | Space Heating | Room heating | TRC | New | NN614 | Ceiling Insulation(R12 to R38) | Ceiling Insulation(R12 to R38) | NonEquip | 20 |  | 0% | shell | 11.98% | 0 | 0 | 0 | 0 | 0 | 0 | 0 | 0 | 0 | 0 | 0 | 0 | 0 | 0 | 0 | 0 | 0 | 0 | 0 | 0 | 0 | 0 | 0 | 0 | 0 | 0 | 0 | 0 | 0 | 0 | 0 | 0 | 0 | 0 | 0 | 0 | 0 | 0 | 0 | 0 | 0 | 0 | 0 | 0 | 0 | 0 | 0 | 0 | 0 | 0 | 0 | 0 | 0 | 0 | 0 | 0 | 0 | 0 | 0 | 0 | 0 | 0 | 0 | 0 | 0 | 0 | 0 | 0 | 0 | 0 | 0 | 0 | 0 | 0 | 0 | 0 | 0 | 0 | 0 | 0 | 0 | 0 | 0 | 0 | 0 | 0 | 0 | 0 | 0 | 0 | 0 | 0 | 0 | 0 | 0
Ach | Single Family | Space Heating | Room heating | TRC | Existing | NE893 | Wall Insulation | Wall Insulation | NonEquip | 20 |  | 4.5% | shell_existing | 27.09% | 6170.1662 | 4711.1966 | 3156.9024 | 1981.6259 | 1183.5143 | 693.5609 | 393.504 | 222.9162 | 126.2975 | 70.6843 | 6170.1662 | 10881.3628 | 14038.2652 | 16019.8911 | 17203.4055 | 17896.9664 | 18290.4704 | 18513.3866 | 18639.6841 | 18710.3684 | 0 | 0 | 0 | 0 | 0 | 0 | 0 | 0 | 0 | 0 | 5.1148 | 9.0202 | 11.6372 | 13.2799 | 14.261 | 14.8359 | 15.1621 | 15.3469 | 15.4516 | 15.5102 | 302.3381 | 236.6198 | 162.5193 | 104.5657 | 64.0125 | 38.4503 | 22.3609 | 12.9839 | 7.5402 | 4.3255 | 798.8361 | 8971.636 | 7021.4996 | 4822.627 | 3102.9019 | 1899.5195 | 1140.9818 | 663.54 | 385.2862 | 223.7487 | 128.3549 | 23704.8037 | 3373.3594 | 2640.1029 | 1813.3208 | 1166.6995 | 714.2245 | 429.0123 | 249.4929 | 144.8687 | 84.1301 | 48.2618 | 8913.0704 | -6228.966 | -4874.9952 | -3348.328 | -2154.3307 | -1318.8278 | -792.1785 | -460.6928 | -267.5025 | -155.3477 | -89.1162 | -16458.1373 | 9602.3255 | 7515.098 | 5161.6488 | 3321.0302 | 2033.0522 | 1221.1907 | 710.1857 | 412.3711 | 239.4779 | 137.378 | 25371.2077
Ach | Single Family | Space Heating | Room heating | TRC | Existing | NE851 | Spray Foam Insulation(Base R2) | Spray Foam Insulation(Base R2) | NonEquip | 20 |  | 0% | shell_existing | 33.29% | 0 | 0 | 0 | 0 | 0 | 0 | 0 | 0 | 0 | 0 | 0 | 0 | 0 | 0 | 0 | 0 | 0 | 0 | 0 | 0 | 0 | 0 | 0 | 0 | 0 | 0 | 0 | 0 | 0 | 0 | 0 | 0 | 0 | 0 | 0 | 0 | 0 | 0 | 0 | 0 | 0 | 0 | 0 | 0 | 0 | 0 | 0 | 0 | 0 | 0 | 0 | 0 | 0 | 0 | 0 | 0 | 0 | 0 | 0 | 0 | 0 | 0 | 0 | 0 | 0 | 0 | 0 | 0 | 0 | 0 | 0 | 0 | 0 | 0 | 0 | 0 | 0 | 0 | 0 | 0 | 0 | 0 | 0 | 0 | 0 | 0 | 0 | 0 | 0 | 0 | 0 | 0 | 0 | 0 | 0
Ach | Single Family | Space Heating | Room heating | TRC | Existing | NE761 | Home Energy Management System | Home Energy Management System | NonEquip | 11 |  | 0.95% | average_misc_existing | 15% | 781.0183 | 1010.9329 | 1216.4282 | 1409.5555 | 1548.8155 | 1619.6533 | 1559.5828 | 1409.4841 | 1192.8489 | 936.0939 | 781.0183 | 1791.9512 | 3008.3794 | 4417.9349 | 5966.7504 | 7586.4037 | 9145.9865 | 10555.4705 | 11748.3195 | 12684.4133 | 0 | 0 | 0 | 0 | 0 | 0 | 0 | 0 | 0 | 0 | 0.81969 | 1.8807 | 3.1573 | 4.6367 | 6.2622 | 7.9621 | 9.5989 | 11.0781 | 12.3301 | 13.3125 | 38.2699 | 50.7741 | 62.6225 | 74.3789 | 83.7705 | 89.792 | 88.6233 | 82.0962 | 71.2152 | 57.2836 | 475.9688 | 351.0246 | 465.7175 | 574.3949 | 682.2289 | 768.3719 | 823.6026 | 812.8828 | 753.0149 | 653.2098 | 525.4248 | 4365.749 | 408.3808 | 541.8142 | 668.2491 | 793.7028 | 893.9214 | 958.1766 | 945.7052 | 876.055 | 759.9421 | 611.2774 | 5079.098 | -274.4515 | -364.1251 | -449.0954 | -533.4063 | -600.758 | -643.9405 | -635.5592 | -588.7509 | -510.7175 | -410.8077 | -3413.3971 | 682.8323 | 905.9393 | 1117.3445 | 1327.1092 | 1494.6793 | 1602.1171 | 1581.2644 | 1464.806 | 1270.6596 | 1022.0851 | 8492.4951
Ach | Single Family | Space Heating | Room heating | TRC | Existing | NE719 | Energy Star Windows | Energy Star Windows | NonEquip | 20 |  | 19% | CACI_existing | 3.196% | 1812.8888 | 1858.8907 | 1815.2224 | 1763.3436 | 1693.902 | 1631.1807 | 1535.5979 | 1446.9713 | 1361.4924 | 1260.79 | 1812.8888 | 3671.7795 | 5487.0018 | 7250.3455 | 8944.2475 | 10575.4282 | 12111.0261 | 13557.9974 | 14919.4897 | 16180.2797 | 0 | 0 | 0 | 0 | 0 | 0 | 0 | 0 | 0 | 0 | 7.2793 | 14.7432 | 22.0319 | 29.1122 | 35.9137 | 42.4633 | 48.6292 | 54.4392 | 59.906 | 64.9684 | 88.8316 | 93.3628 | 93.4488 | 93.0475 | 91.6178 | 90.431 | 87.2603 | 84.2797 | 81.2835 | 77.1531 | 621.4377 | 711.6638 | 747.9653 | 748.6542 | 745.4393 | 733.9855 | 724.4779 | 699.076 | 675.1973 | 651.1932 | 618.1036 | 4978.5771 | 2915.4838 | 3064.2006 | 3067.0231 | 3053.8523 | 3006.9293 | 2967.9794 | 2863.9153 | 2766.0909 | 2667.7529 | 2532.1941 | 20395.8113 | 94.1744 | 98.9782 | 99.0693 | 98.6439 | 97.1282 | 95.8701 | 92.5086 | 89.3488 | 86.1723 | 81.7936 | 658.8145 | 2821.3094 | 2965.2224 | 2967.9537 | 2955.2084 | 2909.8011 | 2872.1093 | 2771.4067 | 2676.7421 | 2581.5806 | 2450.4006 | 19736.9968
Ach | Single Family | Space Heating | Room heating | TRC | Existing | NE683 | Duct Repair | Duct Repair | NonEquip | 11 |  | 14.08% | CACI_Duct_existing | 12% | 8733.3951 | 8735.8687 | 8326.7799 | 7901.7814 | 7422.374 | 6997.0531 | 6456.4315 | 5971.1259 | 5521.9552 | 5032.7884 | 8733.3951 | 17469.2638 | 25796.0436 | 33697.825 | 41120.199 | 48117.2521 | 54573.6836 | 60544.8095 | 66066.7647 | 71099.5531 | 0 | 0 | 0 | 0 | 0 | 0 | 0 | 0 | 0 | 0 | 13.047 | 26.0977 | 38.5372 | 50.3419 | 61.4303 | 71.8833 | 81.5287 | 90.4491 | 98.6985 | 106.2171 | 427.9364 | 438.759 | 428.6678 | 416.9584 | 401.4527 | 387.9096 | 366.8866 | 347.7918 | 329.6703 | 307.9779 | 2750.6863 | 922.2484 | 945.5724 | 923.8248 | 898.5896 | 865.1733 | 835.9866 | 790.6796 | 749.5284 | 710.4747 | 663.7251 | 5928.0217 | 7569.4703 | 7760.9046 | 7582.4089 | 7375.2881 | 7101.019 | 6861.4655 | 6489.603 | 6151.849 | 5831.3108 | 5447.6079 | 48654.9877 | -66.0033 | -67.6725 | -66.1161 | -64.3101 | -61.9185 | -59.8297 | -56.5872 | -53.6421 | -50.8471 | -47.5013 | -424.2555 | 7635.4736 | 7828.5771 | 7648.525 | 7439.5982 | 7162.9376 | 6921.2952 | 6546.1902 | 6205.4911 | 5882.1579 | 5495.1092 | 49079.2432
Ach | Single Family | Space Heating | Room heating | TRC | Existing | NE635 | Ceiling Insulation(R2 to R38) | Ceiling Insulation(R2 to R38) | NonEquip | 20 |  | 16.25% | Minsulate_existing | 34.48% | 14087.9673 | 9156.8246 | 5456.1024 | 3167.4763 | 1802.1945 | 1026.2259 | 572.7206 | 321.4329 | 181.1681 | 101.1 | 14087.9673 | 23244.7918 | 28700.8942 | 31868.3706 | 33670.5651 | 34696.791 | 35269.5116 | 35590.9445 | 35772.1127 | 35873.2127 | 0 | 0 | 0 | 0 | 0 | 0 | 0 | 0 | 0 | 0 | 19.3074 | 31.8567 | 39.3343 | 43.6752 | 46.1451 | 47.5516 | 48.3365 | 48.777 | 49.0253 | 49.1638 | 690.3104 | 459.9015 | 280.8836 | 167.1403 | 97.475 | 56.8929 | 32.5448 | 18.7221 | 10.8161 | 6.1867 | 1547.9444 | 1023.582 | 681.9351 | 416.49 | 247.8331 | 144.5345 | 84.36 | 48.257 | 27.7608 | 16.0379 | 9.1736 | 2295.2689 | 27162.9993 | 18096.6484 | 11052.4773 | 6576.7959 | 3835.54 | 2238.6783 | 1280.6056 | 736.6935 | 425.6005 | 243.4418 | 60910.0109 | 5238.5904 | 3490.0759 | 2131.5541 | 1268.385 | 739.713 | 431.7461 | 246.9745 | 142.0769 | 82.0803 | 46.9496 | 11746.9576 | 21924.4089 | 14606.5725 | 8920.9232 | 5308.4109 | 3095.827 | 1806.9322 | 1033.6311 | 594.6166 | 343.5202 | 196.4922 | 49163.0533
Ach | Single Family | Space Heating | Room heating | TRC | Existing | NE623 | Ceiling Insulation(R19 to R38) | Ceiling Insulation(R19 to R38) | NonEquip | 20 |  | 6.361% | shell_existing | 6.429% | 2070.2402 | 1580.6999 | 1059.1909 | 664.8611 | 397.082 | 232.6964 | 132.0241 | 74.7903 | 42.3739 | 23.7152 | 2070.2402 | 3650.9401 | 4710.131 | 5374.9921 | 5772.0741 | 6004.7705 | 6136.7947 | 6211.585 | 6253.9588 | 6277.674 | 0 | 0 | 0 | 0 | 0 | 0 | 0 | 0 | 0 | 0 | 2.7741 | 4.8922 | 6.3115 | 7.2024 | 7.7345 | 8.0463 | 8.2232 | 8.3234 | 8.3802 | 8.412 | 101.4418 | 79.3907 | 54.5278 | 35.0832 | 21.4769 | 12.9005 | 7.5023 | 4.3562 | 2.5298 | 1.4512 | 268.0245 | 3008.1897 | 2354.2782 | 1616.9868 | 1040.3681 | 636.8837 | 382.5547 | 222.4749 | 129.1804 | 75.0194 | 43.0354 | 7948.0935 | 1133.8552 | 887.3811 | 609.4792 | 392.1384 | 240.056 | 144.1936 | 83.8559 | 48.6911 | 28.2765 | 16.221 | 2995.8174 | -2087.9575 | -1634.0834 | -1122.3361 | -722.1101 | -442.0553 | -265.5278 | -154.4178 | -89.663 | -52.0703 | -29.8705 | -5516.7005 | 3221.8127 | 2521.4645 | 1731.8152 | 1114.2486 | 682.1113 | 409.7214 | 238.2737 | 138.354 | 80.3468 | 46.0915 | 8512.5179
Ach | Single Family | Space Heating | Room heating | TRC | Existing | NE611 | Ceiling Insulation(R12 to R38) | Ceiling Insulation(R12 to R38) | NonEquip | 20 |  | 15.79% | shell_existing | 11.98% | 9223.3831 | 7041.9797 | 4718.4361 | 2961.6845 | 1768.7948 | 1036.5256 | 588.083 | 333.1397 | 188.7451 | 105.6331 | 9223.3831 | 16265.3628 | 20983.7989 | 23945.4834 | 25714.2782 | 26750.8038 | 27338.8868 | 27672.0265 | 27860.7716 | 27966.4047 | 0 | 0 | 0 | 0 | 0 | 0 | 0 | 0 | 0 | 0 | 12.4708 | 21.9922 | 28.3719 | 32.3764 | 34.7679 | 36.1694 | 36.9646 | 37.415 | 37.6702 | 37.813 | 451.9458 | 353.6834 | 242.908 | 156.2811 | 95.6685 | 57.4639 | 33.4178 | 19.4039 | 11.2684 | 6.4641 | 1194.0279 | 6992.2664 | 5472.0033 | 3758.1449 | 2417.8987 | 1480.1327 | 889.0518 | 517.0226 | 300.2072 | 174.3389 | 100.0098 | 18473.3696 | 11461.4703 | 8969.51 | 6160.2153 | 3963.3322 | 2426.1799 | 1457.3016 | 847.4848 | 492.0888 | 285.77 | 163.9325 | 30280.8795 | -2892.4262 | -2263.553 | -1554.597 | -1000.1898 | -612.2728 | -367.7658 | -213.872 | -124.1839 | -72.1171 | -41.3701 | -7641.7079 | 14353.8964 | 11233.0629 | 7714.8123 | 4963.5219 | 3038.4527 | 1825.0674 | 1061.3567 | 616.2728 | 357.8871 | 205.3026 | 37922.5874
Ach | Single Family | Space Heating | Room heating | TRC | Existing | NE605 | Air Sealing-Infiltration Control | Air Sealing-Infiltration Control | NonEquip | 11 |  | 20.8% | Nmeasure_existing | 9% | 5337.9673 | 6909.6745 | 8314.5732 | 9634.9426 | 10587.0653 | 11071.4342 | 10660.9196 | 9634.9671 | 8154.1566 | 6399.061 | 5337.9673 | 12247.6418 | 20562.215 | 30197.1577 | 40784.2229 | 51855.6571 | 62516.5767 | 72151.5438 | 80305.7004 | 86704.7614 | 0 | 0 | 0 | 0 | 0 | 0 | 0 | 0 | 0 | 0 | 7.9745 | 18.297 | 30.7183 | 45.1121 | 60.9284 | 77.4682 | 93.3948 | 107.7887 | 119.9703 | 129.53 | 261.5604 | 347.0384 | 428.0394 | 508.4132 | 572.6208 | 613.7893 | 605.8065 | 561.1945 | 486.8174 | 391.586 | 3253.4835 | 3900.1805 | 5174.7606 | 6382.5834 | 7581.053 | 8538.466 | 9152.3372 | 9033.3047 | 8368.0853 | 7259.0331 | 5839.0184 | 48513.3581 | 1290.0709 | 1711.6665 | 2111.1806 | 2507.6009 | 2824.2864 | 3027.3379 | 2987.9653 | 2767.9292 | 2401.0857 | 1931.3844 | 16046.8658 | -3376.8321 | -4480.3818 | -5526.132 | -6563.7842 | -7392.7261 | -7924.2245 | -7821.1645 | -7245.208 | -6284.9747 | -5055.5057 | -42003.5598 | 4666.9031 | 6192.0482 | 7637.3126 | 9071.3851 | 10217.0125 | 10951.5624 | 10809.1298 | 10013.1372 | 8686.0604 | 6986.8901 | 58050.4256
Ach | Single Family | Space Cooling | Room AC | TRC | New | NN860 | Spray Foam Insulation(Base R2) | Spray Foam Insulation(Base R2) | NonEquip | 20 |  | 0% | shell | 34.78% | 0 | 0 | 0 | 0 | 0 | 0 | 0 | 0 | 0 | 0 | 0 | 0 | 0 | 0 | 0 | 0 | 0 | 0 | 0 | 0 | 0 | 0 | 0 | 0 | 0 | 0 | 0 | 0 | 0 | 0 | 0 | 0 | 0 | 0 | 0 | 0 | 0 | 0 | 0 | 0 | 0 | 0 | 0 | 0 | 0 | 0 | 0 | 0 | 0 | 0 | 0 | 0 | 0 | 0 | 0 | 0 | 0 | 0 | 0 | 0 | 0 | 0 | 0 | 0 | 0 | 0 | 0 | 0 | 0 | 0 | 0 | 0 | 0 | 0 | 0 | 0 | 0 | 0 | 0 | 0 | 0 | 0 | 0 | 0 | 0 | 0 | 0 | 0 | 0 | 0 | 0 | 0 | 0 | 0 | 0
Ach | Single Family | Space Cooling | Room AC | TRC | New | NN758 | Home Energy Management System | Home Energy Management System | NonEquip | 11 |  | 0.95% | average_misc | 7.12% | 39.1557 | 41.5382 | 46.8926 | 51.1457 | 53.1071 | 52.6957 | 48.306 | 41.594 | 33.5219 | 25.0376 | 39.1557 | 80.6939 | 127.5865 | 178.7322 | 231.8393 | 284.535 | 332.841 | 374.4349 | 407.9569 | 432.9945 | 0.044907 | 0.092547 | 0.14633 | 0.20499 | 0.26589 | 0.32633 | 0.38173 | 0.42943 | 0.46788 | 0.4966 | 0 | 0 | 0 | 0 | 0 | 0 | 0 | 0 | 0 | 0 | 1.9186 | 2.0863 | 2.4141 | 2.6988 | 2.8724 | 2.9214 | 2.745 | 2.4227 | 2.0013 | 1.5322 | 16.5497 | 17.5983 | 19.1358 | 22.1426 | 24.7547 | 26.3466 | 26.7961 | 25.1779 | 22.2215 | 18.3568 | 14.0535 | 151.7995 | 20.4738 | 22.2626 | 25.7606 | 28.7995 | 30.6515 | 31.1745 | 29.2919 | 25.8524 | 21.3562 | 16.3498 | 176.603 | -13.7594 | -14.9615 | -17.3124 | -19.3546 | -20.5993 | -20.9507 | -19.6856 | -17.3741 | -14.3524 | -10.9878 | -118.6857 | 34.2332 | 37.2241 | 43.073 | 48.1541 | 51.2508 | 52.1252 | 48.9775 | 43.2265 | 35.7086 | 27.3376 | 295.2888
Ach | Single Family | Space Cooling | Room AC | TRC | New | NN644 | Ceiling Insulation(R2 to R38) | Ceiling Insulation(R2 to R38) | NonEquip | 20 |  | 0% | Minsulate | 29.55% | 0 | 0 | 0 | 0 | 0 | 0 | 0 | 0 | 0 | 0 | 0 | 0 | 0 | 0 | 0 | 0 | 0 | 0 | 0 | 0 | 0 | 0 | 0 | 0 | 0 | 0 | 0 | 0 | 0 | 0 | 0 | 0 | 0 | 0 | 0 | 0 | 0 | 0 | 0 | 0 | 0 | 0 | 0 | 0 | 0 | 0 | 0 | 0 | 0 | 0 | 0 | 0 | 0 | 0 | 0 | 0 | 0 | 0 | 0 | 0 | 0 | 0 | 0 | 0 | 0 | 0 | 0 | 0 | 0 | 0 | 0 | 0 | 0 | 0 | 0 | 0 | 0 | 0 | 0 | 0 | 0 | 0 | 0 | 0 | 0 | 0 | 0 | 0 | 0 | 0 | 0 | 0 | 0 | 0 | 0
Ach | Single Family | Space Cooling | Room AC | TRC | New | NN632 | Ceiling Insulation(R19 to R38) | Ceiling Insulation(R19 to R38) | NonEquip | 20 |  | 0% | shell | 5.005% | 0 | 0 | 0 | 0 | 0 | 0 | 0 | 0 | 0 | 0 | 0 | 0 | 0 | 0 | 0 | 0 | 0 | 0 | 0 | 0 | 0 | 0 | 0 | 0 | 0 | 0 | 0 | 0 | 0 | 0 | 0 | 0 | 0 | 0 | 0 | 0 | 0 | 0 | 0 | 0 | 0 | 0 | 0 | 0 | 0 | 0 | 0 | 0 | 0 | 0 | 0 | 0 | 0 | 0 | 0 | 0 | 0 | 0 | 0 | 0 | 0 | 0 | 0 | 0 | 0 | 0 | 0 | 0 | 0 | 0 | 0 | 0 | 0 | 0 | 0 | 0 | 0 | 0 | 0 | 0 | 0 | 0 | 0 | 0 | 0 | 0 | 0 | 0 | 0 | 0 | 0 | 0 | 0 | 0 | 0
Ach | Single Family | Space Cooling | Room AC | TRC | New | NN620 | Ceiling Insulation(R12 to R38) | Ceiling Insulation(R12 to R38) | NonEquip | 20 |  | 0% | shell | 9.56% | 0 | 0 | 0 | 0 | 0 | 0 | 0 | 0 | 0 | 0 | 0 | 0 | 0 | 0 | 0 | 0 | 0 | 0 | 0 | 0 | 0 | 0 | 0 | 0 | 0 | 0 | 0 | 0 | 0 | 0 | 0 | 0 | 0 | 0 | 0 | 0 | 0 | 0 | 0 | 0 | 0 | 0 | 0 | 0 | 0 | 0 | 0 | 0 | 0 | 0 | 0 | 0 | 0 | 0 | 0 | 0 | 0 | 0 | 0 | 0 | 0 | 0 | 0 | 0 | 0 | 0 | 0 | 0 | 0 | 0 | 0 | 0 | 0 | 0 | 0 | 0 | 0 | 0 | 0 | 0 | 0 | 0 | 0 | 0 | 0 | 0 | 0 | 0 | 0 | 0 | 0 | 0 | 0 | 0 | 0
Ach | Single Family | Space Cooling | Room AC | TRC | Existing | NE887 | Wall Insulation | Wall Insulation | NonEquip | 20 |  | 4.5% | shell_existing | 5.498% | 713.3517 | 551.4661 | 369.5209 | 231.9498 | 138.53 | 81.1811 | 46.0596 | 26.0924 | 14.7832 | 8.2737 | 713.3517 | 1264.8178 | 1634.3387 | 1866.2886 | 2004.8186 | 2085.9996 | 2132.0592 | 2158.1517 | 2172.9349 | 2181.2085 | 1.4337 | 2.542 | 3.2847 | 3.7508 | 4.0293 | 4.1924 | 4.285 | 4.3374 | 4.3671 | 4.3838 | 0 | 0 | 0 | 0 | 0 | 0 | 0 | 0 | 0 | 0 | 34.9542 | 27.6974 | 19.0232 | 12.2394 | 7.4926 | 4.5006 | 2.6173 | 1.5198 | 0.88258 | 0.5063 | 93.0993 | 1037.2382 | 821.8971 | 564.4968 | 363.1955 | 222.3382 | 133.5515 | 77.6673 | 45.0979 | 26.1899 | 15.0241 | 2762.6438 | 390.0044 | 309.0355 | 212.2523 | 136.5625 | 83.5998 | 50.2157 | 29.2031 | 16.9569 | 9.8475 | 5.6491 | 1038.7615 | -720.1498 | -570.6394 | -391.9276 | -252.165 | -154.3684 | -92.7242 | -53.9241 | -31.3112 | -18.1836 | -10.4312 | -1918.091 | 1110.1542 | 879.675 | 604.1799 | 388.7275 | 237.9682 | 142.94 | 83.1272 | 48.2682 | 28.031 | 16.0803 | 2956.8525
Ach | Single Family | Space Cooling | Room AC | TRC | Existing | NE857 | Spray Foam Insulation(Base R2) | Spray Foam Insulation(Base R2) | NonEquip | 20 |  | 0% | shell_existing | 34.78% | 0 | 0 | 0 | 0 | 0 | 0 | 0 | 0 | 0 | 0 | 0 | 0 | 0 | 0 | 0 | 0 | 0 | 0 | 0 | 0 | 0 | 0 | 0 | 0 | 0 | 0 | 0 | 0 | 0 | 0 | 0 | 0 | 0 | 0 | 0 | 0 | 0 | 0 | 0 | 0 | 0 | 0 | 0 | 0 | 0 | 0 | 0 | 0 | 0 | 0 | 0 | 0 | 0 | 0 | 0 | 0 | 0 | 0 | 0 | 0 | 0 | 0 | 0 | 0 | 0 | 0 | 0 | 0 | 0 | 0 | 0 | 0 | 0 | 0 | 0 | 0 | 0 | 0 | 0 | 0 | 0 | 0 | 0 | 0 | 0 | 0 | 0 | 0 | 0 | 0 | 0 | 0 | 0 | 0 | 0
Ach | Single Family | Space Cooling | Room AC | TRC | Existing | NE755 | Home Energy Management System | Home Energy Management System | NonEquip | 11 |  | 0.95% | average_misc_existing | 7.12% | 211.1579 | 276.7257 | 332.969 | 385.8283 | 423.9448 | 443.3347 | 426.8936 | 385.8102 | 326.514 | 256.2352 | 211.1579 | 487.8836 | 820.8526 | 1206.6809 | 1630.6257 | 2073.9604 | 2500.854 | 2886.6642 | 3213.1782 | 3469.4135 | 0.24217 | 0.55955 | 0.94143 | 1.3839 | 1.8701 | 2.3786 | 2.8682 | 3.3107 | 3.6852 | 3.979 | 0 | 0 | 0 | 0 | 0 | 0 | 0 | 0 | 0 | 0 | 10.3467 | 13.8985 | 17.1415 | 20.3592 | 22.9298 | 24.578 | 24.2582 | 22.4717 | 19.4935 | 15.6801 | 130.1644 | 94.9038 | 127.4822 | 157.2273 | 186.742 | 210.3203 | 225.4381 | 222.5047 | 206.1186 | 178.8006 | 143.8235 | 1193.9124 | 110.4108 | 148.3124 | 182.9177 | 217.255 | 244.6859 | 262.274 | 258.8612 | 239.7977 | 208.0161 | 167.3238 | 1388.9938 | -74.2013 | -99.673 | -122.9295 | -146.0058 | -164.4406 | -176.2607 | -173.9671 | -161.1555 | -139.7968 | -112.4496 | -933.4703 | 184.6121 | 247.9854 | 305.8472 | 363.2608 | 409.1266 | 438.5347 | 432.8283 | 400.9532 | 347.8128 | 279.7735 | 2322.4641
Ach | Single Family | Space Cooling | Room AC | TRC | Existing | NE713 | Energy Star Windows | Energy Star Windows | NonEquip | 20 |  | 19% | CACI_existing | 12.72% | 4110.642 | 4267.5372 | 4167.2213 | 4048.0842 | 3888.6461 | 3744.6464 | 3525.2138 | 3321.7538 | 3125.5214 | 2894.3422 | 4110.642 | 8378.1792 | 12545.4006 | 16593.4847 | 20482.1308 | 24226.7772 | 27751.991 | 31073.7448 | 34199.2663 | 37093.6085 | 2.1508 | 4.3837 | 6.5642 | 8.6823 | 10.7169 | 12.6763 | 14.5208 | 16.2588 | 17.8942 | 19.4086 | 0 | 0 | 0 | 0 | 0 | 0 | 0 | 0 | 0 | 0 | 201.4215 | 214.3371 | 214.5312 | 213.6079 | 210.3245 | 207.5995 | 200.3202 | 193.4775 | 186.5991 | 177.1172 | 1424.2838 | 1613.665 | 1717.1368 | 1718.6919 | 1711.2949 | 1684.991 | 1663.1594 | 1604.8424 | 1550.0233 | 1494.9172 | 1418.9542 | 11410.4867 | 6610.7256 | 7034.6201 | 7040.9907 | 7010.6874 | 6902.9281 | 6813.49 | 6574.5817 | 6350.0036 | 6124.2496 | 5813.0511 | 46745.5121 | 213.5361 | 227.2285 | 227.4343 | 226.4554 | 222.9747 | 220.0857 | 212.3686 | 205.1144 | 197.8222 | 187.77 | 1509.9483 | 6397.1895 | 6807.3916 | 6813.5565 | 6784.232 | 6679.9535 | 6593.4043 | 6362.2131 | 6144.8892 | 5926.4274 | 5625.2811 | 45235.5638
Ach | Single Family | Space Cooling | Room AC | TRC | Existing | NE677 | Duct Repair | Duct Repair | NonEquip | 11 |  | 14.08% | CACI_Duct_existing | 12% | 4974.1748 | 5037.676 | 4801.7137 | 4556.6142 | 4280.1625 | 4034.9126 | 3723.1787 | 3443.344 | 3184.3455 | 2902.2791 | 4974.1748 | 10011.8508 | 14813.5645 | 19370.1786 | 23650.3411 | 27685.2537 | 31408.4324 | 34851.7764 | 38036.1219 | 40938.401 | 3.8545 | 7.7582 | 11.4791 | 15.01 | 18.3267 | 21.4534 | 24.3385 | 27.0067 | 29.4743 | 31.7233 | 0 | 0 | 0 | 0 | 0 | 0 | 0 | 0 | 0 | 0 | 243.7346 | 253.0173 | 247.1952 | 240.4418 | 231.5004 | 223.6915 | 211.5695 | 200.5596 | 190.111 | 177.6029 | 1583.3782 | 525.2739 | 545.2792 | 532.732 | 518.1776 | 498.9081 | 482.0791 | 455.9549 | 432.2274 | 409.7094 | 382.7531 | 3412.3485 | 4311.2522 | 4475.4477 | 4372.4653 | 4253.0084 | 4094.851 | 3956.7248 | 3742.3074 | 3547.5609 | 3362.7415 | 3141.4948 | 28007.282 | -37.5927 | -39.0244 | -38.1265 | -37.0848 | -35.7058 | -34.5013 | -32.6317 | -30.9336 | -29.322 | -27.3928 | -244.2143 | 4348.8449 | 4514.4721 | 4410.5918 | 4290.0932 | 4130.5567 | 3991.2261 | 3774.9391 | 3578.4944 | 3392.0635 | 3168.8876 | 28251.4963
Ach | Single Family | Space Cooling | Room AC | TRC | Existing | NE641 | Ceiling Insulation(R2 to R38) | Ceiling Insulation(R2 to R38) | NonEquip | 20 |  | 16.25% | Minsulate_existing | 29.55% | 6875.746 | 4524.9253 | 2696.1809 | 1565.2363 | 890.5703 | 507.1186 | 283.0149 | 158.8389 | 89.5258 | 49.9594 | 6875.746 | 11400.6713 | 14096.8522 | 15662.0885 | 16552.6587 | 17059.7773 | 17342.7922 | 17501.6311 | 17591.1569 | 17641.1164 | 5.7228 | 9.489 | 11.7331 | 13.0359 | 13.7771 | 14.1992 | 14.4348 | 14.567 | 14.6415 | 14.6831 | 0 | 0 | 0 | 0 | 0 | 0 | 0 | 0 | 0 | 0 | 336.9116 | 227.2644 | 138.8011 | 82.5938 | 48.1681 | 28.1141 | 16.0823 | 9.2517 | 5.3448 | 3.0572 | 760.9981 | 499.5674 | 336.9842 | 205.8122 | 122.4689 | 71.423 | 41.6872 | 23.8466 | 13.7182 | 7.9253 | 4.5332 | 1128.3967 | 13257.1207 | 8942.6178 | 5461.6788 | 3249.9815 | 1895.3658 | 1106.2626 | 632.8225 | 364.0436 | 210.3142 | 120.2989 | 29944.4887 | 2556.7363 | 1724.6517 | 1053.3262 | 626.7836 | 365.5357 | 213.3511 | 122.0446 | 70.2086 | 40.5607 | 23.2006 | 5775.0218 | 10700.3844 | 7217.9661 | 4408.3526 | 2623.1979 | 1529.8301 | 892.9114 | 510.7779 | 293.835 | 169.7535 | 97.0984 | 24169.467
Ach | Single Family | Space Cooling | Room AC | TRC | Existing | NE629 | Ceiling Insulation(R19 to R38) | Ceiling Insulation(R19 to R38) | NonEquip | 20 |  | 6.361% | shell_existing | 5.005% | 917.8526 | 709.551 | 475.4445 | 298.4365 | 178.2377 | 104.4502 | 59.2617 | 33.5713 | 19.0205 | 10.6451 | 917.8526 | 1627.4037 | 2102.8481 | 2401.2846 | 2579.5224 | 2683.9726 | 2743.2343 | 2776.8056 | 2795.8261 | 2806.4712 | 0.77987 | 1.3828 | 1.7867 | 2.0403 | 2.1917 | 2.2805 | 2.3308 | 2.3594 | 2.3755 | 2.3846 | 0 | 0 | 0 | 0 | 0 | 0 | 0 | 0 | 0 | 0 | 44.9748 | 35.6372 | 24.4762 | 15.7478 | 9.6403 | 5.7906 | 3.3675 | 1.9554 | 1.1356 | 0.65142 | 119.7871 | 1333.6978 | 1056.798 | 725.8252 | 466.9905 | 285.8773 | 171.717 | 99.8624 | 57.9855 | 33.6742 | 19.3175 | 3552.2079 | 502.7011 | 398.3312 | 273.58 | 176.0193 | 107.7537 | 64.724 | 37.6404 | 21.856 | 12.6926 | 7.2812 | 1338.908 | -925.7077 | -733.514 | -503.7888 | -324.1339 | -198.4248 | -119.1872 | -69.3136 | -40.2472 | -23.373 | -13.4081 | -2465.5556 | 1428.4088 | 1131.8453 | 777.3688 | 500.1532 | 306.1785 | 183.9113 | 106.954 | 62.1032 | 36.0656 | 20.6893 | 3804.4637
Ach | Single Family | Space Cooling | Room AC | TRC | Existing | NE617 | Ceiling Insulation(R12 to R38) | Ceiling Insulation(R12 to R38) | NonEquip | 20 |  | 15.79% | shell_existing | 9.56% | 4193.0091 | 3241.2798 | 2171.7752 | 1363.1814 | 814.1277 | 477.0859 | 270.6809 | 153.3374 | 86.8761 | 48.6215 | 4193.0091 | 7434.2889 | 9606.064 | 10969.2455 | 11783.3731 | 12260.459 | 12531.1399 | 12684.4773 | 12771.3535 | 12819.975 | 3.5331 | 6.2642 | 8.0941 | 9.2428 | 9.9287 | 10.3307 | 10.5588 | 10.688 | 10.7612 | 10.8022 | 0 | 0 | 0 | 0 | 0 | 0 | 0 | 0 | 0 | 0 | 205.4574 | 162.7933 | 111.8043 | 71.9319 | 44.0336 | 26.4492 | 15.3814 | 8.9312 | 5.1867 | 2.9754 | 547.1901 | 3178.7291 | 2518.6517 | 1729.7778 | 1112.8919 | 681.2644 | 409.2076 | 237.9734 | 138.1793 | 80.2452 | 46.0332 | 8465.8363 | 5210.4578 | 4128.4827 | 2835.3892 | 1824.2121 | 1116.7039 | 670.7582 | 390.0775 | 226.4985 | 131.5351 | 75.4559 | 13876.8927 | -1314.9155 | -1041.8673 | -715.5412 | -460.3597 | -281.8123 | -169.2731 | -98.4403 | -57.1593 | -33.1943 | -19.0421 | -3501.9842 | 6525.3733 | 5170.3501 | 3550.9304 | 2284.5718 | 1398.5163 | 840.0313 | 488.5177 | 283.6578 | 164.7294 | 94.498 | 17378.8769
Ach | Single Family | Space Cooling | Room AC | TRC | Existing | NE599 | Air Sealing-Infiltration Control | Air Sealing-Infiltration Control | NonEquip | 11 |  | 20.8% | Nmeasure_existing | 9% | 3040.8302 | 3985.1173 | 4795.1434 | 5556.4348 | 6105.4047 | 6384.6763 | 6147.9224 | 5556.2788 | 4702.336 | 3690.2189 | 3040.8302 | 7025.9475 | 11821.0908 | 17377.5257 | 23482.9304 | 29867.6066 | 36015.529 | 41571.8078 | 46274.1438 | 49964.3628 | 2.3563 | 5.4444 | 9.1602 | 13.4659 | 18.197 | 23.1445 | 27.9085 | 32.2141 | 35.858 | 38.7175 | 0 | 0 | 0 | 0 | 0 | 0 | 0 | 0 | 0 | 0 | 149.0007 | 200.1525 | 246.857 | 293.2 | 330.222 | 353.9601 | 349.3556 | 323.6288 | 280.7377 | 225.8203 | 1874.5441 | 2221.7796 | 2984.5151 | 3680.9348 | 4371.9645 | 4924.0077 | 5277.9712 | 5209.312 | 4825.6952 | 4186.1365 | 3367.2528 | 27951.7104 | 734.9027 | 987.1944 | 1217.5506 | 1446.1239 | 1628.7244 | 1745.8057 | 1723.0951 | 1596.2054 | 1384.6572 | 1113.7933 | 9245.6462 | -1923.6485 | -2584.0359 | -3187.0061 | -3785.3094 | -4263.2763 | -4569.743 | -4510.2969 | -4178.156 | -3624.4169 | -2915.4157 | -24200.9909 | 2658.5513 | 3571.2302 | 4404.5566 | 5231.4333 | 5892.0007 | 6315.5486 | 6233.392 | 5774.3614 | 5009.0741 | 4029.209 | 33446.6371
Ach | Single Family | Cooking | Range | TRC | Turnover | ET65 | High Efficiency Induction Cooktop | High Efficiency Induction Cooktop | Equip | 10 | Range | 77.95% | custom_misc appliance | 18.82% | 117841.632 | 161491.9082 | 234143.369 | 328088.6033 | 433250.4616 | 533469.995 | 578921.1868 | 548508.8105 | 441223.0486 | 295812.4713 | 117841.632 | 279333.5402 | 513476.9092 | 841565.5125 | 1274815.9741 | 1808285.9691 | 2387207.1559 | 2935715.9664 | 3376939.0151 | 3672751.4864 | 48.5245 | 115.0231 | 211.4379 | 346.5372 | 524.9397 | 744.6102 | 982.9966 | 1208.8598 | 1390.5452 | 1512.3539 | 8.0874 | 19.1705 | 35.2396 | 57.7562 | 87.4899 | 124.1017 | 163.8328 | 201.4766 | 231.7575 | 252.059 | 5774.24 | 8110.9311 | 12053.847 | 17312.4615 | 23433.1448 | 29575.0444 | 32897.1834 | 31948.2258 | 26341.7846 | 18102.0328 | 133793.2926 | 21621.0445 | 30370.5428 | 45134.3836 | 64824.722 | 87742.9876 | 110740.6955 | 123180.1016 | 119626.8281 | 98634.0887 | 67781.1901 | 500975.1497 | 43683.1325 | 61360.6084 | 91189.4548 | 130971.791 | 177275.8274 | 223740.369 | 248872.9304 | 241693.9009 | 199280.1951 | 136945.0357 | 1012169.595 | -48826.2203 | -68584.9757 | -101925.7583 | -146391.9172 | -198147.6168 | -250082.7188 | -278174.2935 | -270150.032 | -222742.696 | -153068.4293 | -1131338.6373 | 92509.3528 | 129945.5841 | 193115.2131 | 277363.7082 | 375423.4442 | 473823.0878 | 527047.224 | 511843.9328 | 422022.891 | 290013.4651 | 2143508.2322
Ach | Single Family | Cooking | Range | TRC | New | EN71 | High Efficiency Induction Cooktop | High Efficiency Induction Cooktop | Equip | 10 | Range | 77.95% | custom_misc appliance | 18.82% | 31047.5209 | 39978.4275 | 55212.961 | 73936.9319 | 93681.942 | 111139.6583 | 116594.318 | 106877.3382 | 83138.1707 | 53871.071 | 31047.5209 | 71025.9483 | 126238.9094 | 200175.8413 | 293857.7833 | 404997.4416 | 521591.7596 | 628469.0978 | 711607.2686 | 765478.3395 | 12.7846 | 29.2468 | 51.9823 | 82.4278 | 121.0038 | 166.7686 | 214.7794 | 258.789 | 293.0234 | 315.2062 | 2.1308 | 4.8745 | 8.6637 | 13.738 | 20.1673 | 27.7948 | 35.7966 | 43.1315 | 48.8372 | 52.5344 | 1521.3285 | 2007.9165 | 2842.3977 | 3901.4775 | 5066.9594 | 6161.4718 | 6625.4695 | 6225.1349 | 4963.4936 | 3296.6017 | 28161.2801 | 5696.4573 | 7518.4358 | 10643.0644 | 14608.6789 | 18972.7056 | 23070.994 | 24808.3854 | 23309.3739 | 18585.2886 | 12343.7842 | 105447.0013 | 11509.1156 | 15190.2387 | 21503.2347 | 29515.3574 | 38332.4318 | 46612.6087 | 50122.8324 | 47094.2313 | 37549.6949 | 24939.3668 | 213044.9957 | -12864.1556 | -16978.6803 | -24034.9447 | -32990.3846 | -42845.5482 | -52100.602 | -56024.1062 | -52638.929 | -41970.6548 | -27875.6341 | -238128.1125 | 24373.2712 | 32168.919 | 45538.1794 | 62505.7421 | 81177.98 | 98713.2108 | 106146.9386 | 99733.1603 | 79520.3498 | 52815.001 | 451173.1082
Ach | Single Family | Miscellaneous | Pool pump | TRC | Turnover | ET524 | Variable Speed Pool Pump | Variable Speed Pool Pump | Equip | 10 | Pool pump | 0% | average_misc | 72.2% | 0 | 0 | 0 | 0 | 0 | 0 | 0 | 0 | 0 | 0 | 0 | 0 | 0 | 0 | 0 | 0 | 0 | 0 | 0 | 0 | 0 | 0 | 0 | 0 | 0 | 0 | 0 | 0 | 0 | 0 | 0 | 0 | 0 | 0 | 0 | 0 | 0 | 0 | 0 | 0 | 0 | 0 | 0 | 0 | 0 | 0 | 0 | 0 | 0 | 0 | 0 | 0 | 0 | 0 | 0 | 0 | 0 | 0 | 0 | 0 | 0 | 0 | 0 | 0 | 0 | 0 | 0 | 0 | 0 | 0 | 0 | 0 | 0 | 0 | 0 | 0 | 0 | 0 | 0 | 0 | 0 | 0 | 0 | 0 | 0 | 0 | 0 | 0 | 0 | 0 | 0 | 0 | 0 | 0 | 0
Ach | Single Family | Miscellaneous | Pool pump | TRC | Turnover | ET515 | Two Speed Pool Pump | Two Speed Pool Pump | Equip | 10 | Pool pump | 57% | average_misc | 23.9% | 616746.405 | 708208.5216 | 853657.1051 | 990891.1548 | 1090617.1117 | 1142358.1695 | 1101736.5813 | 997269.8635 | 845318.7331 | 664409.4469 | 616746.405 | 1324954.9265 | 2178612.0317 | 3169503.1865 | 4260120.2982 | 5402478.4677 | 6504215.049 | 7501484.9125 | 8346803.6456 | 9011213.0925 | 92.231 | 198.1397 | 325.7994 | 473.9817 | 637.0775 | 807.9109 | 972.6695 | 1121.8057 | 1248.2185 | 1347.5773 | 103.9084 | 223.2262 | 367.0489 | 533.9925 | 717.7379 | 910.2005 | 1095.8192 | 1263.8375 | 1406.2554 | 1518.194 | 30220.5738 | 35569.773 | 43946.8013 | 52286.9884 | 58988.0241 | 63331.1973 | 62606.1564 | 58086.5835 | 50467.0009 | 40658.0614 | 338553.527 | 63205.4774 | 74393.1765 | 91913.4949 | 109356.7607 | 123371.7879 | 132455.4122 | 130939.0096 | 121486.4503 | 105550.3083 | 85035.1881 | 708075.1487 | 54206.1572 | 63800.9297 | 78826.6706 | 93786.3299 | 105805.87 | 113596.1499 | 112295.6557 | 104188.9704 | 90521.8477 | 72927.7107 | 607258.0156 | -429958.987 | -506063.9697 | -625246.9682 | -743905.8128 | -839243.8616 | -901035.7512 | -890720.3332 | -826418.7413 | -718012.1958 | -578456.8813 | -4816722.9485 | 484165.1442 | 569864.8994 | 704073.6388 | 837692.1428 | 945049.7316 | 1014631.9012 | 1003015.9889 | 930607.7117 | 808534.0435 | 651384.592 | 5423980.9641
Ach | Single Family | Miscellaneous | Pool pump | TRC | New | EN530 | Variable Speed Pool Pump | Variable Speed Pool Pump | Equip | 10 | Pool pump | 0% | average_misc | 72.2% | 0 | 0 | 0 | 0 | 0 | 0 | 0 | 0 | 0 | 0 | 0 | 0 | 0 | 0 | 0 | 0 | 0 | 0 | 0 | 0 | 0 | 0 | 0 | 0 | 0 | 0 | 0 | 0 | 0 | 0 | 0 | 0 | 0 | 0 | 0 | 0 | 0 | 0 | 0 | 0 | 0 | 0 | 0 | 0 | 0 | 0 | 0 | 0 | 0 | 0 | 0 | 0 | 0 | 0 | 0 | 0 | 0 | 0 | 0 | 0 | 0 | 0 | 0 | 0 | 0 | 0 | 0 | 0 | 0 | 0 | 0 | 0 | 0 | 0 | 0 | 0 | 0 | 0 | 0 | 0 | 0 | 0 | 0 | 0 | 0 | 0 | 0 | 0 | 0 | 0 | 0 | 0 | 0 | 0 | 0
Ach | Single Family | Miscellaneous | Pool pump | TRC | New | EN521 | Two Speed Pool Pump | Two Speed Pool Pump | Equip | 10 | Pool pump | 57% | average_misc | 23.9% | 132025.6077 | 142449.0177 | 163555.8209 | 181434.387 | 191607.5103 | 193368.0516 | 180284.7875 | 157883.9875 | 129415.4529 | 98310.1363 | 132025.6077 | 274474.6254 | 438030.4463 | 619464.8333 | 811072.3436 | 1004440.3952 | 1184725.1826 | 1342609.1702 | 1472024.6231 | 1570334.7594 | 19.7437 | 41.0462 | 65.505 | 92.6376 | 121.2914 | 150.2085 | 177.1691 | 200.7798 | 220.1332 | 234.8349 | 22.2435 | 46.243 | 73.7986 | 104.3664 | 136.6481 | 169.2264 | 199.6005 | 226.2005 | 248.0042 | 264.5673 | 6469.2548 | 7154.5019 | 8419.9559 | 9573.8645 | 10363.4432 | 10720.1319 | 10244.679 | 9196.0479 | 7726.328 | 6016.0186 | 59714.0803 | 13530.2638 | 14963.4389 | 17610.1001 | 20023.4675 | 21674.8489 | 22420.8533 | 21426.457 | 19233.2747 | 16159.3969 | 12582.333 | 124890.3141 | 11603.7982 | 12832.915 | 15102.7394 | 17172.4868 | 18588.7413 | 19228.5281 | 18375.7159 | 16494.8032 | 13858.5902 | 10790.8357 | 107108.1854 | -92040.4174 | -101789.6752 | -119793.7445 | -136210.8184 | -147444.4378 | -152519.1768 | -145754.7373 | -130835.485 | -109925.2505 | -85592.0624 | -849573.7252 | 103644.2157 | 114622.5902 | 134896.4839 | 153383.3052 | 166033.1791 | 171747.7049 | 164130.4532 | 147330.2882 | 123783.8407 | 96382.8981 | 956681.9106
Ach | Single Family | Domestic Hot Water | Point-of-use | TRC | New | NN572 | Thermostatic Shower Restriction Valve | Thermostatic Shower Restriction Valve | NonEquip | 10 |  | 12.19% | average_misc | 4.798% | 54.1285 | 58.1569 | 66.494 | 73.4531 | 77.2463 | 77.629 | 72.073 | 62.853 | 51.3037 | 38.8092 | 54.1285 | 112.2854 | 178.7794 | 252.2326 | 329.4789 | 407.1079 | 479.1809 | 542.034 | 593.3376 | 632.1469 | 0.0048754 | 0.010114 | 0.016103 | 0.022719 | 0.029676 | 0.036669 | 0.04316 | 0.048821 | 0.053442 | 0.056938 | 0.010495 | 0.021771 | 0.034663 | 0.048905 | 0.063882 | 0.078933 | 0.092907 | 0.10509 | 0.11504 | 0.12256 | 2.6523 | 2.9209 | 3.4232 | 3.8759 | 4.178 | 4.3037 | 4.0955 | 3.6609 | 3.0629 | 2.3749 | 24.0689 | 4.4694 | 4.9221 | 5.7684 | 6.5314 | 7.0404 | 7.2521 | 6.9014 | 6.169 | 5.1613 | 4.002 | 40.5585 | 7.6426 | 8.4167 | 9.8639 | 11.1686 | 12.039 | 12.4011 | 11.8014 | 10.549 | 8.8259 | 6.8433 | 69.3549 | -34.8499 | -38.3797 | -44.9786 | -50.9281 | -54.897 | -56.5483 | -53.8136 | -48.1026 | -40.2453 | -31.2051 | -316.2536 | 42.4926 | 46.7964 | 54.8425 | 62.0967 | 66.936 | 68.9494 | 65.615 | 58.6516 | 49.0712 | 38.0484 | 385.6085
Ach | Single Family | Domestic Hot Water | Point-of-use | TRC | Existing | NE569 | Thermostatic Shower Restriction Valve | Thermostatic Shower Restriction Valve | NonEquip | 10 |  | 2.11% | average_misc_existing | 4.798% | 54.0481 | 66.2611 | 79.7161 | 92.3609 | 101.4774 | 106.1126 | 102.1729 | 92.3367 | 78.1428 | 61.3216 | 54.0481 | 120.3092 | 200.0253 | 292.3862 | 393.8636 | 499.9761 | 602.149 | 694.4857 | 772.6284 | 833.9501 | 0.0048682 | 0.010836 | 0.018016 | 0.026335 | 0.035476 | 0.045033 | 0.054236 | 0.062553 | 0.069591 | 0.075115 | 0.010479 | 0.023326 | 0.038782 | 0.05669 | 0.076365 | 0.096939 | 0.11675 | 0.13465 | 0.1498 | 0.16169 | 2.6484 | 3.328 | 4.1038 | 4.8737 | 5.4886 | 5.8828 | 5.806 | 5.3782 | 4.6653 | 3.7525 | 31.3172 | 4.4628 | 5.608 | 6.9154 | 8.2126 | 9.2488 | 9.9131 | 9.7837 | 9.0628 | 7.8614 | 6.3234 | 52.7727 | 7.6313 | 9.5896 | 11.8253 | 14.0436 | 15.8155 | 16.9513 | 16.73 | 15.4974 | 13.443 | 10.813 | 90.2411 | -34.7982 | -43.7279 | -53.9224 | -64.0377 | -72.1175 | -77.2969 | -76.2877 | -70.667 | -61.2993 | -49.3065 | -411.4931 | 42.4295 | 53.3175 | 65.7477 | 78.0812 | 87.9329 | 94.2482 | 93.0177 | 86.1644 | 74.7423 | 60.1195 | 501.7342
Ach | Single Family | Lighting | Interior specialty | TRC | Turnover | ET434 | LED Specialty Lamps-5W Chandelier | LED Specialty Lamps-5W Chandelier | Equip | 10 | Interior specialty | 50% | led | 58.33% | 224740.2194 | 162643.2779 | 123718.4438 | 92015.5087 | 66882.2904 | 48372.6926 | 34033.5076 | 23970.5696 | 16899.2107 | 11703.5309 | 224740.2194 | 387383.4973 | 511101.9411 | 603117.4498 | 669999.7402 | 718372.4328 | 752405.9404 | 776376.51 | 793275.7206 | 804979.2515 | 19.7684 | 34.0747 | 44.9572 | 53.051 | 58.934 | 63.1889 | 66.1826 | 68.291 | 69.7775 | 70.807 | 20.7556 | 35.7764 | 47.2022 | 55.7002 | 61.8771 | 66.3445 | 69.4876 | 71.7014 | 73.2621 | 74.343 | 11012.2708 | 8168.7586 | 6369.1028 | 4855.4413 | 3617.4512 | 2681.7338 | 1933.9533 | 1396.1803 | 1008.9123 | 716.1892 | 33530.8121 | 5686.2362 | 4217.9758 | 3288.7153 | 2507.1293 | 1867.8874 | 1384.7255 | 998.6056 | 720.924 | 520.9565 | 369.8076 | 17313.7878 | 14614.3303 | 10840.7194 | 8452.405 | 6443.6322 | 4800.7017 | 3558.9158 | 2566.5399 | 1852.8639 | 1338.9226 | 950.4512 | 44498.5756 | -161813.7443 | -120031.3224 | -93587.2716 | -71345.6065 | -53154.643 | -39405.2599 | -28417.4111 | -20515.4014 | -14824.9061 | -10523.6477 | -492700.0407 | 176428.0746 | 130872.0418 | 102039.6766 | 77789.2388 | 57955.3446 | 42964.1756 | 30983.951 | 22368.2653 | 16163.8286 | 11474.0989 | 537198.6164
Ach | Single Family | Lighting | Interior specialty | TRC | New | EN440 | LED Specialty Lamps-5W Chandelier | LED Specialty Lamps-5W Chandelier | Equip | 10 | Interior specialty | 50% | led | 58.33% | 48109.6668 | 32714.0587 | 23703.7465 | 16848.2455 | 11750.365 | 8188.0916 | 5569.1386 | 3794.9298 | 2587.2123 | 1731.7269 | 48109.6668 | 80823.7256 | 104527.4721 | 121375.7176 | 133126.0826 | 141314.1741 | 146883.3127 | 150678.2425 | 153265.4548 | 154997.1817 | 4.2318 | 7.1094 | 9.1944 | 10.6764 | 11.7099 | 12.4302 | 12.92 | 13.2538 | 13.4814 | 13.6337 | 4.4431 | 7.4644 | 9.6535 | 11.2095 | 12.2947 | 13.0509 | 13.5652 | 13.9157 | 14.1547 | 14.3146 | 2357.3737 | 1643.0636 | 1220.2837 | 889.0422 | 635.54 | 453.9396 | 316.4662 | 221.038 | 154.4611 | 105.9718 | 6514.5506 | 1217.2407 | 848.4034 | 630.099 | 459.061 | 328.164 | 234.3938 | 163.4088 | 114.134 | 79.7567 | 54.719 | 3363.8179 | 3128.459 | 2180.5016 | 1619.4325 | 1179.8435 | 843.422 | 602.421 | 419.9807 | 293.3384 | 204.9845 | 140.6346 | 8645.4281 | -34639.1284 | -24143.0927 | -17930.7862 | -13063.5402 | -9338.5925 | -6670.1657 | -4650.1378 | -3247.9206 | -2269.6432 | -1557.1441 | -95724.4743 | 37767.5874 | 26323.5943 | 19550.2187 | 14243.3836 | 10182.0145 | 7272.5868 | 5070.1185 | 3541.259 | 2474.6278 | 1697.7787 | 104369.9023
Ach | Single Family | Lighting | Interior screw-in | TRC | Turnover | ET416 | LED - 9W Flood | LED - 9W Flood | Equip | 10 | Interior screw-in | 50% | led | 53.85% | 7799541.5865 | 5644485.945 | 4293611.307 | 3193370.4996 | 2321129.7318 | 1678759.7174 | 1181122.6235 | 831891.3939 | 586482.0139 | 406167.5125 | 7799541.5865 | 13444027.5315 | 17737638.8385 | 20931009.3381 | 23252139.0699 | 24930898.7873 | 26112021.4108 | 26943912.8047 | 27530394.8186 | 27936562.3311 | 686.0574 | 1182.5535 | 1560.2249 | 1841.1177 | 2045.2872 | 2192.953 | 2296.846 | 2370.0202 | 2421.6079 | 2457.3349 | 720.3179 | 1241.6081 | 1638.1398 | 1933.06 | 2147.4253 | 2302.4653 | 2411.5466 | 2488.375 | 2542.5389 | 2580.05 | 382177.5377 | 283494.3066 | 221037.7936 | 168506.6269 | 125542.553 | 93068.7641 | 67117.2665 | 48454.015 | 35013.9979 | 24855.1307 | 1163676.7273 | 327236.3339 | 242739.6391 | 189261.77 | 144282.396 | 107494.7655 | 79689.3541 | 57468.6005 | 41488.3468 | 29980.4441 | 21281.9987 | 996388.5067 | 377288.7104 | 279867.8383 | 218210.2711 | 166351.0847 | 123936.6087 | 91878.2254 | 66258.7003 | 47834.1897 | 34566.0977 | 24537.1831 | 1148790.9373 | -5745594.4499 | -4262006.9305 | -3323045.9529 | -2533301.0047 | -1887386.1612 | -1399180.5415 | -1009029.9816 | -728449.7178 | -526394.7039 | -373667.9608 | -17494525.1502 | 6122883.1603 | 4541874.7688 | 3541256.2239 | 2699652.0894 | 2011322.7699 | 1491058.767 | 1075288.6819 | 776283.9075 | 560960.8016 | 398205.1439 | 18643316.0875
Ach | Single Family | Lighting | Interior screw-in | TRC | New | EN422 | LED - 9W Flood | LED - 9W Flood | Equip | 10 | Interior screw-in | 50% | led | 53.85% | 1284331.9142 | 873331.9613 | 632793.3685 | 449779.4476 | 313686.8281 | 218588.6543 | 148673.2887 | 101309.1497 | 69068.0172 | 46230.0465 | 1284331.9142 | 2157663.8755 | 2790457.244 | 3240236.6916 | 3553923.5196 | 3772512.1739 | 3921185.4626 | 4022494.6123 | 4091562.6296 | 4137792.6761 | 112.9714 | 189.7908 | 245.4521 | 285.0153 | 312.6076 | 331.8349 | 344.9124 | 353.8236 | 359.899 | 363.9654 | 118.613 | 199.2686 | 257.7096 | 299.2484 | 328.2186 | 348.4061 | 362.1367 | 371.493 | 377.8717 | 382.1412 | 62932.2638 | 43863.0978 | 32576.5981 | 23733.8003 | 16966.3267 | 12118.3369 | 8448.3563 | 5900.8124 | 4123.4809 | 2829.0147 | 173911.9353 | 53885.2268 | 37557.4122 | 27893.4408 | 20321.8688 | 14527.2759 | 10376.2251 | 7233.8347 | 5052.5215 | 3530.6962 | 2422.3202 | 148910.6463 | 62127.2323 | 43301.9996 | 32159.8772 | 23430.1967 | 16749.2929 | 11963.3188 | 8340.2846 | 5825.329 | 4070.7332 | 2792.8258 | 171687.2483 | -946113.337 | -659430.621 | -489751.2355 | -356810.0621 | -255068.9736 | -182185.0909 | -127011.2034 | -88711.8463 | -61991.7365 | -42530.9427 | -2614563.5256 | 1008240.5693 | 702732.6206 | 521911.1127 | 380240.2589 | 271818.2665 | 194148.4097 | 135351.488 | 94537.1754 | 66062.4698 | 45323.7685 | 2786250.7739
Ach | Single Family | Space Heating | Heat pump-heating | TRC | New | NN854 | Spray Foam Insulation(Base R2) | Spray Foam Insulation(Base R2) | NonEquip | 20 |  | 0% | shell | 33.29% | 0 | 0 | 0 | 0 | 0 | 0 | 0 | 0 | 0 | 0 | 0 | 0 | 0 | 0 | 0 | 0 | 0 | 0 | 0 | 0 | 0 | 0 | 0 | 0 | 0 | 0 | 0 | 0 | 0 | 0 | 0 | 0 | 0 | 0 | 0 | 0 | 0 | 0 | 0 | 0 | 0 | 0 | 0 | 0 | 0 | 0 | 0 | 0 | 0 | 0 | 0 | 0 | 0 | 0 | 0 | 0 | 0 | 0 | 0 | 0 | 0 | 0 | 0 | 0 | 0 | 0 | 0 | 0 | 0 | 0 | 0 | 0 | 0 | 0 | 0 | 0 | 0 | 0 | 0 | 0 | 0 | 0 | 0 | 0 | 0 | 0 | 0 | 0 | 0 | 0 | 0 | 0 | 0 | 0 | 0
Ach | Single Family | Space Heating | Heat pump-heating | TRC | New | NN764 | Home Energy Management System | Home Energy Management System | NonEquip | 11 |  | 0.95% | average_misc | 15% | 2396.4315 | 2586.6059 | 2971.952 | 3300.0875 | 3489.4234 | 3526.5004 | 3293.03 | 2888.6054 | 2371.7245 | 1804.6772 | 2396.4315 | 4983.0374 | 7954.9893 | 11255.0768 | 14744.5002 | 18271.0006 | 21564.0307 | 24452.6361 | 26824.3606 | 28629.0378 | 0 | 0 | 0 | 0 | 0 | 0 | 0 | 0 | 0 | 0 | 2.5151 | 5.2298 | 8.3489 | 11.8124 | 15.4746 | 19.1757 | 22.6318 | 25.6635 | 28.1526 | 30.0467 | 117.4251 | 129.9123 | 152.9979 | 174.1378 | 188.7319 | 195.5057 | 187.1264 | 168.2486 | 141.5961 | 110.4359 | 1088.2355 | 1077.0636 | 1191.5999 | 1403.3495 | 1597.2518 | 1731.1132 | 1793.2449 | 1716.387 | 1543.2334 | 1298.7677 | 1012.9562 | 9981.668 | 1253.0523 | 1386.3034 | 1632.6522 | 1858.2375 | 2013.9714 | 2086.2552 | 1996.839 | 1795.3926 | 1510.9821 | 1178.4699 | 11612.6397 | -842.1111 | -931.6623 | -1097.2205 | -1248.8246 | -1353.4852 | -1402.0634 | -1341.9714 | -1206.5898 | -1015.4523 | -791.9882 | -7804.2501 | 2095.1634 | 2317.9656 | 2729.8727 | 3107.062 | 3367.4566 | 3488.3186 | 3338.8104 | 3001.9824 | 2526.4345 | 1970.4581 | 19416.8897
Ach | Single Family | Space Heating | Heat pump-heating | TRC | New | NN638 | Ceiling Insulation(R2 to R38) | Ceiling Insulation(R2 to R38) | NonEquip | 20 |  | 0% | Minsulate | 34.48% | 0 | 0 | 0 | 0 | 0 | 0 | 0 | 0 | 0 | 0 | 0 | 0 | 0 | 0 | 0 | 0 | 0 | 0 | 0 | 0 | 0 | 0 | 0 | 0 | 0 | 0 | 0 | 0 | 0 | 0 | 0 | 0 | 0 | 0 | 0 | 0 | 0 | 0 | 0 | 0 | 0 | 0 | 0 | 0 | 0 | 0 | 0 | 0 | 0 | 0 | 0 | 0 | 0 | 0 | 0 | 0 | 0 | 0 | 0 | 0 | 0 | 0 | 0 | 0 | 0 | 0 | 0 | 0 | 0 | 0 | 0 | 0 | 0 | 0 | 0 | 0 | 0 | 0 | 0 | 0 | 0 | 0 | 0 | 0 | 0 | 0 | 0 | 0 | 0 | 0 | 0 | 0 | 0 | 0 | 0
Ach | Single Family | Space Heating | Heat pump-heating | TRC | New | NN626 | Ceiling Insulation(R19 to R38) | Ceiling Insulation(R19 to R38) | NonEquip | 20 |  | 0% | shell | 6.429% | 0 | 0 | 0 | 0 | 0 | 0 | 0 | 0 | 0 | 0 | 0 | 0 | 0 | 0 | 0 | 0 | 0 | 0 | 0 | 0 | 0 | 0 | 0 | 0 | 0 | 0 | 0 | 0 | 0 | 0 | 0 | 0 | 0 | 0 | 0 | 0 | 0 | 0 | 0 | 0 | 0 | 0 | 0 | 0 | 0 | 0 | 0 | 0 | 0 | 0 | 0 | 0 | 0 | 0 | 0 | 0 | 0 | 0 | 0 | 0 | 0 | 0 | 0 | 0 | 0 | 0 | 0 | 0 | 0 | 0 | 0 | 0 | 0 | 0 | 0 | 0 | 0 | 0 | 0 | 0 | 0 | 0 | 0 | 0 | 0 | 0 | 0 | 0 | 0 | 0 | 0 | 0 | 0 | 0 | 0
Ach | Single Family | Space Heating | Heat pump-heating | TRC | New | NN614 | Ceiling Insulation(R12 to R38) | Ceiling Insulation(R12 to R38) | NonEquip | 20 |  | 0% | shell | 11.98% | 0 | 0 | 0 | 0 | 0 | 0 | 0 | 0 | 0 | 0 | 0 | 0 | 0 | 0 | 0 | 0 | 0 | 0 | 0 | 0 | 0 | 0 | 0 | 0 | 0 | 0 | 0 | 0 | 0 | 0 | 0 | 0 | 0 | 0 | 0 | 0 | 0 | 0 | 0 | 0 | 0 | 0 | 0 | 0 | 0 | 0 | 0 | 0 | 0 | 0 | 0 | 0 | 0 | 0 | 0 | 0 | 0 | 0 | 0 | 0 | 0 | 0 | 0 | 0 | 0 | 0 | 0 | 0 | 0 | 0 | 0 | 0 | 0 | 0 | 0 | 0 | 0 | 0 | 0 | 0 | 0 | 0 | 0 | 0 | 0 | 0 | 0 | 0 | 0 | 0 | 0 | 0 | 0 | 0 | 0
Ach | Single Family | Space Heating | Heat pump-heating | TRC | Existing | NE893 | Wall Insulation | Wall Insulation | NonEquip | 20 |  | 4.5% | shell_existing | 27.09% | 112156.1271 | 81889.6123 | 54873.0057 | 34444.4506 | 20571.7438 | 12055.4162 | 6839.8528 | 3874.71 | 2195.2928 | 1228.6284 | 112156.1271 | 194045.7394 | 248918.7451 | 283363.1957 | 303934.9395 | 315990.3557 | 322830.2085 | 326704.9185 | 328900.2114 | 330128.8398 | 0 | 0 | 0 | 0 | 0 | 0 | 0 | 0 | 0 | 0 | 92.9731 | 160.8564 | 206.344 | 234.8972 | 251.9503 | 261.9438 | 267.6138 | 270.8258 | 272.6456 | 273.6641 | 5495.6502 | 4112.9058 | 2824.8966 | 1817.5524 | 1112.6604 | 668.3402 | 388.6745 | 225.6848 | 131.0628 | 75.185 | 14109.795 | 163078.9045 | 122047.0993 | 83826.4862 | 53934.3736 | 33017.2844 | 19832.4477 | 11533.5958 | 6697.0115 | 3889.1811 | 2231.0542 | 418696.5722 | 61318.1098 | 45890.0399 | 31518.9859 | 20279.4706 | 12414.5884 | 7457.0541 | 4336.6633 | 2518.0945 | 1462.3426 | 838.8824 | 157431.0453 | -113224.9411 | -84736.7455 | -58200.3478 | -37446.3901 | -22923.7503 | -13769.5782 | -8007.7231 | -4649.7046 | -2700.2407 | -1549.0108 | -290699.1242 | 174543.0509 | 130626.7854 | 89719.3336 | 57725.8607 | 35338.3387 | 21226.6322 | 12344.3863 | 7167.7991 | 4162.5833 | 2387.8932 | 448130.1695
Ach | Single Family | Space Heating | Heat pump-heating | TRC | Existing | NE851 | Spray Foam Insulation(Base R2) | Spray Foam Insulation(Base R2) | NonEquip | 20 |  | 0% | shell_existing | 33.29% | 0 | 0 | 0 | 0 | 0 | 0 | 0 | 0 | 0 | 0 | 0 | 0 | 0 | 0 | 0 | 0 | 0 | 0 | 0 | 0 | 0 | 0 | 0 | 0 | 0 | 0 | 0 | 0 | 0 | 0 | 0 | 0 | 0 | 0 | 0 | 0 | 0 | 0 | 0 | 0 | 0 | 0 | 0 | 0 | 0 | 0 | 0 | 0 | 0 | 0 | 0 | 0 | 0 | 0 | 0 | 0 | 0 | 0 | 0 | 0 | 0 | 0 | 0 | 0 | 0 | 0 | 0 | 0 | 0 | 0 | 0 | 0 | 0 | 0 | 0 | 0 | 0 | 0 | 0 | 0 | 0 | 0 | 0 | 0 | 0 | 0 | 0 | 0 | 0 | 0 | 0 | 0 | 0 | 0 | 0
Ach | Single Family | Space Heating | Heat pump-heating | TRC | Existing | NE761 | Home Energy Management System | Home Energy Management System | NonEquip | 11 |  | 0.95% | average_misc_existing | 15% | 14196.6977 | 17571.9491 | 21143.85 | 24500.772 | 26921.3776 | 28152.6734 | 27108.533 | 24499.5307 | 20733.9967 | 16271.1032 | 14196.6977 | 31768.6468 | 52912.4968 | 77413.2688 | 104334.6463 | 132487.3197 | 159595.8527 | 184095.3835 | 204829.3802 | 221100.4834 | 0 | 0 | 0 | 0 | 0 | 0 | 0 | 0 | 0 | 0 | 14.8997 | 33.3417 | 55.5326 | 81.2466 | 109.501 | 139.0477 | 167.4986 | 193.2113 | 214.972 | 232.0488 | 695.6382 | 882.5511 | 1088.4986 | 1292.8479 | 1456.092 | 1560.7561 | 1540.4418 | 1426.9899 | 1237.8557 | 995.6985 | 8301.6657 | 6380.6315 | 8095.0611 | 9984.0817 | 11858.4436 | 13355.7742 | 14315.7893 | 14129.4591 | 13088.8398 | 11354.0363 | 9132.8877 | 76145.7181 | 7423.2057 | 9417.7675 | 11615.4479 | 13796.0743 | 15538.0638 | 16654.9422 | 16438.1662 | 15227.5132 | 13209.2485 | 10625.1715 | 88587.6782 | -4988.7498 | -6329.1908 | -7806.1373 | -9271.6227 | -10442.3231 | -11192.9188 | -11047.235 | -10233.6182 | -8877.2476 | -7140.6241 | -59535.1626 | 12411.9555 | 15746.9582 | 19421.5851 | 23067.697 | 25980.3869 | 27847.861 | 27485.4013 | 25461.1314 | 22086.4961 | 17765.7956 | 148122.8407
Ach | Single Family | Space Heating | Heat pump-heating | TRC | Existing | NE719 | Energy Star Windows | Energy Star Windows | NonEquip | 20 |  | 19% | CACI_existing | 3.196% | 32953.1779 | 32311.0775 | 31552.0386 | 30650.2868 | 29443.2582 | 28353.0424 | 26691.63 | 25151.1305 | 23665.3426 | 21914.9421 | 32953.1779 | 65264.2554 | 96816.2941 | 127466.5809 | 156909.8391 | 185262.8815 | 211954.5115 | 237105.642 | 260770.9845 | 282685.9266 | 0 | 0 | 0 | 0 | 0 | 0 | 0 | 0 | 0 | 0 | 132.3163 | 262.0545 | 388.7449 | 511.8144 | 630.0375 | 743.883 | 851.0574 | 952.0463 | 1047.0694 | 1135.0641 | 1614.7057 | 1622.8239 | 1624.3187 | 1617.3433 | 1592.4925 | 1571.8644 | 1516.7513 | 1464.9427 | 1412.8622 | 1341.0692 | 10867.7366 | 12936.0303 | 13001.0679 | 13013.0433 | 12957.1611 | 12758.072 | 12592.8119 | 12151.2795 | 11736.2213 | 11318.9838 | 10743.8228 | 87065.6293 | 52995.2294 | 53261.67 | 53310.7299 | 53081.7965 | 52266.1851 | 51589.1613 | 49780.3289 | 48079.9537 | 46370.6508 | 44014.38 | 356683.0699 | 1711.8233 | 1720.4297 | 1722.0144 | 1714.6195 | 1688.2741 | 1666.4052 | 1607.9773 | 1553.0527 | 1497.8397 | 1421.7287 | 11521.3839 | 51283.4061 | 51541.2403 | 51588.7155 | 51367.1769 | 50577.911 | 49922.7561 | 48172.3516 | 46526.901 | 44872.8111 | 42592.6513 | 345161.6859
Ach | Single Family | Space Heating | Heat pump-heating | TRC | Existing | NE683 | Duct Repair | Duct Repair | NonEquip | 11 |  | 14.08% | CACI_Duct_existing | 12% | 158748.3606 | 151846.115 | 144735.3691 | 137348.0815 | 129015.0637 | 121622.1734 | 112225.1359 | 103789.5946 | 95982.1488 | 87479.4928 | 158748.3606 | 310594.4756 | 455329.8447 | 592677.9262 | 721692.9899 | 843315.1633 | 955540.2992 | 1059329.8938 | 1155312.0427 | 1242791.5354 | 0 | 0 | 0 | 0 | 0 | 0 | 0 | 0 | 0 | 0 | 237.1574 | 464.0034 | 680.2265 | 885.4136 | 1078.1518 | 1259.8456 | 1427.501 | 1582.5544 | 1725.9441 | 1856.6315 | 7778.6697 | 7626.4711 | 7451.0673 | 7247.5342 | 6978.016 | 6742.612 | 6377.1908 | 6045.2874 | 5730.3015 | 5353.2451 | 48129.9479 | 16763.8611 | 16435.857 | 16057.843 | 15619.2076 | 15038.3673 | 14531.0465 | 13743.525 | 13028.2378 | 12349.4096 | 11536.8129 | 103725.1605 | 137591.5087 | 134899.3739 | 131796.7763 | 128196.6208 | 123429.3001 | 119265.4005 | 112801.7185 | 106930.9086 | 101359.3404 | 94689.85 | 851337.3648 | -1199.7526 | -1176.2781 | -1149.2245 | -1117.8323 | -1076.2628 | -1039.955 | -983.5938 | -932.4023 | -883.8201 | -825.6643 | -7423.3813 | 138791.2613 | 136075.652 | 132946.0007 | 129314.453 | 124505.563 | 120305.3555 | 113785.3123 | 107863.3109 | 102243.1604 | 95515.5143 | 858760.7462
Ach | Single Family | Space Heating | Heat pump-heating | TRC | Existing | NE635 | Ceiling Insulation(R2 to R38) | Ceiling Insulation(R2 to R38) | NonEquip | 20 |  | 16.25% | Minsulate_existing | 34.48% | 256079.3002 | 159163.1341 | 94837.501 | 55056.8003 | 31325.5896 | 17837.7703 | 9954.9802 | 5587.1196 | 3149.0491 | 1757.3108 | 256079.3002 | 415242.4343 | 510079.9354 | 565136.7357 | 596462.3253 | 614300.0956 | 624255.0758 | 629842.1954 | 632991.2445 | 634748.5553 | 0 | 0 | 0 | 0 | 0 | 0 | 0 | 0 | 0 | 0 | 350.9538 | 569.0851 | 699.0589 | 774.5136 | 817.445 | 841.8914 | 855.5346 | 863.1917 | 867.5074 | 869.9158 | 12547.8857 | 7993.9684 | 4882.2938 | 2905.2175 | 1694.3019 | 988.9082 | 565.6915 | 325.4251 | 188.0037 | 107.5374 | 27418.8137 | 18605.8179 | 11853.3372 | 7239.3925 | 4307.8131 | 2512.2856 | 1466.3383 | 838.799 | 482.5356 | 278.7691 | 159.4548 | 40656.2082 | 493746.3104 | 314554.3799 | 192113.2069 | 114317.2987 | 66669.0252 | 38912.5133 | 22259.3759 | 12805.1424 | 7397.7517 | 4231.4845 | 1078901.9283 | 95222.721 | 60664.198 | 37050.4891 | 22046.9581 | 12857.6272 | 7504.5733 | 4292.8895 | 2469.5688 | 1426.7125 | 816.0739 | 208074.4202 | 398523.5894 | 253890.1819 | 155062.7178 | 92270.3406 | 53811.398 | 31407.94 | 17966.4864 | 10335.5736 | 5971.0392 | 3415.4106 | 870827.5081
Ach | Single Family | Space Heating | Heat pump-heating | TRC | Existing | NE623 | Ceiling Insulation(R19 to R38) | Ceiling Insulation(R19 to R38) | NonEquip | 20 |  | 6.361% | shell_existing | 6.429% | 37631.0961 | 27475.5892 | 18410.7656 | 11556.5583 | 6902.045 | 4044.7092 | 2294.8321 | 1299.9984 | 736.5391 | 412.2149 | 37631.0961 | 65106.6853 | 83517.4509 | 95074.0092 | 101976.0542 | 106020.7634 | 108315.5955 | 109615.594 | 110352.133 | 110764.348 | 0 | 0 | 0 | 0 | 0 | 0 | 0 | 0 | 0 | 0 | 50.4252 | 87.2422 | 111.9124 | 127.398 | 136.6467 | 142.0665 | 145.1416 | 146.8835 | 147.8705 | 148.4229 | 1843.9237 | 1379.9615 | 947.7977 | 609.8123 | 373.3097 | 224.2346 | 130.4038 | 75.7192 | 43.9727 | 25.2252 | 4734.1031 | 54680.3587 | 40921.8602 | 28106.3252 | 18083.5877 | 11070.2579 | 6649.5326 | 3867.0394 | 2245.4034 | 1303.9808 | 748.0368 | 140386.7496 | 20610.2725 | 15424.3811 | 10593.9141 | 6816.1161 | 4172.6323 | 2506.3603 | 1457.5752 | 846.3437 | 491.5001 | 281.9521 | 52914.9631 | -37953.147 | -28403.4964 | -19508.3485 | -12551.6562 | -7683.7668 | -4615.381 | -2684.0774 | -1558.5144 | -905.0814 | -519.2057 | -97441.1848 | 58563.4195 | 43827.8775 | 30102.2625 | 19367.7722 | 11856.3991 | 7121.7412 | 4141.6526 | 2404.8581 | 1396.5814 | 801.1578 | 150356.1479
Ach | Single Family | Space Heating | Heat pump-heating | TRC | Existing | NE611 | Ceiling Insulation(R12 to R38) | Ceiling Insulation(R12 to R38) | NonEquip | 20 |  | 15.79% | shell_existing | 11.98% | 167654.9538 | 122403.0831 | 82015.4487 | 51479.7442 | 30745.0393 | 18016.7982 | 10222.0079 | 5790.6054 | 3280.7503 | 1836.1061 | 167654.9538 | 290058.0369 | 372073.4856 | 423553.2298 | 454298.2692 | 472315.0674 | 482537.0754 | 488327.6807 | 491608.431 | 493444.5371 | 0 | 0 | 0 | 0 | 0 | 0 | 0 | 0 | 0 | 0 | 226.6841 | 392.1837 | 503.0757 | 572.6808 | 614.2508 | 638.611 | 652.4321 | 660.2615 | 664.6974 | 667.1799 | 8215.0927 | 6147.6948 | 4222.2066 | 2716.4646 | 1662.9018 | 998.8333 | 580.8654 | 337.2773 | 195.8665 | 112.3592 | 21090.0741 | 127099.578 | 95113.8893 | 65323.7509 | 42027.7069 | 25727.5383 | 15453.4219 | 8986.8424 | 5218.1763 | 3030.3432 | 1738.3622 | 326294.4928 | 208337.0322 | 155907.2479 | 107076.3303 | 68890.2974 | 42171.6504 | 25330.6903 | 14730.9071 | 8553.4458 | 4967.229 | 2849.4605 | 534850.1334 | -52576.1065 | -39344.8826 | -27021.8717 | -17385.2127 | -10642.4727 | -6392.474 | -3717.5039 | -2158.5547 | -1253.534 | -719.0922 | -134975.224 | 260913.1387 | 195252.1305 | 134098.202 | 86275.5101 | 52814.1231 | 31723.1643 | 18448.411 | 10712.0005 | 6220.763 | 3568.5527 | 669825.3574
Ach | Single Family | Space Heating | Heat pump-heating | TRC | Existing | NE605 | Air Sealing-Infiltration Control | Air Sealing-Infiltration Control | NonEquip | 11 |  | 20.8% | Nmeasure_existing | 9% | 97029.1102 | 120103.3661 | 144523.1942 | 167473.7413 | 184023.4545 | 192442.7132 | 185307.1835 | 167474.1668 | 141734.8465 | 111227.9257 | 97029.1102 | 217132.4763 | 361655.6706 | 529129.4119 | 713152.8664 | 905595.5796 | 1090902.7631 | 1258376.9299 | 1400111.7764 | 1511339.7021 | 0 | 0 | 0 | 0 | 0 | 0 | 0 | 0 | 0 | 0 | 144.9538 | 324.3786 | 540.2847 | 790.4772 | 1065.3935 | 1352.8876 | 1629.7218 | 1879.9148 | 2091.6554 | 2257.8211 | 4754.4264 | 6032.1916 | 7440.1444 | 8837.1942 | 9953.2456 | 10668.832 | 10530.0765 | 9754.6337 | 8461.8172 | 6806.5134 | 56745.9869 | 70894.2238 | 89947.2413 | 110941.5133 | 131773.2089 | 148414.8795 | 159085.1352 | 157016.1234 | 145453.3362 | 126175.8863 | 101493.3132 | 846151.0094 | 23449.832 | 29752.0388 | 36696.3584 | 43586.9023 | 49091.5028 | 52620.9258 | 51936.5543 | 48111.9068 | 41735.4641 | 33571.1573 | 279883.1543 | -61381.2336 | -77877.6089 | -96054.7501 | -114091.1302 | -128499.7269 | -137738.187 | -135946.8069 | -125935.5802 | -109244.8882 | -87874.3632 | -732609.6543 | 84831.0656 | 107629.6477 | 132751.1085 | 157678.0325 | 177591.2296 | 190359.1127 | 187883.3612 | 174047.4871 | 150980.3523 | 121445.5204 | 1012492.8086
Ach | Single Family | Space Heating | Heat pump-heating | TRC | Turnover | ET173 | 15 SEER Air Source Heat Pump | 15 SEER Air Source Heat Pump | Equip | 15 | Heat pump-heating | 59% | CACI | 3.529% | 145992.44 | 132862.3588 | 130068.141 | 126700.8773 | 122071.5211 | 117914.9507 | 111358.3758 | 105271.8331 | 99377.2331 | 92326.6141 | 145992.44 | 278854.7988 | 408922.9398 | 535623.8171 | 657695.3382 | 775610.2888 | 886968.6647 | 992240.4978 | 1091617.7308 | 1183944.3449 | 0 | 0 | 0 | 0 | 0 | 0 | 0 | 0 | 0 | 0 | 1304.745 | 2492.1456 | 3654.574 | 4786.909 | 5877.871 | 6931.6855 | 7926.9034 | 8867.7254 | 9755.867 | 10580.9966 | 7153.6296 | 6673.012 | 6695.9892 | 6685.7064 | 6602.4618 | 6537.0872 | 6327.9372 | 6131.6213 | 5932.9939 | 5649.8612 | 45548.8585 | 136960.1038 | 127758.4204 | 128198.3317 | 128001.4613 | 126407.6994 | 125156.0679 | 121151.7774 | 117393.2031 | 113590.375 | 108169.6457 | 872057.5109 | 78869.1791 | 73570.3425 | 73823.6677 | 73710.2988 | 72792.5228 | 72071.7644 | 69765.8732 | 67601.4789 | 65411.6008 | 62290.0459 | 502178.7959 | -97082.4619 | -90559.9633 | -90871.7889 | -90732.2398 | -89602.5216 | -88715.3182 | -85876.9268 | -83212.7083 | -80517.121 | -76674.7046 | -618147.0929 | 175951.641 | 164130.3058 | 164695.4566 | 164442.5386 | 162395.0444 | 160787.0826 | 155642.8 | 150814.1871 | 145928.7217 | 138964.7505 | 1120325.8888
Ach | Single Family | Space Heating | Heat pump-heating | TRC | Turnover | ET155 | 14 SEER ASHP from base electric resistance heating | 14 SEER ASHP from base electric resistance heating | Equip | 15 | Heat pump-heating | 40.59% | CACI | 58.41% | 1537669.1828 | 1398289.2091 | 1367374.4293 | 1330125.2147 | 1279435.5957 | 1233619.7657 | 1162744.785 | 1096949.4975 | 1033379.4755 | 958083.0508 | 1537669.1828 | 2935958.3919 | 4303332.8213 | 5633458.036 | 6912893.6316 | 8146513.3973 | 9309258.1823 | 10406207.6798 | 11439587.1553 | 12397670.2062 | 0 | 0 | 0 | 0 | 0 | 0 | 0 | 0 | 0 | 0 | 996.3716 | 1902.4284 | 2788.4532 | 3650.3414 | 4479.384 | 5278.739 | 6032.1689 | 6742.965 | 7412.5693 | 8033.3834 | 75345.79 | 70229.0755 | 70393.2902 | 70187.5693 | 69200.6177 | 68390.6492 | 66072.9462 | 63892.4838 | 61694.5548 | 58629.2078 | 477242.0389 | 387258.008 | 360959.4101 | 361803.4315 | 360746.0788 | 355673.4008 | 351510.3709 | 339597.973 | 328390.956 | 317094.1657 | 301339.0692 | 2452901.5015 | 1816241.5384 | 1692901.0135 | 1696859.477 | 1691900.489 | 1668109.6096 | 1648584.9835 | 1592715.7919 | 1540154.8392 | 1487172.8495 | 1413281.3867 | 11504117.4212 | -36973.7107 | -34462.835 | -34543.4184 | -34442.467 | -33958.1498 | -33560.6818 | -32423.3378 | -31353.3406 | -30274.7722 | -28770.544 | -234192.3697 | 1853215.2491 | 1727363.8484 | 1731402.8954 | 1726342.956 | 1702067.7594 | 1682145.6653 | 1625139.1297 | 1571508.1797 | 1517447.6216 | 1442051.9308 | 11738309.7909
Ach | Single Family | Space Heating | Heat pump-heating | TRC | New | EN179 | 15 SEER Air Source Heat Pump | 15 SEER Air Source Heat Pump | Equip | 15 | Heat pump-heating | 59% | CACI | 3.529% | 40860.3432 | 34938.1725 | 32578.6272 | 30327.3264 | 28035.1286 | 26091.2796 | 23820.7379 | 21787.4071 | 19890.4268 | 17861.0339 | 40860.3432 | 75798.5157 | 108377.1429 | 138704.4693 | 166739.5979 | 192830.8775 | 216651.6154 | 238439.0225 | 258329.4493 | 276190.4832 | 0 | 0 | 0 | 0 | 0 | 0 | 0 | 0 | 0 | 0 | 365.1719 | 677.4168 | 968.5744 | 1239.6119 | 1490.1639 | 1723.3436 | 1936.2312 | 2130.9469 | 2308.7091 | 2468.3344 | 2002.1568 | 1754.7697 | 1677.1681 | 1600.3015 | 1516.3313 | 1446.4745 | 1353.6129 | 1269.0206 | 1187.4931 | 1092.9932 | 10776.8589 | 38332.3743 | 33596.0144 | 32110.2895 | 30638.6363 | 29030.9818 | 27693.5363 | 25915.6504 | 24296.086 | 22735.1977 | 20925.9456 | 206328.787 | 22073.8946 | 19346.4374 | 18490.8751 | 17643.416 | 16717.64 | 15947.4651 | 14923.6604 | 13991.0259 | 13092.1803 | 12050.3132 | 118815.4915 | -27171.4255 | -23814.1159 | -22760.9783 | -21717.8153 | -20578.2495 | -19630.2179 | -18369.9856 | -17221.9776 | -16115.5614 | -14833.0956 | -146253.588 | 49245.3201 | 43160.5534 | 41251.8534 | 39361.2313 | 37295.8895 | 35577.6829 | 33293.646 | 31213.0035 | 29207.7417 | 26883.4089 | 265069.0795
Ach | Single Family | Space Heating | Heat pump-heating | TRC | New | EN161 | 14 SEER ASHP from base electric resistance heating | 14 SEER ASHP from base electric resistance heating | Equip | 15 | Heat pump-heating | 40.59% | CACI | 58.41% | 430447.3398 | 367790.8206 | 342590.6995 | 318487.026 | 293943.7422 | 273067.0619 | 248811.977 | 227100.2402 | 206885.9717 | 185383.5634 | 430447.3398 | 798238.1604 | 1140828.8599 | 1459315.8859 | 1753259.628 | 2026326.69 | 2275138.667 | 2502238.9071 | 2709124.8788 | 2894508.4422 | 0 | 0 | 0 | 0 | 0 | 0 | 0 | 0 | 0 | 0 | 278.9192 | 517.2386 | 739.2289 | 945.6006 | 1136.0688 | 1313.0095 | 1474.2335 | 1621.3889 | 1755.4459 | 1875.5698 | 21091.9197 | 18472.294 | 17636.7833 | 16805.8089 | 15898.4857 | 15138.5655 | 14138.735 | 13227.5902 | 12351.4529 | 11344.4147 | 113005.6638 | 108407.0496 | 94942.8464 | 90648.5364 | 86377.5414 | 81714.133 | 77808.3384 | 72669.4664 | 67986.4161 | 63483.2955 | 58307.3778 | 580820.0868 | 508429.4771 | 445282.3128 | 425141.9821 | 405110.9993 | 383239.5962 | 364921.4047 | 340820.0751 | 318856.5514 | 297736.8985 | 273461.825 | 2724048.4278 | -10350.2337 | -9064.7301 | -8654.7281 | -8246.9521 | -7801.7101 | -7428.8018 | -6938.1647 | -6491.0474 | -6061.109 | -5566.9349 | -55454.1764 | 518779.7109 | 454347.0429 | 433796.7102 | 413357.9514 | 391041.3063 | 372350.2065 | 347758.2398 | 325347.5988 | 303798.0076 | 279028.7599 | 2779502.6042
Ach | Single Family | Space Cooling | Heat pump-cooling | TRC | New | NN860 | Spray Foam Insulation(Base R2) | Spray Foam Insulation(Base R2) | NonEquip | 20 |  | 0% | shell | 34.78% | 0 | 0 | 0 | 0 | 0 | 0 | 0 | 0 | 0 | 0 | 0 | 0 | 0 | 0 | 0 | 0 | 0 | 0 | 0 | 0 | 0 | 0 | 0 | 0 | 0 | 0 | 0 | 0 | 0 | 0 | 0 | 0 | 0 | 0 | 0 | 0 | 0 | 0 | 0 | 0 | 0 | 0 | 0 | 0 | 0 | 0 | 0 | 0 | 0 | 0 | 0 | 0 | 0 | 0 | 0 | 0 | 0 | 0 | 0 | 0 | 0 | 0 | 0 | 0 | 0 | 0 | 0 | 0 | 0 | 0 | 0 | 0 | 0 | 0 | 0 | 0 | 0 | 0 | 0 | 0 | 0 | 0 | 0 | 0 | 0 | 0 | 0 | 0 | 0 | 0 | 0 | 0 | 0 | 0 | 0
Ach | Single Family | Space Cooling | Heat pump-cooling | TRC | New | NN758 | Home Energy Management System | Home Energy Management System | NonEquip | 11 |  | 0.95% | average_misc | 7.12% | 6326.5104 | 6830.7603 | 7848.3638 | 8712.369 | 9207.3091 | 9298.4049 | 8675.3369 | 7602.7181 | 6236.2063 | 4740.6312 | 6326.5104 | 13157.2707 | 21005.6346 | 29718.0036 | 38925.3126 | 48223.7175 | 56899.0544 | 64501.7725 | 70737.9788 | 75478.61 | 7.2558 | 15.0899 | 24.0911 | 34.0832 | 44.6429 | 55.3071 | 65.2568 | 73.9762 | 81.1285 | 86.5654 | 0 | 0 | 0 | 0 | 0 | 0 | 0 | 0 | 0 | 0 | 309.999 | 343.0749 | 404.0387 | 459.7312 | 497.9942 | 515.4943 | 492.9758 | 442.8249 | 372.3124 | 290.0995 | 2869.567 | 2843.417 | 3146.8007 | 3705.981 | 4216.8115 | 4567.773 | 4728.29 | 4521.7429 | 4061.7414 | 3414.9765 | 2660.8922 | 26320.6501 | 3308.022 | 3660.9776 | 4311.5261 | 4905.8246 | 5314.1321 | 5500.8771 | 5260.5809 | 4725.4166 | 3972.9725 | 3095.6733 | 30621.3578 | -2223.1492 | -2460.3523 | -2897.552 | -3296.9491 | -3571.3513 | -3696.8528 | -3535.3623 | -3175.7063 | -2670.0278 | -2080.4407 | -20579.0191 | 5531.1712 | 6121.3299 | 7209.0781 | 8202.7737 | 8885.4834 | 9197.7299 | 8795.9432 | 7901.1229 | 6643.0003 | 5176.114 | 51200.3769
Ach | Single Family | Space Cooling | Heat pump-cooling | TRC | New | NN644 | Ceiling Insulation(R2 to R38) | Ceiling Insulation(R2 to R38) | NonEquip | 20 |  | 0% | Minsulate | 29.55% | 0 | 0 | 0 | 0 | 0 | 0 | 0 | 0 | 0 | 0 | 0 | 0 | 0 | 0 | 0 | 0 | 0 | 0 | 0 | 0 | 0 | 0 | 0 | 0 | 0 | 0 | 0 | 0 | 0 | 0 | 0 | 0 | 0 | 0 | 0 | 0 | 0 | 0 | 0 | 0 | 0 | 0 | 0 | 0 | 0 | 0 | 0 | 0 | 0 | 0 | 0 | 0 | 0 | 0 | 0 | 0 | 0 | 0 | 0 | 0 | 0 | 0 | 0 | 0 | 0 | 0 | 0 | 0 | 0 | 0 | 0 | 0 | 0 | 0 | 0 | 0 | 0 | 0 | 0 | 0 | 0 | 0 | 0 | 0 | 0 | 0 | 0 | 0 | 0 | 0 | 0 | 0 | 0 | 0 | 0
Ach | Single Family | Space Cooling | Heat pump-cooling | TRC | New | NN632 | Ceiling Insulation(R19 to R38) | Ceiling Insulation(R19 to R38) | NonEquip | 20 |  | 0% | shell | 5.005% | 0 | 0 | 0 | 0 | 0 | 0 | 0 | 0 | 0 | 0 | 0 | 0 | 0 | 0 | 0 | 0 | 0 | 0 | 0 | 0 | 0 | 0 | 0 | 0 | 0 | 0 | 0 | 0 | 0 | 0 | 0 | 0 | 0 | 0 | 0 | 0 | 0 | 0 | 0 | 0 | 0 | 0 | 0 | 0 | 0 | 0 | 0 | 0 | 0 | 0 | 0 | 0 | 0 | 0 | 0 | 0 | 0 | 0 | 0 | 0 | 0 | 0 | 0 | 0 | 0 | 0 | 0 | 0 | 0 | 0 | 0 | 0 | 0 | 0 | 0 | 0 | 0 | 0 | 0 | 0 | 0 | 0 | 0 | 0 | 0 | 0 | 0 | 0 | 0 | 0 | 0 | 0 | 0 | 0 | 0
Ach | Single Family | Space Cooling | Heat pump-cooling | TRC | New | NN620 | Ceiling Insulation(R12 to R38) | Ceiling Insulation(R12 to R38) | NonEquip | 20 |  | 0% | shell | 9.56% | 0 | 0 | 0 | 0 | 0 | 0 | 0 | 0 | 0 | 0 | 0 | 0 | 0 | 0 | 0 | 0 | 0 | 0 | 0 | 0 | 0 | 0 | 0 | 0 | 0 | 0 | 0 | 0 | 0 | 0 | 0 | 0 | 0 | 0 | 0 | 0 | 0 | 0 | 0 | 0 | 0 | 0 | 0 | 0 | 0 | 0 | 0 | 0 | 0 | 0 | 0 | 0 | 0 | 0 | 0 | 0 | 0 | 0 | 0 | 0 | 0 | 0 | 0 | 0 | 0 | 0 | 0 | 0 | 0 | 0 | 0 | 0 | 0 | 0 | 0 | 0 | 0 | 0 | 0 | 0 | 0 | 0 | 0 | 0 | 0 | 0 | 0 | 0 | 0 | 0 | 0 | 0 | 0 | 0 | 0
Ach | Single Family | Space Cooling | Heat pump-cooling | TRC | Existing | NE887 | Wall Insulation | Wall Insulation | NonEquip | 20 |  | 4.5% | shell_existing | 5.498% | 122038.3616 | 89102.0854 | 59704.6326 | 37476.8552 | 22382.7204 | 13116.6786 | 7441.9946 | 4215.8306 | 2388.5698 | 1336.8039 | 122038.3616 | 211140.447 | 270845.0796 | 308321.9348 | 330704.6552 | 343821.3338 | 351263.3283 | 355479.1589 | 357867.7287 | 359204.5326 | 245.2715 | 424.3481 | 544.3418 | 619.6625 | 664.6471 | 691.0088 | 705.9657 | 714.4386 | 719.2391 | 721.9258 | 0 | 0 | 0 | 0 | 0 | 0 | 0 | 0 | 0 | 0 | 5979.8797 | 4475.1522 | 3073.6318 | 1977.5652 | 1210.6104 | 727.1756 | 422.8912 | 245.5536 | 142.6018 | 81.8048 | 15352.5263 | 177448.0168 | 132796.4653 | 91207.498 | 58682.6231 | 35923.8697 | 21578.3376 | 12548.9481 | 7286.601 | 4231.5905 | 2427.489 | 455573.6026 | 66720.935 | 49931.8307 | 34294.2663 | 22064.8252 | 13507.4723 | 8113.5134 | 4718.4385 | 2739.7817 | 1591.0895 | 912.7424 | 171296.9086 | -123201.3503 | -92199.9814 | -63324.9507 | -40743.0781 | -24941.7792 | -14981.7416 | -8712.6775 | -5059.0539 | -2937.9741 | -1685.3946 | -316302.6786 | 189922.2853 | 142131.812 | 97619.217 | 62807.9034 | 38449.2516 | 23095.255 | 13431.116 | 7798.8356 | 4529.0636 | 2598.137 | 487599.5872
Ach | Single Family | Space Cooling | Heat pump-cooling | TRC | Existing | NE857 | Spray Foam Insulation(Base R2) | Spray Foam Insulation(Base R2) | NonEquip | 20 |  | 0% | shell_existing | 34.78% | 0 | 0 | 0 | 0 | 0 | 0 | 0 | 0 | 0 | 0 | 0 | 0 | 0 | 0 | 0 | 0 | 0 | 0 | 0 | 0 | 0 | 0 | 0 | 0 | 0 | 0 | 0 | 0 | 0 | 0 | 0 | 0 | 0 | 0 | 0 | 0 | 0 | 0 | 0 | 0 | 0 | 0 | 0 | 0 | 0 | 0 | 0 | 0 | 0 | 0 | 0 | 0 | 0 | 0 | 0 | 0 | 0 | 0 | 0 | 0 | 0 | 0 | 0 | 0 | 0 | 0 | 0 | 0 | 0 | 0 | 0 | 0 | 0 | 0 | 0 | 0 | 0 | 0 | 0 | 0 | 0 | 0 | 0 | 0 | 0 | 0 | 0 | 0 | 0 | 0 | 0 | 0 | 0 | 0 | 0
Ach | Single Family | Space Cooling | Heat pump-cooling | TRC | Existing | NE755 | Home Energy Management System | Home Energy Management System | NonEquip | 11 |  | 0.95% | average_misc_existing | 7.12% | 36124.3484 | 44711.4246 | 53798.8404 | 62339.4687 | 68498.0776 | 71630.9644 | 68974.5175 | 62336.5528 | 52755.8805 | 41400.7209 | 36124.3484 | 80835.773 | 134634.6133 | 196974.082 | 265472.1596 | 337103.124 | 406077.6414 | 468414.1942 | 521170.0747 | 562570.7956 | 41.4305 | 92.7095 | 154.4107 | 225.907 | 304.4665 | 386.6191 | 465.7251 | 537.218 | 597.7231 | 645.205 | 0 | 0 | 0 | 0 | 0 | 0 | 0 | 0 | 0 | 0 | 1770.0931 | 2245.6313 | 2769.5979 | 3289.5067 | 3704.844 | 3971.1492 | 3919.4754 | 3630.83 | 3149.618 | 2533.4875 | 21122.8848 | 16235.8993 | 20597.6987 | 25403.6999 | 30172.4809 | 33982.0968 | 36424.7394 | 35950.7696 | 33303.2155 | 28889.3737 | 23238.0146 | 193746.327 | 18888.7919 | 23963.2949 | 29554.5809 | 35102.5651 | 39534.6597 | 42376.4221 | 41825.0071 | 38744.8514 | 33609.8024 | 27035.0298 | 225403.8399 | -12694.1728 | -16104.4819 | -19862.0939 | -23590.6049 | -26569.1848 | -28478.9852 | -28108.408 | -26038.3958 | -22587.3969 | -18168.8349 | -151482.176 | 31582.9648 | 40067.7769 | 49416.6748 | 58693.17 | 66103.8445 | 70855.4073 | 69933.4151 | 64783.2473 | 56197.1993 | 45203.8647 | 376886.0159
Ach | Single Family | Space Cooling | Heat pump-cooling | TRC | Existing | NE713 | Energy Star Windows | Energy Star Windows | NonEquip | 20 |  | 19% | CACI_existing | 12.72% | 703237.9477 | 689519.2042 | 673310.8662 | 654061.5029 | 628300.5934 | 605034.1303 | 569579.7201 | 536706.0543 | 505000.1851 | 467647.843 | 703237.9477 | 1392757.152 | 2066068.0182 | 2720129.521 | 3348430.1145 | 3953464.2447 | 4523043.9648 | 5059750.0191 | 5564750.2043 | 6032398.0472 | 367.9574 | 728.7367 | 1081.0352 | 1423.2619 | 1752.0095 | 2068.5834 | 2366.6064 | 2647.4288 | 2911.6616 | 3156.3505 | 0 | 0 | 0 | 0 | 0 | 0 | 0 | 0 | 0 | 0 | 34458.6594 | 34631.102 | 34662.4642 | 34513.2823 | 33982.7884 | 33542.4886 | 32366.3548 | 31260.7672 | 30149.3908 | 28617.3756 | 231913.4043 | 276061.6112 | 277443.1154 | 277694.3699 | 276499.2163 | 272249.2249 | 268721.8135 | 259299.3516 | 250442.063 | 241538.3977 | 229264.8337 | 1857947.7292 | 1130945.7451 | 1136605.3738 | 1137634.692 | 1132738.4883 | 1115327.485 | 1100876.6854 | 1062275.5445 | 1025989.7576 | 989513.9783 | 939232.6843 | 7611482.3409 | 36531.1988 | 36714.0131 | 36747.2616 | 36589.1071 | 36026.7062 | 35559.9243 | 34313.0511 | 33140.9672 | 31962.7463 | 30338.5871 | 245861.993 | 1094414.5463 | 1099891.3607 | 1100887.4304 | 1096149.3812 | 1079300.7787 | 1065316.7611 | 1027962.4934 | 992848.7904 | 957551.2321 | 908894.0973 | 7365620.3478
Ach | Single Family | Space Cooling | Heat pump-cooling | TRC | Existing | NE677 | Duct Repair | Duct Repair | NonEquip | 11 |  | 14.08% | CACI_Duct_existing | 12% | 850968.8832 | 813952.9255 | 775827.7558 | 736226.2714 | 691559.1162 | 651933.3277 | 601565.5166 | 556351.7621 | 514504.5679 | 468930.2332 | 850968.8832 | 1664921.8087 | 2440749.5645 | 3176975.8359 | 3868534.9521 | 4520468.2798 | 5122033.7964 | 5678385.5585 | 6192890.1264 | 6661820.3596 | 659.4181 | 1290.1524 | 1891.3434 | 2461.8471 | 2997.7381 | 3502.923 | 3969.0777 | 4400.1962 | 4798.8871 | 5162.2624 | 0 | 0 | 0 | 0 | 0 | 0 | 0 | 0 | 0 | 0 | 41697.4753 | 40880.7857 | 39940.0978 | 38848.9233 | 37404.2415 | 36142.5333 | 34183.9469 | 32405.0433 | 30716.819 | 28695.8506 | 257994.2782 | 89862.4974 | 88102.4444 | 86075.1618 | 83723.5647 | 80610.1216 | 77891.0063 | 73670.0441 | 69836.3174 | 66198.0143 | 61842.6123 | 556005.13 | 737557.8057 | 723111.9482 | 706472.77 | 687171.7397 | 661617.762 | 639300.2791 | 604656.1986 | 573190.4017 | 543328.5694 | 507581.0573 | 4563482.3792 | -6431.2611 | -6305.2979 | -6160.2098 | -5991.9112 | -5769.0889 | -5574.4878 | -5272.4028 | -4998.0315 | -4737.6461 | -4425.9396 | -39792.0628 | 743989.0667 | 729417.2461 | 712632.9798 | 693163.6509 | 667386.8509 | 644874.7669 | 609928.6014 | 578188.4332 | 548066.2155 | 512006.9969 | 4603274.442
Ach | Single Family | Space Cooling | Heat pump-cooling | TRC | Existing | NE641 | Ceiling Insulation(R2 to R38) | Ceiling Insulation(R2 to R38) | NonEquip | 20 |  | 16.25% | Minsulate_existing | 29.55% | 1176284.7333 | 731106.2026 | 435630.3088 | 252900.0729 | 143892.196 | 81936.7158 | 45727.5978 | 25664.0948 | 14464.9662 | 8072.1005 | 1176284.7333 | 1907390.9358 | 2343021.2446 | 2595921.3176 | 2739813.5136 | 2821750.2293 | 2867477.8272 | 2893141.922 | 2907606.8882 | 2915678.9887 | 979.0477 | 1587.5634 | 1950.1481 | 2160.6424 | 2280.407 | 2348.6048 | 2386.6649 | 2408.0256 | 2420.0652 | 2426.7837 | 0 | 0 | 0 | 0 | 0 | 0 | 0 | 0 | 0 | 0 | 57637.9519 | 36719.809 | 22426.5206 | 13344.9402 | 7782.673 | 4542.4898 | 2598.4697 | 1494.8207 | 863.5837 | 493.9664 | 125946.6576 | 85464.696 | 54447.5855 | 33253.7104 | 19787.6784 | 11540.0315 | 6735.5361 | 3852.9722 | 2216.4978 | 1280.509 | 732.446 | 186751.8265 | 2267993.7291 | 1444886.4648 | 882460.3635 | 525109.5778 | 306240.1234 | 178742.2696 | 102247.0929 | 58819.6449 | 33981.1237 | 19437.0672 | 4955870.5676 | 437399.7931 | 278657.314 | 170189.1744 | 101271.365 | 59060.7306 | 34471.8024 | 19719.1274 | 11343.8147 | 6553.5174 | 3748.5858 | 955777.2286 | 1830593.936 | 1166229.1507 | 712271.189 | 423838.2129 | 247179.3928 | 144270.4672 | 82527.9655 | 47475.8302 | 27427.6062 | 15688.4814 | 4000093.339
Ach | Single Family | Space Cooling | Heat pump-cooling | TRC | Existing | NE629 | Ceiling Insulation(R19 to R38) | Ceiling Insulation(R19 to R38) | NonEquip | 20 |  | 6.361% | shell_existing | 5.005% | 157023.8399 | 114644.3576 | 76819.0403 | 48219.3101 | 28798.4239 | 16876.3487 | 9575.0982 | 5424.2116 | 3073.2025 | 1719.9698 | 157023.8399 | 271668.1974 | 348487.2377 | 396706.5479 | 425504.9718 | 442381.3205 | 451956.4187 | 457380.6303 | 460453.8328 | 462173.8026 | 133.418 | 230.8275 | 296.0981 | 337.0685 | 361.5376 | 375.8769 | 384.0125 | 388.6213 | 391.2325 | 392.6939 | 0 | 0 | 0 | 0 | 0 | 0 | 0 | 0 | 0 | 0 | 7694.1682 | 5758.0129 | 3954.6922 | 2544.4192 | 1557.6155 | 935.6079 | 544.1047 | 315.9365 | 183.4755 | 105.2523 | 19753.4855 | 228165.5543 | 170750.1278 | 117273.8263 | 75453.098 | 46190.0752 | 27744.8452 | 16135.0723 | 9368.8906 | 5440.8479 | 3121.1891 | 585776.7715 | 86000.7937 | 64359.6119 | 44203.1759 | 28439.991 | 17410.0913 | 10457.664 | 6081.6762 | 3531.3482 | 2050.7795 | 1176.4473 | 220792.6057 | -158367.6666 | -118516.1335 | -81398.7119 | -52371.3192 | -32060.1173 | -19257.4484 | -11199.2091 | -6502.863 | -3776.4438 | -2166.3894 | -406582.4076 | 244368.4602 | 182875.7454 | 125601.8878 | 80811.3102 | 49470.2085 | 29715.1124 | 17280.8853 | 10034.2113 | 5827.2232 | 3342.8367 | 627375.0133
Ach | Single Family | Space Cooling | Heat pump-cooling | TRC | Existing | NE617 | Ceiling Insulation(R12 to R38) | Ceiling Insulation(R12 to R38) | NonEquip | 20 |  | 15.79% | shell_existing | 9.56% | 717329.0815 | 523703.622 | 350900.4472 | 220253.4453 | 131541.1274 | 77084.2507 | 43734.7476 | 24775.2039 | 14036.8468 | 7855.9257 | 717329.0815 | 1241032.7035 | 1591933.1507 | 1812186.596 | 1943727.7234 | 2020811.9741 | 2064546.7217 | 2089321.9256 | 2103358.7724 | 2111214.6981 | 604.4263 | 1045.7025 | 1341.3736 | 1526.9607 | 1637.7981 | 1702.7498 | 1739.601 | 1760.4768 | 1772.3043 | 1778.9238 | 0 | 0 | 0 | 0 | 0 | 0 | 0 | 0 | 0 | 0 | 35149.125 | 26303.0144 | 18064.5743 | 11622.2546 | 7114.6428 | 4273.474 | 2485.226 | 1443.0467 | 838.0242 | 480.7378 | 90234.4759 | 543808.7064 | 406946.3534 | 279485.5576 | 179813.3884 | 110073.9977 | 66116.9331 | 38450.1055 | 22326.0562 | 12965.4681 | 7437.7208 | 1396060.1761 | 891391.5668 | 667051.7469 | 458122.6195 | 294743.6041 | 180429.3166 | 108376.4859 | 63026.0225 | 36596.064 | 21252.5265 | 12191.643 | 2288371.3576 | -224952.3163 | -168337.733 | -115612.2049 | -74381.7408 | -45533.2922 | -27349.98 | -15905.2994 | -9235.4131 | -5363.3052 | -3076.6932 | -577495.2969 | 1116343.8831 | 835389.4799 | 573734.8244 | 369125.3449 | 225962.6088 | 135726.4659 | 78931.3219 | 45831.4771 | 26615.8317 | 15268.3362 | 2865866.6545
Ach | Single Family | Space Cooling | Heat pump-cooling | TRC | Existing | NE599 | Air Sealing-Infiltration Control | Air Sealing-Infiltration Control | NonEquip | 11 |  | 20.8% | Nmeasure_existing | 9% | 520217.3147 | 643887.755 | 774766.1712 | 897770.3921 | 986469.1559 | 1031591.9313 | 993338.8705 | 897745.1847 | 759770.999 | 596240.1096 | 520217.3147 | 1164105.0697 | 1938871.2409 | 2836641.633 | 3823110.789 | 4854702.7203 | 5848041.5908 | 6745786.7754 | 7505557.7744 | 8101797.884 | 403.1178 | 902.0681 | 1502.4365 | 2198.1212 | 2962.5388 | 3761.9221 | 4531.6631 | 5227.3282 | 5816.0768 | 6278.1048 | 0 | 0 | 0 | 0 | 0 | 0 | 0 | 0 | 0 | 0 | 25490.6484 | 32339.2625 | 39885.4467 | 47373.2254 | 53354.9912 | 57190.4276 | 56446.459 | 52289.7087 | 45359.6521 | 36486.4875 | 304198.1673 | 380096.2686 | 482217.3529 | 594740.0483 | 706391.8468 | 795587.1784 | 852778.155 | 841684.6867 | 779702.5334 | 676367.0442 | 544057.4728 | 4535961.0479 | 125725.2446 | 159504.051 | 196723.4203 | 233654.7212 | 263158.0492 | 282075.2292 | 278405.8193 | 257903.8517 | 223723.3539 | 179959.0379 | 1500369.404 | -329092.7894 | -417510.6858 | -514934.4459 | -611604.171 | -688830.7657 | -738347.5317 | -728742.6481 | -675077.6127 | -585608.2672 | -471052.7466 | -3927299.9951 | 454818.034 | 577014.7368 | 711657.8662 | 845258.8923 | 951988.8149 | 1020422.7609 | 1007148.4674 | 932981.4644 | 809331.6212 | 651011.7845 | 5427669.3992
Ach | Single Family | Space Cooling | Heat pump-cooling | TRC | Turnover | ET164 | 15 SEER Air Source Heat Pump | 15 SEER Air Source Heat Pump | Equip | 15 | Heat pump-cooling | 59% | CACI | 6.667% | 1533724.132 | 1396234.6982 | 1366866.0431 | 1331092.1016 | 1281772.912 | 1237231.7581 | 1167430.9971 | 1102581.0739 | 1039826.3324 | 965119.7811 | 1533724.132 | 2929958.8301 | 4296824.8732 | 5627916.9748 | 6909689.8869 | 8146921.645 | 9314352.642 | 10416933.7159 | 11456760.0483 | 12421879.8294 | 725.5998 | 1386.1539 | 2032.8137 | 2662.549 | 3268.9516 | 3854.2818 | 4406.5896 | 4928.2171 | 5420.1555 | 5876.7505 | 0 | 0 | 0 | 0 | 0 | 0 | 0 | 0 | 0 | 0 | 75152.4825 | 70125.8877 | 70367.1182 | 70238.5897 | 69327.0357 | 68590.8944 | 66339.2401 | 64220.4983 | 62079.4434 | 59059.8155 | 477990.165 | 1438834.8906 | 1342598.0176 | 1347216.5054 | 1344755.7572 | 1327303.564 | 1313209.742 | 1270100.6033 | 1229536.1464 | 1188544.4927 | 1130732.0839 | 9151380.0241 | 828560.4605 | 773141.963 | 775801.5429 | 774384.5084 | 764334.5733 | 756218.5735 | 731393.9547 | 708034.7038 | 684429.4496 | 651137.8771 | 5269869.1813 | -1019900.1714 | -951683.864 | -954957.6214 | -953213.3508 | -940842.5812 | -930852.3512 | -900294.9758 | -871541.3663 | -842484.9437 | -801505.3385 | -6486841.6216 | 1848460.6319 | 1724825.827 | 1730759.1643 | 1727597.8592 | 1705177.1545 | 1687070.9247 | 1631688.9304 | 1579576.0701 | 1526914.3933 | 1452643.2156 | 11756710.8029
Ach | Single Family | Space Cooling | Heat pump-cooling | TRC | Turnover | ET146 | 14 SEER ASHP from base electric resistance heating | 14 SEER ASHP from base electric resistance heating | Equip | 15 | Heat pump-cooling | 40.59% | CACI | 0% | 0 | 0 | 0 | 0 | 0 | 0 | 0 | 0 | 0 | 0 | 0 | 0 | 0 | 0 | 0 | 0 | 0 | 0 | 0 | 0 | 0 | 0 | 0 | 0 | 0 | 0 | 0 | 0 | 0 | 0 | 0 | 0 | 0 | 0 | 0 | 0 | 0 | 0 | 0 | 0 | 0 | 0 | 0 | 0 | 0 | 0 | 0 | 0 | 0 | 0 | 0 | 0 | 0 | 0 | 0 | 0 | 0 | 0 | 0 | 0 | 0 | 0 | 0 | 0 | 0 | 0 | 0 | 0 | 0 | 0 | 0 | 0 | 0 | 0 | 0 | 0 | 0 | 0 | 0 | 0 | 0 | 0 | 0 | 0 | 0 | 0 | 0 | 0 | 0 | 0 | 0 | 0 | 0 | 0 | 0
Ach | Single Family | Space Cooling | Heat pump-cooling | TRC | New | EN170 | 15 SEER Air Source Heat Pump | 15 SEER Air Source Heat Pump | Equip | 15 | Heat pump-cooling | 59% | CACI | 6.667% | 429302.877 | 367208.021 | 342416.0702 | 318668.1358 | 294430.0156 | 273818.2621 | 249772.5714 | 228231.8163 | 208150.7165 | 186727.0925 | 429302.877 | 796510.898 | 1138926.9682 | 1457595.104 | 1752025.1196 | 2025843.3817 | 2275615.9531 | 2503847.7694 | 2711998.4859 | 2898725.5784 | 203.1018 | 376.8267 | 538.8226 | 689.5835 | 828.8773 | 958.4198 | 1076.5864 | 1184.5621 | 1283.0376 | 1371.3775 | 0 | 0 | 0 | 0 | 0 | 0 | 0 | 0 | 0 | 0 | 21035.841 | 18443.0229 | 17627.7933 | 16815.3657 | 15924.7867 | 15180.2113 | 14193.3207 | 13293.4995 | 12426.9604 | 11426.631 | 113127.9688 | 402742.5436 | 353101.6395 | 337493.6292 | 321939.2631 | 304888.6471 | 290633.3489 | 271738.796 | 254511.2324 | 237920.872 | 218769.026 | 2165896.0994 | 231921.3619 | 203335.3924 | 194347.4395 | 185390.3779 | 175571.6931 | 167362.7065 | 156482.1811 | 146561.6001 | 137007.9559 | 125979.267 | 1247242.3912 | -285479.0302 | -250291.6944 | -239228.1508 | -228202.6324 | -216116.5159 | -206011.8255 | -192618.6572 | -180407.1136 | -168647.2435 | -155071.6962 | -1535268.4435 | 517400.3921 | 453627.0868 | 433575.5903 | 413593.0103 | 391688.209 | 373374.5319 | 349100.8384 | 326968.7137 | 305655.1995 | 281050.9633 | 2782510.8347
Ach | Single Family | Space Cooling | Heat pump-cooling | TRC | New | EN152 | 14 SEER ASHP from base electric resistance heating | 14 SEER ASHP from base electric resistance heating | Equip | 15 | Heat pump-cooling | 40.59% | CACI | 0% | 0 | 0 | 0 | 0 | 0 | 0 | 0 | 0 | 0 | 0 | 0 | 0 | 0 | 0 | 0 | 0 | 0 | 0 | 0 | 0 | 0 | 0 | 0 | 0 | 0 | 0 | 0 | 0 | 0 | 0 | 0 | 0 | 0 | 0 | 0 | 0 | 0 | 0 | 0 | 0 | 0 | 0 | 0 | 0 | 0 | 0 | 0 | 0 | 0 | 0 | 0 | 0 | 0 | 0 | 0 | 0 | 0 | 0 | 0 | 0 | 0 | 0 | 0 | 0 | 0 | 0 | 0 | 0 | 0 | 0 | 0 | 0 | 0 | 0 | 0 | 0 | 0 | 0 | 0 | 0 | 0 | 0 | 0 | 0 | 0 | 0 | 0 | 0 | 0 | 0 | 0 | 0 | 0 | 0 | 0
Ach | Single Family | Domestic Hot Water | Heat pump water heater | TRC | New | NN572 | Thermostatic Shower Restriction Valve | Thermostatic Shower Restriction Valve | NonEquip | 10 |  | 12.19% | average_misc | 4.798% | 20.3042 | 21.8153 | 24.9426 | 27.553 | 28.9759 | 29.1195 | 27.0353 | 23.5768 | 19.2445 | 14.5577 | 20.3042 | 42.1194 | 67.062 | 94.6151 | 123.591 | 152.7104 | 179.7458 | 203.3226 | 222.5671 | 237.1249 | 0.0018288 | 0.0037937 | 0.0060403 | 0.0085221 | 0.011132 | 0.013755 | 0.01619 | 0.018313 | 0.020047 | 0.021358 | 0.0039367 | 0.0081664 | 0.013002 | 0.018345 | 0.023963 | 0.029608 | 0.03485 | 0.039422 | 0.043153 | 0.045975 | 0.9949 | 1.0957 | 1.2841 | 1.4539 | 1.5672 | 1.6144 | 1.5363 | 1.3732 | 1.1489 | 0.89085 | 9.0285 | 1.6765 | 1.8463 | 2.1638 | 2.45 | 2.6409 | 2.7204 | 2.5888 | 2.3141 | 1.9361 | 1.5012 | 15.2139 | 2.8668 | 3.1572 | 3.7 | 4.1895 | 4.516 | 4.6518 | 4.4268 | 3.957 | 3.3107 | 2.567 | 26.0157 | -13.0726 | -14.3966 | -16.8719 | -19.1037 | -20.5924 | -21.2118 | -20.186 | -18.0438 | -15.0964 | -11.7054 | -118.63 | 15.9394 | 17.5538 | 20.572 | 23.2931 | 25.1084 | 25.8636 | 24.6129 | 22.0008 | 18.4071 | 14.2724 | 144.6457
Ach | Single Family | Domestic Hot Water | Heat pump water heater | TRC | Existing | NE569 | Thermostatic Shower Restriction Valve | Thermostatic Shower Restriction Valve | NonEquip | 10 |  | 2.11% | average_misc_existing | 4.798% | 19.5626 | 24.8552 | 29.9023 | 34.6455 | 38.0652 | 39.8039 | 38.3261 | 34.6364 | 29.3122 | 23.0024 | 19.5626 | 44.4179 | 74.3202 | 108.9657 | 147.031 | 186.8349 | 225.161 | 259.7974 | 289.1096 | 312.112 | 0.001762 | 0.0040008 | 0.0066941 | 0.0098146 | 0.013243 | 0.016828 | 0.02028 | 0.0234 | 0.02604 | 0.028112 | 0.0037929 | 0.008612 | 0.01441 | 0.021127 | 0.028507 | 0.036225 | 0.043656 | 0.050371 | 0.056054 | 0.060514 | 0.95857 | 1.2484 | 1.5394 | 1.8282 | 2.0588 | 2.2067 | 2.1779 | 2.0174 | 1.75 | 1.4076 | 11.7149 | 1.6153 | 2.1036 | 2.594 | 3.0806 | 3.4693 | 3.7185 | 3.67 | 3.3996 | 2.9489 | 2.372 | 19.7407 | 2.7621 | 3.5972 | 4.4358 | 5.2679 | 5.9325 | 6.3586 | 6.2756 | 5.8132 | 5.0426 | 4.0561 | 33.7566 | -12.5951 | -16.4028 | -20.2269 | -24.0212 | -27.052 | -28.9949 | -28.6163 | -26.5079 | -22.994 | -18.4954 | -153.9277 | 15.3573 | 19.9999 | 24.6627 | 29.2891 | 32.9846 | 35.3535 | 34.8919 | 32.3212 | 28.0366 | 22.5515 | 187.6843
Ach | Single Family | Domestic Hot Water | Conventional Tank | TRC | New | NN572 | Thermostatic Shower Restriction Valve | Thermostatic Shower Restriction Valve | NonEquip | 10 |  | 12.19% | average_misc | 4.798% | 17528.5658 | 18833.1074 | 21532.916 | 23786.5119 | 25014.8559 | 25138.7984 | 23339.5885 | 20353.8475 | 16613.7964 | 12567.6872 | 17528.5658 | 36361.6732 | 57894.5893 | 81681.1012 | 106695.957 | 131834.7554 | 155174.3439 | 175528.1914 | 192141.9877 | 204709.6749 | 1.5788 | 3.2751 | 5.2146 | 7.3571 | 9.6102 | 11.8745 | 13.9767 | 15.81 | 17.3064 | 18.4384 | 3.3986 | 7.05 | 11.225 | 15.8369 | 20.6869 | 25.561 | 30.0862 | 34.0326 | 37.2537 | 39.6904 | 858.8997 | 945.8928 | 1108.528 | 1255.1581 | 1352.9743 | 1393.6699 | 1326.2716 | 1185.5221 | 991.8726 | 769.0706 | 7794.2821 | 1447.3338 | 1593.926 | 1867.9829 | 2115.0697 | 2279.8999 | 2348.4762 | 2234.9031 | 1997.7259 | 1671.4066 | 1295.9626 | 13134.1617 | 2474.9353 | 2725.6075 | 3194.2436 | 3616.7611 | 3898.6202 | 4015.8853 | 3821.6758 | 3416.1036 | 2858.099 | 2216.0911 | 22459.3663 | -11285.535 | -12428.5831 | -14565.5319 | -16492.1823 | -17777.4406 | -18312.1616 | -17426.5797 | -15577.1981 | -13032.7354 | -10105.2234 | -102413.1702 | 13760.4703 | 15154.1905 | 17759.7755 | 20108.9434 | 21676.0608 | 22328.0469 | 21248.2555 | 18993.3017 | 15890.8343 | 12321.3146 | 124872.5365
Ach | Single Family | Domestic Hot Water | Conventional Tank | TRC | Existing | NE569 | Thermostatic Shower Restriction Valve | Thermostatic Shower Restriction Valve | NonEquip | 10 |  | 2.11% | average_misc_existing | 4.798% | 17195.4731 | 21457.4997 | 25814.6616 | 29909.4496 | 32861.6672 | 34362.6931 | 33086.8934 | 29901.605 | 25305.1636 | 19857.9394 | 17195.4731 | 38652.9728 | 64467.6344 | 94377.084 | 127238.7513 | 161601.4444 | 194688.3377 | 224589.9428 | 249895.1064 | 269753.0458 | 1.5488 | 3.4815 | 5.8067 | 8.5006 | 11.4605 | 14.5556 | 17.5357 | 20.229 | 22.5083 | 24.2969 | 3.334 | 7.4943 | 12.4994 | 18.2984 | 24.6699 | 31.3323 | 37.7474 | 43.545 | 48.4513 | 52.3015 | 842.5782 | 1077.7029 | 1328.9549 | 1578.2511 | 1777.3835 | 1905.0334 | 1880.162 | 1741.637 | 1510.7623 | 1215.1924 | 10127.4763 | 1419.8303 | 1816.0395 | 2239.4248 | 2659.5143 | 2995.0727 | 3210.176 | 3168.265 | 2934.8363 | 2545.7889 | 2047.7234 | 17065.8323 | 2427.9044 | 3105.4207 | 3829.4079 | 4547.7594 | 5121.5629 | 5489.3886 | 5417.7211 | 5018.5588 | 4353.2893 | 3501.5992 | 29182.5081 | -11071.0777 | -14160.5053 | -17461.8373 | -20737.4708 | -23353.9758 | -25031.2358 | -24704.4366 | -22884.284 | -19850.7008 | -15967.052 | -133070.2354 | 13498.9821 | 17265.926 | 21291.2452 | 25285.2302 | 28475.5387 | 30520.6244 | 30122.1577 | 27902.8428 | 24203.9901 | 19468.6512 | 162252.7434
Ach | Single Family | Space Heating | Central forced air | TRC | New | NN854 | Spray Foam Insulation(Base R2) | Spray Foam Insulation(Base R2) | NonEquip | 20 |  | 0% | shell | 33.29% | 0 | 0 | 0 | 0 | 0 | 0 | 0 | 0 | 0 | 0 | 0 | 0 | 0 | 0 | 0 | 0 | 0 | 0 | 0 | 0 | 0 | 0 | 0 | 0 | 0 | 0 | 0 | 0 | 0 | 0 | 0 | 0 | 0 | 0 | 0 | 0 | 0 | 0 | 0 | 0 | 0 | 0 | 0 | 0 | 0 | 0 | 0 | 0 | 0 | 0 | 0 | 0 | 0 | 0 | 0 | 0 | 0 | 0 | 0 | 0 | 0 | 0 | 0 | 0 | 0 | 0 | 0 | 0 | 0 | 0 | 0 | 0 | 0 | 0 | 0 | 0 | 0 | 0 | 0 | 0 | 0 | 0 | 0 | 0 | 0 | 0 | 0 | 0 | 0 | 0 | 0 | 0 | 0 | 0 | 0
Ach | Single Family | Space Heating | Central forced air | TRC | New | NN764 | Home Energy Management System | Home Energy Management System | NonEquip | 11 |  | 0.95% | average_misc | 15% | 1092.0054 | 1165.0389 | 1322.7 | 1450.8726 | 1515.0835 | 1511.9002 | 1393.8365 | 1206.9942 | 978.29 | 734.8422 | 1092.0054 | 2257.0444 | 3579.7444 | 5030.617 | 6545.7005 | 8057.6007 | 9451.4372 | 10658.4314 | 11636.7214 | 12371.5636 | 0 | 0 | 0 | 0 | 0 | 0 | 0 | 0 | 0 | 0 | 1.1461 | 2.3688 | 3.757 | 5.2797 | 6.8698 | 8.4566 | 9.9194 | 11.1862 | 12.2129 | 12.9842 | 53.5083 | 58.5141 | 68.0934 | 76.5591 | 81.9461 | 83.8182 | 79.2047 | 70.3021 | 58.4056 | 44.9681 | 472.0503 | 490.7961 | 536.7112 | 624.5762 | 702.2265 | 751.6374 | 768.8096 | 726.4929 | 644.835 | 535.7163 | 412.4632 | 4329.807 | 570.9906 | 624.408 | 726.6298 | 816.968 | 874.4524 | 894.4305 | 845.1994 | 750.1989 | 623.2506 | 479.8584 | 5037.2832 | -383.733 | -419.6321 | -488.3301 | -549.0416 | -587.6739 | -601.1001 | -568.0145 | -504.1696 | -418.8542 | -322.4878 | -3385.2956 | 954.7236 | 1044.0401 | 1214.9599 | 1366.0096 | 1462.1264 | 1495.5307 | 1413.2139 | 1254.3685 | 1042.1048 | 802.3461 | 8422.5787
Ach | Single Family | Space Heating | Central forced air | TRC | New | NN638 | Ceiling Insulation(R2 to R38) | Ceiling Insulation(R2 to R38) | NonEquip | 20 |  | 0% | Minsulate | 34.48% | 0 | 0 | 0 | 0 | 0 | 0 | 0 | 0 | 0 | 0 | 0 | 0 | 0 | 0 | 0 | 0 | 0 | 0 | 0 | 0 | 0 | 0 | 0 | 0 | 0 | 0 | 0 | 0 | 0 | 0 | 0 | 0 | 0 | 0 | 0 | 0 | 0 | 0 | 0 | 0 | 0 | 0 | 0 | 0 | 0 | 0 | 0 | 0 | 0 | 0 | 0 | 0 | 0 | 0 | 0 | 0 | 0 | 0 | 0 | 0 | 0 | 0 | 0 | 0 | 0 | 0 | 0 | 0 | 0 | 0 | 0 | 0 | 0 | 0 | 0 | 0 | 0 | 0 | 0 | 0 | 0 | 0 | 0 | 0 | 0 | 0 | 0 | 0 | 0 | 0 | 0 | 0 | 0 | 0 | 0
Ach | Single Family | Space Heating | Central forced air | TRC | New | NN626 | Ceiling Insulation(R19 to R38) | Ceiling Insulation(R19 to R38) | NonEquip | 20 |  | 0% | shell | 6.429% | 0 | 0 | 0 | 0 | 0 | 0 | 0 | 0 | 0 | 0 | 0 | 0 | 0 | 0 | 0 | 0 | 0 | 0 | 0 | 0 | 0 | 0 | 0 | 0 | 0 | 0 | 0 | 0 | 0 | 0 | 0 | 0 | 0 | 0 | 0 | 0 | 0 | 0 | 0 | 0 | 0 | 0 | 0 | 0 | 0 | 0 | 0 | 0 | 0 | 0 | 0 | 0 | 0 | 0 | 0 | 0 | 0 | 0 | 0 | 0 | 0 | 0 | 0 | 0 | 0 | 0 | 0 | 0 | 0 | 0 | 0 | 0 | 0 | 0 | 0 | 0 | 0 | 0 | 0 | 0 | 0 | 0 | 0 | 0 | 0 | 0 | 0 | 0 | 0 | 0 | 0 | 0 | 0 | 0 | 0
Ach | Single Family | Space Heating | Central forced air | TRC | New | NN614 | Ceiling Insulation(R12 to R38) | Ceiling Insulation(R12 to R38) | NonEquip | 20 |  | 0% | shell | 11.98% | 0 | 0 | 0 | 0 | 0 | 0 | 0 | 0 | 0 | 0 | 0 | 0 | 0 | 0 | 0 | 0 | 0 | 0 | 0 | 0 | 0 | 0 | 0 | 0 | 0 | 0 | 0 | 0 | 0 | 0 | 0 | 0 | 0 | 0 | 0 | 0 | 0 | 0 | 0 | 0 | 0 | 0 | 0 | 0 | 0 | 0 | 0 | 0 | 0 | 0 | 0 | 0 | 0 | 0 | 0 | 0 | 0 | 0 | 0 | 0 | 0 | 0 | 0 | 0 | 0 | 0 | 0 | 0 | 0 | 0 | 0 | 0 | 0 | 0 | 0 | 0 | 0 | 0 | 0 | 0 | 0 | 0 | 0 | 0 | 0 | 0 | 0 | 0 | 0 | 0 | 0 | 0 | 0 | 0 | 0
Ach | Single Family | Space Heating | Central forced air | TRC | Existing | NE893 | Wall Insulation | Wall Insulation | NonEquip | 20 |  | 4.5% | shell_existing | 27.09% | 48851.2603 | 35967.9651 | 24101.596 | 15128.8639 | 9035.6242 | 5295.0402 | 3004.2343 | 1701.8695 | 964.2275 | 539.6443 | 48851.2603 | 84819.2254 | 108920.8214 | 124049.6853 | 133085.3095 | 138380.3497 | 141384.5841 | 143086.4536 | 144050.6811 | 144590.3254 | 0 | 0 | 0 | 0 | 0 | 0 | 0 | 0 | 0 | 0 | 40.4958 | 70.3119 | 90.2912 | 102.8324 | 110.3226 | 114.712 | 117.2024 | 118.6132 | 119.4125 | 119.8598 | 2393.7118 | 1806.491 | 1240.7652 | 798.3145 | 488.7083 | 293.5517 | 170.7155 | 99.1264 | 57.5661 | 33.0231 | 6178.593 | 71031.4293 | 53606.1374 | 36818.6885 | 23689.3253 | 14502.0168 | 8710.9069 | 5065.8436 | 2941.4949 | 1708.2256 | 979.9348 | 183344.6704 | 26708.0098 | 20156.0529 | 13843.9266 | 8907.2505 | 5452.7976 | 3275.3246 | 1904.7709 | 1106.01 | 642.2974 | 368.4581 | 68938.0927 | -49316.7981 | -37218.4972 | -25563.0478 | -16447.3908 | -10068.6843 | -6047.943 | -3517.1922 | -2042.2665 | -1186.0132 | -680.3643 | -127295.3701 | 76024.8079 | 57374.5501 | 39406.9745 | 25354.6412 | 15521.4819 | 9323.2676 | 5421.9631 | 3148.2765 | 1828.3107 | 1048.8224 | 196233.4628
Ach | Single Family | Space Heating | Central forced air | TRC | Existing | NE851 | Spray Foam Insulation(Base R2) | Spray Foam Insulation(Base R2) | NonEquip | 20 |  | 0% | shell_existing | 33.29% | 0 | 0 | 0 | 0 | 0 | 0 | 0 | 0 | 0 | 0 | 0 | 0 | 0 | 0 | 0 | 0 | 0 | 0 | 0 | 0 | 0 | 0 | 0 | 0 | 0 | 0 | 0 | 0 | 0 | 0 | 0 | 0 | 0 | 0 | 0 | 0 | 0 | 0 | 0 | 0 | 0 | 0 | 0 | 0 | 0 | 0 | 0 | 0 | 0 | 0 | 0 | 0 | 0 | 0 | 0 | 0 | 0 | 0 | 0 | 0 | 0 | 0 | 0 | 0 | 0 | 0 | 0 | 0 | 0 | 0 | 0 | 0 | 0 | 0 | 0 | 0 | 0 | 0 | 0 | 0 | 0 | 0 | 0 | 0 | 0 | 0 | 0 | 0 | 0 | 0 | 0 | 0 | 0 | 0 | 0
Ach | Single Family | Space Heating | Central forced air | TRC | Existing | NE761 | Home Energy Management System | Home Energy Management System | NonEquip | 11 |  | 0.95% | average_misc_existing | 15% | 6183.5817 | 7718.0394 | 9286.9075 | 10761.3516 | 11824.5421 | 12365.358 | 11906.7454 | 10760.8064 | 9106.8898 | 7146.6753 | 6183.5817 | 13901.6211 | 23188.5286 | 33949.8802 | 45774.4223 | 58139.7803 | 70046.5258 | 80807.3322 | 89914.222 | 97060.8973 | 0 | 0 | 0 | 0 | 0 | 0 | 0 | 0 | 0 | 0 | 6.4898 | 14.59 | 24.3368 | 35.631 | 48.041 | 61.0187 | 73.515 | 84.8087 | 94.3665 | 101.8671 | 302.9955 | 387.6385 | 478.0958 | 567.8511 | 639.552 | 685.5231 | 676.6005 | 626.7696 | 543.6972 | 437.3357 | 3643.9217 | 2779.1784 | 3555.5532 | 4385.2583 | 5208.5249 | 5866.1899 | 6287.8526 | 6206.0117 | 5748.9457 | 4986.9766 | 4011.3926 | 33423.297 | 3233.2871 | 4136.5189 | 5101.7951 | 6059.5808 | 6824.7061 | 7315.267 | 7220.0536 | 6688.3045 | 5801.8322 | 4666.841 | 38884.5538 | -2172.9238 | -2779.9388 | -3428.6507 | -4072.3285 | -4586.5294 | -4916.2098 | -4852.2218 | -4494.861 | -3899.1091 | -3136.3406 | -26132.2825 | 5406.2108 | 6916.4578 | 8530.4458 | 10131.9093 | 11411.2355 | 12231.4768 | 12072.2754 | 11183.1655 | 9700.9413 | 7803.1816 | 65016.8363
Ach | Single Family | Space Heating | Central forced air | TRC | Existing | NE719 | Energy Star Windows | Energy Star Windows | NonEquip | 20 |  | 19% | CACI_existing | 3.196% | 14353.2441 | 14191.8331 | 13858.4442 | 13462.3723 | 12932.2151 | 12453.3651 | 11723.6312 | 11047.0053 | 10394.4101 | 9625.5905 | 14353.2441 | 28545.0772 | 42403.5214 | 55865.8937 | 68798.1088 | 81251.4739 | 92975.1052 | 104022.1105 | 114416.5206 | 124042.1111 | 0 | 0 | 0 | 0 | 0 | 0 | 0 | 0 | 0 | 0 | 57.6323 | 114.6166 | 170.2622 | 224.3174 | 276.2439 | 326.2477 | 373.3214 | 417.6782 | 459.4147 | 498.0642 | 703.309 | 712.7848 | 713.4414 | 710.3776 | 699.4625 | 690.4021 | 666.1951 | 643.4395 | 620.5644 | 589.0311 | 4767.8633 | 5634.4794 | 5710.3941 | 5715.654 | 5691.1091 | 5603.6642 | 5531.0778 | 5337.1457 | 5154.8418 | 4971.5807 | 4718.9556 | 38197.1915 | 23082.8561 | 23393.8571 | 23415.4055 | 23314.8521 | 22956.6152 | 22659.2495 | 21864.765 | 21117.9177 | 20367.1492 | 19332.2161 | 156483.0075 | 745.61 | 755.6557 | 756.3518 | 753.1038 | 741.5322 | 731.9268 | 706.2638 | 682.1396 | 657.8887 | 624.4588 | 5054.6296 | 22337.2462 | 22638.2014 | 22659.0537 | 22561.7484 | 22215.083 | 21927.3226 | 21158.5012 | 20435.7782 | 19709.2605 | 18707.7573 | 151428.3779
Ach | Single Family | Space Heating | Central forced air | TRC | Existing | NE683 | Duct Repair | Duct Repair | NonEquip | 11 |  | 14.08% | CACI_Duct_existing | 12% | 69145.1969 | 66694.6101 | 63571.3927 | 60326.7113 | 56666.6416 | 53419.4993 | 49292.0855 | 45586.9849 | 42157.7595 | 38423.1804 | 69145.1969 | 135839.8069 | 199411.1997 | 259737.911 | 316404.5525 | 369824.0519 | 419116.1373 | 464703.1222 | 506860.8817 | 545284.062 | 0 | 0 | 0 | 0 | 0 | 0 | 0 | 0 | 0 | 0 | 103.2974 | 202.9338 | 297.9044 | 388.0277 | 472.6832 | 552.4877 | 626.1261 | 694.2294 | 757.2098 | 814.6109 | 3388.1146 | 3349.7368 | 3272.695 | 3183.2982 | 3064.9191 | 2961.5238 | 2801.0216 | 2655.2414 | 2516.8917 | 2351.2791 | 21113.2923 | 7301.7477 | 7219.0393 | 7053.0061 | 6860.3465 | 6605.2269 | 6382.3989 | 6036.4998 | 5722.3278 | 5424.1695 | 5067.2567 | 45501.3923 | 59930.017 | 59251.1777 | 57888.4393 | 56307.161 | 54213.2345 | 52384.3457 | 49545.335 | 46966.7285 | 44519.5564 | 41590.1495 | 373458.428 | -522.57 | -516.6507 | -504.7681 | -490.9799 | -472.7215 | -456.7742 | -432.019 | -409.5344 | -388.1959 | -362.6524 | -3256.4344 | 60452.587 | 59767.8285 | 58393.2074 | 56798.1408 | 54685.9561 | 52841.1199 | 49977.354 | 47376.2629 | 44907.7523 | 41952.8019 | 376714.8624
Ach | Single Family | Space Heating | Central forced air | TRC | Existing | NE635 | Ceiling Insulation(R2 to R38) | Ceiling Insulation(R2 to R38) | NonEquip | 20 |  | 16.25% | Minsulate_existing | 34.48% | 111539.1274 | 69908.4278 | 41655.0015 | 24182.3232 | 13758.9822 | 7834.7947 | 4372.4762 | 2454.0026 | 1383.1411 | 771.8548 | 111539.1274 | 181447.5553 | 223102.5568 | 247284.88 | 261043.8622 | 268878.6569 | 273251.1331 | 275705.1357 | 277088.2768 | 277860.1316 | 0 | 0 | 0 | 0 | 0 | 0 | 0 | 0 | 0 | 0 | 152.8631 | 248.6718 | 305.7596 | 338.9012 | 357.7577 | 368.4952 | 374.4876 | 377.8508 | 379.7464 | 380.8042 | 5465.4172 | 3511.1508 | 2144.4255 | 1276.0441 | 744.1798 | 434.3532 | 248.4659 | 142.9349 | 82.5759 | 47.2331 | 12000.1453 | 8104.0392 | 5206.2821 | 3179.7222 | 1892.0992 | 1103.4586 | 644.0525 | 368.4215 | 211.9417 | 122.4424 | 70.0365 | 17793.6366 | 215058.5096 | 138160.148 | 84380.9236 | 50211.0157 | 29282.7027 | 17091.3487 | 9776.8744 | 5624.3387 | 3249.2775 | 1858.5738 | 472193.2928 | 41475.6648 | 26645.2325 | 16273.5011 | 9683.5752 | 5647.3913 | 3296.1962 | 1885.5444 | 1084.6964 | 626.6478 | 358.44 | 91066.058 | 173582.8448 | 111514.9155 | 68107.4225 | 40527.4405 | 23635.3114 | 13795.1525 | 7891.33 | 4539.6423 | 2622.6297 | 1500.1337 | 381127.2347
Ach | Single Family | Space Heating | Central forced air | TRC | Existing | NE623 | Ceiling Insulation(R19 to R38) | Ceiling Insulation(R19 to R38) | NonEquip | 20 |  | 6.361% | shell_existing | 6.429% | 16390.7806 | 12067.9657 | 8086.4686 | 5075.9293 | 3031.5507 | 1776.5374 | 1007.9476 | 570.9918 | 323.5064 | 181.0551 | 16390.7806 | 28458.7463 | 36545.2148 | 41621.1442 | 44652.6949 | 46429.2323 | 47437.18 | 48008.1718 | 48331.6781 | 48512.7332 | 0 | 0 | 0 | 0 | 0 | 0 | 0 | 0 | 0 | 0 | 21.9634 | 38.1344 | 48.9701 | 55.7718 | 59.8341 | 62.2146 | 63.5652 | 64.3304 | 64.7639 | 65.0065 | 803.1482 | 606.1136 | 416.2965 | 267.8448 | 163.967 | 98.4895 | 57.2766 | 33.2578 | 19.3139 | 11.0795 | 2073.0347 | 23816.8391 | 17973.9041 | 12345.0007 | 7942.7638 | 4862.334 | 2920.6409 | 1698.5004 | 986.2373 | 572.741 | 328.5565 | 61474.4968 | 8977.1091 | 6774.7738 | 4653.1119 | 2993.8086 | 1832.7244 | 1100.8561 | 640.2035 | 371.7353 | 215.8791 | 123.8404 | 23171.1379 | -16531.0546 | -12475.5258 | -8568.5544 | -5513.0012 | -3374.9025 | -2027.1907 | -1178.9139 | -684.5385 | -397.5344 | -228.0481 | -42668.8973 | 25508.1637 | 19250.2996 | 13221.6663 | 8506.8098 | 5207.6269 | 3128.0468 | 1819.1174 | 1056.2738 | 613.4135 | 351.8885 | 65840.0352
Ach | Single Family | Space Heating | Central forced air | TRC | Existing | NE611 | Ceiling Insulation(R12 to R38) | Ceiling Insulation(R12 to R38) | NonEquip | 20 |  | 15.79% | shell_existing | 11.98% | 73024.5953 | 53762.4944 | 36023.2356 | 22611.1907 | 13503.99 | 7913.4282 | 4489.7615 | 2543.3786 | 1440.9876 | 806.4637 | 73024.5953 | 126787.0897 | 162810.3252 | 185421.516 | 198925.5059 | 206838.9342 | 211328.6956 | 213872.0743 | 215313.0618 | 216119.5255 | 0 | 0 | 0 | 0 | 0 | 0 | 0 | 0 | 0 | 0 | 98.7356 | 171.4272 | 220.1337 | 250.706 | 268.9646 | 279.6642 | 285.7348 | 289.1736 | 291.122 | 292.2124 | 3578.2052 | 2700.2213 | 1854.4987 | 1193.1392 | 730.388 | 438.7126 | 255.1306 | 148.1406 | 86.0295 | 49.351 | 9235.2122 | 55360.1014 | 41776.3982 | 28691.8246 | 18459.6196 | 11300.178 | 6787.5292 | 3947.2459 | 2291.9535 | 1331.0025 | 763.5322 | 142882.3285 | 90744.2764 | 68478.3612 | 47030.6014 | 30258.341 | 18522.8432 | 11125.8725 | 6470.1827 | 3756.8873 | 2181.7312 | 1251.5543 | 234207.5461 | -22900.301 | -17281.2561 | -11868.6816 | -7636.0201 | -4674.4401 | -2807.7344 | -1632.8207 | -948.0912 | -550.5835 | -315.8433 | -59104.8109 | 113644.5773 | 85759.6173 | 58899.283 | 37894.361 | 23197.2833 | 13933.6069 | 8103.0034 | 4704.9784 | 2732.3147 | 1567.3976 | 293312.357
Ach | Single Family | Space Heating | Central forced air | TRC | Existing | NE605 | Air Sealing-Infiltration Control | Air Sealing-Infiltration Control | NonEquip | 11 |  | 20.8% | Nmeasure_existing | 9% | 42262.4643 | 52752.4012 | 63478.2002 | 73558.6543 | 80827.7021 | 84525.651 | 81391.548 | 73558.8412 | 62253.4882 | 48854.0859 | 42262.4643 | 95014.8655 | 158493.0658 | 232051.7201 | 312879.4222 | 397405.0732 | 478796.6211 | 552355.4623 | 614608.9505 | 663463.0363 | 0 | 0 | 0 | 0 | 0 | 0 | 0 | 0 | 0 | 0 | 63.1368 | 141.9446 | 236.776 | 346.6668 | 467.4169 | 593.6915 | 715.284 | 825.175 | 918.1768 | 991.1609 | 2070.8608 | 2649.4893 | 3267.8974 | 3881.5166 | 4371.7143 | 4686.0178 | 4625.0729 | 4284.479 | 3716.6417 | 2989.5909 | 24908.0077 | 30879.0279 | 39507.0772 | 48728.2864 | 57878.0879 | 65187.5257 | 69874.1688 | 68965.4071 | 63886.7418 | 55419.6039 | 44578.4006 | 371408.3931 | 10213.9212 | 13067.8393 | 16117.9581 | 19144.4572 | 21562.2154 | 23112.4262 | 22811.8332 | 21131.9523 | 18331.2593 | 14745.2916 | 122851.5376 | -26735.5043 | -34205.7929 | -42189.6478 | -50111.6769 | -56440.2927 | -60498.0554 | -59711.2365 | -55314.0554 | -47983.0862 | -38596.6173 | -321570.7024 | 36949.4256 | 47273.6322 | 58307.6058 | 69256.1341 | 78002.5081 | 83610.4816 | 82523.0697 | 76446.0078 | 66314.3455 | 53341.9089 | 444422.2401
Ach | Single Family | Space Cooling | CAC | TRC | New | NN860 | Spray Foam Insulation(Base R2) | Spray Foam Insulation(Base R2) | NonEquip | 20 |  | 0% | shell | 34.78% | 0 | 0 | 0 | 0 | 0 | 0 | 0 | 0 | 0 | 0 | 0 | 0 | 0 | 0 | 0 | 0 | 0 | 0 | 0 | 0 | 0 | 0 | 0 | 0 | 0 | 0 | 0 | 0 | 0 | 0 | 0 | 0 | 0 | 0 | 0 | 0 | 0 | 0 | 0 | 0 | 0 | 0 | 0 | 0 | 0 | 0 | 0 | 0 | 0 | 0 | 0 | 0 | 0 | 0 | 0 | 0 | 0 | 0 | 0 | 0 | 0 | 0 | 0 | 0 | 0 | 0 | 0 | 0 | 0 | 0 | 0 | 0 | 0 | 0 | 0 | 0 | 0 | 0 | 0 | 0 | 0 | 0 | 0 | 0 | 0 | 0 | 0 | 0 | 0 | 0 | 0 | 0 | 0 | 0 | 0
Ach | Single Family | Space Cooling | CAC | TRC | New | NN758 | Home Energy Management System | Home Energy Management System | NonEquip | 11 |  | 0.95% | average_misc | 7.12% | 1428.3222 | 1536.6243 | 1759.197 | 1945.8452 | 2048.9976 | 2061.8348 | 1916.7632 | 1673.7389 | 1367.9681 | 1036.1637 | 1428.3222 | 2964.9464 | 4724.1434 | 6669.9886 | 8718.9862 | 10780.8211 | 12697.5843 | 14371.3232 | 15739.2913 | 16775.455 | 1.6381 | 3.4005 | 5.4181 | 7.6497 | 9.9997 | 12.3644 | 14.5627 | 16.4823 | 18.0512 | 19.2395 | 0 | 0 | 0 | 0 | 0 | 0 | 0 | 0 | 0 | 0 | 69.9878 | 77.177 | 90.5646 | 102.6777 | 110.8238 | 114.3061 | 108.92 | 97.4879 | 81.6701 | 63.4073 | 638.4702 | 641.9519 | 707.8934 | 830.6891 | 941.7946 | 1016.5137 | 1048.4544 | 999.0518 | 894.1926 | 749.1059 | 581.5934 | 5856.2671 | 746.8448 | 823.5609 | 966.421 | 1095.6808 | 1182.6087 | 1219.7684 | 1162.2935 | 1040.3008 | 871.5074 | 676.6239 | 6813.1619 | -501.9154 | -553.4724 | -649.4812 | -736.35 | -794.7697 | -819.7428 | -781.1169 | -699.1319 | -585.6947 | -454.7237 | -4578.7711 | 1248.7602 | 1377.0333 | 1615.9022 | 1832.0308 | 1977.3784 | 2039.5111 | 1943.4104 | 1739.4327 | 1457.2021 | 1131.3475 | 11391.9329
Ach | Single Family | Space Cooling | CAC | TRC | New | NN644 | Ceiling Insulation(R2 to R38) | Ceiling Insulation(R2 to R38) | NonEquip | 20 |  | 0% | Minsulate | 29.55% | 0 | 0 | 0 | 0 | 0 | 0 | 0 | 0 | 0 | 0 | 0 | 0 | 0 | 0 | 0 | 0 | 0 | 0 | 0 | 0 | 0 | 0 | 0 | 0 | 0 | 0 | 0 | 0 | 0 | 0 | 0 | 0 | 0 | 0 | 0 | 0 | 0 | 0 | 0 | 0 | 0 | 0 | 0 | 0 | 0 | 0 | 0 | 0 | 0 | 0 | 0 | 0 | 0 | 0 | 0 | 0 | 0 | 0 | 0 | 0 | 0 | 0 | 0 | 0 | 0 | 0 | 0 | 0 | 0 | 0 | 0 | 0 | 0 | 0 | 0 | 0 | 0 | 0 | 0 | 0 | 0 | 0 | 0 | 0 | 0 | 0 | 0 | 0 | 0 | 0 | 0 | 0 | 0 | 0 | 0
Ach | Single Family | Space Cooling | CAC | TRC | New | NN632 | Ceiling Insulation(R19 to R38) | Ceiling Insulation(R19 to R38) | NonEquip | 20 |  | 0% | shell | 5.005% | 0 | 0 | 0 | 0 | 0 | 0 | 0 | 0 | 0 | 0 | 0 | 0 | 0 | 0 | 0 | 0 | 0 | 0 | 0 | 0 | 0 | 0 | 0 | 0 | 0 | 0 | 0 | 0 | 0 | 0 | 0 | 0 | 0 | 0 | 0 | 0 | 0 | 0 | 0 | 0 | 0 | 0 | 0 | 0 | 0 | 0 | 0 | 0 | 0 | 0 | 0 | 0 | 0 | 0 | 0 | 0 | 0 | 0 | 0 | 0 | 0 | 0 | 0 | 0 | 0 | 0 | 0 | 0 | 0 | 0 | 0 | 0 | 0 | 0 | 0 | 0 | 0 | 0 | 0 | 0 | 0 | 0 | 0 | 0 | 0 | 0 | 0 | 0 | 0 | 0 | 0 | 0 | 0 | 0 | 0
Ach | Single Family | Space Cooling | CAC | TRC | New | NN620 | Ceiling Insulation(R12 to R38) | Ceiling Insulation(R12 to R38) | NonEquip | 20 |  | 0% | shell | 9.56% | 0 | 0 | 0 | 0 | 0 | 0 | 0 | 0 | 0 | 0 | 0 | 0 | 0 | 0 | 0 | 0 | 0 | 0 | 0 | 0 | 0 | 0 | 0 | 0 | 0 | 0 | 0 | 0 | 0 | 0 | 0 | 0 | 0 | 0 | 0 | 0 | 0 | 0 | 0 | 0 | 0 | 0 | 0 | 0 | 0 | 0 | 0 | 0 | 0 | 0 | 0 | 0 | 0 | 0 | 0 | 0 | 0 | 0 | 0 | 0 | 0 | 0 | 0 | 0 | 0 | 0 | 0 | 0 | 0 | 0 | 0 | 0 | 0 | 0 | 0 | 0 | 0 | 0 | 0 | 0 | 0 | 0 | 0 | 0 | 0 | 0 | 0 | 0 | 0 | 0 | 0 | 0 | 0 | 0 | 0
Ach | Single Family | Space Cooling | CAC | TRC | Existing | NE887 | Wall Insulation | Wall Insulation | NonEquip | 20 |  | 4.5% | shell_existing | 5.498% | 27322.7264 | 20116.3794 | 13479.382 | 8461.0662 | 5053.297 | 2961.3233 | 1680.1625 | 951.7987 | 539.2621 | 301.8072 | 27322.7264 | 47439.1059 | 60918.4878 | 69379.554 | 74432.851 | 77394.1743 | 79074.3368 | 80026.1355 | 80565.3976 | 80867.2048 | 54.913 | 95.3427 | 122.4334 | 139.4384 | 149.5944 | 155.5461 | 158.9228 | 160.8358 | 161.9196 | 162.5261 | 0 | 0 | 0 | 0 | 0 | 0 | 0 | 0 | 0 | 0 | 1338.8136 | 1010.3452 | 693.927 | 446.4705 | 273.3168 | 164.1728 | 95.4752 | 55.4381 | 32.1949 | 18.4689 | 3455.601 | 39728.1933 | 29981.1623 | 20591.7138 | 13248.6452 | 8110.4521 | 4871.6932 | 2833.1481 | 1645.0797 | 955.3568 | 548.0488 | 102542.1196 | 14937.9083 | 11272.9982 | 7742.5402 | 4981.5265 | 3049.552 | 1831.7699 | 1065.2713 | 618.5544 | 359.2167 | 206.0678 | 38556.1147 | -27583.1038 | -20815.7845 | -14296.7331 | -9198.474 | -5631.05 | -3382.3944 | -1967.0418 | -1142.1713 | -663.2999 | -380.5078 | -71194.5269 | 42521.0121 | 32088.7828 | 22039.2733 | 14180.0005 | 8680.6019 | 5214.1643 | 3032.3132 | 1760.7258 | 1022.5166 | 586.5756 | 109750.6416
Ach | Single Family | Space Cooling | CAC | TRC | Existing | NE857 | Spray Foam Insulation(Base R2) | Spray Foam Insulation(Base R2) | NonEquip | 20 |  | 0% | shell_existing | 34.78% | 0 | 0 | 0 | 0 | 0 | 0 | 0 | 0 | 0 | 0 | 0 | 0 | 0 | 0 | 0 | 0 | 0 | 0 | 0 | 0 | 0 | 0 | 0 | 0 | 0 | 0 | 0 | 0 | 0 | 0 | 0 | 0 | 0 | 0 | 0 | 0 | 0 | 0 | 0 | 0 | 0 | 0 | 0 | 0 | 0 | 0 | 0 | 0 | 0 | 0 | 0 | 0 | 0 | 0 | 0 | 0 | 0 | 0 | 0 | 0 | 0 | 0 | 0 | 0 | 0 | 0 | 0 | 0 | 0 | 0 | 0 | 0 | 0 | 0 | 0 | 0 | 0 | 0 | 0 | 0 | 0 | 0 | 0 | 0 | 0 | 0 | 0 | 0 | 0 | 0 | 0 | 0 | 0 | 0 | 0
Ach | Single Family | Space Cooling | CAC | TRC | Existing | NE755 | Home Energy Management System | Home Energy Management System | NonEquip | 11 |  | 0.95% | average_misc_existing | 7.12% | 8087.7494 | 10094.3988 | 12146.0444 | 14074.243 | 15464.6585 | 16171.9633 | 15572.2232 | 14073.5847 | 11910.5777 | 9346.9486 | 8087.7494 | 18182.1482 | 30328.1926 | 44402.4357 | 59867.0941 | 76039.0575 | 91611.2807 | 105684.8655 | 117595.4431 | 126942.3917 | 9.2757 | 20.8529 | 34.783 | 50.9246 | 68.6608 | 87.2082 | 105.0678 | 121.2086 | 134.8687 | 145.5885 | 0 | 0 | 0 | 0 | 0 | 0 | 0 | 0 | 0 | 0 | 396.2997 | 506.9912 | 625.286 | 742.6646 | 836.4344 | 896.5575 | 884.8912 | 819.7244 | 711.0822 | 571.9798 | 4765.7572 | 3634.9967 | 4650.2966 | 5735.3368 | 6811.9738 | 7672.0623 | 8223.5323 | 8116.5252 | 7518.7928 | 6522.2896 | 5246.3948 | 43713.1557 | 4228.9432 | 5410.1397 | 6672.4719 | 7925.028 | 8925.6521 | 9567.2305 | 9442.7387 | 8747.3389 | 7588.0103 | 6103.6385 | 50855.7416 | -2842.0523 | -3635.873 | -4484.2207 | -5325.9984 | -5998.4657 | -6429.6371 | -6345.9727 | -5878.6307 | -5099.5063 | -4101.9374 | -34177.4941 | 7070.9955 | 9046.0128 | 11156.6926 | 13251.0263 | 14924.1178 | 15996.8675 | 15788.7114 | 14625.9695 | 12687.5166 | 10205.5759 | 85033.2357
Ach | Single Family | Space Cooling | CAC | TRC | Existing | NE713 | Energy Star Windows | Energy Star Windows | NonEquip | 20 |  | 19% | CACI_existing | 12.72% | 157445.3952 | 155671.2156 | 152011.8951 | 147666.0092 | 141850.0261 | 136597.2085 | 128592.7453 | 121170.931 | 114012.7675 | 105579.8123 | 157445.3952 | 313116.6108 | 465128.5059 | 612794.5151 | 754644.5412 | 891241.7497 | 1019834.495 | 1141005.426 | 1255018.1935 | 1360598.0059 | 82.3806 | 163.833 | 243.3706 | 320.6344 | 394.855 | 466.3272 | 533.6112 | 597.0118 | 656.6671 | 711.9099 | 0 | 0 | 0 | 0 | 0 | 0 | 0 | 0 | 0 | 0 | 7714.8244 | 7818.5868 | 7825.6674 | 7791.9869 | 7672.2185 | 7572.813 | 7307.2799 | 7057.6738 | 6806.7608 | 6460.8812 | 52298.0403 | 61806.4335 | 62637.7144 | 62694.4396 | 62424.6124 | 61465.1014 | 60668.7255 | 58541.4373 | 56541.747 | 54531.5863 | 51760.6111 | 418979.7719 | 253203.3437 | 256608.8647 | 256841.2515 | 255735.8465 | 251805.0031 | 248542.4782 | 239827.5846 | 231635.4234 | 223400.3679 | 212048.472 | 1716440.7184 | 8178.8377 | 8288.841 | 8296.3474 | 8260.6412 | 8133.6693 | 8028.2849 | 7746.7812 | 7482.1624 | 7216.1581 | 6849.4753 | 55443.5414 | 245024.506 | 248320.0237 | 248544.904 | 247475.2052 | 243671.3338 | 240514.1933 | 232080.8035 | 224153.261 | 216184.2099 | 205198.9968 | 1660997.177
Ach | Single Family | Space Cooling | CAC | TRC | Existing | NE677 | Duct Repair | Duct Repair | NonEquip | 11 |  | 14.08% | CACI_Duct_existing | 12% | 190520.3389 | 183764.3397 | 175156.9051 | 166216.1662 | 156131.762 | 147185.5359 | 135814.1073 | 125606.2987 | 116158.5508 | 105869.3347 | 190520.3389 | 374284.6786 | 549441.5837 | 715657.7499 | 871789.5119 | 1018975.0478 | 1154789.1551 | 1280395.4538 | 1396554.0046 | 1502423.3393 | 147.6347 | 290.0342 | 425.7638 | 554.5651 | 675.552 | 789.6065 | 894.8492 | 992.1819 | 1082.1934 | 1164.2319 | 0 | 0 | 0 | 0 | 0 | 0 | 0 | 0 | 0 | 0 | 9335.4966 | 9229.564 | 9017.1869 | 8770.8349 | 8444.6723 | 8159.8193 | 7717.6336 | 7316.0145 | 6934.8678 | 6478.5983 | 58173.5449 | 20118.9888 | 19890.6927 | 19432.9976 | 18902.0828 | 18199.1677 | 17585.2791 | 16632.3218 | 15766.7899 | 14945.3783 | 13962.0689 | 125370.1812 | 165129.1438 | 163255.3746 | 159498.7844 | 155141.2338 | 149371.9691 | 144333.4007 | 136511.8837 | 129407.9208 | 122666.0815 | 114595.4452 | 1028991.6077 | -1439.8717 | -1423.5331 | -1390.7768 | -1352.7804 | -1302.4744 | -1258.5397 | -1190.3386 | -1128.3944 | -1069.6078 | -999.2345 | -8972.4678 | 166569.0155 | 164678.9076 | 160889.5612 | 156494.0142 | 150674.4434 | 145591.9404 | 137702.2224 | 130536.3153 | 123735.6893 | 115594.6797 | 1037964.0755
Ach | Single Family | Space Cooling | CAC | TRC | Existing | NE641 | Ceiling Insulation(R2 to R38) | Ceiling Insulation(R2 to R38) | NonEquip | 20 |  | 16.25% | Minsulate_existing | 29.55% | 263354.1255 | 165060.2196 | 98351.285 | 57096.6864 | 32486.2207 | 18498.6699 | 10323.818 | 5794.1256 | 3265.7232 | 1822.4202 | 263354.1255 | 428414.3451 | 526765.6301 | 583862.3165 | 616348.5372 | 634847.2071 | 645171.025 | 650965.1506 | 654230.8738 | 656053.294 | 219.1954 | 356.5787 | 438.4386 | 485.9614 | 513.0004 | 528.3973 | 536.99 | 541.8126 | 544.5307 | 546.0476 | 0 | 0 | 0 | 0 | 0 | 0 | 0 | 0 | 0 | 0 | 12904.3521 | 8290.1495 | 5063.1856 | 3012.8574 | 1757.0768 | 1025.5478 | 586.6507 | 337.4823 | 194.9694 | 111.5217 | 28333.4454 | 19134.381 | 12292.5102 | 7507.6162 | 4467.4201 | 2605.3672 | 1520.667 | 869.8769 | 500.4138 | 289.0977 | 165.3627 | 42012.4104 | 507772.8956 | 326208.8003 | 199231.1116 | 118552.8203 | 69139.1508 | 40354.2443 | 23084.0985 | 13279.5803 | 7671.8426 | 4388.2634 | 1114891.7382 | 97927.8543 | 62911.8414 | 38423.231 | 22863.8106 | 13334.0096 | 7782.6221 | 4451.9435 | 2561.0678 | 1479.573 | 846.3099 | 215015.328 | 409845.0413 | 263296.9589 | 160807.8806 | 95689.0097 | 55805.1412 | 32571.6222 | 18632.155 | 10718.5125 | 6192.2696 | 3541.9535 | 899876.4101
Ach | Single Family | Space Cooling | CAC | TRC | Existing | NE629 | Ceiling Insulation(R19 to R38) | Ceiling Insulation(R19 to R38) | NonEquip | 20 |  | 6.361% | shell_existing | 5.005% | 35155.4984 | 25883.0014 | 17343.2637 | 10886.3663 | 6501.7561 | 3810.1357 | 2161.7486 | 1224.6122 | 693.8301 | 388.3137 | 35155.4984 | 61038.4997 | 78381.7634 | 89268.1297 | 95769.8858 | 99580.0215 | 101741.7701 | 102966.3822 | 103660.2123 | 104048.5261 | 29.8705 | 51.8624 | 66.5984 | 75.8482 | 81.3725 | 84.6099 | 86.4466 | 87.4871 | 88.0767 | 88.4066 | 0 | 0 | 0 | 0 | 0 | 0 | 0 | 0 | 0 | 0 | 1722.6194 | 1299.9737 | 892.8421 | 574.4479 | 351.6594 | 211.2301 | 122.8413 | 71.3283 | 41.4229 | 23.7626 | 4446.1843 | 51083.159 | 38549.8762 | 26476.6506 | 17034.8779 | 10428.2304 | 6263.8919 | 3642.7794 | 2115.1936 | 1228.3681 | 704.6639 | 131848.705 | 19254.406 | 14530.3263 | 9979.6526 | 6420.8335 | 3930.6375 | 2361.0035 | 1373.0465 | 797.2646 | 462.9999 | 265.6039 | 49696.7796 | -35456.3629 | -26757.1236 | -18377.2059 | -11823.7561 | -7238.1413 | -4347.7112 | -2528.4205 | -1468.1369 | -852.5993 | -489.1009 | -91515.0045 | 54710.7689 | 41287.4499 | 28356.8586 | 18244.5896 | 11168.7788 | 6708.7148 | 3901.467 | 2265.4015 | 1315.5992 | 754.7048 | 141211.7842
Ach | Single Family | Space Cooling | CAC | TRC | Existing | NE617 | Ceiling Insulation(R12 to R38) | Ceiling Insulation(R12 to R38) | NonEquip | 20 |  | 15.79% | shell_existing | 9.56% | 160600.2081 | 118235.4008 | 79222.0127 | 49726.13 | 29697.7474 | 17403.1397 | 9873.8966 | 5593.4426 | 3169.0676 | 1773.6148 | 160600.2081 | 278835.6089 | 358057.6216 | 407783.7515 | 437481.499 | 454884.6386 | 464758.5352 | 470351.9779 | 473521.0455 | 475294.6604 | 135.3228 | 234.9488 | 301.7018 | 343.6013 | 368.6249 | 383.2889 | 391.6087 | 396.3218 | 398.992 | 400.4865 | 0 | 0 | 0 | 0 | 0 | 0 | 0 | 0 | 0 | 0 | 7869.4102 | 5938.373 | 4078.3987 | 2623.9306 | 1606.2571 | 964.8127 | 561.084 | 325.7934 | 189.1989 | 108.5351 | 20310.2912 | 121751.3602 | 91875.3722 | 63098.8321 | 40596.0684 | 24851.1614 | 14927.0728 | 8680.7947 | 5040.504 | 2927.1849 | 1679.1977 | 314230.103 | 199570.427 | 150598.7878 | 103429.3239 | 66543.6073 | 40735.1251 | 24467.9179 | 14229.2448 | 8262.2119 | 4798.1356 | 2752.4801 | 515074.6219 | -50363.7587 | -38005.2352 | -26101.5101 | -16793 | -10279.95 | -6174.7441 | -3590.904 | -2085.0587 | -1210.8615 | -694.6182 | -129984.6595 | 249934.1857 | 188604.023 | 129530.8339 | 83336.6073 | 51015.0751 | 30642.662 | 17820.1488 | 10347.2705 | 6008.9971 | 3447.0983 | 645059.2814
Ach | Single Family | Space Cooling | CAC | TRC | Existing | NE599 | Air Sealing-Infiltration Control | Air Sealing-Infiltration Control | NonEquip | 11 |  | 20.8% | Nmeasure_existing | 9% | 116469.569 | 145369.1049 | 174917.2336 | 202687.6226 | 222712.945 | 232900.2135 | 224263.9052 | 202681.9315 | 171531.8069 | 134611.8021 | 116469.569 | 261838.6739 | 436755.9074 | 639443.5301 | 862156.4751 | 1095056.6886 | 1319320.5938 | 1522002.5253 | 1693534.3322 | 1828146.1343 | 90.2526 | 202.8995 | 338.4433 | 495.5065 | 668.0874 | 848.5624 | 1022.3451 | 1179.4038 | 1312.3243 | 1416.6353 | 0 | 0 | 0 | 0 | 0 | 0 | 0 | 0 | 0 | 0 | 5707.0089 | 7301.1633 | 9004.8485 | 10695.3476 | 12045.8376 | 12911.7555 | 12743.7914 | 11805.3311 | 10240.7477 | 8237.4731 | 68633.3642 | 85098.3759 | 108869.1381 | 134273.1366 | 159480.5146 | 179617.946 | 192529.8254 | 190025.2777 | 176031.705 | 152701.8817 | 122830.6444 | 1023406.1215 | 28148.1693 | 36010.8745 | 44413.8086 | 52751.7062 | 59412.6069 | 63683.4965 | 62855.062 | 58226.3784 | 50509.5235 | 40628.9513 | 338514.2016 | -73679.3918 | -94260.458 | -116255.6034 | -138080.512 | -155515.7884 | -166695.0783 | -164526.6052 | -152410.7696 | -132211.4747 | -106348.5299 | -886079.6672 | 101827.5611 | 130271.3324 | 160669.412 | 190832.2182 | 214928.3952 | 230378.5748 | 227381.6671 | 210637.148 | 182720.9982 | 146977.4812 | 1224593.8688
Ach | Single Family | Space Cooling | CAC | TRC | Turnover | ET209 | 16 SEER Central AC | 16 SEER Central AC | Equip | 15 | CAC | 0% | CACI | 12.5% | 0 | 0 | 0 | 0 | 0 | 0 | 0 | 0 | 0 | 0 | 0 | 0 | 0 | 0 | 0 | 0 | 0 | 0 | 0 | 0 | 0 | 0 | 0 | 0 | 0 | 0 | 0 | 0 | 0 | 0 | 0 | 0 | 0 | 0 | 0 | 0 | 0 | 0 | 0 | 0 | 0 | 0 | 0 | 0 | 0 | 0 | 0 | 0 | 0 | 0 | 0 | 0 | 0 | 0 | 0 | 0 | 0 | 0 | 0 | 0 | 0 | 0 | 0 | 0 | 0 | 0 | 0 | 0 | 0 | 0 | 0 | 0 | 0 | 0 | 0 | 0 | 0 | 0 | 0 | 0 | 0 | 0 | 0 | 0 | 0 | 0 | 0 | 0 | 0 | 0 | 0 | 0 | 0 | 0 | 0
Ach | Single Family | Space Cooling | CAC | TRC | Turnover | ET182 | 15 SEER Central AC | 15 SEER Central AC | Equip | 15 | CAC | 78% | CACI | 6.667% | 511338.2469 | 463827.1306 | 452439.351 | 439014.8565 | 421229.6126 | 405131.0775 | 380901.2647 | 358449.8658 | 336833.5903 | 311510.36 | 511338.2469 | 975165.3775 | 1427604.7285 | 1866619.5849 | 2287849.1975 | 2692980.275 | 3073881.5397 | 3432331.4055 | 3769164.9958 | 4080675.3559 | 261.4815 | 498.6674 | 730.0299 | 954.5276 | 1169.9305 | 1377.1012 | 1571.8815 | 1755.1809 | 1927.4265 | 2086.7226 | 0 | 0 | 0 | 0 | 0 | 0 | 0 | 0 | 0 | 0 | 25055.5741 | 23295.7176 | 23291.8606 | 23165.7782 | 22782.9751 | 22460.0628 | 21644.7058 | 20878.1282 | 20109.5521 | 19062.6539 | 157220.9377 | 385598.0623 | 358514.3787 | 358455.0194 | 356514.6478 | 350623.4195 | 345653.8915 | 333105.7824 | 321308.3741 | 309480.2095 | 293368.7483 | 2419584.9064 | 278718.4763 | 259141.8141 | 259098.908 | 257696.3661 | 253438.061 | 249845.9806 | 240775.9406 | 232248.5231 | 223698.8743 | 212053.1676 | 1748927.4051 | -337551.8158 | -313842.8103 | -313790.8474 | -312092.2497 | -306935.0796 | -302584.7641 | -291600.1731 | -281272.7442 | -270918.3913 | -256814.4485 | -2118100.0599 | 616270.2922 | 572984.6244 | 572889.7554 | 569788.6159 | 560373.1406 | 552430.7447 | 532376.1137 | 513521.2673 | 494617.2656 | 468867.6162 | 3867027.4651
Ach | Single Family | Space Cooling | CAC | TRC | New | EN215 | 16 SEER Central AC | 16 SEER Central AC | Equip | 15 | CAC | 0% | CACI | 12.5% | 0 | 0 | 0 | 0 | 0 | 0 | 0 | 0 | 0 | 0 | 0 | 0 | 0 | 0 | 0 | 0 | 0 | 0 | 0 | 0 | 0 | 0 | 0 | 0 | 0 | 0 | 0 | 0 | 0 | 0 | 0 | 0 | 0 | 0 | 0 | 0 | 0 | 0 | 0 | 0 | 0 | 0 | 0 | 0 | 0 | 0 | 0 | 0 | 0 | 0 | 0 | 0 | 0 | 0 | 0 | 0 | 0 | 0 | 0 | 0 | 0 | 0 | 0 | 0 | 0 | 0 | 0 | 0 | 0 | 0 | 0 | 0 | 0 | 0 | 0 | 0 | 0 | 0 | 0 | 0 | 0 | 0 | 0 | 0 | 0 | 0 | 0 | 0 | 0 | 0 | 0 | 0 | 0 | 0 | 0
Ach | Single Family | Space Cooling | CAC | TRC | New | EN188 | 15 SEER Central AC | 15 SEER Central AC | Equip | 15 | CAC | 78% | CACI | 6.667% | 126289.4767 | 107634.6786 | 100007.1135 | 92736.7962 | 85375.2965 | 79113.2539 | 71906.5209 | 65469.1063 | 59494.2277 | 53179.096 | 126289.4767 | 233924.1553 | 333931.2688 | 426668.0651 | 512043.3616 | 591156.6154 | 663063.1364 | 728532.2427 | 788026.4704 | 841205.5664 | 64.5803 | 119.6211 | 170.7614 | 218.184 | 261.8421 | 302.298 | 339.0686 | 372.5473 | 402.9707 | 430.1648 | 0 | 0 | 0 | 0 | 0 | 0 | 0 | 0 | 0 | 0 | 6188.1844 | 5405.9517 | 5148.4287 | 4893.5019 | 4617.6793 | 4385.9599 | 4086.0864 | 3813.2875 | 3551.909 | 3254.2568 | 32869.93 | 95234.3733 | 83196.0387 | 79232.8336 | 75309.5841 | 71064.753 | 67498.6581 | 62883.6923 | 58685.3954 | 54662.856 | 50082.0738 | 505858.7474 | 68837.4295 | 60135.8654 | 57271.1764 | 54435.3683 | 51367.1142 | 48789.4649 | 45453.6695 | 42419.0513 | 39511.4743 | 36200.3876 | 365645.456 | -83367.9907 | -72829.6553 | -69360.273 | -65925.8677 | -62209.9507 | -59088.1979 | -55048.2655 | -51373.0844 | -47851.761 | -43841.7528 | -442827.7926 | 152205.4202 | 132965.5206 | 126631.4494 | 120361.236 | 113577.0648 | 107877.6628 | 100501.935 | 93792.1357 | 87363.2353 | 80042.1404 | 808473.2486
Ach | Single Family | Space Heating | Baseboards | TRC | New | NN854 | Spray Foam Insulation(Base R2) | Spray Foam Insulation(Base R2) | NonEquip | 20 |  | 0% | shell | 33.29% | 0 | 0 | 0 | 0 | 0 | 0 | 0 | 0 | 0 | 0 | 0 | 0 | 0 | 0 | 0 | 0 | 0 | 0 | 0 | 0 | 0 | 0 | 0 | 0 | 0 | 0 | 0 | 0 | 0 | 0 | 0 | 0 | 0 | 0 | 0 | 0 | 0 | 0 | 0 | 0 | 0 | 0 | 0 | 0 | 0 | 0 | 0 | 0 | 0 | 0 | 0 | 0 | 0 | 0 | 0 | 0 | 0 | 0 | 0 | 0 | 0 | 0 | 0 | 0 | 0 | 0 | 0 | 0 | 0 | 0 | 0 | 0 | 0 | 0 | 0 | 0 | 0 | 0 | 0 | 0 | 0 | 0 | 0 | 0 | 0 | 0 | 0 | 0 | 0 | 0 | 0 | 0 | 0 | 0 | 0
Ach | Single Family | Space Heating | Baseboards | TRC | New | NN764 | Home Energy Management System | Home Energy Management System | NonEquip | 11 |  | 0.95% | average_misc | 15% | 1.3238 | 1.4181 | 1.6165 | 1.7803 | 1.8666 | 1.8702 | 1.7311 | 1.5051 | 1.2248 | 0.92376 | 1.3238 | 2.7419 | 4.3583 | 6.1386 | 8.0052 | 9.8754 | 11.6065 | 13.1116 | 14.3364 | 15.2602 | 0 | 0 | 0 | 0 | 0 | 0 | 0 | 0 | 0 | 0 | 0.0013894 | 0.0028776 | 0.0045742 | 0.0064426 | 0.0084016 | 0.010364 | 0.012181 | 0.013761 | 0.015046 | 0.016016 | 0.064867 | 0.071222 | 0.083217 | 0.093941 | 0.10096 | 0.10368 | 0.09837 | 0.087666 | 0.073125 | 0.056529 | 0.58156 | 0.59498 | 0.65327 | 0.76329 | 0.86166 | 0.92601 | 0.95099 | 0.90228 | 0.8041 | 0.67073 | 0.5185 | 5.3343 | 0.6922 | 0.76002 | 0.88801 | 1.0024 | 1.0773 | 1.1064 | 1.0497 | 0.93549 | 0.78033 | 0.60322 | 6.2059 | -0.46519 | -0.51077 | -0.59679 | -0.67369 | -0.72401 | -0.74354 | -0.70546 | -0.62869 | -0.52442 | -0.40539 | -4.1706 | 1.1574 | 1.2708 | 1.4848 | 1.6761 | 1.8013 | 1.8499 | 1.7552 | 1.5642 | 1.3047 | 1.0086 | 10.3765
Ach | Single Family | Space Heating | Baseboards | TRC | New | NN638 | Ceiling Insulation(R2 to R38) | Ceiling Insulation(R2 to R38) | NonEquip | 20 |  | 0% | Minsulate | 34.48% | 0 | 0 | 0 | 0 | 0 | 0 | 0 | 0 | 0 | 0 | 0 | 0 | 0 | 0 | 0 | 0 | 0 | 0 | 0 | 0 | 0 | 0 | 0 | 0 | 0 | 0 | 0 | 0 | 0 | 0 | 0 | 0 | 0 | 0 | 0 | 0 | 0 | 0 | 0 | 0 | 0 | 0 | 0 | 0 | 0 | 0 | 0 | 0 | 0 | 0 | 0 | 0 | 0 | 0 | 0 | 0 | 0 | 0 | 0 | 0 | 0 | 0 | 0 | 0 | 0 | 0 | 0 | 0 | 0 | 0 | 0 | 0 | 0 | 0 | 0 | 0 | 0 | 0 | 0 | 0 | 0 | 0 | 0 | 0 | 0 | 0 | 0 | 0 | 0 | 0 | 0 | 0 | 0 | 0 | 0
Ach | Single Family | Space Heating | Baseboards | TRC | New | NN626 | Ceiling Insulation(R19 to R38) | Ceiling Insulation(R19 to R38) | NonEquip | 20 |  | 0% | shell | 6.429% | 0 | 0 | 0 | 0 | 0 | 0 | 0 | 0 | 0 | 0 | 0 | 0 | 0 | 0 | 0 | 0 | 0 | 0 | 0 | 0 | 0 | 0 | 0 | 0 | 0 | 0 | 0 | 0 | 0 | 0 | 0 | 0 | 0 | 0 | 0 | 0 | 0 | 0 | 0 | 0 | 0 | 0 | 0 | 0 | 0 | 0 | 0 | 0 | 0 | 0 | 0 | 0 | 0 | 0 | 0 | 0 | 0 | 0 | 0 | 0 | 0 | 0 | 0 | 0 | 0 | 0 | 0 | 0 | 0 | 0 | 0 | 0 | 0 | 0 | 0 | 0 | 0 | 0 | 0 | 0 | 0 | 0 | 0 | 0 | 0 | 0 | 0 | 0 | 0 | 0 | 0 | 0 | 0 | 0 | 0
Ach | Single Family | Space Heating | Baseboards | TRC | New | NN614 | Ceiling Insulation(R12 to R38) | Ceiling Insulation(R12 to R38) | NonEquip | 20 |  | 0% | shell | 11.98% | 0 | 0 | 0 | 0 | 0 | 0 | 0 | 0 | 0 | 0 | 0 | 0 | 0 | 0 | 0 | 0 | 0 | 0 | 0 | 0 | 0 | 0 | 0 | 0 | 0 | 0 | 0 | 0 | 0 | 0 | 0 | 0 | 0 | 0 | 0 | 0 | 0 | 0 | 0 | 0 | 0 | 0 | 0 | 0 | 0 | 0 | 0 | 0 | 0 | 0 | 0 | 0 | 0 | 0 | 0 | 0 | 0 | 0 | 0 | 0 | 0 | 0 | 0 | 0 | 0 | 0 | 0 | 0 | 0 | 0 | 0 | 0 | 0 | 0 | 0 | 0 | 0 | 0 | 0 | 0 | 0 | 0 | 0 | 0 | 0 | 0 | 0 | 0 | 0 | 0 | 0 | 0 | 0 | 0 | 0
Ach | Single Family | Space Heating | Baseboards | TRC | Existing | NE893 | Wall Insulation | Wall Insulation | NonEquip | 20 |  | 4.5% | shell_existing | 27.09% | 58.9193 | 43.6033 | 29.2179 | 18.3404 | 10.9537 | 6.4191 | 3.642 | 2.0631 | 1.1689 | 0.6542 | 58.9193 | 102.5226 | 131.7405 | 150.0809 | 161.0347 | 167.4537 | 171.0957 | 173.1589 | 174.3278 | 174.982 | 0 | 0 | 0 | 0 | 0 | 0 | 0 | 0 | 0 | 0 | 0.048842 | 0.084987 | 0.10921 | 0.12441 | 0.13349 | 0.13881 | 0.14183 | 0.14354 | 0.14451 | 0.14505 | 2.887 | 2.19 | 1.5042 | 0.96778 | 0.59245 | 0.35587 | 0.20696 | 0.12017 | 0.069786 | 0.040033 | 7.4764 | 85.6707 | 64.9857 | 44.6346 | 28.7181 | 17.5805 | 10.5601 | 6.1412 | 3.5659 | 2.0708 | 1.188 | 221.8551 | 32.2124 | 24.4348 | 16.7827 | 10.7981 | 6.6103 | 3.9706 | 2.3091 | 1.3408 | 0.77865 | 0.44667 | 83.4181 | -59.4808 | -45.1193 | -30.9896 | -19.9389 | -12.2061 | -7.3318 | -4.2638 | -2.4758 | -1.4378 | -0.82479 | -154.033 | 91.6932 | 69.5541 | 47.7723 | 30.737 | 18.8164 | 11.3024 | 6.5729 | 3.8166 | 2.2164 | 1.2715 | 237.4511
Ach | Single Family | Space Heating | Baseboards | TRC | Existing | NE851 | Spray Foam Insulation(Base R2) | Spray Foam Insulation(Base R2) | NonEquip | 20 |  | 0% | shell_existing | 33.29% | 0 | 0 | 0 | 0 | 0 | 0 | 0 | 0 | 0 | 0 | 0 | 0 | 0 | 0 | 0 | 0 | 0 | 0 | 0 | 0 | 0 | 0 | 0 | 0 | 0 | 0 | 0 | 0 | 0 | 0 | 0 | 0 | 0 | 0 | 0 | 0 | 0 | 0 | 0 | 0 | 0 | 0 | 0 | 0 | 0 | 0 | 0 | 0 | 0 | 0 | 0 | 0 | 0 | 0 | 0 | 0 | 0 | 0 | 0 | 0 | 0 | 0 | 0 | 0 | 0 | 0 | 0 | 0 | 0 | 0 | 0 | 0 | 0 | 0 | 0 | 0 | 0 | 0 | 0 | 0 | 0 | 0 | 0 | 0 | 0 | 0 | 0 | 0 | 0 | 0 | 0 | 0 | 0 | 0 | 0
Ach | Single Family | Space Heating | Baseboards | TRC | Existing | NE761 | Home Energy Management System | Home Energy Management System | NonEquip | 11 |  | 0.95% | average_misc_existing | 15% | 7.458 | 9.3564 | 11.2583 | 13.0458 | 14.3347 | 14.9903 | 14.4343 | 13.0451 | 11.0401 | 8.6638 | 7.458 | 16.8144 | 28.0728 | 41.1186 | 55.4532 | 70.4435 | 84.8778 | 97.923 | 108.9631 | 117.6268 | 0 | 0 | 0 | 0 | 0 | 0 | 0 | 0 | 0 | 0 | 0.0078273 | 0.017647 | 0.029463 | 0.043155 | 0.058199 | 0.073932 | 0.089081 | 0.10277 | 0.11436 | 0.12345 | 0.36544 | 0.46993 | 0.57959 | 0.6884 | 0.77532 | 0.83105 | 0.82023 | 0.75982 | 0.65911 | 0.53017 | 4.4157 | 3.352 | 4.3103 | 5.3162 | 6.3142 | 7.1115 | 7.6226 | 7.5234 | 6.9693 | 6.0456 | 4.8629 | 40.5024 | 3.8997 | 5.0146 | 6.1848 | 7.3459 | 8.2735 | 8.8682 | 8.7527 | 8.1081 | 7.0335 | 5.6575 | 47.1203 | -2.6208 | -3.3701 | -4.1565 | -4.9368 | -5.5602 | -5.9598 | -5.8823 | -5.449 | -4.7268 | -3.8021 | -31.6671 | 6.5204 | 8.3847 | 10.3413 | 12.2827 | 13.8336 | 14.828 | 14.635 | 13.5571 | 11.7603 | 9.4596 | 78.7875
Ach | Single Family | Space Heating | Baseboards | TRC | Existing | NE719 | Energy Star Windows | Energy Star Windows | NonEquip | 20 |  | 19% | CACI_existing | 3.196% | 17.3114 | 17.2045 | 16.8003 | 16.3202 | 15.6775 | 15.097 | 14.2123 | 13.3921 | 12.6009 | 11.6689 | 17.3114 | 34.5159 | 51.3162 | 67.6364 | 83.3139 | 98.4108 | 112.6232 | 126.0153 | 138.6162 | 150.2851 | 0 | 0 | 0 | 0 | 0 | 0 | 0 | 0 | 0 | 0 | 0.06951 | 0.13859 | 0.20605 | 0.27158 | 0.33453 | 0.39515 | 0.45221 | 0.50599 | 0.55658 | 0.60344 | 0.84826 | 0.8641 | 0.86489 | 0.86118 | 0.84795 | 0.83696 | 0.80762 | 0.78003 | 0.7523 | 0.71407 | 5.7759 | 6.7957 | 6.9226 | 6.929 | 6.8992 | 6.7932 | 6.7052 | 6.4701 | 6.2491 | 6.027 | 5.7207 | 46.2732 | 27.8401 | 28.3599 | 28.3861 | 28.2642 | 27.8299 | 27.4694 | 26.5062 | 25.6009 | 24.6907 | 23.4361 | 189.5681 | 0.89928 | 0.91607 | 0.91691 | 0.91297 | 0.89895 | 0.8873 | 0.85619 | 0.82694 | 0.79755 | 0.75702 | 6.1233 | 26.9409 | 27.4439 | 27.4691 | 27.3512 | 26.9309 | 26.5821 | 25.6501 | 24.7739 | 23.8932 | 22.6791 | 183.4448
Ach | Single Family | Space Heating | Baseboards | TRC | Existing | NE683 | Duct Repair | Duct Repair | NonEquip | 11 |  | 14.08% | CACI_Duct_existing | 12% | 83.3957 | 80.8526 | 77.0664 | 73.1329 | 68.6959 | 64.7594 | 59.7559 | 55.2642 | 51.1071 | 46.5797 | 83.3957 | 164.2484 | 241.3148 | 314.4477 | 383.1436 | 447.903 | 507.6589 | 562.9231 | 614.0302 | 660.6099 | 0 | 0 | 0 | 0 | 0 | 0 | 0 | 0 | 0 | 0 | 0.12459 | 0.24537 | 0.36051 | 0.46976 | 0.57239 | 0.66913 | 0.7584 | 0.84096 | 0.91731 | 0.9869 | 4.0864 | 4.0608 | 3.9674 | 3.8591 | 3.7155 | 3.5902 | 3.3956 | 3.2189 | 3.0512 | 2.8504 | 25.5757 | 8.8066 | 8.7515 | 8.5502 | 8.3167 | 8.0074 | 7.7373 | 7.3179 | 6.9371 | 6.5756 | 6.1429 | 55.1183 | 72.2814 | 71.8291 | 70.1771 | 68.2601 | 65.7217 | 63.5046 | 60.0629 | 56.9369 | 53.9702 | 50.419 | 452.3905 | -0.63027 | -0.62633 | -0.61192 | -0.59521 | -0.57307 | -0.55374 | -0.52373 | -0.49647 | -0.4706 | -0.43964 | -3.9447 | 72.9116 | 72.4554 | 70.789 | 68.8553 | 66.2947 | 64.0583 | 60.5866 | 57.4333 | 54.4408 | 50.8586 | 456.3352
Ach | Single Family | Space Heating | Baseboards | TRC | Existing | NE635 | Ceiling Insulation(R2 to R38) | Ceiling Insulation(R2 to R38) | NonEquip | 20 |  | 16.25% | Minsulate_existing | 34.48% | 134.5269 | 84.7487 | 50.4976 | 29.3158 | 16.6798 | 9.498 | 5.3007 | 2.9749 | 1.6768 | 0.93571 | 134.5269 | 219.2756 | 269.7731 | 299.0889 | 315.7687 | 325.2666 | 330.5673 | 333.5422 | 335.219 | 336.1547 | 0 | 0 | 0 | 0 | 0 | 0 | 0 | 0 | 0 | 0 | 0.18437 | 0.30051 | 0.36972 | 0.4099 | 0.43276 | 0.44577 | 0.45304 | 0.45712 | 0.45941 | 0.4607 | 6.5918 | 4.2565 | 2.5996 | 1.5469 | 0.90216 | 0.52656 | 0.30121 | 0.17328 | 0.10011 | 0.05726 | 14.516 | 9.7742 | 6.3115 | 3.8547 | 2.2938 | 1.3377 | 0.78077 | 0.44663 | 0.25693 | 0.14843 | 0.084904 | 21.5241 | 259.3812 | 167.4889 | 102.2934 | 60.8699 | 35.4989 | 20.7195 | 11.8523 | 6.8183 | 3.939 | 2.2531 | 571.189 | 50.0236 | 32.3015 | 19.7281 | 11.7392 | 6.8462 | 3.9959 | 2.2858 | 1.315 | 0.75967 | 0.43453 | 110.1581 | 209.3576 | 135.1874 | 82.5653 | 49.1306 | 28.6526 | 16.7236 | 9.5665 | 5.5033 | 3.1794 | 1.8186 | 461.0309
Ach | Single Family | Space Heating | Baseboards | TRC | Existing | NE623 | Ceiling Insulation(R19 to R38) | Ceiling Insulation(R19 to R38) | NonEquip | 20 |  | 6.361% | shell_existing | 6.429% | 19.7689 | 14.6298 | 9.8031 | 6.1535 | 3.6751 | 2.1537 | 1.2219 | 0.6922 | 0.39218 | 0.21949 | 19.7689 | 34.3986 | 44.2017 | 50.3551 | 54.0302 | 56.1839 | 57.4058 | 58.098 | 58.4902 | 58.7097 | 0 | 0 | 0 | 0 | 0 | 0 | 0 | 0 | 0 | 0 | 0.02649 | 0.046094 | 0.05923 | 0.067475 | 0.0724 | 0.075286 | 0.076923 | 0.077851 | 0.078376 | 0.07867 | 0.96867 | 0.73478 | 0.50467 | 0.3247 | 0.19877 | 0.1194 | 0.069435 | 0.040318 | 0.023414 | 0.013432 | 2.5085 | 28.7254 | 21.7894 | 14.9656 | 9.6289 | 5.8945 | 3.5406 | 2.0591 | 1.1956 | 0.69432 | 0.3983 | 74.3868 | 10.8273 | 8.2129 | 5.6409 | 3.6293 | 2.2218 | 1.3345 | 0.77611 | 0.45065 | 0.26171 | 0.15013 | 28.0381 | -19.938 | -15.1238 | -10.3875 | -6.6833 | -4.0913 | -2.4575 | -1.4292 | -0.82985 | -0.48192 | -0.27646 | -51.6312 | 30.7653 | 23.3368 | 16.0284 | 10.3126 | 6.3131 | 3.7921 | 2.2053 | 1.2805 | 0.74363 | 0.42659 | 79.6693
Ach | Single Family | Space Heating | Baseboards | TRC | Existing | NE611 | Ceiling Insulation(R12 to R38) | Ceiling Insulation(R12 to R38) | NonEquip | 20 |  | 15.79% | shell_existing | 11.98% | 88.0747 | 65.1753 | 43.6703 | 27.4111 | 16.3706 | 9.5933 | 5.4429 | 3.0833 | 1.7469 | 0.97766 | 88.0747 | 153.2499 | 196.9202 | 224.3313 | 240.702 | 250.2953 | 255.7381 | 258.8214 | 260.5683 | 261.5459 | 0 | 0 | 0 | 0 | 0 | 0 | 0 | 0 | 0 | 0 | 0.11908 | 0.20721 | 0.26625 | 0.30332 | 0.32545 | 0.33842 | 0.34578 | 0.34995 | 0.35231 | 0.35363 | 4.3157 | 3.2734 | 2.2482 | 1.4464 | 0.88544 | 0.53184 | 0.30929 | 0.17959 | 0.10429 | 0.059827 | 11.175 | 66.7696 | 50.6447 | 34.7826 | 22.3782 | 13.699 | 8.2284 | 4.7852 | 2.7785 | 1.6135 | 0.92562 | 172.8938 | 109.4463 | 83.015 | 57.0143 | 36.6816 | 22.4549 | 13.4877 | 7.8437 | 4.5544 | 2.6449 | 1.5172 | 283.4013 | -27.62 | -20.9497 | -14.3882 | -9.257 | -5.6667 | -3.4038 | -1.9794 | -1.1494 | -0.66746 | -0.38289 | -71.5194 | 137.0663 | 103.9648 | 71.4025 | 45.9386 | 28.1216 | 16.8914 | 9.8231 | 5.7038 | 3.3123 | 1.9001 | 354.9207
Ach | Single Family | Space Heating | Baseboards | TRC | Existing | NE605 | Air Sealing-Infiltration Control | Air Sealing-Infiltration Control | NonEquip | 11 |  | 20.8% | Nmeasure_existing | 9% | 50.9726 | 63.9507 | 76.9534 | 89.1738 | 97.9859 | 102.4688 | 98.6694 | 89.174 | 75.4687 | 59.2249 | 50.9726 | 114.9233 | 191.8767 | 281.0505 | 379.0364 | 481.5053 | 580.1747 | 669.3487 | 744.8174 | 804.0423 | 0 | 0 | 0 | 0 | 0 | 0 | 0 | 0 | 0 | 0 | 0.076149 | 0.17169 | 0.28665 | 0.41987 | 0.56625 | 0.71933 | 0.86673 | 0.99995 | 1.1127 | 1.2012 | 2.4977 | 3.2119 | 3.9616 | 4.7055 | 5.2997 | 5.6808 | 5.6069 | 5.194 | 4.5056 | 3.6242 | 30.1835 | 37.2431 | 47.8937 | 59.0724 | 70.1645 | 79.0256 | 84.7071 | 83.6055 | 77.4487 | 67.1841 | 54.0416 | 450.073 | 12.319 | 15.8419 | 19.5395 | 23.2085 | 26.1395 | 28.0188 | 27.6544 | 25.6179 | 22.2226 | 17.8754 | 148.8716 | -32.2456 | -41.467 | -51.1457 | -60.7494 | -68.4215 | -73.3406 | -72.3868 | -67.0562 | -58.169 | -46.7899 | -389.6797 | 44.5646 | 57.3089 | 70.6852 | 83.9579 | 94.561 | 101.3594 | 100.0412 | 92.674 | 80.3916 | 64.6654 | 538.5513
Ach | Multi-Family | Domestic Hot Water | Solar | TRC | New | NN573 | Thermostatic Shower Restriction Valve | Thermostatic Shower Restriction Valve | NonEquip | 10 |  | 16% | average_misc | 4.403% | 0 | 0 | 0 | 0 | 0 | 0 | 0 | 0 | 0 | 0 | 0 | 0 | 0 | 0 | 0 | 0 | 0 | 0 | 0 | 0 | 0 | 0 | 0 | 0 | 0 | 0 | 0 | 0 | 0 | 0 | 0 | 0 | 0 | 0 | 0 | 0 | 0 | 0 | 0 | 0 | 0 | 0 | 0 | 0 | 0 | 0 | 0 | 0 | 0 | 0 | 0 | 0 | 0 | 0 | 0 | 0 | 0 | 0 | 0 | 0 | 0 | 0 | 0 | 0 | 0 | 0 | 0 | 0 | 0 | 0 | 0 | 0 | 0 | 0 | 0 | 0 | 0 | 0 | 0 | 0 | 0 | 0 | 0 | 0 | 0 | 0 | 0 | 0 | 0 | 0 | 0 | 0 | 0 | 0 | 0
Ach | Multi-Family | Domestic Hot Water | Solar | TRC | Existing | NE570 | Thermostatic Shower Restriction Valve | Thermostatic Shower Restriction Valve | NonEquip | 10 |  | 36% | average_misc_existing | 4.403% | 0 | 0 | 0 | 0 | 0 | 0 | 0 | 0 | 0 | 0 | 0 | 0 | 0 | 0 | 0 | 0 | 0 | 0 | 0 | 0 | 0 | 0 | 0 | 0 | 0 | 0 | 0 | 0 | 0 | 0 | 0 | 0 | 0 | 0 | 0 | 0 | 0 | 0 | 0 | 0 | 0 | 0 | 0 | 0 | 0 | 0 | 0 | 0 | 0 | 0 | 0 | 0 | 0 | 0 | 0 | 0 | 0 | 0 | 0 | 0 | 0 | 0 | 0 | 0 | 0 | 0 | 0 | 0 | 0 | 0 | 0 | 0 | 0 | 0 | 0 | 0 | 0 | 0 | 0 | 0 | 0 | 0 | 0 | 0 | 0 | 0 | 0 | 0 | 0 | 0 | 0 | 0 | 0 | 0 | 0
Ach | Multi-Family | Space Heating | Room heating | TRC | New | NN765 | Home Energy Management System | Home Energy Management System | NonEquip | 11 |  | 2.908% | average_misc | 15% | 129.1423 | 138.2943 | 157.596 | 173.5135 | 181.8698 | 182.166 | 168.5684 | 146.5175 | 119.1988 | 89.8708 | 129.1423 | 267.4366 | 425.0326 | 598.546 | 780.4159 | 962.5818 | 1131.1502 | 1277.6677 | 1396.8665 | 1486.7373 | 0 | 0 | 0 | 0 | 0 | 0 | 0 | 0 | 0 | 0 | 0.11266 | 0.2333 | 0.37078 | 0.52214 | 0.6808 | 0.83971 | 0.98676 | 1.1146 | 1.2186 | 1.297 | 6.328 | 6.9458 | 8.1131 | 9.1559 | 9.8368 | 10.0991 | 9.5789 | 8.534 | 7.1164 | 5.4996 | 56.6641 | 92.6142 | 101.657 | 118.7414 | 134.0028 | 143.9678 | 147.8072 | 140.1937 | 124.9009 | 104.1531 | 80.4901 | 829.3178 | 32.9544 | 36.172 | 42.251 | 47.6814 | 51.2272 | 52.5934 | 49.8843 | 44.4428 | 37.0602 | 28.6403 | 295.0913 | -79.9528 | -87.7593 | -102.508 | -115.6831 | -124.2857 | -127.6003 | -121.0275 | -107.8255 | -89.9141 | -69.4862 | -715.9403 | 112.9071 | 123.9313 | 144.7591 | 163.3645 | 175.5129 | 180.1936 | 170.9118 | 152.2683 | 126.9743 | 98.1265 | 1011.0316
Ach | Multi-Family | Space Heating | Room heating | TRC | New | NN639 | Ceiling Insulation(R2 to R38) | Ceiling Insulation(R2 to R38) | NonEquip | 20 |  | 0% | Minsulate | 48.5% | 0 | 0 | 0 | 0 | 0 | 0 | 0 | 0 | 0 | 0 | 0 | 0 | 0 | 0 | 0 | 0 | 0 | 0 | 0 | 0 | 0 | 0 | 0 | 0 | 0 | 0 | 0 | 0 | 0 | 0 | 0 | 0 | 0 | 0 | 0 | 0 | 0 | 0 | 0 | 0 | 0 | 0 | 0 | 0 | 0 | 0 | 0 | 0 | 0 | 0 | 0 | 0 | 0 | 0 | 0 | 0 | 0 | 0 | 0 | 0 | 0 | 0 | 0 | 0 | 0 | 0 | 0 | 0 | 0 | 0 | 0 | 0 | 0 | 0 | 0 | 0 | 0 | 0 | 0 | 0 | 0 | 0 | 0 | 0 | 0 | 0 | 0 | 0 | 0 | 0 | 0 | 0 | 0 | 0 | 0
Ach | Multi-Family | Space Heating | Room heating | TRC | New | NN615 | Ceiling Insulation(R12 to R38) | Ceiling Insulation(R12 to R38) | NonEquip | 20 |  | 0% | shell | 19.75% | 0 | 0 | 0 | 0 | 0 | 0 | 0 | 0 | 0 | 0 | 0 | 0 | 0 | 0 | 0 | 0 | 0 | 0 | 0 | 0 | 0 | 0 | 0 | 0 | 0 | 0 | 0 | 0 | 0 | 0 | 0 | 0 | 0 | 0 | 0 | 0 | 0 | 0 | 0 | 0 | 0 | 0 | 0 | 0 | 0 | 0 | 0 | 0 | 0 | 0 | 0 | 0 | 0 | 0 | 0 | 0 | 0 | 0 | 0 | 0 | 0 | 0 | 0 | 0 | 0 | 0 | 0 | 0 | 0 | 0 | 0 | 0 | 0 | 0 | 0 | 0 | 0 | 0 | 0 | 0 | 0 | 0 | 0 | 0 | 0 | 0 | 0 | 0 | 0 | 0 | 0 | 0 | 0 | 0 | 0
Ach | Multi-Family | Space Heating | Room heating | TRC | Existing | NE762 | Home Energy Management System | Home Energy Management System | NonEquip | 11 |  | 2.908% | average_misc_existing | 15% | 704.0542 | 911.3764 | 1096.6878 | 1270.8497 | 1396.4612 | 1460.4205 | 1406.3881 | 1271.1937 | 1075.9713 | 844.5005 | 704.0542 | 1615.4305 | 2712.1183 | 3982.968 | 5379.4292 | 6839.8497 | 8246.2378 | 9517.4316 | 10593.4028 | 11437.9033 | 0 | 0 | 0 | 0 | 0 | 0 | 0 | 0 | 0 | 0 | 0.61418 | 1.4092 | 2.3659 | 3.4745 | 4.6927 | 5.9667 | 7.1936 | 8.3025 | 9.2412 | 9.9779 | 34.4987 | 45.7739 | 56.4582 | 67.0597 | 75.5302 | 80.9643 | 79.918 | 74.0414 | 64.2374 | 51.6786 | 429.1849 | 504.9115 | 669.9321 | 826.304 | 981.4652 | 1105.4357 | 1184.9674 | 1169.6543 | 1083.6473 | 940.1578 | 756.3518 | 6281.4147 | 179.6597 | 238.378 | 294.0189 | 349.229 | 393.3407 | 421.6399 | 416.1912 | 385.5878 | 334.5308 | 269.1282 | 2235.0786 | -435.8841 | -578.3445 | -713.3386 | -847.2874 | -954.3097 | -1022.9684 | -1009.7488 | -935.5 | -811.6272 | -652.9496 | -5422.6715 | 615.5438 | 816.7225 | 1007.3575 | 1196.5164 | 1347.6503 | 1444.6084 | 1425.94 | 1321.0878 | 1146.1579 | 922.0778 | 7657.7501
Ach | Multi-Family | Space Heating | Room heating | TRC | Existing | NE720 | Energy Star Windows | Energy Star Windows | NonEquip | 20 |  | 19% | CACI_existing | 3.687% | 593.3708 | 608.4676 | 594.1999 | 577.2334 | 554.5104 | 533.9831 | 502.6957 | 473.6841 | 445.7022 | 412.7363 | 593.3708 | 1201.8383 | 1796.0382 | 2373.2716 | 2927.782 | 3461.7651 | 3964.4608 | 4438.1448 | 4883.847 | 5296.5834 | 0 | 0 | 0 | 0 | 0 | 0 | 0 | 0 | 0 | 0 | 2.3826 | 4.8257 | 7.2116 | 9.5294 | 11.7559 | 13.9 | 15.9184 | 17.8204 | 19.61 | 21.2673 | 29.0752 | 30.5603 | 30.5898 | 30.4592 | 29.9917 | 29.6035 | 28.5657 | 27.59 | 26.6092 | 25.2571 | 203.4252 | 232.9324 | 244.8302 | 245.0665 | 244.0208 | 240.2752 | 237.165 | 228.8506 | 221.0343 | 213.1765 | 202.3444 | 1629.7177 | 954.2576 | 1002.9997 | 1003.9677 | 999.6835 | 984.3389 | 971.5973 | 937.5357 | 905.5143 | 873.3235 | 828.9473 | 6676.4888 | 30.8239 | 32.3984 | 32.4296 | 32.2912 | 31.7956 | 31.384 | 30.2838 | 29.2494 | 28.2096 | 26.7762 | 215.6603 | 923.4337 | 970.6013 | 971.5381 | 967.3923 | 952.5433 | 940.2133 | 907.2519 | 876.2649 | 845.1139 | 802.1711 | 6460.8284
Ach | Multi-Family | Space Heating | Room heating | TRC | Existing | NE684 | Duct Repair | Duct Repair | NonEquip | 11 |  | 65% | CACI_Duct_existing | 12% | 12740.5437 | 12744.9936 | 12148.7001 | 11528.9471 | 10829.6531 | 10209.1833 | 9420.431 | 8712.3609 | 8057.0002 | 7343.2737 | 12740.5437 | 25485.5372 | 37634.2373 | 49163.1844 | 59992.8375 | 70202.0208 | 79622.4518 | 88334.8127 | 96391.8129 | 103735.0865 | 0 | 0 | 0 | 0 | 0 | 0 | 0 | 0 | 0 | 0 | 14.278 | 28.561 | 42.1757 | 55.0959 | 67.2324 | 78.6736 | 89.2308 | 98.9945 | 108.0238 | 116.2532 | 624.2866 | 640.1173 | 625.4227 | 608.3553 | 585.7416 | 565.9869 | 535.3158 | 507.4567 | 481.0169 | 449.3664 | 4013.2584 | 3718.3808 | 3812.6716 | 3725.1473 | 3623.4907 | 3488.7987 | 3371.1357 | 3188.4519 | 3022.5175 | 2865.0368 | 2676.5195 | 23903.8003 | 8669.598 | 8889.4417 | 8685.3743 | 8448.3567 | 8134.3153 | 7859.9779 | 7434.0412 | 7047.1565 | 6679.982 | 6240.4441 | 55732.9516 | -2469.2643 | -2531.8799 | -2473.7577 | -2406.2506 | -2316.8057 | -2238.6693 | -2117.3545 | -2007.1625 | -1902.5843 | -1777.3957 | -15873.7911 | 11138.8623 | 11421.3216 | 11159.132 | 10854.6073 | 10451.1211 | 10098.6472 | 9551.3957 | 9054.319 | 8582.5664 | 8017.8398 | 71606.7427
Ach | Multi-Family | Space Heating | Room heating | TRC | Existing | NE636 | Ceiling Insulation(R2 to R38) | Ceiling Insulation(R2 to R38) | NonEquip | 20 |  | 16.25% | Minsulate_existing | 48.5% | 6200.3567 | 4030.076 | 2401.3245 | 1394.0608 | 793.1768 | 451.6597 | 252.0642 | 141.4682 | 79.7352 | 44.4958 | 6200.3567 | 10230.4327 | 12631.7573 | 14025.8181 | 14818.9949 | 15270.6546 | 15522.7188 | 15664.187 | 15743.9222 | 15788.418 | 0 | 0 | 0 | 0 | 0 | 0 | 0 | 0 | 0 | 0 | 8.9389 | 14.7489 | 18.2108 | 20.2206 | 21.3641 | 22.0153 | 22.3787 | 22.5826 | 22.6976 | 22.7617 | 303.8175 | 202.4106 | 123.6217 | 73.5613 | 42.9004 | 25.0396 | 14.3235 | 8.2399 | 4.7603 | 2.7229 | 681.277 | 1187.112 | 790.8828 | 483.0294 | 287.4275 | 167.6257 | 97.8376 | 55.9667 | 32.1959 | 18.6001 | 10.6392 | 2661.9669 | 11218.2873 | 7473.8948 | 4564.6604 | 2716.2091 | 1584.0736 | 924.5716 | 528.8886 | 304.2536 | 175.7725 | 100.5412 | 25155.7641 | 1568.9778 | 1045.291 | 638.4086 | 379.8861 | 221.5469 | 129.3096 | 73.9698 | 42.5526 | 24.5834 | 14.0616 | 3518.2586 | 9649.3095 | 6428.6038 | 3926.2518 | 2336.323 | 1362.5267 | 795.262 | 454.9188 | 261.701 | 151.1892 | 86.4796 | 21637.5055
Ach | Multi-Family | Space Heating | Room heating | TRC | Existing | NE612 | Ceiling Insulation(R12 to R38) | Ceiling Insulation(R12 to R38) | NonEquip | 20 |  | 15.79% | shell_existing | 19.75% | 4413.8293 | 3370.2856 | 2258.4457 | 1417.7009 | 846.7475 | 496.232 | 281.5594 | 159.5083 | 90.3767 | 50.5829 | 4413.8293 | 7784.1149 | 10042.5606 | 11460.2615 | 12307.0089 | 12803.241 | 13084.8004 | 13244.3087 | 13334.6853 | 13385.2682 | 0 | 0 | 0 | 0 | 0 | 0 | 0 | 0 | 0 | 0 | 6.2466 | 11.0164 | 14.2127 | 16.2191 | 17.4174 | 18.1197 | 18.5182 | 18.7439 | 18.8718 | 18.9434 | 216.2776 | 169.2726 | 116.2662 | 74.8087 | 45.7979 | 27.5106 | 15.9996 | 9.2907 | 5.3956 | 3.0954 | 571.4789 | 4851.2266 | 3796.8776 | 2607.9149 | 1678.0011 | 1027.2719 | 617.0781 | 358.88 | 208.3945 | 121.0273 | 69.4312 | 12818.5874 | 3979.7676 | 3114.8185 | 2139.4374 | 1376.5703 | 842.736 | 506.2282 | 294.412 | 170.9592 | 99.2863 | 56.9588 | 10515.897 | -2889.2573 | -2261.316 | -1553.2025 | -999.3713 | -611.8149 | -367.5148 | -213.7391 | -124.114 | -72.0805 | -41.3513 | -7634.3984 | 6869.0249 | 5376.1345 | 3692.6398 | 2375.9416 | 1454.5509 | 873.7429 | 508.1511 | 295.0732 | 171.3669 | 98.3101 | 18150.2954
Ach | Multi-Family | Space Heating | Room heating | TRC | Existing | NE606 | Air Sealing-Infiltration Control | Air Sealing-Infiltration Control | NonEquip | 11 |  | 52% | Nmeasure_existing | 9% | 3748.1275 | 4852.2052 | 5839.266 | 6767.0555 | 7436.2776 | 7776.9811 | 7489.0532 | 6768.7054 | 5728.6964 | 4495.8617 | 3748.1275 | 8600.3327 | 14439.5987 | 21206.6542 | 28642.9318 | 36419.9129 | 43908.9661 | 50677.6714 | 56406.3678 | 60902.2295 | 0 | 0 | 0 | 0 | 0 | 0 | 0 | 0 | 0 | 0 | 4.2004 | 9.6382 | 16.1821 | 23.7658 | 32.0994 | 40.8149 | 49.2076 | 56.7932 | 63.2132 | 68.2516 | 183.6582 | 243.702 | 300.6091 | 357.0816 | 402.2047 | 431.1481 | 425.5653 | 394.2473 | 342.0132 | 275.121 | 2285.2333 | 2419.5477 | 3210.5754 | 3960.2794 | 4704.2585 | 5298.7191 | 5680.0245 | 5606.4757 | 5193.8871 | 4505.7446 | 3624.4955 | 30106.0868 | 1224.8591 | 1625.3047 | 2004.8309 | 2381.459 | 2682.3956 | 2875.4256 | 2838.1927 | 2629.326 | 2280.9643 | 1834.8455 | 15240.7464 | -2052.0714 | -2722.9593 | -3358.7997 | -3989.7846 | -4493.9597 | -4817.3531 | -4754.9748 | -4405.0494 | -3821.4206 | -3074.014 | -25533.6315 | 3276.9305 | 4348.264 | 5363.6307 | 6371.2436 | 7176.3553 | 7692.7787 | 7593.1675 | 7034.3754 | 6102.385 | 4908.8595 | 40774.3779
Ach | Multi-Family | Space Cooling | Room AC | TRC | New | NN759 | Home Energy Management System | Home Energy Management System | NonEquip | 11 |  | 2.908% | average_misc | 7.12% | 157.8611 | 167.4662 | 189.0534 | 206.2001 | 214.1078 | 212.4494 | 194.7514 | 167.6912 | 135.1479 | 100.942 | 157.8611 | 325.3273 | 514.3807 | 720.5807 | 934.6885 | 1147.1379 | 1341.8893 | 1509.5805 | 1644.7284 | 1745.6704 | 0.26931 | 0.55501 | 0.87753 | 1.2293 | 1.5946 | 1.957 | 2.2893 | 2.5753 | 2.8059 | 2.9781 | 0 | 0 | 0 | 0 | 0 | 0 | 0 | 0 | 0 | 0 | 7.7352 | 8.411 | 9.7326 | 10.8807 | 11.5804 | 11.778 | 11.0667 | 9.7673 | 8.0686 | 6.1771 | 66.7221 | 113.2099 | 123.1006 | 142.4431 | 159.2464 | 169.4873 | 172.3788 | 161.9694 | 142.9508 | 118.0889 | 90.4057 | 976.5244 | 40.2828 | 43.8022 | 50.6847 | 56.6637 | 60.3077 | 61.3365 | 57.6326 | 50.8653 | 42.0189 | 32.1685 | 347.4709 | -97.7327 | -106.2713 | -122.9694 | -137.4755 | -146.3164 | -148.8126 | -139.8263 | -123.4077 | -101.9448 | -78.0462 | -843.022 | 138.0155 | 150.0735 | 173.6541 | 194.1392 | 206.624 | 210.1492 | 197.4589 | 174.2731 | 143.9637 | 110.2148 | 1190.4929
Ach | Multi-Family | Space Cooling | Room AC | TRC | New | NN645 | Ceiling Insulation(R2 to R38) | Ceiling Insulation(R2 to R38) | NonEquip | 20 |  | 0% | Minsulate | 36.07% | 0 | 0 | 0 | 0 | 0 | 0 | 0 | 0 | 0 | 0 | 0 | 0 | 0 | 0 | 0 | 0 | 0 | 0 | 0 | 0 | 0 | 0 | 0 | 0 | 0 | 0 | 0 | 0 | 0 | 0 | 0 | 0 | 0 | 0 | 0 | 0 | 0 | 0 | 0 | 0 | 0 | 0 | 0 | 0 | 0 | 0 | 0 | 0 | 0 | 0 | 0 | 0 | 0 | 0 | 0 | 0 | 0 | 0 | 0 | 0 | 0 | 0 | 0 | 0 | 0 | 0 | 0 | 0 | 0 | 0 | 0 | 0 | 0 | 0 | 0 | 0 | 0 | 0 | 0 | 0 | 0 | 0 | 0 | 0 | 0 | 0 | 0 | 0 | 0 | 0 | 0 | 0 | 0 | 0 | 0
Ach | Multi-Family | Space Cooling | Room AC | TRC | New | NN621 | Ceiling Insulation(R12 to R38) | Ceiling Insulation(R12 to R38) | NonEquip | 20 |  | 0% | shell | 12.59% | 0 | 0 | 0 | 0 | 0 | 0 | 0 | 0 | 0 | 0 | 0 | 0 | 0 | 0 | 0 | 0 | 0 | 0 | 0 | 0 | 0 | 0 | 0 | 0 | 0 | 0 | 0 | 0 | 0 | 0 | 0 | 0 | 0 | 0 | 0 | 0 | 0 | 0 | 0 | 0 | 0 | 0 | 0 | 0 | 0 | 0 | 0 | 0 | 0 | 0 | 0 | 0 | 0 | 0 | 0 | 0 | 0 | 0 | 0 | 0 | 0 | 0 | 0 | 0 | 0 | 0 | 0 | 0 | 0 | 0 | 0 | 0 | 0 | 0 | 0 | 0 | 0 | 0 | 0 | 0 | 0 | 0 | 0 | 0 | 0 | 0 | 0 | 0 | 0 | 0 | 0 | 0 | 0 | 0 | 0
Ach | Multi-Family | Space Cooling | Room AC | TRC | Existing | NE756 | Home Energy Management System | Home Energy Management System | NonEquip | 11 |  | 2.908% | average_misc_existing | 7.12% | 849.964 | 1113.9075 | 1340.3169 | 1553.1123 | 1706.5951 | 1784.7549 | 1718.7344 | 1553.5333 | 1314.9705 | 1032.1014 | 849.964 | 1963.8716 | 3304.1885 | 4857.3008 | 6563.8959 | 8348.6508 | 10067.3852 | 11620.9184 | 12935.8889 | 13967.9903 | 1.45 | 3.3504 | 5.6369 | 8.2866 | 11.198 | 14.2428 | 17.175 | 19.8253 | 22.0686 | 23.8294 | 0 | 0 | 0 | 0 | 0 | 0 | 0 | 0 | 0 | 0 | 41.6482 | 55.946 | 69.0004 | 81.9541 | 92.3043 | 98.945 | 97.667 | 90.4865 | 78.506 | 63.1587 | 524.0359 | 609.5505 | 818.8082 | 1009.8675 | 1199.454 | 1350.9371 | 1448.1284 | 1429.4241 | 1324.3317 | 1148.9895 | 924.371 | 7669.625 | 216.8928 | 291.3517 | 359.3352 | 426.7946 | 480.6959 | 515.2789 | 508.6235 | 471.2291 | 408.8381 | 328.9134 | 2729.0373 | -526.2178 | -706.8675 | -871.8067 | -1035.4745 | -1166.2481 | -1250.1522 | -1234.005 | -1143.28 | -991.9092 | -797.9986 | -6621.0971 | 743.1105 | 998.2191 | 1231.1419 | 1462.2692 | 1646.944 | 1765.4311 | 1742.6286 | 1614.5091 | 1400.7473 | 1126.912 | 9350.1344
Ach | Multi-Family | Space Cooling | Room AC | TRC | Existing | NE714 | Energy Star Windows | Energy Star Windows | NonEquip | 20 |  | 19% | CACI_existing | 26.27% | 10752.615 | 11163.3631 | 10901.172 | 10589.6509 | 10172.6418 | 9795.9825 | 9221.9695 | 8689.7291 | 8176.39 | 7571.6263 | 10752.615 | 21915.9781 | 32817.1501 | 43406.8011 | 53579.4429 | 63375.4254 | 72597.3949 | 81287.124 | 89463.514 | 97035.1403 | 5.6261 | 11.4672 | 17.171 | 22.7119 | 28.0345 | 33.1601 | 37.9854 | 42.5321 | 46.8103 | 50.772 | 0 | 0 | 0 | 0 | 0 | 0 | 0 | 0 | 0 | 0 | 526.8781 | 560.6799 | 561.1991 | 558.7909 | 550.206 | 543.0795 | 524.0382 | 506.1385 | 488.1447 | 463.3403 | 3725.8491 | 4221.024 | 4491.823 | 4495.9828 | 4476.6894 | 4407.9122 | 4350.8193 | 4198.2722 | 4054.8707 | 3910.7157 | 3711.9976 | 29849.2138 | 17292.3322 | 18401.7188 | 18418.7604 | 18339.7206 | 18057.9601 | 17824.0668 | 17199.1248 | 16611.6498 | 16021.0876 | 15206.9961 | 122283.722 | 558.5676 | 594.4024 | 594.9529 | 592.3998 | 583.2985 | 575.7434 | 555.5568 | 536.5805 | 517.5045 | 491.2082 | 3949.9428 | 16733.7646 | 17807.3164 | 17823.8075 | 17747.3208 | 17474.6616 | 17248.3234 | 16643.5679 | 16075.0693 | 15503.5831 | 14715.788 | 118333.7792
Ach | Multi-Family | Space Cooling | Room AC | TRC | Existing | NE678 | Duct Repair | Duct Repair | NonEquip | 11 |  | 65% | CACI_Duct_existing | 12% | 32399.3156 | 32814.0698 | 31277.8948 | 29681.932 | 27881.563 | 26284.3354 | 24253.9386 | 22431.2808 | 20744.307 | 18907.0104 | 32399.3156 | 65213.3853 | 96491.2802 | 126173.2122 | 154054.7752 | 180339.1106 | 204593.0491 | 227024.3299 | 247768.6369 | 266675.6473 | 33.7049 | 67.8412 | 100.3794 | 131.2574 | 160.2624 | 187.6059 | 212.8372 | 236.1723 | 257.7525 | 277.4214 | 0 | 0 | 0 | 0 | 0 | 0 | 0 | 0 | 0 | 0 | 1587.5665 | 1648.0867 | 1610.2056 | 1566.2455 | 1508.0254 | 1457.1773 | 1378.2295 | 1306.5235 | 1238.4713 | 1157.001 | 10314.1776 | 9455.8755 | 9816.3463 | 9590.7187 | 9328.8835 | 8982.1124 | 8679.2507 | 8209.0211 | 7781.9249 | 7376.592 | 6891.3381 | 61433.3834 | 22046.8646 | 22887.321 | 22361.2586 | 21750.7762 | 20942.2614 | 20236.1237 | 19139.759 | 18143.962 | 17198.9072 | 16067.5126 | 143235.123 | -6279.361 | -6518.7388 | -6368.9063 | -6195.0295 | -5964.7493 | -5763.628 | -5451.3627 | -5167.7411 | -4898.5717 | -4576.3293 | -40796.0525 | 28326.2256 | 29406.0598 | 28730.1649 | 27945.8057 | 26907.0107 | 25999.7517 | 24591.1217 | 23311.7031 | 22097.4789 | 20643.8419 | 184031.1756
Ach | Multi-Family | Space Cooling | Room AC | TRC | Existing | NE642 | Ceiling Insulation(R2 to R38) | Ceiling Insulation(R2 to R38) | NonEquip | 20 |  | 16.25% | Minsulate_existing | 36.07% | 11726.4331 | 7717.1603 | 4598.2771 | 2669.4759 | 1518.8479 | 864.8795 | 482.6757 | 270.8963 | 152.6843 | 85.2047 | 11726.4331 | 19443.5934 | 24041.8706 | 26711.3465 | 28230.1944 | 29095.0739 | 29577.7496 | 29848.6459 | 30001.3302 | 30086.5349 | 9.3463 | 15.4971 | 19.1621 | 21.2897 | 22.5003 | 23.1896 | 23.5743 | 23.7902 | 23.9119 | 23.9798 | 0 | 0 | 0 | 0 | 0 | 0 | 0 | 0 | 0 | 0 | 574.5952 | 387.5944 | 236.7222 | 140.8619 | 82.1497 | 47.9481 | 27.428 | 15.7785 | 9.1155 | 5.214 | 1297.8655 | 2245.1272 | 1514.4551 | 924.9492 | 550.3926 | 320.985 | 187.3484 | 107.1701 | 61.6517 | 35.6173 | 20.3729 | 5071.1755 | 21216.6011 | 14311.7015 | 8740.8316 | 5201.2471 | 3033.3298 | 1770.4547 | 1012.7646 | 582.6127 | 336.5854 | 192.5255 | 47922.9454 | 2967.3314 | 2001.6194 | 1222.4835 | 727.4409 | 424.2383 | 247.6139 | 141.6442 | 81.4836 | 47.0745 | 26.9264 | 6702.4525 | 18249.2697 | 12310.082 | 7518.3481 | 4473.8062 | 2609.0915 | 1522.8408 | 871.1204 | 501.1291 | 289.5109 | 165.5991 | 41220.4929
Ach | Multi-Family | Space Cooling | Room AC | TRC | Existing | NE618 | Ceiling Insulation(R12 to R38) | Ceiling Insulation(R12 to R38) | NonEquip | 20 |  | 15.79% | shell_existing | 12.59% | 7153.8694 | 5530.5048 | 3705.9108 | 2326.2946 | 1389.4217 | 814.2699 | 462.0183 | 261.7454 | 148.3063 | 83.0069 | 7153.8694 | 12684.3742 | 16390.285 | 18716.5797 | 20106.0014 | 20920.2713 | 21382.2896 | 21644.0349 | 21792.3412 | 21875.3481 | 5.7901 | 10.2663 | 13.2658 | 15.1486 | 16.2732 | 16.9322 | 17.3061 | 17.518 | 17.638 | 17.7052 | 0 | 0 | 0 | 0 | 0 | 0 | 0 | 0 | 0 | 0 | 350.5396 | 277.7696 | 190.7826 | 122.7531 | 75.1494 | 45.1423 | 26.2542 | 15.2455 | 8.8541 | 5.0796 | 933.6882 | 7862.7965 | 6230.5254 | 4279.359 | 2753.4193 | 1685.6429 | 1012.5669 | 588.8957 | 341.9653 | 198.6033 | 113.9371 | 20943.1414 | 6450.3487 | 5111.2936 | 3510.6285 | 2258.8037 | 1382.8393 | 830.6726 | 483.1084 | 280.5358 | 162.9269 | 93.4698 | 17180.9818 | -4682.8656 | -3710.7297 | -2548.6687 | -1639.8609 | -1003.9226 | -603.057 | -350.7301 | -203.6652 | -118.2827 | -67.8578 | -12473.1595 | 11133.2142 | 8822.0233 | 6059.2972 | 3898.6646 | 2386.7619 | 1433.7297 | 833.8385 | 484.2009 | 281.2095 | 161.3276 | 29654.1413
Ach | Multi-Family | Space Cooling | Room AC | TRC | Existing | NE600 | Air Sealing-Infiltration Control | Air Sealing-Infiltration Control | NonEquip | 11 |  | 52% | Nmeasure_existing | 9% | 9532.7911 | 12494.009 | 15034.6746 | 17422.8694 | 19145.5779 | 20022.7149 | 19281.5416 | 17427.1226 | 14749.6731 | 11575.6839 | 9532.7911 | 22026.8001 | 37061.4747 | 54484.3441 | 73629.922 | 93652.6369 | 112934.1785 | 130361.3011 | 145110.9743 | 156686.6582 | 9.9169 | 22.9144 | 38.5549 | 56.6798 | 76.5969 | 97.4264 | 117.4849 | 135.6142 | 150.9583 | 163.0004 | 0 | 0 | 0 | 0 | 0 | 0 | 0 | 0 | 0 | 0 | 467.1068 | 627.5116 | 773.9944 | 919.3637 | 1035.5236 | 1110.0393 | 1095.6732 | 1015.0532 | 880.5812 | 708.3657 | 5878.3921 | 6153.7509 | 8266.954 | 10196.746 | 12111.8676 | 13642.1802 | 14623.8637 | 14434.6011 | 13372.4993 | 11600.9394 | 9332.1409 | 77443.0249 | 3115.2424 | 4185.0191 | 5161.9469 | 6131.4479 | 6906.1452 | 7403.1075 | 7307.2962 | 6769.6234 | 5872.7983 | 4724.2537 | 39204.3479 | -5219.1309 | -7011.3847 | -8648.0836 | -10272.3402 | -11570.2317 | -12402.819 | -12242.3013 | -11341.5095 | -9839.0108 | -7914.7931 | -65681.1253 | 8334.3733 | 11196.4038 | 13810.0305 | 16403.7881 | 18476.377 | 19805.9265 | 19549.5975 | 18111.1329 | 15711.8091 | 12639.0468 | 104885.4732
Ach | Multi-Family | Cooking | Range | TRC | Turnover | ET66 | High Efficiency Induction Cooktop | High Efficiency Induction Cooktop | Equip | 10 | Range | 80% | custom_misc appliance | 18.82% | 37666.7158 | 51619.0221 | 74841.2219 | 104869.7303 | 138483.503 | 170517.5186 | 185045.4668 | 175324.5021 | 141031.8483 | 94553.0377 | 37666.7158 | 89285.7379 | 164126.9598 | 268996.6901 | 407480.1931 | 577997.7117 | 763043.1784 | 938367.6805 | 1079399.5289 | 1173952.5666 | 15.5103 | 36.7658 | 67.5837 | 110.7666 | 167.7909 | 238.0061 | 314.2035 | 386.3981 | 444.4717 | 483.4065 | 2.585 | 6.1276 | 11.2639 | 18.4611 | 27.9651 | 39.6677 | 52.3672 | 64.3997 | 74.0786 | 80.5677 | 1845.6691 | 2592.5654 | 3852.8729 | 5533.7282 | 7490.1339 | 9453.3211 | 10515.2045 | 10211.8812 | 8419.847 | 5786.1056 | 42765.4797 | 6910.917 | 9707.593 | 14426.6841 | 20720.4732 | 28046.0319 | 35396.9835 | 39373.0959 | 38237.3331 | 31527.2465 | 21665.4741 | 160130.9168 | 13962.8085 | 19613.2093 | 29147.6553 | 41863.6193 | 56664.1695 | 71516.0232 | 79549.356 | 77254.6621 | 63697.6113 | 43772.898 | 323528.3134 | -15606.737 | -21922.3949 | -32579.3907 | -46792.4845 | -63335.5957 | -79936.0508 | -88915.1981 | -86350.3356 | -71197.1285 | -48926.5544 | -361619.3205 | 29569.5455 | 41535.6042 | 61727.046 | 88656.1038 | 119999.7652 | 151452.074 | 168464.5541 | 163604.9977 | 134894.7398 | 92699.4524 | 685147.6339
Ach | Multi-Family | Cooking | Range | TRC | New | EN72 | High Efficiency Induction Cooktop | High Efficiency Induction Cooktop | Equip | 10 | Range | 80% | custom_misc appliance | 18.82% | 9923.9812 | 12778.6423 | 17648.1849 | 23633.0858 | 29944.3501 | 35524.5073 | 37268.0263 | 34162.106 | 26574.1554 | 17219.2652 | 9923.9812 | 22702.6235 | 40350.8084 | 63983.8942 | 93928.2443 | 129452.7516 | 166720.7779 | 200882.8839 | 227457.0393 | 244676.3046 | 4.0865 | 9.3484 | 16.6155 | 26.3471 | 38.6775 | 53.3056 | 68.6518 | 82.7189 | 93.6615 | 100.752 | 0.68108 | 1.5581 | 2.7693 | 4.3912 | 6.4462 | 8.8843 | 11.442 | 13.7865 | 15.6103 | 16.792 | 486.2751 | 641.8073 | 908.5396 | 1247.0622 | 1619.595 | 1969.4432 | 2117.7548 | 1989.7924 | 1586.5234 | 1053.7206 | 9001.4277 | 1820.8068 | 2403.1811 | 3401.9325 | 4669.4954 | 6064.4061 | 7374.3766 | 7929.7137 | 7450.572 | 5940.5727 | 3945.548 | 33704.9153 | 3678.7558 | 4855.3842 | 6873.2605 | 9434.2429 | 12252.5188 | 14899.1817 | 16021.1841 | 15053.1268 | 12002.326 | 7971.5804 | 68097.3707 | -4111.8787 | -5427.0389 | -7682.4923 | -10544.9952 | -13695.0843 | -16653.3553 | -17907.4581 | -16825.4253 | -13415.4348 | -8910.1243 | -76114.8991 | 7790.6345 | 10282.4232 | 14555.7528 | 19979.2381 | 25947.6031 | 31552.537 | 33928.6422 | 31878.5521 | 25417.7608 | 16881.7047 | 144212.2698
Ach | Multi-Family | Miscellaneous | Pool pump | TRC | Turnover | ET525 | Variable Speed Pool Pump | Variable Speed Pool Pump | Equip | 10 | Pool pump | 0% | average_misc | 72.2% | 0 | 0 | 0 | 0 | 0 | 0 | 0 | 0 | 0 | 0 | 0 | 0 | 0 | 0 | 0 | 0 | 0 | 0 | 0 | 0 | 0 | 0 | 0 | 0 | 0 | 0 | 0 | 0 | 0 | 0 | 0 | 0 | 0 | 0 | 0 | 0 | 0 | 0 | 0 | 0 | 0 | 0 | 0 | 0 | 0 | 0 | 0 | 0 | 0 | 0 | 0 | 0 | 0 | 0 | 0 | 0 | 0 | 0 | 0 | 0 | 0 | 0 | 0 | 0 | 0 | 0 | 0 | 0 | 0 | 0 | 0 | 0 | 0 | 0 | 0 | 0 | 0 | 0 | 0 | 0 | 0 | 0 | 0 | 0 | 0 | 0 | 0 | 0 | 0 | 0 | 0 | 0 | 0 | 0 | 0
Ach | Multi-Family | Miscellaneous | Pool pump | TRC | Turnover | ET516 | Two Speed Pool Pump | Two Speed Pool Pump | Equip | 10 | Pool pump | 57% | average_misc | 23.9% | 0 | 0 | 0 | 0 | 0 | 0 | 0 | 0 | 0 | 0 | 0 | 0 | 0 | 0 | 0 | 0 | 0 | 0 | 0 | 0 | 0 | 0 | 0 | 0 | 0 | 0 | 0 | 0 | 0 | 0 | 0 | 0 | 0 | 0 | 0 | 0 | 0 | 0 | 0 | 0 | 0 | 0 | 0 | 0 | 0 | 0 | 0 | 0 | 0 | 0 | 0 | 0 | 0 | 0 | 0 | 0 | 0 | 0 | 0 | 0 | 0 | 0 | 0 | 0 | 0 | 0 | 0 | 0 | 0 | 0 | 0 | 0 | 0 | 0 | 0 | 0 | 0 | 0 | 0 | 0 | 0 | 0 | 0 | 0 | 0 | 0 | 0 | 0 | 0 | 0 | 0 | 0 | 0 | 0 | 0
Ach | Multi-Family | Miscellaneous | Pool pump | TRC | New | EN531 | Variable Speed Pool Pump | Variable Speed Pool Pump | Equip | 10 | Pool pump | 0% | average_misc | 72.2% | 0 | 0 | 0 | 0 | 0 | 0 | 0 | 0 | 0 | 0 | 0 | 0 | 0 | 0 | 0 | 0 | 0 | 0 | 0 | 0 | 0 | 0 | 0 | 0 | 0 | 0 | 0 | 0 | 0 | 0 | 0 | 0 | 0 | 0 | 0 | 0 | 0 | 0 | 0 | 0 | 0 | 0 | 0 | 0 | 0 | 0 | 0 | 0 | 0 | 0 | 0 | 0 | 0 | 0 | 0 | 0 | 0 | 0 | 0 | 0 | 0 | 0 | 0 | 0 | 0 | 0 | 0 | 0 | 0 | 0 | 0 | 0 | 0 | 0 | 0 | 0 | 0 | 0 | 0 | 0 | 0 | 0 | 0 | 0 | 0 | 0 | 0 | 0 | 0 | 0 | 0 | 0 | 0 | 0 | 0
Ach | Multi-Family | Miscellaneous | Pool pump | TRC | New | EN522 | Two Speed Pool Pump | Two Speed Pool Pump | Equip | 10 | Pool pump | 57% | average_misc | 23.9% | 0 | 0 | 0 | 0 | 0 | 0 | 0 | 0 | 0 | 0 | 0 | 0 | 0 | 0 | 0 | 0 | 0 | 0 | 0 | 0 | 0 | 0 | 0 | 0 | 0 | 0 | 0 | 0 | 0 | 0 | 0 | 0 | 0 | 0 | 0 | 0 | 0 | 0 | 0 | 0 | 0 | 0 | 0 | 0 | 0 | 0 | 0 | 0 | 0 | 0 | 0 | 0 | 0 | 0 | 0 | 0 | 0 | 0 | 0 | 0 | 0 | 0 | 0 | 0 | 0 | 0 | 0 | 0 | 0 | 0 | 0 | 0 | 0 | 0 | 0 | 0 | 0 | 0 | 0 | 0 | 0 | 0 | 0 | 0 | 0 | 0 | 0 | 0 | 0 | 0 | 0 | 0 | 0 | 0 | 0
Ach | Multi-Family | Domestic Hot Water | Point-of-use | TRC | New | NN573 | Thermostatic Shower Restriction Valve | Thermostatic Shower Restriction Valve | NonEquip | 10 |  | 16% | average_misc | 4.403% | 0 | 0 | 0 | 0 | 0 | 0 | 0 | 0 | 0 | 0 | 0 | 0 | 0 | 0 | 0 | 0 | 0 | 0 | 0 | 0 | 0 | 0 | 0 | 0 | 0 | 0 | 0 | 0 | 0 | 0 | 0 | 0 | 0 | 0 | 0 | 0 | 0 | 0 | 0 | 0 | 0 | 0 | 0 | 0 | 0 | 0 | 0 | 0 | 0 | 0 | 0 | 0 | 0 | 0 | 0 | 0 | 0 | 0 | 0 | 0 | 0 | 0 | 0 | 0 | 0 | 0 | 0 | 0 | 0 | 0 | 0 | 0 | 0 | 0 | 0 | 0 | 0 | 0 | 0 | 0 | 0 | 0 | 0 | 0 | 0 | 0 | 0 | 0 | 0 | 0 | 0 | 0 | 0 | 0 | 0
Ach | Multi-Family | Domestic Hot Water | Point-of-use | TRC | Existing | NE570 | Thermostatic Shower Restriction Valve | Thermostatic Shower Restriction Valve | NonEquip | 10 |  | 36% | average_misc_existing | 4.403% | 0 | 0 | 0 | 0 | 0 | 0 | 0 | 0 | 0 | 0 | 0 | 0 | 0 | 0 | 0 | 0 | 0 | 0 | 0 | 0 | 0 | 0 | 0 | 0 | 0 | 0 | 0 | 0 | 0 | 0 | 0 | 0 | 0 | 0 | 0 | 0 | 0 | 0 | 0 | 0 | 0 | 0 | 0 | 0 | 0 | 0 | 0 | 0 | 0 | 0 | 0 | 0 | 0 | 0 | 0 | 0 | 0 | 0 | 0 | 0 | 0 | 0 | 0 | 0 | 0 | 0 | 0 | 0 | 0 | 0 | 0 | 0 | 0 | 0 | 0 | 0 | 0 | 0 | 0 | 0 | 0 | 0 | 0 | 0 | 0 | 0 | 0 | 0 | 0 | 0 | 0 | 0 | 0 | 0 | 0
Ach | Multi-Family | Lighting | Interior specialty | TRC | Turnover | ET435 | LED Specialty Lamps-5W Chandelier | LED Specialty Lamps-5W Chandelier | Equip | 10 | Interior specialty | 50% | led | 58.33% | 102716.4187 | 74335.3151 | 56544.91 | 42055.2385 | 30568.2239 | 22108.5027 | 15554.8483 | 10955.6317 | 7723.7016 | 5349.0416 | 102716.4187 | 177051.7339 | 233596.6438 | 275651.8823 | 306220.1061 | 328328.6088 | 343883.4571 | 354839.0887 | 362562.7904 | 367911.8319 | 9.0351 | 15.5737 | 20.5475 | 24.2467 | 26.9355 | 28.8802 | 30.2484 | 31.2121 | 31.8915 | 32.362 | 9.4863 | 16.3514 | 21.5736 | 25.4575 | 28.2806 | 30.3224 | 31.759 | 32.7708 | 33.4841 | 33.9781 | 5033.1045 | 3733.4912 | 2910.9673 | 2219.1557 | 1653.3384 | 1225.6733 | 883.9039 | 638.1174 | 461.1184 | 327.3308 | 15325.0937 | 2598.8665 | 1927.8052 | 1503.0912 | 1145.8712 | 853.7088 | 632.882 | 456.4078 | 329.4948 | 238.1006 | 169.0187 | 7913.1821 | 6679.4082 | 4954.6978 | 3863.1304 | 2945.0306 | 2194.1372 | 1626.585 | 1173.0245 | 846.8424 | 611.948 | 434.3991 | 20337.8565 | -73956.1809 | -54859.7291 | -42773.605 | -32608.1607 | -24294.0697 | -18009.9814 | -12988.0388 | -9376.4639 | -6775.6508 | -4809.7817 | -225186.1452 | 80635.5891 | 59814.4269 | 46636.7354 | 35553.1913 | 26488.207 | 19636.5664 | 14161.0633 | 10223.3063 | 7387.5989 | 5244.1808 | 245524.0016
Ach | Multi-Family | Lighting | Interior specialty | TRC | New | EN441 | LED Specialty Lamps-5W Chandelier | LED Specialty Lamps-5W Chandelier | Equip | 10 | Interior specialty | 50% | led | 58.33% | 21988.288 | 14951.8006 | 10833.6815 | 7700.4082 | 5370.4469 | 3742.3272 | 2545.3476 | 1734.4541 | 1182.4727 | 791.4773 | 21988.288 | 36940.0887 | 47773.7701 | 55474.1784 | 60844.6253 | 64586.9525 | 67132.3 | 68866.7542 | 70049.2269 | 70840.7042 | 1.9341 | 3.2493 | 4.2022 | 4.8796 | 5.352 | 5.6811 | 5.905 | 6.0576 | 6.1616 | 6.2312 | 2.0307 | 3.4116 | 4.4121 | 5.1233 | 5.6192 | 5.9649 | 6.1999 | 6.3601 | 6.4693 | 6.5424 | 1077.4261 | 750.9542 | 557.7247 | 406.3324 | 290.4705 | 207.4709 | 144.6393 | 101.0243 | 70.5957 | 48.4339 | 2977.4435 | 556.3339 | 387.7586 | 287.9837 | 209.8116 | 149.9857 | 107.1285 | 74.6852 | 52.1644 | 36.4524 | 25.0091 | 1537.4165 | 1429.8469 | 996.5876 | 740.1537 | 539.2417 | 385.4819 | 275.3336 | 191.9501 | 134.0689 | 93.6872 | 64.2764 | 3951.3506 | -15831.6443 | -11034.4825 | -8195.1782 | -5970.6272 | -4268.1581 | -3048.5666 | -2125.3227 | -1484.4463 | -1037.3293 | -711.6851 | -43750.403 | 17261.4912 | 12031.0701 | 8935.3319 | 6509.8689 | 4653.64 | 3323.9002 | 2317.2729 | 1618.5151 | 1131.0165 | 775.9615 | 47701.7537
Ach | Multi-Family | Lighting | Interior screw-in | TRC | Turnover | ET417 | LED - 9W Flood | LED - 9W Flood | Equip | 10 | Interior screw-in | 50% | led | 53.85% | 3564509.8218 | 2579616.4261 | 1962246.0508 | 1459419.1701 | 1060791.7962 | 767218.8722 | 539791.1075 | 380187.0932 | 268031.2523 | 185624.7667 | 3564509.8218 | 6144126.2479 | 8106372.2987 | 9565791.4688 | 10626583.265 | 11393802.1372 | 11933593.2447 | 12313780.3379 | 12581811.5903 | 12767436.357 | 313.5387 | 540.445 | 713.0466 | 841.419 | 934.7275 | 1002.2131 | 1049.6938 | 1083.1355 | 1106.7119 | 1123.0396 | 329.1963 | 567.4339 | 748.655 | 883.438 | 981.4062 | 1052.2619 | 1102.1137 | 1137.2254 | 1161.9792 | 1179.1223 | 174660.9813 | 129561.235 | 101017.6531 | 77010.1063 | 57374.8673 | 42533.8489 | 30673.6175 | 22144.2261 | 16001.9327 | 11359.175 | 531818.0662 | 149552.0106 | 110935.7285 | 86495.5242 | 65939.2622 | 49126.7523 | 36419.2539 | 26264.0296 | 18960.8092 | 13701.5216 | 9726.199 | 455364.7902 | 172426.7124 | 127903.8835 | 99725.432 | 76024.9905 | 56640.9261 | 41989.7546 | 30281.2396 | 21860.9564 | 15797.2354 | 11213.868 | 525015.0325 | -2625824.5592 | -1947802.3673 | -1518682.8363 | -1157757.3133 | -862564.349 | -639446.9118 | -461142.1376 | -332912.6648 | -240570.4325 | -170771.9744 | -7995265.6237 | 2798251.2716 | 2075706.2509 | 1618408.2684 | 1233782.3038 | 919205.2752 | 681436.6664 | 491423.3772 | 354773.6213 | 256367.6679 | 181985.8425 | 8520280.6562
Ach | Multi-Family | Lighting | Interior screw-in | TRC | New | EN423 | LED - 9W Flood | LED - 9W Flood | Equip | 10 | Interior screw-in | 50% | led | 53.85% | 586959.3323 | 399126.0665 | 289196.2498 | 205556.0882 | 143359.6792 | 99898.359 | 67945.9674 | 46299.8312 | 31565.1405 | 21127.8385 | 586959.3323 | 986085.3988 | 1275281.6486 | 1480837.7368 | 1624197.4159 | 1724095.7749 | 1792041.7423 | 1838341.5735 | 1869906.7139 | 1891034.5524 | 51.6297 | 86.7373 | 112.1754 | 130.2563 | 142.8664 | 151.6536 | 157.6302 | 161.7028 | 164.4793 | 166.3378 | 54.208 | 91.0688 | 117.7772 | 136.7611 | 150.0009 | 159.2269 | 165.502 | 169.778 | 172.6931 | 174.6444 | 28761.0073 | 20046.1067 | 14888.0037 | 10846.7098 | 7753.8708 | 5538.2654 | 3861.0281 | 2696.7615 | 1884.4939 | 1292.903 | 79480.4149 | 24626.373 | 17164.3119 | 12747.7292 | 9287.4049 | 6639.1873 | 4742.0936 | 3305.9731 | 2309.0796 | 1613.5822 | 1107.0374 | 68054.4434 | 28393.0956 | 19789.6763 | 14697.5559 | 10707.9583 | 7654.6831 | 5467.4197 | 3811.6377 | 2662.2645 | 1860.3874 | 1276.3641 | 78463.6989 | -432388.2685 | -301369.8817 | -223823.8068 | -163067.6568 | -116570.4229 | -83261.3736 | -58046.063 | -40542.6709 | -28331.1719 | -19437.2915 | -1194895.5285 | 460781.3641 | 321159.5579 | 238521.3626 | 173775.6152 | 124225.106 | 88728.7933 | 61857.7006 | 43204.9353 | 30191.5593 | 20713.6556 | 1273359.2274
Ach | Multi-Family | Space Heating | Heat pump-heating | TRC | New | NN765 | Home Energy Management System | Home Energy Management System | NonEquip | 11 |  | 2.908% | average_misc | 15% | 787.7767 | 850.1487 | 976.5676 | 1084.0636 | 1145.8535 | 1157.5712 | 1080.4763 | 947.3621 | 777.4948 | 591.3431 | 787.7767 | 1637.9254 | 2614.493 | 3698.5566 | 4844.4101 | 6001.9813 | 7082.4575 | 8029.8196 | 8807.3144 | 9398.6575 | 0 | 0 | 0 | 0 | 0 | 0 | 0 | 0 | 0 | 0 | 0.68722 | 1.4288 | 2.2808 | 3.2264 | 4.226 | 5.2358 | 6.1784 | 7.0048 | 7.6831 | 8.1989 | 38.6011 | 42.6987 | 50.2743 | 57.2035 | 61.9756 | 64.1746 | 61.398 | 55.1797 | 46.4178 | 36.1868 | 357.2974 | 564.953 | 624.925 | 735.799 | 837.2121 | 907.0551 | 939.2391 | 898.6024 | 807.5924 | 679.3562 | 529.6189 | 5229.2924 | 201.0239 | 222.3634 | 261.815 | 297.9002 | 322.7521 | 334.2039 | 319.7444 | 287.3608 | 241.7313 | 188.4512 | 1860.7082 | -487.7173 | -539.4904 | -635.2066 | -722.7554 | -783.05 | -810.8341 | -775.7529 | -697.185 | -586.4802 | -457.2138 | -4514.3867 | 688.7411 | 761.8538 | 897.0216 | 1020.6556 | 1105.8021 | 1145.038 | 1095.4973 | 984.5458 | 828.2115 | 645.665 | 6375.0949
Ach | Multi-Family | Space Heating | Heat pump-heating | TRC | New | NN639 | Ceiling Insulation(R2 to R38) | Ceiling Insulation(R2 to R38) | NonEquip | 20 |  | 0% | Minsulate | 48.5% | 0 | 0 | 0 | 0 | 0 | 0 | 0 | 0 | 0 | 0 | 0 | 0 | 0 | 0 | 0 | 0 | 0 | 0 | 0 | 0 | 0 | 0 | 0 | 0 | 0 | 0 | 0 | 0 | 0 | 0 | 0 | 0 | 0 | 0 | 0 | 0 | 0 | 0 | 0 | 0 | 0 | 0 | 0 | 0 | 0 | 0 | 0 | 0 | 0 | 0 | 0 | 0 | 0 | 0 | 0 | 0 | 0 | 0 | 0 | 0 | 0 | 0 | 0 | 0 | 0 | 0 | 0 | 0 | 0 | 0 | 0 | 0 | 0 | 0 | 0 | 0 | 0 | 0 | 0 | 0 | 0 | 0 | 0 | 0 | 0 | 0 | 0 | 0 | 0 | 0 | 0 | 0 | 0 | 0 | 0
Ach | Multi-Family | Space Heating | Heat pump-heating | TRC | New | NN615 | Ceiling Insulation(R12 to R38) | Ceiling Insulation(R12 to R38) | NonEquip | 20 |  | 0% | shell | 19.75% | 0 | 0 | 0 | 0 | 0 | 0 | 0 | 0 | 0 | 0 | 0 | 0 | 0 | 0 | 0 | 0 | 0 | 0 | 0 | 0 | 0 | 0 | 0 | 0 | 0 | 0 | 0 | 0 | 0 | 0 | 0 | 0 | 0 | 0 | 0 | 0 | 0 | 0 | 0 | 0 | 0 | 0 | 0 | 0 | 0 | 0 | 0 | 0 | 0 | 0 | 0 | 0 | 0 | 0 | 0 | 0 | 0 | 0 | 0 | 0 | 0 | 0 | 0 | 0 | 0 | 0 | 0 | 0 | 0 | 0 | 0 | 0 | 0 | 0 | 0 | 0 | 0 | 0 | 0 | 0 | 0 | 0 | 0 | 0 | 0 | 0 | 0 | 0 | 0 | 0 | 0 | 0 | 0 | 0 | 0
Ach | Multi-Family | Space Heating | Heat pump-heating | TRC | Existing | NE762 | Home Energy Management System | Home Energy Management System | NonEquip | 11 |  | 2.908% | average_misc_existing | 15% | 4622.8808 | 5722.3684 | 6885.9055 | 7979.4367 | 8768.1292 | 9169.7181 | 8830.4583 | 7981.5971 | 6755.8303 | 5302.4668 | 4622.8808 | 10345.2492 | 17231.1547 | 25210.5915 | 33978.7207 | 43148.4388 | 51978.8971 | 59960.4942 | 66716.3245 | 72018.7912 | 0 | 0 | 0 | 0 | 0 | 0 | 0 | 0 | 0 | 0 | 4.0328 | 9.0247 | 15.0316 | 21.9925 | 29.6413 | 37.6405 | 45.3438 | 52.3065 | 58.2 | 62.8256 | 226.5212 | 287.406 | 354.4907 | 421.0561 | 474.2403 | 508.36 | 501.7906 | 464.8929 | 403.3348 | 324.4807 | 2704.028 | 3315.2925 | 4206.3832 | 5188.2147 | 6162.4439 | 6940.8323 | 7440.1974 | 7344.0493 | 6804.0267 | 5903.0818 | 4748.997 | 39575.3032 | 1179.6609 | 1496.7324 | 1846.0917 | 2192.746 | 2469.7153 | 2647.4014 | 2613.1896 | 2421.0366 | 2100.4587 | 1689.8075 | 14081.8461 | -2862.053 | -3631.3211 | -4478.9248 | -5319.9654 | -5991.939 | -6423.035 | -6340.0315 | -5873.8363 | -5096.0612 | -4099.7533 | -34164.8941 | 4041.7139 | 5128.0536 | 6325.0165 | 7512.7114 | 8461.6543 | 9070.4364 | 8953.2211 | 8294.8728 | 7196.5199 | 5789.5608 | 48246.7402
Ach | Multi-Family | Space Heating | Heat pump-heating | TRC | Existing | NE720 | Energy Star Windows | Energy Star Windows | NonEquip | 20 |  | 19% | CACI_existing | 3.687% | 3896.1239 | 3820.4586 | 3730.8741 | 3624.3448 | 3481.6714 | 3352.7837 | 3156.3358 | 2974.1773 | 2798.484 | 2591.4972 | 3896.1239 | 7716.5825 | 11447.4566 | 15071.8015 | 18553.4728 | 21906.2566 | 25062.5924 | 28036.7697 | 30835.2537 | 33426.7508 | 0 | 0 | 0 | 0 | 0 | 0 | 0 | 0 | 0 | 0 | 15.644 | 30.9843 | 45.9648 | 60.5176 | 74.4975 | 87.9598 | 100.6334 | 112.5756 | 123.8123 | 134.2179 | 190.9101 | 191.8825 | 192.0677 | 191.2481 | 188.3126 | 185.875 | 179.3587 | 173.2327 | 167.0744 | 158.5848 | 1285.0688 | 1529.4542 | 1537.245 | 1538.7287 | 1532.1625 | 1508.6447 | 1489.1162 | 1436.9118 | 1387.8344 | 1338.4972 | 1270.4841 | 10295.1821 | 6265.738 | 6297.6546 | 6303.7329 | 6276.8331 | 6180.4872 | 6100.4847 | 5886.6181 | 5685.5618 | 5483.4416 | 5204.8115 | 42176.4271 | 202.3925 | 203.4234 | 203.6198 | 202.7509 | 199.6388 | 197.0546 | 190.1464 | 183.6519 | 177.1232 | 168.123 | 1362.3602 | 6063.3455 | 6094.2312 | 6100.1131 | 6074.0822 | 5980.8484 | 5903.4301 | 5696.4718 | 5501.9099 | 5306.3185 | 5036.6884 | 40814.0669
Ach | Multi-Family | Space Heating | Heat pump-heating | TRC | Existing | NE684 | Duct Repair | Duct Repair | NonEquip | 11 |  | 65% | CACI_Duct_existing | 12% | 83655.5138 | 80023.5252 | 76279.5055 | 72388.1881 | 67997.4464 | 64101.6278 | 59149.1938 | 54703.3493 | 50588.4568 | 46107.0962 | 83655.5138 | 163679.039 | 239958.5445 | 312346.7326 | 380344.1789 | 444445.8068 | 503595.0006 | 558298.3499 | 608886.8067 | 654993.9029 | 0 | 0 | 0 | 0 | 0 | 0 | 0 | 0 | 0 | 0 | 93.7506 | 183.4309 | 268.9154 | 350.0389 | 426.2419 | 498.079 | 564.3659 | 625.6706 | 682.3638 | 734.0348 | 4099.1202 | 4019.1816 | 3926.9166 | 3819.7539 | 3677.7664 | 3553.7303 | 3361.1516 | 3186.2295 | 3020.219 | 2821.4908 | 25365.9764 | 24415.2108 | 23939.0798 | 23389.5306 | 22751.2472 | 21905.5404 | 21166.7555 | 20019.7168 | 18977.8444 | 17989.0514 | 16805.3851 | 151085.0217 | 56925.3317 | 55815.2075 | 54533.9051 | 53045.7142 | 51073.9049 | 49351.3894 | 46677.0092 | 44247.8297 | 41942.4073 | 39182.6278 | 352262.5726 | -16213.4033 | -15897.2191 | -15532.2801 | -15108.4154 | -14546.8071 | -14056.2024 | -13294.4887 | -12602.6127 | -11945.9851 | -11159.9481 | -100330.995 | 73138.735 | 71712.4266 | 70066.1853 | 68154.1296 | 65620.712 | 63407.5918 | 59971.4978 | 56850.4424 | 53888.3924 | 50342.5759 | 452593.5677
Ach | Multi-Family | Space Heating | Heat pump-heating | TRC | Existing | NE636 | Ceiling Insulation(R2 to R38) | Ceiling Insulation(R2 to R38) | NonEquip | 20 |  | 16.25% | Minsulate_existing | 48.5% | 40712.0797 | 25304.1233 | 15077.4854 | 8753.0575 | 4980.2147 | 2835.89 | 1582.6658 | 888.2532 | 500.6431 | 279.3813 | 40712.0797 | 66016.203 | 81093.6883 | 89846.7458 | 94826.9606 | 97662.8506 | 99245.5163 | 100133.7695 | 100634.4127 | 100913.794 | 0 | 0 | 0 | 0 | 0 | 0 | 0 | 0 | 0 | 0 | 58.6934 | 95.1736 | 116.9104 | 129.5294 | 136.7093 | 140.7977 | 143.0794 | 144.3599 | 145.0817 | 145.4845 | 1994.8919 | 1270.8996 | 776.1984 | 461.8782 | 269.364 | 157.2189 | 89.9349 | 51.7368 | 29.8893 | 17.0965 | 4359.1064 | 7794.6803 | 4965.8109 | 3032.8551 | 1804.7057 | 1052.4914 | 614.3045 | 351.4046 | 202.1524 | 116.7869 | 66.8017 | 17032.4221 | 73660.2466 | 46927.2432 | 28660.6824 | 17054.589 | 9946.1135 | 5805.2187 | 3320.7967 | 1910.3534 | 1103.6441 | 631.28 | 160957.5209 | 10302.0442 | 6563.1946 | 4008.4527 | 2385.2368 | 1391.0529 | 811.9118 | 464.4431 | 267.18 | 154.3545 | 88.2902 | 22511.3487 | 63358.2023 | 40364.0485 | 24652.2297 | 14669.3522 | 8555.0606 | 4993.307 | 2856.3536 | 1643.1734 | 949.2896 | 542.9899 | 138446.1721
Ach | Multi-Family | Space Heating | Heat pump-heating | TRC | Existing | NE612 | Ceiling Insulation(R12 to R38) | Ceiling Insulation(R12 to R38) | NonEquip | 20 |  | 15.79% | shell_existing | 19.75% | 28981.5857 | 21161.4177 | 14180.3751 | 8901.489 | 5316.5752 | 3115.7517 | 1767.8611 | 1001.5237 | 567.459 | 317.6009 | 28981.5857 | 50143.0034 | 64323.3785 | 73224.8675 | 78541.4428 | 81657.1945 | 83425.0556 | 84426.5793 | 84994.0383 | 85311.6392 | 0 | 0 | 0 | 0 | 0 | 0 | 0 | 0 | 0 | 0 | 41.016 | 70.9645 | 91.0332 | 103.631 | 111.1552 | 115.5648 | 118.0667 | 119.4841 | 120.2872 | 120.7367 | 1420.0977 | 1062.8322 | 730.0146 | 469.7106 | 287.5567 | 172.7342 | 100.4587 | 58.3344 | 33.8783 | 19.4354 | 3646.224 | 31853.5745 | 23839.9124 | 16374.6295 | 10535.8672 | 6450.0556 | 3874.5226 | 2253.3433 | 1308.4717 | 759.9087 | 435.9459 | 81786.816 | 26131.4992 | 19557.386 | 13433.1429 | 8643.2374 | 5291.388 | 3178.5156 | 1848.5598 | 1073.422 | 623.4011 | 357.6339 | 67094.8913 | -18971.1137 | -14198.3968 | -9752.2794 | -6274.873 | -3841.4758 | -2307.5592 | -1342.0293 | -779.2898 | -452.5808 | -259.6374 | -48709.9802 | 45102.6129 | 33755.7828 | 23185.4222 | 14918.1104 | 9132.8638 | 5486.0748 | 3190.5892 | 1852.7117 | 1075.9819 | 617.2713 | 115804.8715
Ach | Multi-Family | Space Heating | Heat pump-heating | TRC | Existing | NE606 | Air Sealing-Infiltration Control | Air Sealing-Infiltration Control | NonEquip | 11 |  | 52% | Nmeasure_existing | 9% | 24610.5297 | 30466.1251 | 36663.7024 | 42489.1259 | 46691.0514 | 48830.2671 | 47022.4195 | 42499.4852 | 35969.4554 | 28228.7077 | 24610.5297 | 55076.6547 | 91740.3571 | 134229.483 | 180920.5344 | 229750.8015 | 276773.221 | 319272.7062 | 355242.1617 | 383470.8694 | 0 | 0 | 0 | 0 | 0 | 0 | 0 | 0 | 0 | 0 | 27.5804 | 61.723 | 102.8111 | 150.4275 | 202.753 | 257.4758 | 310.1726 | 357.8007 | 398.1107 | 429.7459 | 1205.916 | 1530.1611 | 1887.4703 | 2242.0509 | 2525.371 | 2707.1013 | 2672.0479 | 2475.4081 | 2147.4391 | 1727.4356 | 14397.8309 | 15886.9599 | 20158.6259 | 24865.8832 | 29537.1938 | 33269.7054 | 35663.8534 | 35202.0539 | 32611.4843 | 28290.7607 | 22757.5563 | 189679.6881 | 8042.5307 | 10204.9963 | 12587.9734 | 14952.753 | 16842.2799 | 18054.2808 | 17820.5019 | 16509.0656 | 14321.7653 | 11520.6651 | 96022.4436 | -13474.0786 | -17096.9721 | -21089.3001 | -25051.1409 | -28216.7657 | -30247.2951 | -29855.6328 | -27658.514 | -23994.0137 | -19301.1818 | -160871.4971 | 21516.6093 | 27301.9684 | 33677.2735 | 40003.8939 | 45059.0456 | 48301.5759 | 47676.1347 | 44167.5796 | 38315.779 | 30821.8469 | 256893.9407
Ach | Multi-Family | Space Heating | Heat pump-heating | TRC | Turnover | ET156 | 14 SEER ASHP from base electric resistance heating | 14 SEER ASHP from base electric resistance heating | Equip | 15 | Heat pump-heating | 32% | CACI | 58.41% | 126476.0769 | 115011.8215 | 112469.0249 | 109405.2093 | 105235.8964 | 101467.4613 | 95637.8657 | 90226.0841 | 84997.3346 | 78804.0672 | 126476.0769 | 241487.8985 | 353956.9233 | 463362.1327 | 568598.0291 | 670065.4904 | 765703.3562 | 855929.4403 | 940926.7748 | 1019730.842 | 0 | 0 | 0 | 0 | 0 | 0 | 0 | 0 | 0 | 0 | 81.9534 | 156.4782 | 229.3553 | 300.2472 | 368.4374 | 434.1859 | 496.1568 | 554.6211 | 609.6973 | 660.7603 | 6197.3278 | 5776.4687 | 5789.9757 | 5773.0548 | 5691.8762 | 5625.2548 | 5434.6196 | 5255.2726 | 5074.4889 | 4822.3586 | 39254.0226 | 37639.9183 | 35083.8006 | 35165.836 | 35063.0656 | 34570.0217 | 34165.392 | 33007.5549 | 31918.278 | 30820.2755 | 29288.9436 | 238412.1445 | 143601.9127 | 133849.9414 | 134162.919 | 133770.8344 | 131889.7985 | 130346.0756 | 125928.7541 | 121772.9999 | 117583.9562 | 111741.6962 | 909577.9554 | -8828.4001 | -8228.8656 | -8248.1069 | -8224.0022 | -8108.3593 | -8013.4539 | -7741.8845 | -7486.3958 | -7228.8606 | -6869.6884 | -55919.2976 | 152430.3127 | 142078.807 | 142411.0259 | 141994.8366 | 139998.1578 | 138359.5294 | 133670.6386 | 129259.3957 | 124812.8168 | 118611.3847 | 965497.253
Ach | Multi-Family | Space Heating | Heat pump-heating | TRC | New | EN162 | 14 SEER ASHP from base electric resistance heating | 14 SEER ASHP from base electric resistance heating | Equip | 15 | Heat pump-heating | 32% | CACI | 58.41% | 35405.0738 | 30251.4615 | 28178.7059 | 26196.1351 | 24177.4055 | 22460.2607 | 20465.236 | 18679.4063 | 17016.7461 | 15248.134 | 35405.0738 | 65656.5353 | 93835.2412 | 120031.3762 | 144208.7817 | 166669.0424 | 187134.2784 | 205813.6848 | 222830.4309 | 238078.5649 | 0 | 0 | 0 | 0 | 0 | 0 | 0 | 0 | 0 | 0 | 22.9416 | 42.5438 | 60.8029 | 77.7774 | 93.4437 | 107.9974 | 121.2584 | 133.3622 | 144.3886 | 154.269 | 1734.8486 | 1519.3797 | 1450.6574 | 1382.3082 | 1307.6793 | 1245.1744 | 1162.9366 | 1087.9933 | 1015.9294 | 933.0987 | 9294.9206 | 10536.7285 | 9228.0622 | 8810.6726 | 8395.5491 | 7942.2845 | 7562.657 | 7063.1794 | 6608.0058 | 6170.3206 | 5667.2422 | 56453.3726 | 40199.1937 | 35206.4362 | 33614.0323 | 32030.2741 | 30301.0023 | 28852.6667 | 26947.0847 | 25210.5294 | 23540.695 | 21621.3759 | 215378.0519 | -2471.3777 | -2164.4315 | -2066.5332 | -1969.1665 | -1862.8538 | -1773.8126 | -1656.6607 | -1549.9002 | -1447.2417 | -1329.2452 | -13241.0744 | 42670.5714 | 37370.8677 | 35680.5656 | 33999.4406 | 32163.8561 | 30626.4793 | 28603.7454 | 26760.4296 | 24987.9367 | 22950.6212 | 228619.1263
Ach | Multi-Family | Space Cooling | Heat pump-cooling | TRC | New | NN759 | Home Energy Management System | Home Energy Management System | NonEquip | 11 |  | 2.908% | average_misc | 7.12% | 2775.4179 | 2996.6306 | 3443.0497 | 3822.0857 | 4039.2142 | 4079.1776 | 3805.8398 | 3335.2857 | 2735.8018 | 2079.6983 | 2775.4179 | 5772.0485 | 9215.0981 | 13037.1838 | 17076.398 | 21155.5755 | 24961.4154 | 28296.7011 | 31032.5029 | 33112.2012 | 4.7349 | 9.8471 | 15.721 | 22.2414 | 29.1323 | 36.0914 | 42.5842 | 48.2742 | 52.9415 | 56.4894 | 0 | 0 | 0 | 0 | 0 | 0 | 0 | 0 | 0 | 0 | 135.9955 | 150.5058 | 177.2503 | 201.6824 | 218.4683 | 226.1455 | 216.2668 | 194.2657 | 163.3321 | 127.2656 | 1258.869 | 1990.387 | 2202.7551 | 2594.1804 | 2951.7608 | 3197.4333 | 3309.7949 | 3165.2123 | 2843.2121 | 2390.4777 | 1862.62 | 18424.4101 | 708.2276 | 783.7933 | 923.0719 | 1050.3076 | 1137.7238 | 1177.7048 | 1126.2588 | 1011.6833 | 850.5896 | 662.7651 | 6555.8489 | -1718.2777 | -1901.6126 | -2239.5254 | -2548.2204 | -2760.3066 | -2857.3071 | -2732.4906 | -2454.5116 | -2063.6713 | -1607.978 | -15905.5767 | 2426.5054 | 2685.4059 | 3162.5973 | 3598.528 | 3898.0303 | 4035.0118 | 3858.7494 | 3466.1949 | 2914.2609 | 2270.743 | 22461.4256
Ach | Multi-Family | Space Cooling | Heat pump-cooling | TRC | New | NN645 | Ceiling Insulation(R2 to R38) | Ceiling Insulation(R2 to R38) | NonEquip | 20 |  | 0% | Minsulate | 36.07% | 0 | 0 | 0 | 0 | 0 | 0 | 0 | 0 | 0 | 0 | 0 | 0 | 0 | 0 | 0 | 0 | 0 | 0 | 0 | 0 | 0 | 0 | 0 | 0 | 0 | 0 | 0 | 0 | 0 | 0 | 0 | 0 | 0 | 0 | 0 | 0 | 0 | 0 | 0 | 0 | 0 | 0 | 0 | 0 | 0 | 0 | 0 | 0 | 0 | 0 | 0 | 0 | 0 | 0 | 0 | 0 | 0 | 0 | 0 | 0 | 0 | 0 | 0 | 0 | 0 | 0 | 0 | 0 | 0 | 0 | 0 | 0 | 0 | 0 | 0 | 0 | 0 | 0 | 0 | 0 | 0 | 0 | 0 | 0 | 0 | 0 | 0 | 0 | 0 | 0 | 0 | 0 | 0 | 0 | 0
Ach | Multi-Family | Space Cooling | Heat pump-cooling | TRC | New | NN621 | Ceiling Insulation(R12 to R38) | Ceiling Insulation(R12 to R38) | NonEquip | 20 |  | 0% | shell | 12.59% | 0 | 0 | 0 | 0 | 0 | 0 | 0 | 0 | 0 | 0 | 0 | 0 | 0 | 0 | 0 | 0 | 0 | 0 | 0 | 0 | 0 | 0 | 0 | 0 | 0 | 0 | 0 | 0 | 0 | 0 | 0 | 0 | 0 | 0 | 0 | 0 | 0 | 0 | 0 | 0 | 0 | 0 | 0 | 0 | 0 | 0 | 0 | 0 | 0 | 0 | 0 | 0 | 0 | 0 | 0 | 0 | 0 | 0 | 0 | 0 | 0 | 0 | 0 | 0 | 0 | 0 | 0 | 0 | 0 | 0 | 0 | 0 | 0 | 0 | 0 | 0 | 0 | 0 | 0 | 0 | 0 | 0 | 0 | 0 | 0 | 0 | 0 | 0 | 0 | 0 | 0 | 0 | 0 | 0 | 0
Ach | Multi-Family | Space Cooling | Heat pump-cooling | TRC | Existing | NE756 | Home Energy Management System | Home Energy Management System | NonEquip | 11 |  | 2.908% | average_misc_existing | 7.12% | 15822.5845 | 19584.0468 | 23564.6395 | 27305.8782 | 30004.3206 | 31378.478 | 30217.7452 | 27313.2794 | 23119.0133 | 18145.7802 | 15822.5845 | 35406.6313 | 58971.2708 | 86277.1489 | 116281.4695 | 147659.9475 | 177877.6927 | 205190.9721 | 228309.9853 | 246455.7656 | 26.9933 | 60.4037 | 100.605 | 147.1888 | 198.3762 | 251.9079 | 303.4594 | 350.0559 | 389.4969 | 420.4536 | 0 | 0 | 0 | 0 | 0 | 0 | 0 | 0 | 0 | 0 | 775.3066 | 983.6088 | 1213.1224 | 1440.8668 | 1622.8386 | 1739.5915 | 1717.1227 | 1590.8784 | 1380.2454 | 1110.4181 | 9253.499 | 11347.1442 | 14395.7883 | 17754.8775 | 21088.0728 | 23751.3559 | 25460.1144 | 25131.2677 | 23283.5959 | 20200.8371 | 16251.7295 | 135431.3007 | 4037.5872 | 5122.3682 | 6317.613 | 7503.6442 | 8451.3045 | 9059.3219 | 8942.3103 | 8284.8642 | 7187.9444 | 5782.7568 | 48189.7187 | -9795.8562 | -12427.7149 | -15327.5771 | -18205.0855 | -20504.2664 | -21979.4175 | -21695.528 | -20100.4547 | -17439.1452 | -14029.927 | -116916.2502 | 13833.4434 | 17550.0831 | 21645.1901 | 25708.7297 | 28955.5709 | 31038.7394 | 30637.8383 | 28385.3189 | 24627.0896 | 19812.6838 | 165105.9689
Ach | Multi-Family | Space Cooling | Heat pump-cooling | TRC | Existing | NE714 | Energy Star Windows | Energy Star Windows | NonEquip | 20 |  | 19% | CACI_existing | 26.27% | 200166.3056 | 196267.4789 | 191657.7949 | 186180.8197 | 178849.2185 | 172227.0231 | 162135.0745 | 152777.5458 | 143752.3299 | 133119.742 | 200166.3056 | 396433.7845 | 588091.5794 | 774272.3991 | 953121.6175 | 1125348.6406 | 1287483.7151 | 1440261.261 | 1584013.5908 | 1717133.3328 | 104.7336 | 207.4273 | 307.709 | 405.125 | 498.7048 | 588.8197 | 673.6541 | 753.5924 | 828.8084 | 898.461 | 0 | 0 | 0 | 0 | 0 | 0 | 0 | 0 | 0 | 0 | 9808.149 | 9857.5341 | 9866.6631 | 9824.3226 | 9673.3876 | 9548.0944 | 9213.322 | 8898.6201 | 8582.2645 | 8146.1675 | 66014.3924 | 78576.8644 | 78972.5079 | 79045.6433 | 78706.4374 | 77497.2388 | 76493.4665 | 73811.4757 | 71290.2779 | 68755.8311 | 65262.0898 | 528866.7586 | 321907.0193 | 323527.8581 | 323827.4732 | 322437.8431 | 317484.101 | 313371.932 | 302384.5802 | 292055.9512 | 281673.0449 | 267360.1824 | 2166616.3856 | 10398.0667 | 10450.4222 | 10460.1002 | 10415.2131 | 10255.2 | 10122.371 | 9767.4634 | 9433.8337 | 9098.4506 | 8636.1243 | 69984.8727 | 311508.9525 | 313077.4359 | 313367.373 | 312022.63 | 307228.9009 | 303249.561 | 292617.1168 | 282622.1175 | 272574.5943 | 258724.0582 | 2096631.5129
Ach | Multi-Family | Space Cooling | Heat pump-cooling | TRC | Existing | NE678 | Duct Repair | Duct Repair | NonEquip | 11 |  | 65% | CACI_Duct_existing | 12% | 603132.4751 | 576917.0718 | 549908.9759 | 521849.7256 | 490196.7303 | 462115.2419 | 426418.0369 | 394373.1733 | 364713.8235 | 332411.5893 | 603132.4751 | 1180049.547 | 1729958.5228 | 2251808.2484 | 2742004.9787 | 3204120.2206 | 3630538.2575 | 4024911.4308 | 4389625.2543 | 4722036.8436 | 627.4358 | 1227.5999 | 1799.6676 | 2342.5453 | 2852.4947 | 3333.2309 | 3776.8316 | 4187.0961 | 4566.5061 | 4912.3123 | 0 | 0 | 0 | 0 | 0 | 0 | 0 | 0 | 0 | 0 | 29553.4913 | 28975.6599 | 28309.6578 | 27536.7788 | 26513.188 | 25619.208 | 24231.1953 | 22970.5029 | 21774.0506 | 20341.6897 | 182870.6318 | 176026.7298 | 172585.0463 | 168618.1991 | 164014.7714 | 157918.0523 | 152593.3219 | 144326.0302 | 136817.084 | 129690.7659 | 121159.3271 | 1089215.4494 | 410415.4601 | 402390.9963 | 393142.0863 | 382408.9555 | 368194.1384 | 355779.2529 | 336503.6331 | 318996.1352 | 302380.7544 | 282489.262 | 2539562.3742 | -116894.0293 | -114608.5113 | -111974.2481 | -108917.2509 | -104868.6041 | -101332.6116 | -95842.5531 | -90856.089 | -86123.7166 | -80458.246 | -723315.0488 | 527309.4894 | 516999.5077 | 505116.3344 | 491326.2064 | 473062.7425 | 457111.8644 | 432346.1863 | 409852.2242 | 388504.471 | 362947.508 | 3262877.423
Ach | Multi-Family | Space Cooling | Heat pump-cooling | TRC | Existing | NE642 | Ceiling Insulation(R2 to R38) | Ceiling Insulation(R2 to R38) | NonEquip | 20 |  | 16.25% | Minsulate_existing | 36.07% | 218294.5072 | 135678.4319 | 80844.1195 | 46933.1066 | 26703.4631 | 15205.7869 | 8486.1115 | 4762.7337 | 2684.4033 | 1498.0176 | 218294.5072 | 353972.9391 | 434817.0586 | 481750.1652 | 508453.6283 | 523659.4152 | 532145.5267 | 536908.2604 | 539592.6638 | 541090.6814 | 173.987 | 282.1266 | 346.5617 | 383.9687 | 405.2522 | 417.3716 | 424.1353 | 427.9313 | 430.0709 | 431.2648 | 0 | 0 | 0 | 0 | 0 | 0 | 0 | 0 | 0 | 0 | 10696.4309 | 6814.4492 | 4161.9058 | 2476.5493 | 1444.3057 | 842.9937 | 482.2231 | 277.4083 | 160.2636 | 91.6701 | 23373.1364 | 41794.3741 | 26626.2312 | 16261.8962 | 9676.6697 | 5643.364 | 3293.8457 | 1884.1998 | 1083.9229 | 626.2009 | 358.1844 | 91326.3144 | 394959.6128 | 251619.6545 | 153675.9996 | 91445.1715 | 53330.1653 | 31127.0603 | 17805.813 | 10243.143 | 5917.6405 | 3384.8667 | 863039.741 | 55238.6339 | 35191.2589 | 21492.9629 | 12789.425 | 7458.7005 | 4353.3978 | 2490.3022 | 1432.5952 | 827.6349 | 473.4039 | 120703.8259 | 339720.9789 | 216428.3956 | 132183.0368 | 78655.7465 | 45871.4648 | 26773.6626 | 15315.5108 | 8810.5479 | 5090.0055 | 2911.4629 | 742335.9151
Ach | Multi-Family | Space Cooling | Heat pump-cooling | TRC | Existing | NE618 | Ceiling Insulation(R12 to R38) | Ceiling Insulation(R12 to R38) | NonEquip | 20 |  | 15.79% | shell_existing | 12.59% | 133173.5216 | 97233.9813 | 65155.0763 | 40899.5013 | 24427.9694 | 14315.9995 | 8122.9255 | 4601.8481 | 2607.4313 | 1459.3777 | 133173.5216 | 230407.503 | 295562.5792 | 336462.0806 | 360890.05 | 375206.0495 | 383328.975 | 387930.8231 | 390538.2544 | 391997.6321 | 107.7864 | 186.4844 | 239.2189 | 272.3216 | 292.0928 | 303.6797 | 310.2541 | 313.9787 | 316.0891 | 317.2703 | 0 | 0 | 0 | 0 | 0 | 0 | 0 | 0 | 0 | 0 | 6525.5026 | 4883.5767 | 3354.224 | 2158.1702 | 1321.2315 | 793.6647 | 461.5851 | 268.0374 | 155.6682 | 89.3056 | 16754.0345 | 146370.621 | 109541.3188 | 75237.0951 | 48408.9475 | 29635.9505 | 17802.3376 | 10353.6074 | 6012.227 | 3491.7233 | 2003.1733 | 375802.2338 | 120077.066 | 89863.6631 | 61721.7416 | 39712.9174 | 24312.2421 | 14604.382 | 8493.7182 | 4932.2096 | 2864.4812 | 1643.3296 | 308294.3103 | -87174.3198 | -65239.7994 | -44809.1465 | -28831.0389 | -17650.3577 | -10602.5831 | -6166.3241 | -3580.7172 | -2079.5745 | -1193.035 | -223817.484 | 207251.3858 | 155103.4625 | 106530.888 | 68543.9563 | 41962.5999 | 25206.9651 | 14660.0423 | 8512.9268 | 4944.0556 | 2836.3646 | 532111.7942
Ach | Multi-Family | Space Cooling | Heat pump-cooling | TRC | Existing | NE600 | Air Sealing-Infiltration Control | Air Sealing-Infiltration Control | NonEquip | 11 |  | 52% | Nmeasure_existing | 9% | 177458.5599 | 219662.0888 | 264330.5296 | 306318.322 | 336605.9385 | 352027.2285 | 338996.3703 | 306393.0997 | 259319.8069 | 203516.6538 | 177458.5599 | 397120.6486 | 661451.1782 | 967769.5002 | 1304375.4387 | 1656402.6672 | 1995399.0376 | 2301792.1373 | 2561111.9442 | 2764628.598 | 184.6093 | 413.1227 | 688.1045 | 1006.766 | 1356.9355 | 1723.1478 | 2075.8041 | 2394.5433 | 2664.3125 | 2876.0299 | 0 | 0 | 0 | 0 | 0 | 0 | 0 | 0 | 0 | 0 | 8695.4694 | 11032.5284 | 13607.9009 | 16163.6951 | 18205.9487 | 19516.0384 | 19263.4611 | 17846.0505 | 15481.8442 | 12454.0562 | 103801.3805 | 114555.7234 | 145344.5708 | 179273.0042 | 212943.5108 | 239848.5375 | 257107.9011 | 253780.4014 | 235107.172 | 203960.6805 | 164072.0413 | 1367498.5952 | 57992.0845 | 73578.468 | 90754.2189 | 107799.3984 | 121419.657 | 130156.9461 | 128472.4502 | 119019.4132 | 103251.9778 | 83058.9638 | 692275.2673 | -97157.2176 | -123269.9133 | -152045.3607 | -180602.0546 | -203420.797 | -218058.8411 | -215236.7158 | -199399.541 | -172983.5195 | -139153.0912 | -1159805.5046 | 155149.3021 | 196848.3813 | 242799.5796 | 288401.453 | 324840.454 | 348215.7872 | 343709.1661 | 318418.9542 | 276235.4973 | 222212.0549 | 1852080.7719
Ach | Multi-Family | Space Cooling | Heat pump-cooling | TRC | Turnover | ET147 | 14 SEER ASHP from base electric resistance heating | 14 SEER ASHP from base electric resistance heating | Equip | 15 | Heat pump-cooling | 32% | CACI | 0% | 0 | 0 | 0 | 0 | 0 | 0 | 0 | 0 | 0 | 0 | 0 | 0 | 0 | 0 | 0 | 0 | 0 | 0 | 0 | 0 | 0 | 0 | 0 | 0 | 0 | 0 | 0 | 0 | 0 | 0 | 0 | 0 | 0 | 0 | 0 | 0 | 0 | 0 | 0 | 0 | 0 | 0 | 0 | 0 | 0 | 0 | 0 | 0 | 0 | 0 | 0 | 0 | 0 | 0 | 0 | 0 | 0 | 0 | 0 | 0 | 0 | 0 | 0 | 0 | 0 | 0 | 0 | 0 | 0 | 0 | 0 | 0 | 0 | 0 | 0 | 0 | 0 | 0 | 0 | 0 | 0 | 0 | 0 | 0 | 0 | 0 | 0 | 0 | 0 | 0 | 0 | 0 | 0 | 0 | 0
Ach | Multi-Family | Space Cooling | Heat pump-cooling | TRC | New | EN153 | 14 SEER ASHP from base electric resistance heating | 14 SEER ASHP from base electric resistance heating | Equip | 15 | Heat pump-cooling | 32% | CACI | 0% | 0 | 0 | 0 | 0 | 0 | 0 | 0 | 0 | 0 | 0 | 0 | 0 | 0 | 0 | 0 | 0 | 0 | 0 | 0 | 0 | 0 | 0 | 0 | 0 | 0 | 0 | 0 | 0 | 0 | 0 | 0 | 0 | 0 | 0 | 0 | 0 | 0 | 0 | 0 | 0 | 0 | 0 | 0 | 0 | 0 | 0 | 0 | 0 | 0 | 0 | 0 | 0 | 0 | 0 | 0 | 0 | 0 | 0 | 0 | 0 | 0 | 0 | 0 | 0 | 0 | 0 | 0 | 0 | 0 | 0 | 0 | 0 | 0 | 0 | 0 | 0 | 0 | 0 | 0 | 0 | 0 | 0 | 0 | 0 | 0 | 0 | 0 | 0 | 0 | 0 | 0 | 0 | 0 | 0 | 0
Ach | Multi-Family | Domestic Hot Water | Heat pump water heater | TRC | New | NN573 | Thermostatic Shower Restriction Valve | Thermostatic Shower Restriction Valve | NonEquip | 10 |  | 16% | average_misc | 4.403% | 15.7005 | 16.869 | 19.2873 | 21.3059 | 22.4061 | 22.5171 | 20.9055 | 18.2312 | 14.8812 | 11.257 | 15.7005 | 32.5696 | 51.8569 | 73.1627 | 95.5688 | 118.086 | 138.9915 | 157.2227 | 172.1039 | 183.3609 | 0.0014142 | 0.0029336 | 0.0046708 | 0.0065898 | 0.008608 | 0.010636 | 0.012519 | 0.014161 | 0.015502 | 0.016515 | 0.0030441 | 0.0063148 | 0.010054 | 0.014185 | 0.01853 | 0.022895 | 0.026949 | 0.030483 | 0.033369 | 0.035551 | 0.76933 | 0.84725 | 0.99292 | 1.1243 | 1.2119 | 1.2483 | 1.188 | 1.0619 | 0.88843 | 0.68887 | 6.9814 | 2.6778 | 2.949 | 3.4561 | 3.9132 | 4.2182 | 4.3451 | 4.135 | 3.6961 | 3.0924 | 2.3978 | 24.3005 | 0.8354 | 0.92002 | 1.0782 | 1.2208 | 1.316 | 1.3555 | 1.29 | 1.1531 | 0.96474 | 0.74803 | 7.5811 | -11.49 | -12.6538 | -14.8294 | -16.791 | -18.0995 | -18.644 | -17.7423 | -15.8594 | -13.2689 | -10.2883 | -104.2688 | 12.3254 | 13.5738 | 15.9076 | 18.0118 | 19.4155 | 19.9995 | 19.0323 | 17.0125 | 14.2336 | 11.0363 | 111.8498
Ach | Multi-Family | Domestic Hot Water | Heat pump water heater | TRC | Existing | NE570 | Thermostatic Shower Restriction Valve | Thermostatic Shower Restriction Valve | NonEquip | 10 |  | 36% | average_misc_existing | 4.403% | 196.653 | 249.8566 | 300.5925 | 348.2733 | 382.6497 | 400.128 | 385.2723 | 348.1819 | 294.6598 | 231.2309 | 196.653 | 446.5096 | 747.1021 | 1095.3754 | 1478.0251 | 1878.1531 | 2263.4253 | 2611.6073 | 2906.2671 | 3137.498 | 0.017713 | 0.040218 | 0.067292 | 0.098661 | 0.13313 | 0.16917 | 0.20387 | 0.23523 | 0.26177 | 0.2826 | 0.038128 | 0.086572 | 0.14485 | 0.21238 | 0.28657 | 0.36415 | 0.43885 | 0.50636 | 0.56349 | 0.60832 | 9.636 | 12.549 | 15.4747 | 18.3776 | 20.6963 | 22.1827 | 21.8931 | 20.2801 | 17.5917 | 14.15 | 117.7633 | 33.5403 | 43.6799 | 53.8633 | 63.9674 | 72.0383 | 77.212 | 76.204 | 70.5895 | 61.232 | 49.2524 | 409.9026 | 10.4636 | 13.6269 | 16.8038 | 19.956 | 22.4739 | 24.0879 | 23.7735 | 22.0219 | 19.1026 | 15.3653 | 127.8779 | -143.9151 | -187.422 | -231.1169 | -274.4717 | -309.1026 | -331.302 | -326.9767 | -302.8859 | -262.7348 | -211.3326 | -1758.8138 | 154.3787 | 201.0489 | 247.9207 | 294.4277 | 331.5765 | 355.39 | 350.7501 | 324.9078 | 281.8375 | 226.698 | 1886.6917
Ach | Multi-Family | Domestic Hot Water | Conventional Tank | TRC | New | NN573 | Thermostatic Shower Restriction Valve | Thermostatic Shower Restriction Valve | NonEquip | 10 |  | 16% | average_misc | 4.403% | 6931.3676 | 7447.226 | 8514.8185 | 9405.964 | 9891.6913 | 9940.7022 | 9229.2358 | 8048.5763 | 6569.6379 | 4969.6741 | 6931.3676 | 14378.5936 | 22893.4121 | 32299.3761 | 42191.0673 | 52131.7696 | 61361.0054 | 69409.5817 | 75979.2196 | 80948.8937 | 0.62431 | 1.2951 | 2.062 | 2.9092 | 3.8002 | 4.6956 | 5.5268 | 6.2518 | 6.8435 | 7.2911 | 1.3439 | 2.7878 | 4.4387 | 6.2624 | 8.1803 | 10.1076 | 11.8971 | 13.4576 | 14.7313 | 15.6949 | 339.637 | 374.0369 | 438.3482 | 496.3305 | 535.0102 | 551.1026 | 524.4511 | 468.7942 | 392.2188 | 304.1157 | 3082.1138 | 1182.1854 | 1301.9222 | 1525.7725 | 1727.5935 | 1862.2272 | 1918.2404 | 1825.4737 | 1631.7468 | 1365.2086 | 1058.5451 | 10728.0117 | 368.808 | 406.1624 | 475.9973 | 538.9597 | 580.9615 | 598.436 | 569.4955 | 509.0582 | 425.9059 | 330.2357 | 3346.8322 | -5072.5316 | -5586.2996 | -6546.7982 | -7412.7736 | -7990.4611 | -8230.8032 | -7832.759 | -7001.5138 | -5857.8491 | -4542.0146 | -46031.8485 | 5441.3395 | 5992.462 | 7022.7955 | 7951.7332 | 8571.4226 | 8829.2393 | 8402.2544 | 7510.572 | 6283.7551 | 4872.2503 | 49378.6807
Ach | Multi-Family | Domestic Hot Water | Conventional Tank | TRC | Existing | NE570 | Thermostatic Shower Restriction Valve | Thermostatic Shower Restriction Valve | NonEquip | 10 |  | 36% | average_misc_existing | 4.403% | 88395.4742 | 110304.9536 | 132703.4879 | 153753.2567 | 168929.4995 | 176645.7101 | 170087.3026 | 153712.9305 | 130084.3501 | 102082.2147 | 88395.4742 | 198700.4279 | 331403.9158 | 485157.1725 | 654086.672 | 830732.3821 | 1000819.6848 | 1154532.6153 | 1284616.9653 | 1386699.1801 | 7.9619 | 17.8971 | 29.8498 | 43.6985 | 58.9142 | 74.8248 | 90.1447 | 103.9897 | 115.7066 | 124.9012 | 17.1387 | 38.5253 | 64.2548 | 94.0654 | 126.8186 | 161.0678 | 194.0455 | 223.8483 | 249.0699 | 268.8623 | 4331.3782 | 5540.0663 | 6831.6585 | 8113.1966 | 9136.8614 | 9793.062 | 9665.2071 | 8953.1022 | 7766.2623 | 6246.8482 | 52061.5551 | 15076.3663 | 19283.4853 | 23779.1714 | 28239.8619 | 31802.9646 | 34087.0228 | 33641.9945 | 31163.348 | 27032.2767 | 21743.6036 | 181212.3137 | 4703.3942 | 6015.8948 | 7418.42 | 8810.0276 | 9921.6135 | 10634.1742 | 10495.3382 | 9722.0715 | 8433.2956 | 6783.3812 | 56533.0486 | -64689.8073 | -82741.7513 | -102031.8816 | -121171.8523 | -136460.4453 | -146260.9025 | -144351.3711 | -133715.9725 | -115990.3347 | -93297.6488 | -777547.4177 | 69393.2015 | 88757.6461 | 109450.3016 | 129981.8799 | 146382.0588 | 156895.0767 | 154846.7092 | 143438.0439 | 124423.6303 | 100081.03 | 834080.4664
Ach | Multi-Family | Space Heating | Central forced air | TRC | New | NN765 | Home Energy Management System | Home Energy Management System | NonEquip | 11 |  | 2.908% | average_misc | 15% | 1193.4158 | 1273.2316 | 1445.534 | 1585.6096 | 1655.7835 | 1652.3045 | 1523.2767 | 1319.0831 | 1069.14 | 803.0842 | 1193.4158 | 2466.6474 | 3912.1815 | 5497.7911 | 7153.5746 | 8805.8791 | 10329.1559 | 11648.239 | 12717.379 | 13520.4632 | 0 | 0 | 0 | 0 | 0 | 0 | 0 | 0 | 0 | 0 | 1.0411 | 2.1518 | 3.4128 | 4.796 | 6.2404 | 7.6818 | 9.0106 | 10.1613 | 11.094 | 11.7946 | 58.4774 | 63.9481 | 74.417 | 83.6689 | 89.5561 | 91.6021 | 86.5602 | 76.8308 | 63.8295 | 49.1442 | 515.8878 | 855.8565 | 935.9237 | 1089.1437 | 1224.5514 | 1310.7147 | 1340.6598 | 1266.8674 | 1124.4713 | 934.1888 | 719.2585 | 7550.3717 | 304.5343 | 333.0242 | 387.5436 | 435.7249 | 466.3838 | 477.039 | 450.7819 | 400.114 | 332.4069 | 255.9295 | 2686.6041 | -738.8508 | -807.9719 | -940.245 | -1057.1408 | -1131.5246 | -1157.3758 | -1093.6717 | -970.7429 | -806.4742 | -620.9274 | -6518.1472 | 1043.3852 | 1140.9961 | 1327.7886 | 1492.8657 | 1597.9084 | 1634.4148 | 1544.4536 | 1370.8568 | 1138.8811 | 876.857 | 9204.7513
Ach | Multi-Family | Space Heating | Central forced air | TRC | New | NN639 | Ceiling Insulation(R2 to R38) | Ceiling Insulation(R2 to R38) | NonEquip | 20 |  | 0% | Minsulate | 48.5% | 0 | 0 | 0 | 0 | 0 | 0 | 0 | 0 | 0 | 0 | 0 | 0 | 0 | 0 | 0 | 0 | 0 | 0 | 0 | 0 | 0 | 0 | 0 | 0 | 0 | 0 | 0 | 0 | 0 | 0 | 0 | 0 | 0 | 0 | 0 | 0 | 0 | 0 | 0 | 0 | 0 | 0 | 0 | 0 | 0 | 0 | 0 | 0 | 0 | 0 | 0 | 0 | 0 | 0 | 0 | 0 | 0 | 0 | 0 | 0 | 0 | 0 | 0 | 0 | 0 | 0 | 0 | 0 | 0 | 0 | 0 | 0 | 0 | 0 | 0 | 0 | 0 | 0 | 0 | 0 | 0 | 0 | 0 | 0 | 0 | 0 | 0 | 0 | 0 | 0 | 0 | 0 | 0 | 0 | 0
Ach | Multi-Family | Space Heating | Central forced air | TRC | New | NN615 | Ceiling Insulation(R12 to R38) | Ceiling Insulation(R12 to R38) | NonEquip | 20 |  | 0% | shell | 19.75% | 0 | 0 | 0 | 0 | 0 | 0 | 0 | 0 | 0 | 0 | 0 | 0 | 0 | 0 | 0 | 0 | 0 | 0 | 0 | 0 | 0 | 0 | 0 | 0 | 0 | 0 | 0 | 0 | 0 | 0 | 0 | 0 | 0 | 0 | 0 | 0 | 0 | 0 | 0 | 0 | 0 | 0 | 0 | 0 | 0 | 0 | 0 | 0 | 0 | 0 | 0 | 0 | 0 | 0 | 0 | 0 | 0 | 0 | 0 | 0 | 0 | 0 | 0 | 0 | 0 | 0 | 0 | 0 | 0 | 0 | 0 | 0 | 0 | 0 | 0 | 0 | 0 | 0 | 0 | 0 | 0 | 0 | 0 | 0 | 0 | 0 | 0 | 0 | 0 | 0 | 0 | 0 | 0 | 0 | 0
Ach | Multi-Family | Space Heating | Central forced air | TRC | Existing | NE762 | Home Energy Management System | Home Energy Management System | NonEquip | 11 |  | 2.908% | average_misc_existing | 15% | 6747.2014 | 8422.1132 | 10134.5931 | 11744.0393 | 12904.8275 | 13495.8811 | 12996.5626 | 11747.2189 | 9943.1501 | 7804.107 | 6747.2014 | 15169.3146 | 25303.9078 | 37047.9471 | 49952.7746 | 63448.6557 | 76445.2183 | 88192.4372 | 98135.5873 | 105939.6943 | 0 | 0 | 0 | 0 | 0 | 0 | 0 | 0 | 0 | 0 | 5.8859 | 13.2329 | 22.0739 | 32.3188 | 43.5763 | 55.3494 | 66.687 | 76.9346 | 85.6086 | 92.4165 | 330.6129 | 423.0006 | 521.7352 | 619.7052 | 697.9812 | 748.1982 | 738.5294 | 684.2238 | 593.6234 | 477.5668 | 3977.1619 | 4838.746 | 6190.9043 | 7635.9522 | 9069.8111 | 10215.4338 | 10950.3933 | 10808.8837 | 10014.0849 | 8688.0851 | 6989.5168 | 58208.4906 | 1721.7424 | 2202.8729 | 2717.0557 | 3227.2572 | 3634.8974 | 3896.4137 | 3846.0612 | 3563.2526 | 3091.4299 | 2487.0384 | 20711.9829 | -4177.2325 | -5344.5349 | -6592.0278 | -7829.8613 | -8818.8639 | -9453.3459 | -9331.1823 | -8645.0418 | -7500.3217 | -6033.9677 | -50250.7058 | 5898.9749 | 7547.4078 | 9309.0834 | 11057.1186 | 12453.7613 | 13349.7596 | 13177.2435 | 12208.2944 | 10591.7517 | 8521.0061 | 70962.6888
Ach | Multi-Family | Space Heating | Central forced air | TRC | Existing | NE720 | Energy Star Windows | Energy Star Windows | NonEquip | 20 |  | 19% | CACI_existing | 3.687% | 5686.4828 | 5622.9052 | 5491.0558 | 5334.2673 | 5124.2822 | 4934.5869 | 4645.4572 | 4377.3585 | 4118.7752 | 3814.1345 | 5686.4828 | 11309.388 | 16800.4439 | 22134.7111 | 27258.9933 | 32193.5802 | 36839.0374 | 41216.3959 | 45335.1711 | 49149.3055 | 0 | 0 | 0 | 0 | 0 | 0 | 0 | 0 | 0 | 0 | 22.8328 | 45.4104 | 67.4585 | 88.8771 | 109.4526 | 129.2663 | 147.9192 | 165.4955 | 182.0336 | 197.3484 | 278.6377 | 282.4104 | 282.683 | 281.4767 | 277.1562 | 273.5686 | 263.978 | 254.9619 | 245.8981 | 233.4032 | 1889.1626 | 2232.2738 | 2262.4988 | 2264.6824 | 2255.0184 | 2220.4051 | 2191.6634 | 2114.8296 | 2042.598 | 1969.9842 | 1869.8833 | 15134.8106 | 9144.9894 | 9268.8126 | 9277.7585 | 9238.1677 | 9096.3669 | 8978.6202 | 8663.854 | 8367.9417 | 8070.4636 | 7660.3791 | 62003.0056 | 295.3965 | 299.3962 | 299.6851 | 298.4063 | 293.8259 | 290.0225 | 279.8551 | 270.2967 | 260.6878 | 247.4414 | 2002.7876 | 8849.5929 | 8969.4164 | 8978.0733 | 8939.7614 | 8802.541 | 8688.5977 | 8383.9989 | 8097.645 | 7809.7759 | 7412.9377 | 60000.218
Ach | Multi-Family | Space Heating | Central forced air | TRC | Existing | NE684 | Duct Repair | Duct Repair | NonEquip | 11 |  | 65% | CACI_Duct_existing | 12% | 122097.1557 | 117777.665 | 112267.2616 | 106540.0672 | 100077.8263 | 94344.0073 | 87055.0743 | 80511.7336 | 74455.4842 | 67859.8714 | 122097.1557 | 239874.8207 | 352142.0823 | 458682.1495 | 558759.9758 | 653103.9831 | 740159.0574 | 820670.7911 | 895126.2753 | 962986.1467 | 0 | 0 | 0 | 0 | 0 | 0 | 0 | 0 | 0 | 0 | 136.8311 | 268.8215 | 394.6366 | 514.0333 | 626.1879 | 731.9168 | 829.4772 | 919.7046 | 1003.145 | 1079.1938 | 5982.7606 | 5915.3832 | 5779.5888 | 5621.868 | 5412.8925 | 5230.3377 | 4946.9026 | 4689.4544 | 4445.1221 | 4152.6363 | 37286.3975 | 35634.5644 | 35233.2506 | 34424.4308 | 33485.0129 | 32240.3118 | 31152.9769 | 29464.7792 | 27931.3639 | 26476.0701 | 24733.9642 | 222085.5248 | 83083.8371 | 82148.1531 | 80262.3478 | 78072.0461 | 75169.9609 | 72634.7832 | 68698.6625 | 65123.4252 | 61730.3322 | 57668.5218 | 517803.9322 | -23663.8369 | -23397.3365 | -22860.2237 | -22236.3847 | -21409.8163 | -20687.7501 | -19566.669 | -18548.3743 | -17581.9577 | -16425.0778 | -147480.2826 | 106747.674 | 105545.4896 | 103122.5715 | 100308.4308 | 96579.7772 | 93322.5333 | 88265.3315 | 83671.7995 | 79312.2899 | 74093.5997 | 665284.2148
Ach | Multi-Family | Space Heating | Central forced air | TRC | Existing | NE636 | Ceiling Insulation(R2 to R38) | Ceiling Insulation(R2 to R38) | NonEquip | 20 |  | 16.25% | Minsulate_existing | 48.5% | 59420.2211 | 37242.3053 | 22190.8622 | 12882.6451 | 7329.8203 | 4173.8289 | 2329.3485 | 1307.3204 | 736.8405 | 411.1901 | 59420.2211 | 96662.5265 | 118853.3886 | 131736.0337 | 139065.854 | 143239.6829 | 145569.0315 | 146876.3519 | 147613.1924 | 148024.3825 | 0 | 0 | 0 | 0 | 0 | 0 | 0 | 0 | 0 | 0 | 85.6644 | 139.3556 | 171.3475 | 189.92 | 200.4872 | 206.5045 | 209.8626 | 211.7474 | 212.8097 | 213.4025 | 2911.5908 | 1870.4948 | 1142.3995 | 679.7868 | 396.4468 | 231.3929 | 132.3652 | 76.1457 | 43.9907 | 25.1625 | 6392.8354 | 11376.516 | 7308.621 | 4463.7198 | 2656.1442 | 1549.0442 | 904.1261 | 517.1931 | 297.5254 | 171.8856 | 98.3179 | 24978.8513 | 107508.8322 | 69066.9539 | 42182.4487 | 25100.7397 | 14638.5706 | 8544.0513 | 4887.5088 | 2811.6352 | 1624.3302 | 929.1104 | 236051.8055 | 15036.0716 | 9659.6312 | 5899.5927 | 3510.5629 | 2047.335 | 1194.962 | 683.5618 | 393.2323 | 227.1771 | 129.9444 | 33013.956 | 92472.7606 | 59407.3227 | 36282.856 | 21590.1767 | 12591.2356 | 7349.0893 | 4203.9469 | 2418.4029 | 1397.1531 | 799.166 | 203037.8495
Ach | Multi-Family | Space Heating | Central forced air | TRC | Existing | NE612 | Ceiling Insulation(R12 to R38) | Ceiling Insulation(R12 to R38) | NonEquip | 20 |  | 15.79% | shell_existing | 19.75% | 42299.2941 | 31145.1208 | 20870.5061 | 13101.1048 | 7824.8717 | 4585.726 | 2601.9168 | 1474.0306 | 835.1793 | 467.4412 | 42299.2941 | 73444.415 | 94314.921 | 107416.0259 | 115240.8976 | 119826.6236 | 122428.5403 | 123902.5709 | 124737.7502 | 125205.1914 | 0 | 0 | 0 | 0 | 0 | 0 | 0 | 0 | 0 | 0 | 59.8638 | 103.9417 | 133.4785 | 152.0198 | 163.0939 | 169.5838 | 173.2661 | 175.3522 | 176.5342 | 177.1958 | 2072.6654 | 1564.2637 | 1074.4267 | 691.3144 | 423.2225 | 254.2281 | 147.8539 | 85.8558 | 49.8617 | 28.6047 | 5350.2061 | 46491.0282 | 35087.2973 | 24099.9833 | 15506.5631 | 9493.1144 | 5702.4759 | 3316.4436 | 1925.7929 | 1118.4246 | 641.6199 | 120008.0738 | 38139.5271 | 28784.3263 | 19770.7386 | 12721.0132 | 7787.8014 | 4678.1012 | 2720.6882 | 1579.8496 | 917.5143 | 526.3613 | 98450.2033 | -27688.7789 | -20897.0301 | -14353.2878 | -9235.2829 | -5653.8381 | -3396.238 | -1975.1827 | -1146.9493 | -666.1029 | -382.1312 | -71473.5111 | 65828.3059 | 49681.3564 | 34124.0265 | 21956.296 | 13441.6395 | 8074.3392 | 4695.8709 | 2726.7989 | 1583.6172 | 908.4925 | 169923.7144
Ach | Multi-Family | Space Heating | Central forced air | TRC | Existing | NE606 | Air Sealing-Infiltration Control | Air Sealing-Infiltration Control | NonEquip | 11 |  | 52% | Nmeasure_existing | 9% | 35919.6368 | 44839.6776 | 53961.1976 | 62534.9861 | 68719.3296 | 71867.8016 | 69207.0333 | 62550.2327 | 52939.4133 | 41546.6736 | 35919.6368 | 80759.3144 | 134720.512 | 197255.4981 | 265974.8277 | 337842.6294 | 407049.6627 | 469599.8954 | 522539.3086 | 564085.9822 | 0 | 0 | 0 | 0 | 0 | 0 | 0 | 0 | 0 | 0 | 40.2542 | 90.5049 | 150.9778 | 221.0592 | 298.0711 | 378.6115 | 456.1701 | 526.2685 | 585.5963 | 632.1566 | 1760.0622 | 2252.0728 | 2777.9562 | 3299.8237 | 3716.8108 | 3984.2792 | 3932.6881 | 3643.276 | 3160.5752 | 2542.419 | 21176.7449 | 23187.3852 | 29669.2239 | 36597.3088 | 43472.4877 | 48965.9535 | 52489.6319 | 51809.9609 | 47997.1916 | 41638.0024 | 33494.2984 | 278986.3561 | 11738.2594 | 15019.5912 | 18526.8283 | 22007.2826 | 24788.2657 | 26572.074 | 26228.001 | 24297.8448 | 21078.6025 | 16955.9768 | 141232.5796 | -19665.7291 | -25163.1185 | -31038.979 | -36869.9688 | -41529.0974 | -44517.6062 | -43941.1624 | -40707.4693 | -35314.1017 | -28407.248 | -236614.438 | 31403.9885 | 40182.7098 | 49565.8073 | 58877.2514 | 66317.3631 | 71089.6803 | 70169.1634 | 65005.3141 | 56392.7041 | 45363.2247 | 377847.0176
Ach | Multi-Family | Space Cooling | CAC | TRC | New | NN759 | Home Energy Management System | Home Energy Management System | NonEquip | 11 |  | 2.908% | average_misc | 7.12% | 3220.2162 | 3464.3881 | 3966.1882 | 4386.9951 | 4619.5567 | 4648.4988 | 4321.4283 | 3773.5191 | 3084.1453 | 2336.0774 | 3220.2162 | 6684.6043 | 10650.7925 | 15037.7876 | 19657.3443 | 24305.8431 | 28627.2715 | 32400.7905 | 35484.9358 | 37821.0132 | 5.4937 | 11.4039 | 18.1703 | 25.6545 | 33.5354 | 41.4658 | 48.8381 | 55.2758 | 60.5373 | 64.5227 | 0 | 0 | 0 | 0 | 0 | 0 | 0 | 0 | 0 | 0 | 157.7906 | 173.9989 | 204.1818 | 231.4914 | 249.8572 | 257.7081 | 245.5651 | 219.7909 | 184.1288 | 142.9546 | 1439.4596 | 2309.3735 | 2546.5931 | 2988.3413 | 3388.035 | 3656.8312 | 3771.7353 | 3594.0131 | 3216.7904 | 2694.8519 | 2092.2384 | 21067.4779 | 821.7307 | 906.1392 | 1063.3238 | 1205.5445 | 1301.1886 | 1342.0742 | 1278.8364 | 1144.6115 | 958.8932 | 744.4688 | 7496.316 | -1993.655 | -2198.4439 | -2579.7999 | -2924.8508 | -3156.8994 | -3256.0947 | -3102.6693 | -2777.0173 | -2326.434 | -1806.2048 | -18187.306 | 2815.3857 | 3104.583 | 3643.1237 | 4130.3953 | 4458.088 | 4598.169 | 4381.5057 | 3921.6288 | 3285.3272 | 2550.6736 | 25683.6221
Ach | Multi-Family | Space Cooling | CAC | TRC | New | NN645 | Ceiling Insulation(R2 to R38) | Ceiling Insulation(R2 to R38) | NonEquip | 20 |  | 0% | Minsulate | 36.07% | 0 | 0 | 0 | 0 | 0 | 0 | 0 | 0 | 0 | 0 | 0 | 0 | 0 | 0 | 0 | 0 | 0 | 0 | 0 | 0 | 0 | 0 | 0 | 0 | 0 | 0 | 0 | 0 | 0 | 0 | 0 | 0 | 0 | 0 | 0 | 0 | 0 | 0 | 0 | 0 | 0 | 0 | 0 | 0 | 0 | 0 | 0 | 0 | 0 | 0 | 0 | 0 | 0 | 0 | 0 | 0 | 0 | 0 | 0 | 0 | 0 | 0 | 0 | 0 | 0 | 0 | 0 | 0 | 0 | 0 | 0 | 0 | 0 | 0 | 0 | 0 | 0 | 0 | 0 | 0 | 0 | 0 | 0 | 0 | 0 | 0 | 0 | 0 | 0 | 0 | 0 | 0 | 0 | 0 | 0
Ach | Multi-Family | Space Cooling | CAC | TRC | New | NN621 | Ceiling Insulation(R12 to R38) | Ceiling Insulation(R12 to R38) | NonEquip | 20 |  | 0% | shell | 12.59% | 0 | 0 | 0 | 0 | 0 | 0 | 0 | 0 | 0 | 0 | 0 | 0 | 0 | 0 | 0 | 0 | 0 | 0 | 0 | 0 | 0 | 0 | 0 | 0 | 0 | 0 | 0 | 0 | 0 | 0 | 0 | 0 | 0 | 0 | 0 | 0 | 0 | 0 | 0 | 0 | 0 | 0 | 0 | 0 | 0 | 0 | 0 | 0 | 0 | 0 | 0 | 0 | 0 | 0 | 0 | 0 | 0 | 0 | 0 | 0 | 0 | 0 | 0 | 0 | 0 | 0 | 0 | 0 | 0 | 0 | 0 | 0 | 0 | 0 | 0 | 0 | 0 | 0 | 0 | 0 | 0 | 0 | 0 | 0 | 0 | 0 | 0 | 0 | 0 | 0 | 0 | 0 | 0 | 0 | 0
Ach | Multi-Family | Space Cooling | CAC | TRC | Existing | NE756 | Home Energy Management System | Home Energy Management System | NonEquip | 11 |  | 2.908% | average_misc_existing | 7.12% | 18205.3814 | 22722.6554 | 27341.1919 | 31682.0147 | 34812.9191 | 36407.3037 | 35060.5478 | 31690.6021 | 26824.148 | 21053.8871 | 18205.3814 | 40928.0368 | 68269.2286 | 99951.2433 | 134764.1624 | 171171.4661 | 206232.0139 | 237922.6159 | 264746.764 | 285800.651 | 31.0584 | 69.8232 | 116.4673 | 170.5168 | 229.9077 | 292.0186 | 351.8319 | 405.896 | 451.6581 | 487.576 | 0 | 0 | 0 | 0 | 0 | 0 | 0 | 0 | 0 | 0 | 892.0637 | 1141.2454 | 1407.5416 | 1671.7852 | 1882.9205 | 2018.3846 | 1992.3148 | 1845.8382 | 1601.4484 | 1288.3776 | 10729.498 | 13055.9636 | 16702.9083 | 20600.3369 | 24467.7219 | 27557.8322 | 29540.4422 | 29158.8934 | 27015.1073 | 23438.2946 | 18856.2891 | 157033.5588 | 4645.6263 | 5943.297 | 7330.096 | 8706.2048 | 9805.7404 | 10511.2008 | 10375.4366 | 9612.6258 | 8339.9097 | 6709.5218 | 55876.3224 | -11271.0599 | -14419.4244 | -17784.0287 | -21122.6968 | -23790.3526 | -25501.9166 | -25172.53 | -23321.8246 | -20234.0043 | -16278.4127 | -135565.2258 | 15916.6863 | 20362.7214 | 25114.1247 | 29828.9016 | 33596.093 | 36013.1174 | 35547.9666 | 32934.4505 | 28573.914 | 22987.9345 | 191441.5482
Ach | Multi-Family | Space Cooling | CAC | TRC | Existing | NE714 | Energy Star Windows | Energy Star Windows | NonEquip | 20 |  | 19% | CACI_existing | 26.27% | 230310.2845 | 227721.9987 | 222373.5505 | 216018.8158 | 207512.2262 | 199828.7344 | 188119.4145 | 177262.2151 | 166790.5863 | 154453.9823 | 230310.2845 | 458032.2832 | 680405.8337 | 896424.6495 | 1103936.8757 | 1303765.6101 | 1491885.0246 | 1669147.2397 | 1835937.826 | 1990391.8083 | 120.506 | 239.6577 | 356.0109 | 469.0391 | 577.6163 | 682.1733 | 780.6037 | 873.3531 | 960.6235 | 1041.4389 | 0 | 0 | 0 | 0 | 0 | 0 | 0 | 0 | 0 | 0 | 11285.2039 | 11437.3374 | 11447.9294 | 11398.8032 | 11223.6788 | 11078.3057 | 10689.8815 | 10324.7444 | 9957.6885 | 9451.7011 | 76505.5454 | 90410.1214 | 91628.9211 | 91713.7775 | 91320.2092 | 89917.2201 | 88752.5797 | 85640.7637 | 82715.5097 | 79774.8836 | 75721.2229 | 612915.4315 | 370384.5009 | 375377.576 | 375725.2085 | 374112.8714 | 368365.2248 | 363594.0251 | 350845.8016 | 338861.8699 | 326814.9626 | 310208.2702 | 2510939.8452 | 11963.9602 | 12125.2438 | 12136.4728 | 12084.392 | 11898.7346 | 11744.6179 | 11332.8317 | 10945.7332 | 10556.6005 | 10020.1801 | 81107.0232 | 358420.5407 | 363252.3322 | 363588.7357 | 362028.4794 | 356466.4902 | 351849.4072 | 339512.9699 | 327916.1367 | 316258.3621 | 300188.0902 | 2429832.822
Ach | Multi-Family | Space Cooling | CAC | TRC | Existing | NE678 | Duct Repair | Duct Repair | NonEquip | 11 |  | 65% | CACI_Duct_existing | 12% | 693961.0118 | 669375.8404 | 638039.3316 | 605483.2066 | 568757.3905 | 536175.4636 | 494757.2983 | 457576.8116 | 423164.1497 | 385685.0452 | 693961.0118 | 1363336.8522 | 2001376.1838 | 2606859.3904 | 3175616.7809 | 3711792.2445 | 4206549.5428 | 4664126.3544 | 5087290.5041 | 5472975.5493 | 721.9243 | 1418.2728 | 2082.0221 | 2711.9033 | 3303.5789 | 3861.3597 | 4376.0534 | 4852.0683 | 5292.284 | 5693.5103 | 0 | 0 | 0 | 0 | 0 | 0 | 0 | 0 | 0 | 0 | 34004.0896 | 33619.4016 | 32846.6636 | 31949.9203 | 30762.2852 | 29725.0328 | 28114.5723 | 26651.8368 | 25263.6369 | 23601.7208 | 211911.32 | 202535.4172 | 200244.1357 | 195641.5476 | 190300.3583 | 183226.5574 | 177048.4669 | 167456.2298 | 158743.8734 | 150475.4663 | 140576.749 | 1262187.8175 | 472221.8413 | 466879.5993 | 456148.4263 | 443695.166 | 427202.2321 | 412797.6931 | 390432.8944 | 370119.5831 | 350841.3627 | 327761.9893 | 2942856.4316 | -134497.6472 | -132976.0764 | -129919.6368 | -126372.7144 | -121675.2172 | -117572.534 | -111202.6194 | -105417.0069 | -99926.2077 | -93352.7688 | -838180.7689 | 606719.4885 | 599855.6757 | 586068.063 | 570067.8804 | 548877.4493 | 530370.2271 | 501635.5138 | 475536.59 | 450767.5704 | 421114.7582 | 3781037.2005
Ach | Multi-Family | Space Cooling | CAC | TRC | Existing | NE642 | Ceiling Insulation(R2 to R38) | Ceiling Insulation(R2 to R38) | NonEquip | 20 |  | 16.25% | Minsulate_existing | 36.07% | 251168.4966 | 157422.7369 | 93800.4838 | 54454.7721 | 30983.0545 | 17642.72 | 9846.1257 | 5526.0262 | 3114.6153 | 1738.0952 | 251168.4966 | 408591.2335 | 502391.7173 | 556846.4894 | 587829.5439 | 605472.2639 | 615318.3897 | 620844.4159 | 623959.0312 | 625697.1264 | 200.1885 | 325.659 | 400.4207 | 443.8227 | 468.5171 | 482.5788 | 490.4265 | 494.8309 | 497.3133 | 498.6986 | 0 | 0 | 0 | 0 | 0 | 0 | 0 | 0 | 0 | 0 | 12307.2563 | 7906.557 | 4828.9075 | 2873.4498 | 1675.7753 | 978.0948 | 559.5059 | 321.8667 | 185.948 | 106.3615 | 27022.4317 | 48088.3841 | 30893.4451 | 18868.0851 | 11227.4869 | 6547.7895 | 3821.729 | 2186.1683 | 1257.6362 | 726.5581 | 415.5883 | 105585.2775 | 454438.4257 | 291945.1095 | 178304.6584 | 106100.4978 | 61877.0461 | 36115.593 | 20659.4355 | 11884.7453 | 6866.0224 | 3927.3374 | 997787.8904 | 63557.2778 | 40831.1344 | 24937.501 | 14839.1035 | 8654.0583 | 5051.0887 | 2889.4068 | 1662.1879 | 960.2746 | 549.2733 | 139549.5596 | 390881.1479 | 251113.9751 | 153367.1573 | 91261.3944 | 53222.9878 | 31064.5043 | 17770.0287 | 10222.5574 | 5905.7478 | 3378.0642 | 858238.3308
Ach | Multi-Family | Space Cooling | CAC | TRC | Existing | NE618 | Ceiling Insulation(R12 to R38) | Ceiling Insulation(R12 to R38) | NonEquip | 20 |  | 15.79% | shell_existing | 12.59% | 153228.7443 | 112817.0428 | 75597.059 | 47454.1999 | 28342.8821 | 16610.3322 | 9424.7343 | 5339.3566 | 3025.3074 | 1693.2628 | 153228.7443 | 266045.7871 | 341642.8461 | 389097.0461 | 417439.9282 | 434050.2603 | 443474.9946 | 448814.3511 | 451839.6586 | 453532.9213 | 124.0184 | 215.3289 | 276.5147 | 314.9226 | 337.8625 | 351.3063 | 358.9344 | 363.2559 | 365.7045 | 367.075 | 0 | 0 | 0 | 0 | 0 | 0 | 0 | 0 | 0 | 0 | 7508.2085 | 5666.236 | 3891.7838 | 2504.0462 | 1532.9767 | 920.8602 | 535.5603 | 310.994 | 180.6161 | 103.618 | 19380.1838 | 168413.2565 | 127096.7976 | 87294.8579 | 56167.1364 | 34385.5126 | 20655.4031 | 12012.9131 | 6975.7677 | 4051.3192 | 2324.209 | 434708.211 | 138160.0323 | 104265.5313 | 71613.486 | 46077.4499 | 28208.608 | 16944.9319 | 9854.9515 | 5722.6629 | 3323.5531 | 1906.6954 | 356618.6042 | -100302.3078 | -75695.3602 | -51990.4186 | -33451.6031 | -20479.0664 | -12301.7905 | -7154.561 | -4154.5756 | -2412.8544 | -1384.235 | -258900.2653 | 238462.3401 | 179960.8915 | 123603.9046 | 79529.053 | 48687.6744 | 29246.7224 | 17009.5124 | 9877.2385 | 5736.4075 | 3290.9305 | 615518.8695
Ach | Multi-Family | Space Cooling | CAC | TRC | Existing | NE600 | Air Sealing-Infiltration Control | Air Sealing-Infiltration Control | NonEquip | 11 |  | 52% | Nmeasure_existing | 9% | 204182.8732 | 254865.9113 | 306693.0743 | 355409.9788 | 390551.5956 | 408444.3561 | 393325.1266 | 355496.7406 | 300879.3155 | 236132.952 | 204182.8732 | 459048.7846 | 765741.8589 | 1121151.8377 | 1511703.4334 | 1920147.7894 | 2313472.916 | 2668969.6566 | 2969848.9721 | 3205981.924 | 212.4105 | 477.5463 | 796.5976 | 1166.3289 | 1572.6178 | 1997.5206 | 2406.6948 | 2776.5164 | 3089.5197 | 3335.1677 | 0 | 0 | 0 | 0 | 0 | 0 | 0 | 0 | 0 | 0 | 10004.9608 | 12800.6404 | 15788.7512 | 18754.146 | 21123.6984 | 22643.7476 | 22350.6915 | 20706.1216 | 17963.0193 | 14449.9873 | 120358.4549 | 131807.2049 | 168638.0054 | 208003.9294 | 247070.5904 | 278287.5117 | 298312.9218 | 294452.1454 | 272786.2782 | 236648.1398 | 190366.8065 | 1585624.5567 | 66725.3833 | 85370.4133 | 105298.8108 | 125075.7109 | 140878.8003 | 151016.3582 | 149061.8991 | 138093.8849 | 119799.5046 | 96370.2868 | 802698.2021 | -111788.5768 | -143025.5853 | -176412.6875 | -209545.9781 | -236021.7327 | -253005.7215 | -249731.3125 | -231356.0161 | -200706.4696 | -161454.2573 | -1344802.9092 | 178513.9601 | 228395.9985 | 281711.4982 | 334621.689 | 376900.533 | 404022.0797 | 398793.2117 | 369449.901 | 320505.9742 | 257824.5441 | 2147501.1113
Ach | Multi-Family | Space Heating | Baseboards | TRC | New | NN765 | Home Energy Management System | Home Energy Management System | NonEquip | 11 |  | 2.908% | average_misc | 15% | 3.3426 | 3.5805 | 4.0815 | 4.4951 | 4.713 | 4.7221 | 4.3709 | 3.8003 | 3.0927 | 2.3324 | 3.3426 | 6.9231 | 11.0046 | 15.4997 | 20.2127 | 24.9348 | 29.3057 | 33.106 | 36.1987 | 38.5311 | 0 | 0 | 0 | 0 | 0 | 0 | 0 | 0 | 0 | 0 | 0.0029159 | 0.0060394 | 0.0095999 | 0.013521 | 0.017633 | 0.021752 | 0.025565 | 0.02888 | 0.031578 | 0.033613 | 0.16379 | 0.17983 | 0.21012 | 0.2372 | 0.25491 | 0.26179 | 0.24838 | 0.22135 | 0.18464 | 0.14273 | 1.4684 | 2.3971 | 2.632 | 3.0752 | 3.4715 | 3.7308 | 3.8314 | 3.6352 | 3.2396 | 2.7023 | 2.089 | 21.4911 | 0.85295 | 0.93652 | 1.0942 | 1.2352 | 1.3275 | 1.3633 | 1.2935 | 1.1527 | 0.96154 | 0.74331 | 7.6471 | -2.0694 | -2.2721 | -2.6548 | -2.9969 | -3.2208 | -3.3076 | -3.1382 | -2.7967 | -2.3329 | -1.8034 | -18.553 | 2.9224 | 3.2087 | 3.749 | 4.2322 | 4.5483 | 4.671 | 4.4317 | 3.9495 | 3.2944 | 2.5467 | 26.2001
Ach | Multi-Family | Space Heating | Baseboards | TRC | New | NN639 | Ceiling Insulation(R2 to R38) | Ceiling Insulation(R2 to R38) | NonEquip | 20 |  | 0% | Minsulate | 48.5% | 0 | 0 | 0 | 0 | 0 | 0 | 0 | 0 | 0 | 0 | 0 | 0 | 0 | 0 | 0 | 0 | 0 | 0 | 0 | 0 | 0 | 0 | 0 | 0 | 0 | 0 | 0 | 0 | 0 | 0 | 0 | 0 | 0 | 0 | 0 | 0 | 0 | 0 | 0 | 0 | 0 | 0 | 0 | 0 | 0 | 0 | 0 | 0 | 0 | 0 | 0 | 0 | 0 | 0 | 0 | 0 | 0 | 0 | 0 | 0 | 0 | 0 | 0 | 0 | 0 | 0 | 0 | 0 | 0 | 0 | 0 | 0 | 0 | 0 | 0 | 0 | 0 | 0 | 0 | 0 | 0 | 0 | 0 | 0 | 0 | 0 | 0 | 0 | 0 | 0 | 0 | 0 | 0 | 0 | 0
Ach | Multi-Family | Space Heating | Baseboards | TRC | New | NN615 | Ceiling Insulation(R12 to R38) | Ceiling Insulation(R12 to R38) | NonEquip | 20 |  | 0% | shell | 19.75% | 0 | 0 | 0 | 0 | 0 | 0 | 0 | 0 | 0 | 0 | 0 | 0 | 0 | 0 | 0 | 0 | 0 | 0 | 0 | 0 | 0 | 0 | 0 | 0 | 0 | 0 | 0 | 0 | 0 | 0 | 0 | 0 | 0 | 0 | 0 | 0 | 0 | 0 | 0 | 0 | 0 | 0 | 0 | 0 | 0 | 0 | 0 | 0 | 0 | 0 | 0 | 0 | 0 | 0 | 0 | 0 | 0 | 0 | 0 | 0 | 0 | 0 | 0 | 0 | 0 | 0 | 0 | 0 | 0 | 0 | 0 | 0 | 0 | 0 | 0 | 0 | 0 | 0 | 0 | 0 | 0 | 0 | 0 | 0 | 0 | 0 | 0 | 0 | 0 | 0 | 0 | 0 | 0 | 0 | 0
Ach | Multi-Family | Space Heating | Baseboards | TRC | Existing | NE762 | Home Energy Management System | Home Energy Management System | NonEquip | 11 |  | 2.908% | average_misc_existing | 15% | 18.8014 | 23.589 | 28.3854 | 32.8932 | 36.1444 | 37.7998 | 36.4013 | 32.9021 | 27.8492 | 21.8581 | 18.8014 | 42.3904 | 70.7758 | 103.669 | 139.8134 | 177.6132 | 214.0146 | 246.9167 | 274.7659 | 296.6239 | 0 | 0 | 0 | 0 | 0 | 0 | 0 | 0 | 0 | 0 | 0.016401 | 0.036979 | 0.061741 | 0.090436 | 0.12197 | 0.15494 | 0.1867 | 0.2154 | 0.23969 | 0.25876 | 0.92127 | 1.1848 | 1.4613 | 1.7357 | 1.9549 | 2.0956 | 2.0685 | 1.9164 | 1.6626 | 1.3376 | 11.135 | 13.4834 | 17.3397 | 21.3871 | 25.4031 | 28.6118 | 30.6703 | 30.274 | 28.0479 | 24.334 | 19.5765 | 162.9682 | 4.7977 | 6.1699 | 7.61 | 9.039 | 10.1808 | 10.9132 | 10.7722 | 9.9801 | 8.6586 | 6.9658 | 57.988 | -11.6401 | -14.9692 | -18.4632 | -21.9302 | -24.7002 | -26.4773 | -26.1352 | -24.2134 | -21.0072 | -16.9002 | -140.6885 | 16.4378 | 21.1391 | 26.0733 | 30.9692 | 34.881 | 37.3906 | 36.9074 | 34.1935 | 29.6658 | 23.866 | 198.6766
Ach | Multi-Family | Space Heating | Baseboards | TRC | Existing | NE720 | Energy Star Windows | Energy Star Windows | NonEquip | 20 |  | 19% | CACI_existing | 3.687% | 15.8457 | 15.7489 | 15.3796 | 14.9404 | 14.3523 | 13.821 | 13.0112 | 12.2603 | 11.536 | 10.6828 | 15.8457 | 31.5945 | 46.9741 | 61.9146 | 76.2669 | 90.0879 | 103.0991 | 115.3594 | 126.8954 | 137.5782 | 0 | 0 | 0 | 0 | 0 | 0 | 0 | 0 | 0 | 0 | 0.063625 | 0.12686 | 0.18861 | 0.2486 | 0.30623 | 0.36173 | 0.41397 | 0.4632 | 0.50952 | 0.55242 | 0.77644 | 0.79099 | 0.79175 | 0.78837 | 0.77627 | 0.76622 | 0.73936 | 0.71411 | 0.68872 | 0.65373 | 5.2875 | 6.2203 | 6.3369 | 6.343 | 6.316 | 6.219 | 6.1385 | 5.9233 | 5.721 | 5.5176 | 5.2372 | 42.3604 | 25.483 | 25.9605 | 25.9855 | 25.8746 | 25.4775 | 25.1477 | 24.2661 | 23.4373 | 22.6041 | 21.4555 | 173.5386 | 0.82314 | 0.83856 | 0.83937 | 0.83579 | 0.82296 | 0.81231 | 0.78383 | 0.75706 | 0.73015 | 0.69304 | 5.6056 | 24.6599 | 25.1219 | 25.1462 | 25.0389 | 24.6545 | 24.3354 | 23.4823 | 22.6802 | 21.8739 | 20.7625 | 167.933
Ach | Multi-Family | Space Heating | Baseboards | TRC | Existing | NE684 | Duct Repair | Duct Repair | NonEquip | 11 |  | 65% | CACI_Duct_existing | 12% | 340.2301 | 329.8766 | 314.4429 | 298.4019 | 280.3022 | 264.2427 | 243.8275 | 225.5006 | 208.538 | 190.0648 | 340.2301 | 670.1067 | 984.5495 | 1282.9514 | 1563.2536 | 1827.4963 | 2071.3238 | 2296.8244 | 2505.3624 | 2695.4272 | 0 | 0 | 0 | 0 | 0 | 0 | 0 | 0 | 0 | 0 | 0.38129 | 0.75097 | 1.1034 | 1.4378 | 1.7519 | 2.048 | 2.3213 | 2.574 | 2.8077 | 3.0207 | 16.6713 | 16.5681 | 16.1877 | 15.746 | 15.1607 | 14.6493 | 13.8555 | 13.1344 | 12.4501 | 11.6309 | 104.3535 | 99.2976 | 98.6828 | 96.4174 | 93.7862 | 90.3 | 87.2546 | 82.5262 | 78.2313 | 74.1553 | 69.2759 | 621.551 | 231.5174 | 230.084 | 224.8021 | 218.6675 | 210.5392 | 203.4385 | 192.4141 | 182.4004 | 172.8969 | 161.5204 | 1449.1784 | -65.9405 | -65.5322 | -64.0279 | -62.2806 | -59.9655 | -57.9431 | -54.8031 | -51.9511 | -49.2443 | -46.004 | -412.7532 | 297.4579 | 295.6162 | 288.83 | 280.9481 | 270.5047 | 261.3817 | 247.2172 | 234.3515 | 222.1412 | 207.5245 | 1861.9316
Ach | Multi-Family | Space Heating | Baseboards | TRC | Existing | NE636 | Ceiling Insulation(R2 to R38) | Ceiling Insulation(R2 to R38) | NonEquip | 20 |  | 16.25% | Minsulate_existing | 48.5% | 165.5775 | 104.3098 | 62.1531 | 36.0823 | 20.5297 | 11.6902 | 6.5241 | 3.6616 | 2.0638 | 1.1517 | 165.5775 | 269.8873 | 332.0404 | 368.1227 | 388.6524 | 400.3426 | 406.8667 | 410.5283 | 412.5921 | 413.7438 | 0 | 0 | 0 | 0 | 0 | 0 | 0 | 0 | 0 | 0 | 0.23871 | 0.38909 | 0.47869 | 0.53071 | 0.56031 | 0.57716 | 0.58657 | 0.59185 | 0.59482 | 0.59648 | 8.1133 | 5.239 | 3.1997 | 1.904 | 1.1104 | 0.64809 | 0.37073 | 0.21327 | 0.12321 | 0.070476 | 17.8665 | 31.7013 | 20.4703 | 12.5022 | 7.4394 | 4.3386 | 2.5323 | 1.4486 | 0.83332 | 0.48142 | 0.27537 | 69.81 | 299.5789 | 193.4456 | 118.1464 | 70.3032 | 41.0003 | 23.9305 | 13.6891 | 7.8749 | 4.5495 | 2.6023 | 659.7093 | 41.8988 | 27.0551 | 16.5238 | 9.8325 | 5.7343 | 3.3469 | 1.9145 | 1.1014 | 0.63629 | 0.36395 | 92.2663 | 257.6801 | 166.3905 | 101.6225 | 60.4707 | 35.2661 | 20.5836 | 11.7746 | 6.7736 | 3.9132 | 2.2383 | 567.4431
Ach | Multi-Family | Space Heating | Baseboards | TRC | Existing | NE612 | Ceiling Insulation(R12 to R38) | Ceiling Insulation(R12 to R38) | NonEquip | 20 |  | 15.79% | shell_existing | 19.75% | 117.8692 | 87.2326 | 58.455 | 36.6941 | 21.9162 | 12.8439 | 7.2876 | 4.1285 | 2.3392 | 1.3092 | 117.8692 | 205.1017 | 263.5567 | 300.2509 | 322.1671 | 335.011 | 342.2985 | 346.4271 | 348.7663 | 350.0755 | 0 | 0 | 0 | 0 | 0 | 0 | 0 | 0 | 0 | 0 | 0.16681 | 0.29027 | 0.373 | 0.42493 | 0.45594 | 0.47412 | 0.48444 | 0.49028 | 0.49359 | 0.49544 | 5.7756 | 4.3813 | 3.0093 | 1.9363 | 1.1854 | 0.71205 | 0.41412 | 0.24047 | 0.13965 | 0.080117 | 14.9574 | 129.5497 | 98.274 | 67.5002 | 43.4314 | 26.5887 | 15.9717 | 9.2888 | 5.3938 | 3.1325 | 1.7971 | 335.5033 | 106.2778 | 80.6203 | 55.3747 | 35.6295 | 21.8124 | 13.1026 | 7.6202 | 4.4249 | 2.5698 | 1.4743 | 275.2346 | -77.1562 | -58.5293 | -40.2013 | -25.8666 | -15.8355 | -9.5123 | -5.5322 | -3.2124 | -1.8656 | -1.0703 | -199.8166 | 183.434 | 139.1496 | 95.576 | 61.4961 | 37.6479 | 22.6149 | 13.1524 | 7.6373 | 4.4355 | 2.5445 | 475.0511
Ach | Multi-Family | Space Heating | Baseboards | TRC | Existing | NE606 | Air Sealing-Infiltration Control | Air Sealing-Infiltration Control | NonEquip | 11 |  | 52% | Nmeasure_existing | 9% | 100.0919 | 125.5888 | 151.1368 | 175.1506 | 192.472 | 201.2904 | 193.838 | 175.1933 | 148.2749 | 116.3657 | 100.0919 | 225.6808 | 376.8176 | 551.9682 | 744.4402 | 945.7305 | 1139.5685 | 1314.7618 | 1463.0367 | 1579.4024 | 0 | 0 | 0 | 0 | 0 | 0 | 0 | 0 | 0 | 0 | 0.11217 | 0.25291 | 0.42229 | 0.61858 | 0.83427 | 1.0599 | 1.2771 | 1.4734 | 1.6396 | 1.77 | 4.9045 | 6.3077 | 7.7806 | 9.2423 | 10.4102 | 11.1593 | 11.0148 | 10.2042 | 8.8523 | 7.1209 | 59.2892 | 64.6129 | 83.0988 | 102.5033 | 121.7596 | 137.1459 | 147.0152 | 145.1115 | 134.4325 | 116.6215 | 93.8122 | 781.0873 | 32.7093 | 42.0675 | 51.8907 | 61.6389 | 69.428 | 74.4242 | 73.4605 | 68.0544 | 59.0378 | 47.491 | 395.4135 | -54.7996 | -70.4779 | -86.9353 | -103.267 | -116.3164 | -124.6868 | -123.0723 | -114.0152 | -98.9092 | -79.5642 | -662.4572 | 87.5088 | 112.5454 | 138.826 | 164.9059 | 185.7445 | 199.111 | 196.5327 | 182.0696 | 157.9471 | 127.0552 | 1057.8708
Ach | Manufactured Home | Domestic Hot Water | Solar | TRC | New | NN574 | Thermostatic Shower Restriction Valve | Thermostatic Shower Restriction Valve | NonEquip | 10 |  | 16% | average_misc | 2.95% | 0 | 0 | 0 | 0 | 0 | 0 | 0 | 0 | 0 | 0 | 0 | 0 | 0 | 0 | 0 | 0 | 0 | 0 | 0 | 0 | 0 | 0 | 0 | 0 | 0 | 0 | 0 | 0 | 0 | 0 | 0 | 0 | 0 | 0 | 0 | 0 | 0 | 0 | 0 | 0 | 0 | 0 | 0 | 0 | 0 | 0 | 0 | 0 | 0 | 0 | 0 | 0 | 0 | 0 | 0 | 0 | 0 | 0 | 0 | 0 | 0 | 0 | 0 | 0 | 0 | 0 | 0 | 0 | 0 | 0 | 0 | 0 | 0 | 0 | 0 | 0 | 0 | 0 | 0 | 0 | 0 | 0 | 0 | 0 | 0 | 0 | 0 | 0 | 0 | 0 | 0 | 0 | 0 | 0 | 0
Ach | Manufactured Home | Domestic Hot Water | Solar | TRC | Existing | NE571 | Thermostatic Shower Restriction Valve | Thermostatic Shower Restriction Valve | NonEquip | 10 |  | 36% | average_misc_existing | 2.95% | 0 | 0 | 0 | 0 | 0 | 0 | 0 | 0 | 0 | 0 | 0 | 0 | 0 | 0 | 0 | 0 | 0 | 0 | 0 | 0 | 0 | 0 | 0 | 0 | 0 | 0 | 0 | 0 | 0 | 0 | 0 | 0 | 0 | 0 | 0 | 0 | 0 | 0 | 0 | 0 | 0 | 0 | 0 | 0 | 0 | 0 | 0 | 0 | 0 | 0 | 0 | 0 | 0 | 0 | 0 | 0 | 0 | 0 | 0 | 0 | 0 | 0 | 0 | 0 | 0 | 0 | 0 | 0 | 0 | 0 | 0 | 0 | 0 | 0 | 0 | 0 | 0 | 0 | 0 | 0 | 0 | 0 | 0 | 0 | 0 | 0 | 0 | 0 | 0 | 0 | 0 | 0 | 0 | 0 | 0
Ach | Manufactured Home | Space Heating | Room heating | TRC | New | NN766 | Home Energy Management System | Home Energy Management System | NonEquip | 11 |  | 6.5% | average_misc | 15% | 866.513 | 927.9206 | 1057.4305 | 1164.2329 | 1220.3018 | 1222.2889 | 1131.0523 | 983.0965 | 799.7949 | 603.011 | 866.513 | 1794.4336 | 2851.8641 | 4016.097 | 5236.3988 | 6458.6877 | 7589.74 | 8572.8365 | 9372.6314 | 9975.6424 | 0 | 0 | 0 | 0 | 0 | 0 | 0 | 0 | 0 | 0 | 0.72842 | 1.5085 | 2.3974 | 3.3761 | 4.4019 | 5.4294 | 6.3802 | 7.2066 | 7.8789 | 8.3859 | 42.4591 | 46.6048 | 54.4372 | 61.4338 | 66.0023 | 67.7625 | 64.272 | 57.261 | 47.7492 | 36.9008 | 380.2021 | 329.8471 | 362.0531 | 422.8994 | 477.2534 | 512.7436 | 526.418 | 499.3021 | 444.8368 | 370.9429 | 286.6669 | 2953.6294 | 512.6872 | 562.7456 | 657.3202 | 741.8035 | 796.9666 | 818.221 | 776.0743 | 691.4179 | 576.5633 | 445.5715 | 4590.8793 | -244.8918 | -268.8029 | -313.9777 | -354.3323 | -380.6816 | -390.8341 | -370.7022 | -330.2649 | -275.4031 | -212.8331 | -2192.8943 | 757.5791 | 831.5485 | 971.2978 | 1096.1357 | 1177.6482 | 1209.0551 | 1146.7764 | 1021.6828 | 851.9663 | 658.4047 | 6783.7736
Ach | Manufactured Home | Space Heating | Room heating | TRC | New | NN640 | Ceiling Insulation(R2 to R38) | Ceiling Insulation(R2 to R38) | NonEquip | 20 |  | 0% | Minsulate | 48.55% | 0 | 0 | 0 | 0 | 0 | 0 | 0 | 0 | 0 | 0 | 0 | 0 | 0 | 0 | 0 | 0 | 0 | 0 | 0 | 0 | 0 | 0 | 0 | 0 | 0 | 0 | 0 | 0 | 0 | 0 | 0 | 0 | 0 | 0 | 0 | 0 | 0 | 0 | 0 | 0 | 0 | 0 | 0 | 0 | 0 | 0 | 0 | 0 | 0 | 0 | 0 | 0 | 0 | 0 | 0 | 0 | 0 | 0 | 0 | 0 | 0 | 0 | 0 | 0 | 0 | 0 | 0 | 0 | 0 | 0 | 0 | 0 | 0 | 0 | 0 | 0 | 0 | 0 | 0 | 0 | 0 | 0 | 0 | 0 | 0 | 0 | 0 | 0 | 0 | 0 | 0 | 0 | 0 | 0 | 0
Ach | Manufactured Home | Space Heating | Room heating | TRC | New | NN616 | Ceiling Insulation(R12 to R38) | Ceiling Insulation(R12 to R38) | NonEquip | 20 |  | 0% | shell | 19.59% | 0 | 0 | 0 | 0 | 0 | 0 | 0 | 0 | 0 | 0 | 0 | 0 | 0 | 0 | 0 | 0 | 0 | 0 | 0 | 0 | 0 | 0 | 0 | 0 | 0 | 0 | 0 | 0 | 0 | 0 | 0 | 0 | 0 | 0 | 0 | 0 | 0 | 0 | 0 | 0 | 0 | 0 | 0 | 0 | 0 | 0 | 0 | 0 | 0 | 0 | 0 | 0 | 0 | 0 | 0 | 0 | 0 | 0 | 0 | 0 | 0 | 0 | 0 | 0 | 0 | 0 | 0 | 0 | 0 | 0 | 0 | 0 | 0 | 0 | 0 | 0 | 0 | 0 | 0 | 0 | 0 | 0 | 0 | 0 | 0 | 0 | 0 | 0 | 0 | 0 | 0 | 0 | 0 | 0 | 0
Ach | Manufactured Home | Space Heating | Room heating | TRC | Existing | NE895 | Wall Insulation | Wall Insulation | NonEquip | 20 |  | 6.75% | shell_existing | 34.34% | 10449.6873 | 7979.0332 | 5346.6733 | 3356.1741 | 2004.4855 | 1174.7253 | 666.5678 | 377.6595 | 214.0082 | 119.7948 | 10449.6873 | 18428.7205 | 23775.3938 | 27131.5679 | 29136.0534 | 30310.7786 | 30977.3465 | 31355.006 | 31569.0142 | 31688.809 | 0 | 0 | 0 | 0 | 0 | 0 | 0 | 0 | 0 | 0 | 8.3569 | 14.738 | 19.0138 | 21.6979 | 23.3009 | 24.2404 | 24.7735 | 25.0755 | 25.2466 | 25.3424 | 512.0347 | 400.7469 | 275.2501 | 177.0974 | 108.4163 | 65.1256 | 37.8777 | 21.997 | 12.7767 | 7.3308 | 1352.9426 | 12827.2805 | 10039.3462 | 6895.451 | 4436.5704 | 2715.9994 | 1631.4994 | 948.8965 | 551.0599 | 320.0756 | 183.6471 | 33893.3567 | 8079.9913 | 6323.8525 | 4343.4915 | 2794.6259 | 1710.8265 | 1027.6926 | 597.7163 | 347.1164 | 201.6178 | 115.6806 | 21349.6561 | -8182.3419 | -6403.9578 | -4398.5112 | -2830.0259 | -1732.4978 | -1040.7106 | -605.2877 | -351.5134 | -204.1717 | -117.1459 | -21620.0957 | 16262.3332 | 12727.8103 | 8742.0028 | 5624.6517 | 3443.3243 | 2068.4032 | 1203.0041 | 698.6298 | 405.7895 | 232.8265 | 42969.7518
Ach | Manufactured Home | Space Heating | Room heating | TRC | Existing | NE763 | Home Energy Management System | Home Energy Management System | NonEquip | 11 |  | 6.5% | average_misc_existing | 15% | 4727.3857 | 6119.3113 | 7363.4704 | 8532.8555 | 9376.2738 | 9805.5782 | 9442.3807 | 8534.0594 | 7222.7583 | 5668.3735 | 4727.3857 | 10846.6969 | 18210.1673 | 26743.0228 | 36119.2966 | 45924.8748 | 55367.2555 | 63901.3149 | 71124.0731 | 76792.4466 | 0 | 0 | 0 | 0 | 0 | 0 | 0 | 0 | 0 | 0 | 3.974 | 9.1181 | 15.3081 | 22.4811 | 30.3631 | 38.606 | 46.5435 | 53.7176 | 59.7892 | 64.5543 | 231.6419 | 307.3424 | 379.0761 | 450.2587 | 507.1329 | 543.6115 | 536.5631 | 497.0714 | 431.2113 | 346.8721 | 2881.5141 | 1799.5278 | 2387.613 | 2944.8814 | 3497.8688 | 3939.7011 | 4223.0874 | 4168.3313 | 3861.5374 | 3349.8976 | 2694.7022 | 22385.2633 | 2797.0385 | 3711.1099 | 4577.2821 | 5436.8004 | 6123.5483 | 6564.0206 | 6478.9123 | 6002.0571 | 5206.8061 | 4188.4241 | 34793.8174 | -1336.0424 | -1772.6608 | -2186.3994 | -2596.9597 | -2924.9939 | -3135.3914 | -3094.7382 | -2866.962 | -2487.0999 | -2000.6562 | -16619.7275 | 4133.0809 | 5483.7707 | 6763.6815 | 8033.7601 | 9048.5422 | 9699.412 | 9573.6506 | 8869.0191 | 7693.906 | 6189.0803 | 51413.5449
Ach | Manufactured Home | Space Heating | Room heating | TRC | Existing | NE721 | Energy Star Windows | Energy Star Windows | NonEquip | 20 |  | 19% | CACI_existing | 2.305% | 1175.6615 | 1205.5734 | 1177.3046 | 1143.6886 | 1098.667 | 1057.9956 | 996.005 | 938.5235 | 883.0822 | 817.766 | 1175.6615 | 2381.2349 | 3558.5395 | 4702.2281 | 5800.895 | 6858.8906 | 7854.8955 | 8793.4191 | 9676.5013 | 10494.2673 | 0 | 0 | 0 | 0 | 0 | 0 | 0 | 0 | 0 | 0 | 4.7206 | 9.5613 | 14.2885 | 18.8808 | 23.2922 | 27.5404 | 31.5396 | 35.3081 | 38.8539 | 42.1375 | 57.6074 | 60.5499 | 60.6084 | 60.3497 | 59.4234 | 58.6542 | 56.598 | 54.6649 | 52.7215 | 50.0426 | 403.052 | 461.5152 | 485.0888 | 485.5571 | 483.4851 | 476.0639 | 469.9016 | 453.4281 | 437.9413 | 422.3726 | 400.9106 | 3229.0047 | 1890.6962 | 1987.2706 | 1989.1889 | 1980.7007 | 1950.2981 | 1925.0528 | 1857.5657 | 1794.1209 | 1730.3404 | 1642.4166 | 13228.3119 | 61.0722 | 64.1917 | 64.2537 | 63.9795 | 62.9975 | 62.182 | 60.0021 | 57.9527 | 55.8925 | 53.0525 | 427.2938 | 1829.624 | 1923.0789 | 1924.9352 | 1916.7211 | 1887.3006 | 1862.8708 | 1797.5636 | 1736.1681 | 1674.4478 | 1589.3641 | 12801.0181
Ach | Manufactured Home | Space Heating | Room heating | TRC | Existing | NE685 | Duct Repair | Duct Repair | NonEquip | 11 |  | 65% | CACI_Duct_existing | 12% | 36505.7323 | 36518.475 | 34809.888 | 33034.077 | 31030.3529 | 29252.4845 | 26992.4359 | 24963.5699 | 23085.7358 | 21040.6706 | 36505.7323 | 73024.2073 | 107834.0953 | 140868.1722 | 171898.5252 | 201151.0096 | 228143.4455 | 253107.0154 | 276192.7512 | 297233.4217 | 0 | 0 | 0 | 0 | 0 | 0 | 0 | 0 | 0 | 0 | 38.4718 | 76.9569 | 113.6415 | 148.4547 | 181.1562 | 211.984 | 240.4302 | 266.7381 | 291.0672 | 313.241 | 1788.7809 | 1834.1404 | 1792.0348 | 1743.1303 | 1678.3335 | 1621.7286 | 1533.8446 | 1454.0182 | 1378.2586 | 1287.5688 | 11499.242 | 4136.6364 | 4241.5323 | 4144.1612 | 4031.0674 | 3881.2218 | 3750.3204 | 3547.0847 | 3362.4825 | 3187.2852 | 2977.5609 | 26592.5155 | 31358.8849 | 32154.0767 | 31415.9287 | 30558.5905 | 29422.6457 | 28430.3123 | 26889.6294 | 25490.203 | 24162.0728 | 22572.2011 | 201591.7157 | -557.518 | -571.6554 | -558.5322 | -543.2899 | -523.0943 | -505.452 | -478.0608 | -453.1809 | -429.5686 | -401.3028 | -3584.0245 | 31916.4029 | 32725.7322 | 31974.4608 | 31101.8803 | 29945.74 | 28935.7643 | 27367.6901 | 25943.3839 | 24591.6414 | 22973.5039 | 205175.7403
Ach | Manufactured Home | Space Heating | Room heating | TRC | Existing | NE637 | Ceiling Insulation(R2 to R38) | Ceiling Insulation(R2 to R38) | NonEquip | 20 |  | 16.25% | Minsulate_existing | 48.55% | 19783.3809 | 12858.7003 | 7661.8685 | 4448.008 | 2530.7768 | 1441.1034 | 804.2573 | 451.3803 | 254.4099 | 141.9722 | 19783.3809 | 32642.0812 | 40303.9496 | 44751.9576 | 47282.7344 | 48723.8379 | 49528.0952 | 49979.4754 | 50233.8853 | 50375.8575 | 0 | 0 | 0 | 0 | 0 | 0 | 0 | 0 | 0 | 0 | 26.9691 | 44.4984 | 54.9432 | 61.0068 | 64.4569 | 66.4214 | 67.5178 | 68.1331 | 68.4799 | 68.6735 | 969.3857 | 645.8282 | 394.4378 | 234.7109 | 136.8817 | 79.8933 | 45.7019 | 26.2909 | 15.1887 | 8.6879 | 2173.7398 | 3994.2953 | 2661.0963 | 1625.2571 | 967.1121 | 564.0128 | 329.1957 | 188.3119 | 108.3301 | 62.5842 | 35.7979 | 8956.7639 | 35587.4175 | 23709.1999 | 14480.3275 | 8616.5441 | 5025.1065 | 2932.9891 | 1677.7766 | 965.1739 | 557.5976 | 318.9436 | 79800.8337 | 4799.5172 | 3197.5546 | 1952.8975 | 1162.0751 | 677.7138 | 395.5592 | 226.2743 | 130.1687 | 75.2007 | 43.0145 | 10762.3845 | 30787.9003 | 20511.6453 | 12527.4299 | 7454.469 | 4347.3926 | 2537.4298 | 1451.5024 | 835.0052 | 482.3969 | 275.9291 | 69038.4492
Ach | Manufactured Home | Space Heating | Room heating | TRC | Existing | NE613 | Ceiling Insulation(R12 to R38) | Ceiling Insulation(R12 to R38) | NonEquip | 20 |  | 15.79% | shell_existing | 19.59% | 13923.4108 | 10630.4039 | 7122.6986 | 4470.708 | 2670.0248 | 1564.7202 | 887.846 | 503.0252 | 285.0476 | 159.5599 | 13923.4108 | 24553.8147 | 31676.5134 | 36147.2214 | 38817.2461 | 40381.9663 | 41269.8123 | 41772.8375 | 42057.8851 | 42217.445 | 0 | 0 | 0 | 0 | 0 | 0 | 0 | 0 | 0 | 0 | 18.5416 | 32.698 | 42.1833 | 48.1368 | 51.6925 | 53.7762 | 54.9585 | 55.6284 | 56.008 | 56.2205 | 682.2471 | 533.912 | 366.681 | 235.9087 | 144.4132 | 86.7465 | 50.4518 | 29.299 | 17.0178 | 9.7642 | 1802.474 | 16511.1288 | 12921.2568 | 8874.0818 | 5709.2496 | 3494.9573 | 2099.361 | 1220.9896 | 709.0681 | 411.8503 | 236.3032 | 43621.8477 | 11346.2153 | 8879.3058 | 6098.1441 | 3923.3159 | 2401.6855 | 1442.6514 | 839.0469 | 487.2616 | 283.0178 | 162.3843 | 29976.3196 | -10322.1026 | -8077.857 | -5547.7238 | -3569.1963 | -2184.9086 | -1312.4372 | -763.3143 | -443.2812 | -257.4725 | -147.7274 | -27270.6483 | 21668.3178 | 16957.1628 | 11645.8679 | 7492.5122 | 4586.5941 | 2755.0886 | 1602.3611 | 930.5428 | 540.4902 | 310.1117 | 57246.9679
Ach | Manufactured Home | Space Heating | Room heating | TRC | Existing | NE607 | Air Sealing-Infiltration Control | Air Sealing-Infiltration Control | NonEquip | 11 |  | 52% | Nmeasure_existing | 9% | 11344.6283 | 14684.4598 | 17669.4842 | 20474.9616 | 22498.3246 | 23528.2938 | 22657.0561 | 20478.0801 | 17332.1642 | 13602.7182 | 11344.6283 | 26029.0881 | 43698.5723 | 64173.5339 | 86671.8585 | 110200.1523 | 132857.2083 | 153335.2884 | 170667.4526 | 184270.1708 | 0 | 0 | 0 | 0 | 0 | 0 | 0 | 0 | 0 | 0 | 11.9556 | 27.4309 | 46.052 | 67.6296 | 91.3396 | 116.135 | 140.0123 | 161.5932 | 179.8588 | 194.1941 | 555.8868 | 737.527 | 909.6361 | 1080.4154 | 1216.8631 | 1304.3851 | 1287.4867 | 1192.7581 | 1034.7604 | 832.4086 | 6914.4485 | 4320.1336 | 5731.77 | 7069.3342 | 8396.564 | 9456.9817 | 10137.1687 | 10005.8407 | 9269.6472 | 8041.7511 | 6469.1527 | 53736.3765 | 6710.5585 | 8903.2842 | 10980.9522 | 13042.5674 | 14689.7375 | 15746.2868 | 15542.2921 | 14398.7467 | 12491.4287 | 10048.677 | 83469.8943 | -3207.8763 | -4256.0742 | -5249.2705 | -6234.793 | -7022.1966 | -7527.2633 | -7429.7469 | -6883.0931 | -5971.3299 | -4803.6111 | -39901.4624 | 9918.4348 | 13159.3584 | 16230.2226 | 19277.3604 | 21711.9341 | 23273.5501 | 22972.039 | 21281.8397 | 18462.7586 | 14852.2881 | 123371.3567
Ach | Manufactured Home | Space Cooling | Room AC | TRC | New | NN760 | Home Energy Management System | Home Energy Management System | NonEquip | 11 |  | 6.5% | average_misc | 7.12% | 460.5217 | 488.5423 | 551.5177 | 601.539 | 624.6079 | 619.7699 | 568.1403 | 489.1988 | 394.2613 | 294.4741 | 460.5217 | 949.064 | 1500.5817 | 2102.1207 | 2726.7286 | 3346.4985 | 3914.6388 | 4403.8375 | 4798.0989 | 5092.573 | 0.88172 | 1.8171 | 2.873 | 4.0248 | 5.2206 | 6.4073 | 7.495 | 8.4317 | 9.1865 | 9.7503 | 0 | 0 | 0 | 0 | 0 | 0 | 0 | 0 | 0 | 0 | 22.5656 | 24.537 | 28.3925 | 31.7418 | 33.7831 | 34.3594 | 32.2846 | 28.4937 | 23.5381 | 18.0201 | 194.6458 | 175.3023 | 190.6178 | 220.5691 | 246.5886 | 262.4463 | 266.9238 | 250.8051 | 221.3553 | 182.8574 | 139.9908 | 1512.1208 | 272.4755 | 296.2807 | 342.8346 | 383.277 | 407.925 | 414.8845 | 389.8308 | 344.0565 | 284.2186 | 217.5902 | 2350.3165 | -130.1515 | -141.5224 | -163.7595 | -183.0774 | -194.8508 | -198.1751 | -186.2079 | -164.3432 | -135.7608 | -103.9348 | -1122.6598 | 402.6271 | 437.8031 | 506.594 | 566.3544 | 602.7758 | 613.0595 | 576.0387 | 508.3997 | 419.9794 | 321.525 | 3472.9763
Ach | Manufactured Home | Space Cooling | Room AC | TRC | New | NN646 | Ceiling Insulation(R2 to R38) | Ceiling Insulation(R2 to R38) | NonEquip | 20 |  | 0% | Minsulate | 25.25% | 0 | 0 | 0 | 0 | 0 | 0 | 0 | 0 | 0 | 0 | 0 | 0 | 0 | 0 | 0 | 0 | 0 | 0 | 0 | 0 | 0 | 0 | 0 | 0 | 0 | 0 | 0 | 0 | 0 | 0 | 0 | 0 | 0 | 0 | 0 | 0 | 0 | 0 | 0 | 0 | 0 | 0 | 0 | 0 | 0 | 0 | 0 | 0 | 0 | 0 | 0 | 0 | 0 | 0 | 0 | 0 | 0 | 0 | 0 | 0 | 0 | 0 | 0 | 0 | 0 | 0 | 0 | 0 | 0 | 0 | 0 | 0 | 0 | 0 | 0 | 0 | 0 | 0 | 0 | 0 | 0 | 0 | 0 | 0 | 0 | 0 | 0 | 0 | 0 | 0 | 0 | 0 | 0 | 0 | 0
Ach | Manufactured Home | Space Cooling | Room AC | TRC | New | NN622 | Ceiling Insulation(R12 to R38) | Ceiling Insulation(R12 to R38) | NonEquip | 20 |  | 0% | shell | 7.735% | 0 | 0 | 0 | 0 | 0 | 0 | 0 | 0 | 0 | 0 | 0 | 0 | 0 | 0 | 0 | 0 | 0 | 0 | 0 | 0 | 0 | 0 | 0 | 0 | 0 | 0 | 0 | 0 | 0 | 0 | 0 | 0 | 0 | 0 | 0 | 0 | 0 | 0 | 0 | 0 | 0 | 0 | 0 | 0 | 0 | 0 | 0 | 0 | 0 | 0 | 0 | 0 | 0 | 0 | 0 | 0 | 0 | 0 | 0 | 0 | 0 | 0 | 0 | 0 | 0 | 0 | 0 | 0 | 0 | 0 | 0 | 0 | 0 | 0 | 0 | 0 | 0 | 0 | 0 | 0 | 0 | 0 | 0 | 0 | 0 | 0 | 0 | 0 | 0 | 0 | 0 | 0 | 0 | 0 | 0
Ach | Manufactured Home | Space Cooling | Room AC | TRC | Existing | NE889 | Wall Insulation | Wall Insulation | NonEquip | 20 |  | 6.75% | shell_existing | 4.781% | 1609.7028 | 1244.296 | 833.7052 | 523.2951 | 312.5295 | 183.1543 | 103.9251 | 58.8805 | 33.3654 | 18.6767 | 1609.7028 | 2853.9988 | 3687.704 | 4210.9992 | 4523.5287 | 4706.683 | 4810.6081 | 4869.4887 | 4902.8541 | 4921.5307 | 3.7223 | 6.5997 | 8.5275 | 9.7376 | 10.4603 | 10.8838 | 11.1242 | 11.2603 | 11.3375 | 11.3807 | 0 | 0 | 0 | 0 | 0 | 0 | 0 | 0 | 0 | 0 | 78.8754 | 62.4948 | 42.9197 | 27.613 | 16.9037 | 10.1539 | 5.9055 | 3.4295 | 1.992 | 1.1429 | 210.0635 | 1975.9548 | 1565.593 | 1075.2057 | 691.7507 | 423.4653 | 254.3711 | 147.9431 | 85.9152 | 49.9021 | 28.6316 | 5262.4233 | 1244.6674 | 986.1777 | 677.2794 | 435.7385 | 266.7437 | 160.2301 | 93.1904 | 54.1186 | 31.4337 | 18.0352 | 3314.8363 | -1260.4338 | -998.6697 | -685.8586 | -441.258 | -270.1226 | -162.2598 | -94.3708 | -54.8041 | -31.8318 | -18.2637 | -3356.8258 | 2505.1011 | 1984.8474 | 1363.1379 | 876.9965 | 536.8663 | 322.4899 | 187.5612 | 108.9227 | 63.2655 | 36.2989 | 6671.6621
Ach | Manufactured Home | Space Cooling | Room AC | TRC | Existing | NE757 | Home Energy Management System | Home Energy Management System | NonEquip | 11 |  | 6.5% | average_misc_existing | 7.12% | 2481.5363 | 3252.0098 | 3912.9402 | 4534.1865 | 4982.2827 | 5210.3858 | 5017.4153 | 4534.7981 | 3838.0458 | 3012.1099 | 2481.5363 | 5733.5461 | 9646.4862 | 14180.6728 | 19162.9555 | 24373.3413 | 29390.7565 | 33925.5546 | 37763.6005 | 40775.7103 | 4.7512 | 10.9775 | 18.4693 | 27.1506 | 36.6897 | 46.6656 | 56.272 | 64.9544 | 72.3028 | 78.0699 | 0 | 0 | 0 | 0 | 0 | 0 | 0 | 0 | 0 | 0 | 121.5953 | 163.3322 | 201.4406 | 239.2583 | 269.4759 | 288.8586 | 285.1145 | 264.132 | 229.138 | 184.3239 | 1529.7951 | 944.6222 | 1268.8586 | 1564.9068 | 1858.6966 | 2093.4441 | 2244.0201 | 2214.9339 | 2051.93 | 1780.0763 | 1431.9344 | 11884.3305 | 1468.2433 | 1972.2098 | 2432.3627 | 2889.0056 | 3253.8778 | 3487.9208 | 3442.7116 | 3189.3517 | 2766.8046 | 2225.6814 | 18472.0287 | -701.3259 | -942.0521 | -1161.8503 | -1379.9718 | -1554.2578 | -1666.0515 | -1644.4568 | -1523.4361 | -1321.6008 | -1063.1262 | -8823.409 | 2169.5692 | 2914.2619 | 3594.213 | 4268.9774 | 4808.1356 | 5153.9723 | 5087.1684 | 4712.7878 | 4088.4054 | 3288.8076 | 27295.4377
Ach | Manufactured Home | Space Cooling | Room AC | TRC | Existing | NE715 | Energy Star Windows | Energy Star Windows | NonEquip | 20 |  | 19% | CACI_existing | 19.12% | 10789.0713 | 11200.643 | 10937.2052 | 10624.4318 | 10205.9273 | 9827.9663 | 9252.0425 | 8718.0472 | 8203.0252 | 7596.2864 | 10789.0713 | 21989.7143 | 32926.9195 | 43551.3513 | 53757.2785 | 63585.2448 | 72837.2873 | 81555.3345 | 89758.3598 | 97354.6462 | 5.6452 | 11.5057 | 17.2285 | 22.7875 | 28.1276 | 33.2699 | 38.1109 | 42.6725 | 46.9645 | 50.9392 | 0 | 0 | 0 | 0 | 0 | 0 | 0 | 0 | 0 | 0 | 528.6645 | 562.5523 | 563.0542 | 560.6262 | 552.0063 | 544.8526 | 525.7471 | 507.7879 | 489.7349 | 464.8493 | 3738.1346 | 4235.3352 | 4506.8234 | 4510.844 | 4491.3927 | 4422.3351 | 4365.0247 | 4211.9629 | 4068.0848 | 3923.4551 | 3724.0872 | 29947.6381 | 17350.9611 | 18463.1711 | 18479.6424 | 18399.9559 | 18117.0467 | 17882.2622 | 17255.2114 | 16665.7839 | 16073.2776 | 15256.5238 | 122686.9383 | 560.4614 | 596.3874 | 596.9194 | 594.3454 | 585.2071 | 577.6232 | 557.3685 | 538.3292 | 519.1903 | 492.808 | 3962.9672 | 16790.4997 | 17866.7837 | 17882.723 | 17805.6104 | 17531.8396 | 17304.639 | 16697.8429 | 16127.4548 | 15554.0872 | 14763.7158 | 118723.971
Ach | Manufactured Home | Space Cooling | Room AC | TRC | Existing | NE679 | Duct Repair | Duct Repair | NonEquip | 11 |  | 65% | CACI_Duct_existing | 12% | 40371.225 | 40885.8655 | 38970.3721 | 36980.9816 | 34737.3008 | 32746.9379 | 30217.0375 | 27946.0384 | 25844.1387 | 23555.0046 | 40371.225 | 81257.0905 | 120227.4627 | 157208.4442 | 191945.745 | 224692.6828 | 254909.7203 | 282855.7587 | 308699.8974 | 332254.902 | 45.9957 | 92.5777 | 136.9774 | 179.1105 | 218.6874 | 255.9966 | 290.4234 | 322.2628 | 351.7076 | 378.5442 | 0 | 0 | 0 | 0 | 0 | 0 | 0 | 0 | 0 | 0 | 1978.19 | 2053.4926 | 2006.2191 | 1951.3991 | 1878.8305 | 1815.4576 | 1717.0825 | 1627.7338 | 1542.9401 | 1441.4317 | 12850.6589 | 4574.6536 | 4748.7942 | 4639.4721 | 4512.6985 | 4344.8803 | 4198.3274 | 3970.8306 | 3764.2078 | 3568.1185 | 3333.3757 | 29717.7278 | 34679.3919 | 35999.5114 | 35170.7662 | 34209.7244 | 32937.5336 | 31826.5503 | 30101.9494 | 28535.5899 | 27049.0821 | 25269.5511 | 225283.2284 | -616.5521 | -640.022 | -625.288 | -608.202 | -585.5842 | -565.8325 | -535.1714 | -507.3237 | -480.8956 | -449.258 | -4005.2272 | 35295.944 | 36639.5334 | 35796.0542 | 34817.9265 | 33523.1179 | 32392.3828 | 30637.1208 | 29042.9136 | 27529.9777 | 25718.8091 | 229288.4556
Ach | Manufactured Home | Space Cooling | Room AC | TRC | Existing | NE643 | Ceiling Insulation(R2 to R38) | Ceiling Insulation(R2 to R38) | NonEquip | 20 |  | 16.25% | Minsulate_existing | 25.25% | 11379.1215 | 7488.5947 | 4462.0861 | 2590.4118 | 1473.8629 | 839.2636 | 468.3799 | 262.8729 | 148.1622 | 82.6811 | 11379.1215 | 18867.7162 | 23329.8023 | 25920.2141 | 27394.0771 | 28233.3407 | 28701.7206 | 28964.5935 | 29112.7557 | 29195.4368 | 9.5166 | 15.7795 | 19.5112 | 21.6776 | 22.9102 | 23.6121 | 24.0038 | 24.2237 | 24.3476 | 24.4167 | 0 | 0 | 0 | 0 | 0 | 0 | 0 | 0 | 0 | 0 | 557.577 | 376.1147 | 229.711 | 136.6899 | 79.7166 | 46.5279 | 26.6157 | 15.3112 | 8.8455 | 5.0596 | 1259.4256 | 2297.4623 | 1549.7579 | 946.5103 | 563.2226 | 328.4674 | 191.7156 | 109.6683 | 63.0888 | 36.4475 | 20.8478 | 5189.3873 | 20469.3803 | 13807.6622 | 8432.991 | 5018.066 | 2926.4999 | 1708.1016 | 977.0964 | 562.0938 | 324.7313 | 185.745 | 46235.1623 | 2760.6145 | 1862.1782 | 1137.3201 | 676.7643 | 394.6841 | 230.3641 | 131.7767 | 75.8071 | 43.7951 | 25.0506 | 6235.5313 | 17708.7658 | 11945.484 | 7295.6709 | 4341.3017 | 2531.8159 | 1477.7375 | 845.3197 | 486.2867 | 280.9362 | 160.6944 | 39999.631
Ach | Manufactured Home | Space Cooling | Room AC | TRC | Existing | NE619 | Ceiling Insulation(R12 to R38) | Ceiling Insulation(R12 to R38) | NonEquip | 20 |  | 15.79% | shell_existing | 7.735% | 6080.8683 | 4700.3119 | 3149.2001 | 1976.6189 | 1180.4828 | 691.8008 | 392.5377 | 222.3981 | 126.0245 | 70.5436 | 6080.8683 | 10781.1802 | 13930.3803 | 15906.9993 | 17087.482 | 17779.2828 | 18171.8205 | 18394.2187 | 18520.2432 | 18590.7868 | 5.197 | 9.2142 | 11.9057 | 13.595 | 14.6039 | 15.1951 | 15.5306 | 15.7207 | 15.8284 | 15.8887 | 0 | 0 | 0 | 0 | 0 | 0 | 0 | 0 | 0 | 0 | 297.9625 | 236.0732 | 162.1228 | 104.3015 | 63.8486 | 38.3527 | 22.3059 | 12.9537 | 7.5239 | 4.3169 | 793.5048 | 7211.0204 | 5713.2295 | 3923.5493 | 2524.2111 | 1545.2055 | 928.1785 | 539.8284 | 313.4941 | 182.0862 | 104.4729 | 19203.6864 | 4955.3117 | 3926.0509 | 2696.2078 | 1734.6023 | 1061.8435 | 637.8312 | 370.9625 | 215.4287 | 125.1271 | 71.7923 | 13196.5029 | -4508.0438 | -3571.6844 | -2452.8473 | -1578.0366 | -966.0012 | -580.2604 | -337.4793 | -195.984 | -113.8331 | -65.3123 | -12005.3827 | 9463.3555 | 7497.7353 | 5149.0552 | 3312.639 | 2027.8446 | 1218.0915 | 708.4417 | 411.4128 | 238.9602 | 137.1046 | 25201.8857
Ach | Manufactured Home | Space Cooling | Room AC | TRC | Existing | NE601 | Air Sealing-Infiltration Control | Air Sealing-Infiltration Control | NonEquip | 11 |  | 52% | Nmeasure_existing | 9% | 12546.7676 | 16442.0708 | 19783.4115 | 22924.0513 | 25189.3045 | 26342.4655 | 25366.9842 | 22927.2652 | 19404.9316 | 15229.3402 | 12546.7676 | 28988.8384 | 48772.2499 | 71696.3012 | 96885.6057 | 123228.0712 | 148595.0554 | 171522.3206 | 190927.2522 | 206156.5924 | 14.2948 | 33.0275 | 55.5671 | 81.6849 | 110.3836 | 140.396 | 169.2971 | 195.4186 | 217.527 | 234.8781 | 0 | 0 | 0 | 0 | 0 | 0 | 0 | 0 | 0 | 0 | 614.7916 | 825.803 | 1018.4624 | 1209.6481 | 1362.4097 | 1460.4 | 1441.4783 | 1335.4124 | 1158.5082 | 931.9486 | 7734.4437 | 4777.9188 | 6417.8164 | 7915.0894 | 9400.9096 | 10588.1125 | 11349.6549 | 11202.6029 | 10378.3001 | 9003.4706 | 7242.7382 | 60109.0566 | 7421.6463 | 9968.9353 | 12294.6823 | 14602.6395 | 16446.7479 | 17629.6684 | 17401.2492 | 16120.8415 | 13985.2887 | 11250.3044 | 93368.7183 | -3547.8006 | -4765.4918 | -5877.2784 | -6980.5608 | -7862.1076 | -8427.5841 | -8318.3919 | -7706.3132 | -6685.446 | -5378.03 | -44633.4387 | 10969.4469 | 14734.427 | 18171.9607 | 21583.2003 | 24308.8555 | 26057.2525 | 25719.6411 | 23827.1548 | 20670.7347 | 16628.3344 | 138002.157
Ach | Manufactured Home | Cooking | Range | TRC | Turnover | ET67 | High Efficiency Induction Cooktop | High Efficiency Induction Cooktop | Equip | 10 | Range | 80% | custom_misc appliance | 18.82% | 9564.7226 | 13107.6367 | 19004.4582 | 26629.6081 | 35165.1654 | 43299.5744 | 46988.6615 | 44520.2135 | 35812.2676 | 24009.8867 | 9564.7226 | 22672.3593 | 41676.8176 | 68306.4256 | 103471.591 | 146771.1655 | 193759.827 | 238280.0405 | 274092.3081 | 298102.1947 | 3.9385 | 9.336 | 17.1615 | 28.127 | 42.6072 | 60.437 | 79.7858 | 98.1182 | 112.8649 | 122.7516 | 0.65642 | 1.556 | 2.8603 | 4.6878 | 7.1012 | 10.0728 | 13.2976 | 16.353 | 18.8108 | 20.4586 | 468.6714 | 658.3311 | 978.3614 | 1405.1816 | 1901.9724 | 2400.4852 | 2670.1296 | 2593.1066 | 2138.0548 | 1469.2679 | 10859.4536 | 1754.8916 | 2465.0526 | 3663.373 | 5261.5572 | 7121.7389 | 8988.3687 | 9998.0243 | 9709.6197 | 8005.725 | 5501.5216 | 40662.1009 | 3545.5809 | 4980.3893 | 7401.4745 | 10630.4438 | 14388.7528 | 18160.0893 | 20199.9964 | 19617.304 | 16174.7572 | 11115.2676 | 82153.6602 | -3963.0243 | -5566.7616 | -8272.8963 | -11882.0323 | -16082.8305 | -20298.19 | -22578.268 | -21926.9716 | -18079.1123 | -12423.9374 | -91826.1233 | 7508.6053 | 10547.1508 | 15674.3709 | 22512.4761 | 30471.5833 | 38458.2793 | 42778.2644 | 41544.2755 | 34253.8695 | 23539.2051 | 173979.7835
Ach | Manufactured Home | Cooking | Range | TRC | New | EN73 | High Efficiency Induction Cooktop | High Efficiency Induction Cooktop | Equip | 10 | Range | 80% | custom_misc appliance | 18.82% | 2520.0001 | 3244.8852 | 4481.4099 | 6001.1579 | 7603.7795 | 9020.7508 | 9463.4832 | 8674.7958 | 6747.9848 | 4372.4942 | 2520.0001 | 5764.8853 | 10246.2952 | 16247.4531 | 23851.2326 | 32871.9835 | 42335.4667 | 51010.2625 | 57758.2473 | 62130.7415 | 1.0377 | 2.3738 | 4.2192 | 6.6903 | 9.8214 | 13.5359 | 17.4328 | 21.0048 | 23.7835 | 25.584 | 0.17295 | 0.39564 | 0.7032 | 1.1151 | 1.6369 | 2.256 | 2.9055 | 3.5008 | 3.9639 | 4.264 | 123.48 | 162.9744 | 230.7058 | 316.6669 | 411.2643 | 500.1014 | 537.7622 | 505.2687 | 402.8664 | 267.5717 | 2285.7358 | 462.3581 | 610.2406 | 863.8539 | 1185.7266 | 1539.9368 | 1872.5781 | 2013.595 | 1891.9264 | 1508.4918 | 1001.8944 | 8558.7012 | 934.1478 | 1232.9295 | 1745.3295 | 2395.6407 | 3111.2865 | 3783.3545 | 4068.265 | 3822.4459 | 3047.7549 | 2024.2263 | 17291.9897 | -1044.1308 | -1378.0899 | -1950.818 | -2677.6944 | -3477.5977 | -4228.7925 | -4547.2472 | -4272.4863 | -3406.5861 | -2262.551 | -19327.8835 | 1978.2786 | 2611.0194 | 3696.1475 | 5073.3351 | 6588.8841 | 8012.147 | 8615.5122 | 8094.9321 | 6454.3411 | 4286.7773 | 36619.8732
Ach | Manufactured Home | Miscellaneous | Pool pump | TRC | Turnover | ET526 | Variable Speed Pool Pump | Variable Speed Pool Pump | Equip | 10 | Pool pump | 0% | average_misc | 72.2% | 0 | 0 | 0 | 0 | 0 | 0 | 0 | 0 | 0 | 0 | 0 | 0 | 0 | 0 | 0 | 0 | 0 | 0 | 0 | 0 | 0 | 0 | 0 | 0 | 0 | 0 | 0 | 0 | 0 | 0 | 0 | 0 | 0 | 0 | 0 | 0 | 0 | 0 | 0 | 0 | 0 | 0 | 0 | 0 | 0 | 0 | 0 | 0 | 0 | 0 | 0 | 0 | 0 | 0 | 0 | 0 | 0 | 0 | 0 | 0 | 0 | 0 | 0 | 0 | 0 | 0 | 0 | 0 | 0 | 0 | 0 | 0 | 0 | 0 | 0 | 0 | 0 | 0 | 0 | 0 | 0 | 0 | 0 | 0 | 0 | 0 | 0 | 0 | 0 | 0 | 0 | 0 | 0 | 0 | 0
Ach | Manufactured Home | Miscellaneous | Pool pump | TRC | Turnover | ET517 | Two Speed Pool Pump | Two Speed Pool Pump | Equip | 10 | Pool pump | 57% | average_misc | 23.9% | 0 | 0 | 0 | 0 | 0 | 0 | 0 | 0 | 0 | 0 | 0 | 0 | 0 | 0 | 0 | 0 | 0 | 0 | 0 | 0 | 0 | 0 | 0 | 0 | 0 | 0 | 0 | 0 | 0 | 0 | 0 | 0 | 0 | 0 | 0 | 0 | 0 | 0 | 0 | 0 | 0 | 0 | 0 | 0 | 0 | 0 | 0 | 0 | 0 | 0 | 0 | 0 | 0 | 0 | 0 | 0 | 0 | 0 | 0 | 0 | 0 | 0 | 0 | 0 | 0 | 0 | 0 | 0 | 0 | 0 | 0 | 0 | 0 | 0 | 0 | 0 | 0 | 0 | 0 | 0 | 0 | 0 | 0 | 0 | 0 | 0 | 0 | 0 | 0 | 0 | 0 | 0 | 0 | 0 | 0
Ach | Manufactured Home | Miscellaneous | Pool pump | TRC | New | EN532 | Variable Speed Pool Pump | Variable Speed Pool Pump | Equip | 10 | Pool pump | 0% | average_misc | 72.2% | 0 | 0 | 0 | 0 | 0 | 0 | 0 | 0 | 0 | 0 | 0 | 0 | 0 | 0 | 0 | 0 | 0 | 0 | 0 | 0 | 0 | 0 | 0 | 0 | 0 | 0 | 0 | 0 | 0 | 0 | 0 | 0 | 0 | 0 | 0 | 0 | 0 | 0 | 0 | 0 | 0 | 0 | 0 | 0 | 0 | 0 | 0 | 0 | 0 | 0 | 0 | 0 | 0 | 0 | 0 | 0 | 0 | 0 | 0 | 0 | 0 | 0 | 0 | 0 | 0 | 0 | 0 | 0 | 0 | 0 | 0 | 0 | 0 | 0 | 0 | 0 | 0 | 0 | 0 | 0 | 0 | 0 | 0 | 0 | 0 | 0 | 0 | 0 | 0 | 0 | 0 | 0 | 0 | 0 | 0
Ach | Manufactured Home | Miscellaneous | Pool pump | TRC | New | EN523 | Two Speed Pool Pump | Two Speed Pool Pump | Equip | 10 | Pool pump | 57% | average_misc | 23.9% | 0 | 0 | 0 | 0 | 0 | 0 | 0 | 0 | 0 | 0 | 0 | 0 | 0 | 0 | 0 | 0 | 0 | 0 | 0 | 0 | 0 | 0 | 0 | 0 | 0 | 0 | 0 | 0 | 0 | 0 | 0 | 0 | 0 | 0 | 0 | 0 | 0 | 0 | 0 | 0 | 0 | 0 | 0 | 0 | 0 | 0 | 0 | 0 | 0 | 0 | 0 | 0 | 0 | 0 | 0 | 0 | 0 | 0 | 0 | 0 | 0 | 0 | 0 | 0 | 0 | 0 | 0 | 0 | 0 | 0 | 0 | 0 | 0 | 0 | 0 | 0 | 0 | 0 | 0 | 0 | 0 | 0 | 0 | 0 | 0 | 0 | 0 | 0 | 0 | 0 | 0 | 0 | 0 | 0 | 0
Ach | Manufactured Home | Domestic Hot Water | Point-of-use | TRC | New | NN574 | Thermostatic Shower Restriction Valve | Thermostatic Shower Restriction Valve | NonEquip | 10 |  | 16% | average_misc | 2.95% | 2.3732 | 2.5498 | 2.9153 | 3.2204 | 3.3867 | 3.4035 | 3.1599 | 2.7557 | 2.2493 | 1.7015 | 2.3732 | 4.9229 | 7.8382 | 11.0587 | 14.4454 | 17.8489 | 21.0088 | 23.7644 | 26.0138 | 27.7153 | 0.00021375 | 0.00044341 | 0.000706 | 0.00099606 | 0.0013011 | 0.0016077 | 0.0018923 | 0.0021405 | 0.0023431 | 0.0024963 | 0.00046012 | 0.00095449 | 0.0015197 | 0.0021441 | 0.0028008 | 0.0034607 | 0.0040733 | 0.0046076 | 0.0050437 | 0.0053736 | 0.11628 | 0.12806 | 0.15008 | 0.16993 | 0.18318 | 0.18869 | 0.17956 | 0.16051 | 0.13429 | 0.10412 | 1.0553 | 0.4126 | 0.45439 | 0.53252 | 0.60296 | 0.64994 | 0.66949 | 0.63712 | 0.5695 | 0.47648 | 0.36945 | 3.7442 | 0.11843 | 0.13042 | 0.15285 | 0.17307 | 0.18655 | 0.19217 | 0.18287 | 0.16347 | 0.13676 | 0.10604 | 1.0747 | -1.7446 | -1.9213 | -2.2516 | -2.5494 | -2.7481 | -2.8308 | -2.6939 | -2.408 | -2.0147 | -1.5621 | -15.8316 | 1.863 | 2.0517 | 2.4045 | 2.7225 | 2.9347 | 3.023 | 2.8768 | 2.5715 | 2.1514 | 1.6682 | 16.9063
Ach | Manufactured Home | Domestic Hot Water | Point-of-use | TRC | Existing | NE571 | Thermostatic Shower Restriction Valve | Thermostatic Shower Restriction Valve | NonEquip | 10 |  | 36% | average_misc_existing | 2.95% | 30.8053 | 37.7662 | 45.435 | 52.642 | 57.8381 | 60.4799 | 58.2345 | 52.6282 | 44.5383 | 34.9509 | 30.8053 | 68.5715 | 114.0065 | 166.6485 | 224.4865 | 284.9664 | 343.2009 | 395.8291 | 440.3674 | 475.3183 | 0.0027747 | 0.0061763 | 0.010269 | 0.01501 | 0.02022 | 0.025667 | 0.030912 | 0.035653 | 0.039664 | 0.042812 | 0.0059727 | 0.013295 | 0.022104 | 0.032311 | 0.043525 | 0.055251 | 0.066542 | 0.076746 | 0.085381 | 0.092158 | 1.5095 | 1.8968 | 2.339 | 2.7778 | 3.1283 | 3.3529 | 3.3092 | 3.0654 | 2.659 | 2.1388 | 17.8496 | 5.3558 | 6.7302 | 8.2993 | 9.8561 | 11.0997 | 11.8969 | 11.7415 | 10.8765 | 9.4347 | 7.5888 | 63.3334 | 1.5373 | 1.9318 | 2.3822 | 2.829 | 3.186 | 3.4148 | 3.3702 | 3.1219 | 2.708 | 2.1782 | 18.1787 | -22.6458 | -28.457 | -35.0914 | -41.6742 | -46.9323 | -50.3029 | -49.6462 | -45.9884 | -39.8921 | -32.0875 | -267.7898 | 24.1831 | 30.3888 | 37.4736 | 44.5032 | 50.1183 | 53.7177 | 53.0164 | 49.1103 | 42.6001 | 34.2657 | 285.9685
Ach | Manufactured Home | Lighting | Interior specialty | TRC | Turnover | ET436 | LED Specialty Lamps-5W Chandelier | LED Specialty Lamps-5W Chandelier | Equip | 10 | Interior specialty | 50% | led | 58.33% | 29377.9726 | 21260.6794 | 16172.4371 | 12028.2391 | 8742.8325 | 6323.2635 | 4448.8497 | 3133.4255 | 2209.0596 | 1529.882 | 29377.9726 | 50638.652 | 66811.0891 | 78839.3282 | 87582.1607 | 93905.4242 | 98354.2739 | 101487.6994 | 103696.759 | 105226.641 | 2.5841 | 4.4542 | 5.8768 | 6.9348 | 7.7038 | 8.26 | 8.6514 | 8.927 | 9.1213 | 9.2559 | 2.7132 | 4.6767 | 6.1703 | 7.2811 | 8.0886 | 8.6725 | 9.0834 | 9.3728 | 9.5768 | 9.7181 | 1439.5207 | 1067.8176 | 832.5672 | 634.7018 | 472.8721 | 350.5554 | 252.8058 | 182.5083 | 131.8847 | 93.62 | 4383.1375 | 743.3031 | 551.3725 | 429.8999 | 327.7312 | 244.1697 | 181.0109 | 130.5374 | 94.239 | 68.0993 | 48.3411 | 2263.253 | 1910.3808 | 1417.0955 | 1104.8958 | 842.3096 | 627.5462 | 465.2204 | 335.4973 | 242.2058 | 175.0235 | 124.2427 | 5816.8402 | -21152.2431 | -15690.4577 | -12233.6995 | -9326.2758 | -6948.3586 | -5151.0435 | -3714.7153 | -2681.767 | -1937.9072 | -1375.648 | -64405.5983 | 23062.6238 | 17107.5532 | 13338.5952 | 10168.5855 | 7575.9049 | 5616.2639 | 4050.2126 | 2923.9728 | 2112.9307 | 1499.8907 | 70222.4385
Ach | Manufactured Home | Lighting | Interior specialty | TRC | New | EN442 | LED Specialty Lamps-5W Chandelier | LED Specialty Lamps-5W Chandelier | Equip | 10 | Interior specialty | 50% | led | 58.33% | 6288.8809 | 4276.3717 | 3098.5465 | 2202.3975 | 1536.0041 | 1070.3448 | 727.9961 | 496.0721 | 338.1996 | 226.3708 | 6288.8809 | 10565.2526 | 13663.7991 | 15866.1966 | 17402.2007 | 18472.5455 | 19200.5416 | 19696.6137 | 20034.8133 | 20261.1841 | 0.55318 | 0.92933 | 1.2019 | 1.3956 | 1.5307 | 1.6249 | 1.6889 | 1.7325 | 1.7623 | 1.7822 | 0.5808 | 0.97574 | 1.2619 | 1.4653 | 1.6072 | 1.706 | 1.7732 | 1.8191 | 1.8503 | 1.8712 | 308.1552 | 214.7808 | 159.5151 | 116.2153 | 83.0776 | 59.3388 | 41.3684 | 28.894 | 20.1911 | 13.8526 | 851.5801 | 159.1173 | 110.903 | 82.3664 | 60.0083 | 42.8975 | 30.6399 | 21.3607 | 14.9196 | 10.4258 | 7.1529 | 439.7172 | 408.9512 | 285.0345 | 211.6917 | 154.2288 | 110.2519 | 78.7483 | 54.8997 | 38.3451 | 26.7955 | 18.3837 | 1130.1277 | -4528.0163 | -3155.9777 | -2343.9069 | -1707.662 | -1220.738 | -871.922 | -607.8646 | -424.5672 | -296.6871 | -203.5494 | -12513.0739 | 4936.9675 | 3441.0122 | 2555.5986 | 1861.8907 | 1330.9898 | 950.6703 | 662.7643 | 462.9123 | 323.4826 | 221.9331 | 13643.2016
Ach | Manufactured Home | Lighting | Interior screw-in | TRC | Turnover | ET418 | LED - 9W Flood | LED - 9W Flood | Equip | 10 | Interior screw-in | 50% | led | 53.85% | 1024047.0297 | 741097.2815 | 563733.119 | 419276.1252 | 304754.5783 | 220414.0952 | 155076.4364 | 109223.8437 | 77002.6235 | 53328.0873 | 1024047.0297 | 1765144.3112 | 2328877.4302 | 2748153.5554 | 3052908.1338 | 3273322.229 | 3428398.6653 | 3537622.509 | 3614625.1325 | 3667953.2198 | 90.0765 | 155.2643 | 204.851 | 241.731 | 268.5376 | 287.9255 | 301.5662 | 311.1737 | 317.9469 | 322.6377 | 94.5747 | 163.0179 | 215.0809 | 253.8027 | 281.9479 | 302.304 | 316.6259 | 326.7132 | 333.8247 | 338.7497 | 50178.3045 | 37221.611 | 29021.3333 | 22124.2119 | 16483.2096 | 12219.5376 | 8812.215 | 6361.8085 | 4597.1908 | 3263.3742 | 152785.8635 | 42964.7553 | 31870.6944 | 24849.2749 | 18943.6722 | 14113.6109 | 10462.8773 | 7545.3857 | 5447.2456 | 3936.3063 | 2794.237 | 130821.6232 | 49536.422 | 36745.4709 | 28650.0915 | 21841.1983 | 16272.3558 | 12063.2248 | 8699.4889 | 6280.4281 | 4538.3833 | 3221.629 | 150831.4218 | -754372.4032 | -559583.5973 | -436301.9672 | -332611.7747 | -247805.8705 | -183706.5245 | -132481.3958 | -95642.3864 | -69113.4122 | -49061.0328 | -2296957.6247 | 803908.8252 | 596329.0682 | 464952.0587 | 354452.973 | 264078.2263 | 195769.7493 | 141180.8846 | 101922.8144 | 73651.7956 | 52282.6618 | 2447789.0465
Ach | Manufactured Home | Lighting | Interior screw-in | TRC | New | EN424 | LED - 9W Flood | LED - 9W Flood | Equip | 10 | Interior screw-in | 50% | led | 53.85% | 168627.3824 | 114664.816 | 83083.1097 | 59054.1511 | 41185.7621 | 28699.7716 | 19520.178 | 13301.4656 | 9068.3404 | 6069.8108 | 168627.3824 | 283292.1984 | 366375.3082 | 425429.4593 | 466615.2214 | 495314.993 | 514835.171 | 528136.6365 | 537204.9769 | 543274.7877 | 14.8327 | 24.9187 | 32.2268 | 37.4213 | 41.0441 | 43.5685 | 45.2855 | 46.4556 | 47.2532 | 47.7871 | 15.5734 | 26.1631 | 33.8362 | 39.2901 | 43.0937 | 45.7443 | 47.547 | 48.7755 | 49.613 | 50.1735 | 8262.7417 | 5759.0404 | 4277.1704 | 3116.1482 | 2227.6074 | 1591.0867 | 1109.2337 | 774.7519 | 541.3957 | 371.4377 | 22833.9062 | 7074.9038 | 4931.1304 | 3662.2915 | 2668.176 | 1907.3703 | 1362.3547 | 949.7721 | 663.3748 | 463.5656 | 318.0405 | 19551.342 | 8157.0445 | 5685.3706 | 4222.4567 | 3076.2864 | 2199.1118 | 1570.7335 | 1095.0443 | 764.8412 | 534.4702 | 366.6863 | 22541.8141 | -124220.7048 | -86580.469 | -64302.2788 | -46847.6615 | -33489.4842 | -23920.1367 | -16676.0372 | -11647.4926 | -8139.2545 | -5584.134 | -343281.2022 | 132377.7492 | 92265.8396 | 68524.7356 | 49923.9479 | 35688.596 | 25490.8702 | 17771.0815 | 12412.3338 | 8673.7246 | 5950.8203 | 365823.0163
Ach | Manufactured Home | Space Heating | Heat pump-heating | TRC | New | NN766 | Home Energy Management System | Home Energy Management System | NonEquip | 11 |  | 6.5% | average_misc | 15% | 851.5645 | 918.9869 | 1055.6421 | 1171.8423 | 1238.6354 | 1251.3019 | 1167.9645 | 1024.0718 | 840.45 | 639.2253 | 851.5645 | 1770.5514 | 2826.1935 | 3998.0358 | 5236.6712 | 6487.9731 | 7655.9376 | 8680.0094 | 9520.4594 | 10159.6848 | 0 | 0 | 0 | 0 | 0 | 0 | 0 | 0 | 0 | 0 | 0.71585 | 1.4884 | 2.3758 | 3.3609 | 4.4021 | 5.454 | 6.4358 | 7.2967 | 8.0032 | 8.5406 | 41.7267 | 46.1561 | 54.3451 | 61.8354 | 66.9939 | 69.3709 | 66.3696 | 59.6477 | 50.1763 | 39.1169 | 386.2285 | 324.1568 | 358.5673 | 422.1842 | 480.3727 | 520.447 | 538.9134 | 515.597 | 463.3776 | 389.7986 | 303.8829 | 3000.4453 | 503.8427 | 557.3276 | 656.2085 | 746.6519 | 808.9401 | 837.6428 | 801.4017 | 720.2361 | 605.8711 | 472.3307 | 4663.6461 | -240.6671 | -266.2149 | -313.4467 | -356.6482 | -386.4009 | -400.1112 | -382.8001 | -344.0303 | -289.4023 | -225.615 | -2227.6523 | 744.5098 | 823.5426 | 969.6552 | 1103.3001 | 1195.341 | 1237.7539 | 1184.2018 | 1064.2664 | 895.2734 | 697.9457 | 6891.2985
Ach | Manufactured Home | Space Heating | Heat pump-heating | TRC | New | NN640 | Ceiling Insulation(R2 to R38) | Ceiling Insulation(R2 to R38) | NonEquip | 20 |  | 0% | Minsulate | 48.55% | 0 | 0 | 0 | 0 | 0 | 0 | 0 | 0 | 0 | 0 | 0 | 0 | 0 | 0 | 0 | 0 | 0 | 0 | 0 | 0 | 0 | 0 | 0 | 0 | 0 | 0 | 0 | 0 | 0 | 0 | 0 | 0 | 0 | 0 | 0 | 0 | 0 | 0 | 0 | 0 | 0 | 0 | 0 | 0 | 0 | 0 | 0 | 0 | 0 | 0 | 0 | 0 | 0 | 0 | 0 | 0 | 0 | 0 | 0 | 0 | 0 | 0 | 0 | 0 | 0 | 0 | 0 | 0 | 0 | 0 | 0 | 0 | 0 | 0 | 0 | 0 | 0 | 0 | 0 | 0 | 0 | 0 | 0 | 0 | 0 | 0 | 0 | 0 | 0 | 0 | 0 | 0 | 0 | 0 | 0
Ach | Manufactured Home | Space Heating | Heat pump-heating | TRC | New | NN616 | Ceiling Insulation(R12 to R38) | Ceiling Insulation(R12 to R38) | NonEquip | 20 |  | 0% | shell | 19.59% | 0 | 0 | 0 | 0 | 0 | 0 | 0 | 0 | 0 | 0 | 0 | 0 | 0 | 0 | 0 | 0 | 0 | 0 | 0 | 0 | 0 | 0 | 0 | 0 | 0 | 0 | 0 | 0 | 0 | 0 | 0 | 0 | 0 | 0 | 0 | 0 | 0 | 0 | 0 | 0 | 0 | 0 | 0 | 0 | 0 | 0 | 0 | 0 | 0 | 0 | 0 | 0 | 0 | 0 | 0 | 0 | 0 | 0 | 0 | 0 | 0 | 0 | 0 | 0 | 0 | 0 | 0 | 0 | 0 | 0 | 0 | 0 | 0 | 0 | 0 | 0 | 0 | 0 | 0 | 0 | 0 | 0 | 0 | 0 | 0 | 0 | 0 | 0 | 0 | 0 | 0 | 0 | 0 | 0 | 0
Ach | Manufactured Home | Space Heating | Heat pump-heating | TRC | Existing | NE895 | Wall Insulation | Wall Insulation | NonEquip | 20 |  | 6.75% | shell_existing | 34.34% | 11053.9549 | 8071.1628 | 5408.4085 | 3394.9261 | 2027.6302 | 1188.2892 | 674.2643 | 382.0202 | 216.4792 | 121.178 | 11053.9549 | 19125.1177 | 24533.5262 | 27928.4523 | 29956.0825 | 31144.3717 | 31818.636 | 32200.6562 | 32417.1354 | 32538.3134 | 0 | 0 | 0 | 0 | 0 | 0 | 0 | 0 | 0 | 0 | 8.8402 | 15.2949 | 19.6201 | 22.3352 | 23.9567 | 24.907 | 25.4463 | 25.7518 | 25.9249 | 26.0218 | 541.6438 | 405.3742 | 278.4283 | 179.1422 | 109.6681 | 65.8776 | 38.3151 | 22.251 | 12.9242 | 7.4154 | 1390.6903 | 13569.0357 | 10155.2652 | 6975.0691 | 4487.7971 | 2747.3596 | 1650.3375 | 959.8529 | 557.4227 | 323.7714 | 185.7676 | 34838.996 | 8547.2279 | 6396.8707 | 4393.6435 | 2826.8939 | 1730.5805 | 1039.5588 | 604.6179 | 351.1244 | 203.9458 | 117.0163 | 21945.3207 | -8655.497 | -6477.9009 | -4449.2985 | -2862.7027 | -1752.5021 | -1052.7271 | -612.2767 | -355.5721 | -206.5292 | -118.4985 | -22223.3057 | 17202.725 | 12874.7716 | 8842.942 | 5689.5966 | 3483.0826 | 2092.2859 | 1216.8945 | 706.6965 | 410.475 | 235.5148 | 44168.6264
Ach | Manufactured Home | Space Heating | Heat pump-heating | TRC | Existing | NE763 | Home Energy Management System | Home Energy Management System | NonEquip | 11 |  | 6.5% | average_misc_existing | 15% | 5000.7532 | 6189.9677 | 7448.4925 | 8631.3798 | 9484.5367 | 9918.798 | 9551.4069 | 8632.5976 | 7306.1556 | 5733.8232 | 5000.7532 | 11190.7209 | 18639.2134 | 27270.5933 | 36755.1299 | 46673.9279 | 56225.3348 | 64857.9324 | 72164.0881 | 77897.9112 | 0 | 0 | 0 | 0 | 0 | 0 | 0 | 0 | 0 | 0 | 4.2038 | 9.4073 | 15.6687 | 22.9246 | 30.8976 | 39.2356 | 47.2649 | 54.5217 | 60.6635 | 65.4836 | 245.0369 | 310.8911 | 383.453 | 455.4575 | 512.9885 | 549.8883 | 542.7585 | 502.8108 | 436.1902 | 350.8772 | 2924.7951 | 1903.588 | 2415.1815 | 2978.8844 | 3538.2569 | 3985.1907 | 4271.8491 | 4216.4608 | 3906.1246 | 3388.5771 | 2725.8165 | 22721.495 | 2958.781 | 3753.9601 | 4630.1336 | 5499.5763 | 6194.2537 | 6639.8119 | 6553.7209 | 6071.3597 | 5266.9264 | 4236.7856 | 35316.4284 | -1413.3009 | -1793.1287 | -2211.6446 | -2626.9454 | -2958.7673 | -3171.5941 | -3130.4715 | -2900.0653 | -2515.8171 | -2023.7567 | -16869.3595 | 4372.082 | 5547.0889 | 6841.7782 | 8126.5217 | 9153.0209 | 9811.406 | 9684.1925 | 8971.425 | 7782.7435 | 6260.5423 | 52185.7879
Ach | Manufactured Home | Space Heating | Heat pump-heating | TRC | Existing | NE721 | Energy Star Windows | Energy Star Windows | NonEquip | 20 |  | 19% | CACI_existing | 2.305% | 1243.6457 | 1219.4936 | 1190.8983 | 1156.8941 | 1111.3527 | 1070.2117 | 1007.5053 | 949.3602 | 893.2787 | 827.2083 | 1243.6457 | 2463.1393 | 3654.0376 | 4810.9317 | 5922.2844 | 6992.496 | 8000.0014 | 8949.3615 | 9842.6402 | 10669.8485 | 0 | 0 | 0 | 0 | 0 | 0 | 0 | 0 | 0 | 0 | 4.9936 | 9.8902 | 14.672 | 19.3173 | 23.7796 | 28.0769 | 32.1223 | 35.9342 | 39.521 | 42.8425 | 60.9386 | 61.2491 | 61.3082 | 61.0466 | 60.1095 | 59.3315 | 57.2515 | 55.2961 | 53.3303 | 50.6204 | 410.1951 | 488.2029 | 490.6899 | 491.1635 | 489.0676 | 481.5608 | 475.3273 | 458.6636 | 442.998 | 427.2496 | 405.5397 | 3286.2312 | 2000.0283 | 2010.2166 | 2012.157 | 2003.5708 | 1972.8172 | 1947.2803 | 1879.014 | 1814.8366 | 1750.3197 | 1661.3807 | 13462.7527 | 64.6038 | 64.9329 | 64.9956 | 64.7183 | 63.7249 | 62.9 | 60.6949 | 58.6219 | 56.5379 | 53.665 | 434.8666 | 1935.4245 | 1945.2837 | 1947.1614 | 1938.8525 | 1909.0923 | 1884.3804 | 1818.3191 | 1756.2148 | 1693.7818 | 1607.7157 | 13027.8862
Ach | Manufactured Home | Space Heating | Heat pump-heating | TRC | Existing | NE685 | Duct Repair | Duct Repair | NonEquip | 11 |  | 65% | CACI_Duct_existing | 12% | 38616.7264 | 36940.1345 | 35211.8193 | 33415.5039 | 31388.644 | 29590.2474 | 27304.1032 | 25251.811 | 23352.2945 | 21283.616 | 38616.7264 | 75556.8609 | 110768.6802 | 144184.1841 | 175572.8281 | 205163.0755 | 232467.1787 | 257718.9897 | 281071.2842 | 302354.9002 | 0 | 0 | 0 | 0 | 0 | 0 | 0 | 0 | 0 | 0 | 40.6964 | 79.626 | 116.7342 | 151.9493 | 185.0283 | 216.2122 | 244.9868 | 271.5985 | 296.2084 | 318.6383 | 1892.2196 | 1855.3183 | 1812.7265 | 1763.2573 | 1697.7123 | 1640.4538 | 1551.5551 | 1470.8069 | 1394.1727 | 1302.4357 | 11709.3142 | 4375.8431 | 4290.5071 | 4192.0116 | 4077.612 | 3926.0362 | 3793.6233 | 3588.041 | 3401.3073 | 3224.0871 | 3011.9412 | 27078.3169 | 33172.2554 | 32525.3428 | 31778.6717 | 30911.4343 | 29762.3734 | 28758.582 | 27200.1097 | 25784.5249 | 24441.0595 | 22832.8303 | 205274.4642 | -589.7573 | -578.256 | -564.9813 | -549.563 | -529.1342 | -511.2882 | -483.5807 | -458.4135 | -434.5286 | -405.9364 | -3649.4988 | 33762.0127 | 33103.5989 | 32343.653 | 31460.9973 | 30291.5076 | 29269.8702 | 27683.6903 | 26242.9384 | 24875.5881 | 23238.7668 | 208923.963
Ach | Manufactured Home | Space Heating | Heat pump-heating | TRC | Existing | NE637 | Ceiling Insulation(R2 to R38) | Ceiling Insulation(R2 to R38) | NonEquip | 20 |  | 16.25% | Minsulate_existing | 48.55% | 20927.3821 | 13007.1729 | 7750.336 | 4499.3668 | 2559.9983 | 1457.7431 | 813.5436 | 456.5921 | 257.3474 | 143.6114 | 20927.3821 | 33934.5549 | 41684.891 | 46184.2577 | 48744.2561 | 50201.9992 | 51015.5428 | 51472.1349 | 51729.4823 | 51873.0938 | 0 | 0 | 0 | 0 | 0 | 0 | 0 | 0 | 0 | 0 | 28.5287 | 46.2603 | 56.8257 | 62.9594 | 66.4492 | 68.4365 | 69.5455 | 70.1679 | 70.5188 | 70.7145 | 1025.4417 | 653.2853 | 398.9921 | 237.421 | 138.4622 | 80.8158 | 46.2296 | 26.5945 | 15.3641 | 8.7882 | 2240.7277 | 4225.2709 | 2691.8226 | 1644.0231 | 978.2788 | 570.5252 | 332.9967 | 190.4863 | 109.581 | 63.3068 | 36.2112 | 9232.7838 | 37645.3088 | 23982.9575 | 14647.5241 | 8716.0348 | 5083.1287 | 2966.8547 | 1697.149 | 976.3183 | 564.0359 | 322.6263 | 82260.0502 | 5077.0558 | 3234.4751 | 1975.4466 | 1175.493 | 685.539 | 400.1265 | 228.887 | 131.6717 | 76.069 | 43.5112 | 11094.0482 | 32568.253 | 20748.4824 | 12672.0775 | 7540.5418 | 4397.5897 | 2566.7282 | 1468.2621 | 844.6465 | 487.9669 | 279.1151 | 71166.002
Ach | Manufactured Home | Space Heating | Heat pump-heating | TRC | Existing | NE613 | Ceiling Insulation(R12 to R38) | Ceiling Insulation(R12 to R38) | NonEquip | 20 |  | 15.79% | shell_existing | 19.59% | 14728.5512 | 10753.1475 | 7204.9407 | 4522.3289 | 2700.8541 | 1582.7872 | 898.0975 | 508.8334 | 288.3389 | 161.4023 | 14728.5512 | 25481.6987 | 32686.6394 | 37208.9683 | 39909.8224 | 41492.6096 | 42390.7071 | 42899.5404 | 43187.8793 | 43349.2816 | 0 | 0 | 0 | 0 | 0 | 0 | 0 | 0 | 0 | 0 | 19.6138 | 33.9337 | 43.5284 | 49.5508 | 53.1475 | 55.2552 | 56.4512 | 57.1288 | 57.5128 | 57.7278 | 721.699 | 540.0768 | 370.9148 | 238.6326 | 146.0806 | 87.7481 | 51.0344 | 29.6373 | 17.2143 | 9.8769 | 1852.7674 | 17465.9075 | 13070.4517 | 8976.5461 | 5775.1712 | 3535.3117 | 2123.6013 | 1235.0877 | 717.2553 | 416.6058 | 239.0317 | 44839.0027 | 12002.3257 | 8981.8304 | 6168.5561 | 3968.6164 | 2429.4165 | 1459.3089 | 848.7349 | 492.8877 | 286.2856 | 164.2592 | 30812.7314 | -10918.9923 | -8171.1278 | -5611.7804 | -3610.4079 | -2210.1366 | -1327.5912 | -772.1279 | -448.3996 | -260.4454 | -149.4331 | -28031.5652 | 22921.3181 | 17152.9582 | 11780.3366 | 7579.0243 | 4639.5531 | 2786.9001 | 1620.8628 | 941.2873 | 546.731 | 313.6924 | 58844.2966
Ach | Manufactured Home | Space Heating | Heat pump-heating | TRC | Existing | NE607 | Air Sealing-Infiltration Control | Air Sealing-Infiltration Control | NonEquip | 11 |  | 52% | Nmeasure_existing | 9% | 12000.647 | 14854.0135 | 17873.5044 | 20711.3752 | 22758.1008 | 23799.9626 | 22918.6651 | 20714.5296 | 17532.2895 | 13759.7816 | 12000.647 | 26854.6604 | 44728.1648 | 65439.54 | 88197.6408 | 111997.6033 | 134916.2684 | 155630.798 | 173163.0874 | 186922.869 | 0 | 0 | 0 | 0 | 0 | 0 | 0 | 0 | 0 | 0 | 12.6469 | 28.3009 | 47.137 | 68.9638 | 92.9475 | 118.0293 | 142.1822 | 164.0123 | 182.4888 | 196.9896 | 588.0317 | 746.0428 | 920.1392 | 1092.8904 | 1230.9136 | 1319.4462 | 1302.3526 | 1206.5302 | 1046.7082 | 842.02 | 7018.3069 | 4569.9513 | 5797.9517 | 7150.9601 | 8493.5147 | 9566.1765 | 10254.2172 | 10121.3728 | 9376.6789 | 8134.605 | 6543.8486 | 54543.523 | 7098.6057 | 9006.0857 | 11107.7434 | 13193.163 | 14859.3521 | 15928.1009 | 15721.7507 | 14565.0014 | 12635.6606 | 10164.7038 | 84723.6526 | -3393.3762 | -4305.2168 | -5309.881 | -6306.7828 | -7103.2782 | -7614.1766 | -7515.5342 | -6962.5685 | -6040.2776 | -4859.0758 | -40500.8017 | 10491.9819 | 13311.3025 | 16417.6244 | 19499.9458 | 21962.6303 | 23542.2775 | 23237.285 | 21527.5698 | 18675.9382 | 15023.7796 | 125224.4543
Ach | Manufactured Home | Space Heating | Heat pump-heating | TRC | Turnover | ET157 | 14 SEER ASHP from base electric resistance heating | 14 SEER ASHP from base electric resistance heating | Equip | 15 | Heat pump-heating | 32% | CACI | 58.41% | 68493.7564 | 62285.2311 | 60908.1668 | 59248.9421 | 56991.0297 | 54950.2147 | 51793.1678 | 48862.3902 | 46030.7346 | 42676.7395 | 68493.7564 | 130778.9875 | 191687.1543 | 250936.0964 | 307927.1261 | 362877.3408 | 414670.5086 | 463532.8988 | 509563.6334 | 552240.3729 | 0 | 0 | 0 | 0 | 0 | 0 | 0 | 0 | 0 | 0 | 44.3823 | 84.7415 | 124.2085 | 162.6004 | 199.5292 | 235.1355 | 268.6962 | 300.3578 | 330.1846 | 357.8381 | 3356.1941 | 3128.2757 | 3135.5905 | 3126.4269 | 3082.4642 | 3046.3851 | 2943.1456 | 2846.0193 | 2748.115 | 2611.5726 | 21258.2136 | 37927.9773 | 35352.2975 | 35434.9608 | 35331.4039 | 34834.5867 | 34426.8604 | 33260.1623 | 32162.5492 | 31056.1436 | 29513.0924 | 240236.717 | 60224.449 | 56134.6212 | 56265.8792 | 56101.4449 | 55312.5672 | 54665.1534 | 52812.5962 | 51069.7364 | 49312.9154 | 46862.7608 | 381463.1029 | -22324.9545 | -20808.8722 | -20857.529 | -20796.5739 | -20504.1402 | -20264.1466 | -19577.4113 | -18931.3403 | -18280.0941 | -17371.8319 | -141406.7967 | 82549.4035 | 76943.4934 | 77123.4083 | 76898.0189 | 75816.7074 | 74929.2999 | 72390.0075 | 70001.0767 | 67593.0095 | 64234.5927 | 522869.8996
Ach | Manufactured Home | Space Heating | Heat pump-heating | TRC | New | EN163 | 14 SEER ASHP from base electric resistance heating | 14 SEER ASHP from base electric resistance heating | Equip | 15 | Heat pump-heating | 32% | CACI | 58.41% | 19173.796 | 16382.8313 | 15260.3201 | 14186.6489 | 13093.3957 | 12163.4673 | 11083.0516 | 10115.9266 | 9215.5046 | 8257.7038 | 19173.796 | 35556.6273 | 50816.9474 | 65003.5963 | 78096.992 | 90260.4593 | 101343.5109 | 111459.4375 | 120674.942 | 128932.6458 | 0 | 0 | 0 | 0 | 0 | 0 | 0 | 0 | 0 | 0 | 12.4241 | 23.0398 | 32.9281 | 42.1207 | 50.6049 | 58.4865 | 65.6681 | 72.223 | 78.1944 | 83.5452 | 939.516 | 822.8277 | 785.6108 | 748.596 | 708.1803 | 674.3305 | 629.7942 | 589.2082 | 550.1817 | 505.3243 | 5033.7111 | 10617.3663 | 9298.6847 | 8878.1008 | 8459.8003 | 8003.067 | 7620.5342 | 7117.234 | 6658.577 | 6217.5422 | 5710.6137 | 56885.4113 | 16858.9279 | 14765.0416 | 14097.2118 | 13433.0078 | 12707.7776 | 12100.3677 | 11301.1958 | 10572.911 | 9872.608 | 9067.6749 | 90326.2656 | -6249.5349 | -5473.3399 | -5225.7782 | -4979.5605 | -4710.7207 | -4485.5563 | -4189.3066 | -3919.3344 | -3659.735 | -3361.3496 | -33483.5736 | 23108.4628 | 20238.3816 | 19322.99 | 18412.5683 | 17418.4983 | 16585.9241 | 15490.5024 | 14492.2454 | 13532.343 | 12429.0245 | 123809.8392
Ach | Manufactured Home | Space Cooling | Heat pump-cooling | TRC | New | NN760 | Home Energy Management System | Home Energy Management System | NonEquip | 11 |  | 6.5% | average_misc | 7.12% | 3533.1217 | 3814.7266 | 4383.0205 | 4865.5354 | 5141.9411 | 5192.8147 | 4844.8543 | 4245.8365 | 3482.6902 | 2647.4669 | 3533.1217 | 7347.8484 | 11730.8689 | 16596.4043 | 21738.3454 | 26931.1601 | 31776.0144 | 36021.8508 | 39504.5411 | 42152.008 | 6.7646 | 14.0683 | 22.4601 | 31.7758 | 41.6206 | 51.5629 | 60.8389 | 68.9681 | 75.6361 | 80.705 | 0 | 0 | 0 | 0 | 0 | 0 | 0 | 0 | 0 | 0 | 173.123 | 191.5946 | 225.6406 | 256.7428 | 278.1113 | 287.8845 | 275.3087 | 247.3013 | 207.9227 | 162.0098 | 1602.5469 | 1344.919 | 1488.4177 | 1752.9066 | 1994.5263 | 2160.529 | 2236.4525 | 2138.757 | 1921.1791 | 1615.2632 | 1258.5859 | 12449.5081 | 2090.4318 | 2313.4744 | 2724.5742 | 3100.1281 | 3358.149 | 3476.1584 | 3324.3085 | 2986.1232 | 2510.6327 | 1956.2427 | 19350.4943 | -998.5224 | -1105.0617 | -1301.4289 | -1480.8172 | -1604.0643 | -1660.4331 | -1587.9 | -1426.3613 | -1199.2369 | -934.4252 | -9243.0198 | 3088.9542 | 3418.536 | 4026.0031 | 4580.9453 | 4962.2133 | 5136.5915 | 4912.2085 | 4412.4845 | 3709.8696 | 2890.668 | 28593.5141
Ach | Manufactured Home | Space Cooling | Heat pump-cooling | TRC | New | NN646 | Ceiling Insulation(R2 to R38) | Ceiling Insulation(R2 to R38) | NonEquip | 20 |  | 0% | Minsulate | 25.25% | 0 | 0 | 0 | 0 | 0 | 0 | 0 | 0 | 0 | 0 | 0 | 0 | 0 | 0 | 0 | 0 | 0 | 0 | 0 | 0 | 0 | 0 | 0 | 0 | 0 | 0 | 0 | 0 | 0 | 0 | 0 | 0 | 0 | 0 | 0 | 0 | 0 | 0 | 0 | 0 | 0 | 0 | 0 | 0 | 0 | 0 | 0 | 0 | 0 | 0 | 0 | 0 | 0 | 0 | 0 | 0 | 0 | 0 | 0 | 0 | 0 | 0 | 0 | 0 | 0 | 0 | 0 | 0 | 0 | 0 | 0 | 0 | 0 | 0 | 0 | 0 | 0 | 0 | 0 | 0 | 0 | 0 | 0 | 0 | 0 | 0 | 0 | 0 | 0 | 0 | 0 | 0 | 0 | 0 | 0
Ach | Manufactured Home | Space Cooling | Heat pump-cooling | TRC | New | NN622 | Ceiling Insulation(R12 to R38) | Ceiling Insulation(R12 to R38) | NonEquip | 20 |  | 0% | shell | 7.735% | 0 | 0 | 0 | 0 | 0 | 0 | 0 | 0 | 0 | 0 | 0 | 0 | 0 | 0 | 0 | 0 | 0 | 0 | 0 | 0 | 0 | 0 | 0 | 0 | 0 | 0 | 0 | 0 | 0 | 0 | 0 | 0 | 0 | 0 | 0 | 0 | 0 | 0 | 0 | 0 | 0 | 0 | 0 | 0 | 0 | 0 | 0 | 0 | 0 | 0 | 0 | 0 | 0 | 0 | 0 | 0 | 0 | 0 | 0 | 0 | 0 | 0 | 0 | 0 | 0 | 0 | 0 | 0 | 0 | 0 | 0 | 0 | 0 | 0 | 0 | 0 | 0 | 0 | 0 | 0 | 0 | 0 | 0 | 0 | 0 | 0 | 0 | 0 | 0 | 0 | 0 | 0 | 0 | 0 | 0
Ach | Manufactured Home | Space Cooling | Heat pump-cooling | TRC | Existing | NE889 | Wall Insulation | Wall Insulation | NonEquip | 20 |  | 6.75% | shell_existing | 4.781% | 13076.0869 | 9546.237 | 6396.1851 | 4014.7195 | 2397.7262 | 1405.1598 | 797.313 | 451.7313 | 255.9794 | 143.2874 | 13076.0869 | 22622.3239 | 29018.509 | 33033.2285 | 35430.9547 | 36836.1145 | 37633.4275 | 38085.1588 | 38341.1382 | 38484.4256 | 30.2375 | 52.3124 | 67.1031 | 76.3868 | 81.9314 | 85.1807 | 87.0244 | 88.069 | 88.661 | 88.9923 | 0 | 0 | 0 | 0 | 0 | 0 | 0 | 0 | 0 | 0 | 640.7283 | 479.4598 | 329.2796 | 211.8473 | 129.6854 | 77.9007 | 45.3073 | 26.3114 | 15.2824 | 8.7684 | 1644.843 | 16051.2588 | 12011.227 | 8248.9762 | 5307.1101 | 3248.8252 | 1951.535 | 1135.0195 | 659.1413 | 382.8488 | 219.6616 | 41205.9242 | 10110.7971 | 7565.9536 | 5196.0862 | 3342.9848 | 2046.4571 | 1229.2852 | 714.9565 | 415.1976 | 241.159 | 138.3663 | 25955.8921 | -10238.8722 | -7661.7928 | -5261.9059 | -3385.3309 | -2072.3799 | -1244.8567 | -724.013 | -420.457 | -244.2138 | -140.119 | -26284.6796 | 20349.6694 | 15227.7464 | 10457.9921 | 6728.3157 | 4118.8371 | 2474.1419 | 1438.9695 | 835.6546 | 485.3729 | 278.4853 | 52240.5718
Ach | Manufactured Home | Space Cooling | Heat pump-cooling | TRC | Existing | NE757 | Home Energy Management System | Home Energy Management System | NonEquip | 11 |  | 6.5% | average_misc_existing | 7.12% | 20158.2452 | 24949.414 | 30020.071 | 34786.2722 | 38224.0656 | 39974.0718 | 38493.6023 | 34790.9641 | 29445.4819 | 23108.9023 | 20158.2452 | 45107.6592 | 75127.7302 | 109914.0025 | 148138.0681 | 188112.1399 | 226605.7422 | 261396.7063 | 290842.1882 | 313951.0905 | 38.5953 | 86.3639 | 143.8408 | 210.4432 | 283.6277 | 360.1627 | 433.8632 | 500.4746 | 556.8514 | 601.0961 | 0 | 0 | 0 | 0 | 0 | 0 | 0 | 0 | 0 | 0 | 987.754 | 1253.0843 | 1545.452 | 1835.5895 | 2067.4186 | 2216.1227 | 2187.3981 | 2026.4206 | 1757.9466 | 1414.1328 | 11787.8232 | 7673.4427 | 9734.6815 | 12005.9624 | 14259.9177 | 16060.8997 | 17216.1186 | 16992.9696 | 15742.404 | 13656.7425 | 10985.7987 | 91574.6071 | 11926.97 | 15130.7906 | 18661.0833 | 22164.4466 | 24963.7454 | 26759.3229 | 26412.4782 | 24468.7017 | 21226.9205 | 17075.4245 | 142336.059 | -5697.0751 | -7227.4224 | -8913.7135 | -10587.1413 | -11924.2634 | -12781.9448 | -12616.2699 | -11687.7993 | -10139.3196 | -8156.3025 | -67988.7028 | 17624.0451 | 22358.213 | 27574.7967 | 32751.5879 | 36888.0088 | 39541.2677 | 39028.7481 | 36156.5009 | 31366.2401 | 25231.727 | 210324.7618
Ach | Manufactured Home | Space Cooling | Heat pump-cooling | TRC | Existing | NE715 | Energy Star Windows | Energy Star Windows | NonEquip | 20 |  | 19% | CACI_existing | 19.12% | 87642.782 | 85931.3162 | 83910.2218 | 81510.6245 | 78299.8586 | 75400.1426 | 70981.6562 | 66884.8449 | 62933.5973 | 58278.6977 | 87642.782 | 173574.0982 | 257484.3199 | 338994.9445 | 417294.803 | 492694.9456 | 563676.6018 | 630561.4468 | 693495.0441 | 751773.7418 | 45.8576 | 90.8197 | 134.7243 | 177.3734 | 218.3425 | 257.7943 | 294.9343 | 329.9306 | 362.8596 | 393.3529 | 0 | 0 | 0 | 0 | 0 | 0 | 0 | 0 | 0 | 0 | 4294.4963 | 4315.9004 | 4319.7507 | 4301.1233 | 4234.9913 | 4180.1087 | 4033.531 | 3895.7481 | 3757.2454 | 3566.3233 | 28901.7297 | 34404.8664 | 34576.3424 | 34607.1886 | 34457.958 | 33928.1485 | 33488.463 | 32314.1727 | 31210.3402 | 30100.7419 | 28571.1912 | 231542.9039 | 140946.9322 | 141649.4206 | 141775.789 | 141164.4336 | 138993.9549 | 137192.6887 | 132381.9561 | 127859.8691 | 123314.1612 | 117048.0278 | 948565.2889 | 4552.7917 | 4575.4831 | 4579.565 | 4559.8173 | 4489.7077 | 4431.5242 | 4276.1305 | 4130.0605 | 3983.2275 | 3780.8222 | 30640.0438 | 136394.1405 | 137073.9375 | 137196.224 | 136604.6163 | 134504.2472 | 132761.1646 | 128105.8256 | 123729.8086 | 119330.9338 | 113267.2056 | 917925.2451
Ach | Manufactured Home | Space Cooling | Heat pump-cooling | TRC | Existing | NE679 | Duct Repair | Duct Repair | NonEquip | 11 |  | 65% | CACI_Duct_existing | 12% | 327947.2702 | 313676.2984 | 298980.6361 | 283718.0347 | 266504.519 | 251234.4578 | 231825.0658 | 214401.9645 | 198276.193 | 180713.9595 | 327947.2702 | 641623.5687 | 940604.2048 | 1224322.2394 | 1490826.7584 | 1742061.2162 | 1973886.282 | 2188288.2465 | 2386564.4395 | 2567278.399 | 373.6364 | 731.0137 | 1071.6479 | 1394.8932 | 1698.5268 | 1984.7629 | 2248.8855 | 2493.1576 | 2719.0574 | 2924.9482 | 0 | 0 | 0 | 0 | 0 | 0 | 0 | 0 | 0 | 0 | 16069.4162 | 15754.3921 | 15391.71 | 14971.1313 | 14414.385 | 13928.1877 | 13173.4541 | 12487.9715 | 11837.4341 | 11058.6616 | 99423.7979 | 37161.2493 | 36432.7417 | 35594.0231 | 34621.4158 | 33333.915 | 32209.5618 | 30464.2064 | 28878.9968 | 27374.5999 | 25573.6534 | 229922.0135 | 281710.8448 | 276188.1973 | 269830.065 | 262456.9543 | 252696.7083 | 244173.2462 | 230942.1101 | 218925.0027 | 207520.5169 | 193867.958 | 1742985.6621 | -5008.4329 | -4910.2478 | -4797.2089 | -4666.1251 | -4492.6013 | -4341.0658 | -4105.8344 | -3892.1866 | -3689.4305 | -3446.7067 | -30987.8974 | 286719.2777 | 281098.4451 | 274627.2739 | 267123.0794 | 257189.3096 | 248514.312 | 235047.9445 | 222817.1893 | 211209.9474 | 197314.6647 | 1773973.5595
Ach | Manufactured Home | Space Cooling | Heat pump-cooling | TRC | Existing | NE643 | Ceiling Insulation(R2 to R38) | Ceiling Insulation(R2 to R38) | NonEquip | 20 |  | 16.25% | Minsulate_existing | 25.25% | 92435.9326 | 57452.4873 | 34233.1178 | 19873.6356 | 11307.4742 | 6438.8294 | 3593.4099 | 2016.7605 | 1136.6998 | 634.3295 | 92435.9326 | 149888.4199 | 184121.5377 | 203995.1733 | 215302.6475 | 221741.477 | 225334.8868 | 227351.6473 | 228488.3471 | 229122.6766 | 77.3061 | 125.3547 | 153.9846 | 170.6053 | 180.062 | 185.4469 | 188.4521 | 190.1388 | 191.0895 | 191.62 | 0 | 0 | 0 | 0 | 0 | 0 | 0 | 0 | 0 | 0 | 4529.3607 | 2885.5512 | 1762.3423 | 1048.6849 | 611.5855 | 356.9623 | 204.1954 | 117.4674 | 67.863 | 38.8173 | 9897.2608 | 18662.9582 | 11889.74 | 7261.6254 | 4321.0429 | 2520.0011 | 1470.8416 | 841.375 | 484.0175 | 279.6252 | 159.9445 | 40781.0674 | 166278.7641 | 105932.3632 | 64697.8943 | 38498.5948 | 22452.1032 | 13104.5528 | 7496.2819 | 4312.3831 | 2491.3381 | 1425.0355 | 363341.4071 | 22425.2795 | 14286.628 | 8725.5181 | 5192.1347 | 3028.0156 | 1767.3529 | 1010.9903 | 581.592 | 335.9957 | 192.1882 | 49002.2442 | 143853.4846 | 91645.7352 | 55972.3762 | 33306.4601 | 19424.0876 | 11337.1999 | 6485.2916 | 3730.7911 | 2155.3424 | 1232.8473 | 314339.1629
Ach | Manufactured Home | Space Cooling | Heat pump-cooling | TRC | Existing | NE619 | Ceiling Insulation(R12 to R38) | Ceiling Insulation(R12 to R38) | NonEquip | 20 |  | 15.79% | shell_existing | 7.735% | 49396.672 | 36060.7859 | 24160.6584 | 15164.6175 | 9056.6622 | 5307.4944 | 3011.5487 | 1706.2381 | 966.86 | 541.2103 | 49396.672 | 85457.4579 | 109618.1163 | 124782.7338 | 133839.396 | 139146.8904 | 142158.4392 | 143864.6773 | 144831.5373 | 145372.7476 | 42.2171 | 73.0366 | 93.6856 | 106.6461 | 114.3864 | 118.9225 | 121.4963 | 122.9546 | 123.7809 | 124.2434 | 0 | 0 | 0 | 0 | 0 | 0 | 0 | 0 | 0 | 0 | 2420.4369 | 1811.153 | 1243.8058 | 800.2011 | 489.8462 | 294.2422 | 171.1312 | 99.3809 | 57.7232 | 33.119 | 6213.322 | 58577.2282 | 43831.8882 | 30101.4644 | 19365.7439 | 11854.8144 | 7120.9839 | 4141.5625 | 2405.126 | 1396.9653 | 801.5155 | 150369.2063 | 40253.4465 | 30120.6565 | 20685.3025 | 13307.8666 | 8146.4615 | 4893.4399 | 2846.0234 | 1652.7687 | 959.9749 | 550.7902 | 103331.6016 | -36620.1587 | -27401.9572 | -18818.2411 | -12106.6947 | -7411.1595 | -4451.7565 | -2589.1405 | -1503.5893 | -873.3273 | -501.0757 | -94004.861 | 76873.6052 | 57522.6137 | 39503.5436 | 25414.5612 | 15557.6211 | 9345.1964 | 5435.1639 | 3156.358 | 1833.3022 | 1051.8659 | 197336.4626
Ach | Manufactured Home | Space Cooling | Heat pump-cooling | TRC | Existing | NE601 | Air Sealing-Infiltration Control | Air Sealing-Infiltration Control | NonEquip | 11 |  | 52% | Nmeasure_existing | 9% | 101921.0637 | 126143.5423 | 151778.3032 | 175873.2866 | 193252.306 | 202099.3557 | 194615.4646 | 175897.9441 | 148874.6058 | 116839.4747 | 101921.0637 | 228064.606 | 379842.9092 | 555716.1958 | 748968.5019 | 951067.8575 | 1145683.3221 | 1321581.2661 | 1470455.8719 | 1587295.3466 | 116.1206 | 259.8383 | 432.7621 | 633.1378 | 853.3138 | 1083.5694 | 1305.2984 | 1505.7022 | 1675.3178 | 1808.4352 | 0 | 0 | 0 | 0 | 0 | 0 | 0 | 0 | 0 | 0 | 4994.1321 | 6335.5594 | 7813.6419 | 9280.4184 | 10452.4049 | 11204.1867 | 11059.0194 | 10245.2816 | 8888.0733 | 7149.9082 | 59597.6988 | 38812.4322 | 49237.4779 | 60724.5542 | 72123.7645 | 81231.9835 | 87074.5356 | 85946.3526 | 79622.3025 | 69074.6128 | 55566.2765 | 463169.8936 | 60288.2037 | 76481.6562 | 94324.7843 | 112031.4281 | 126179.4247 | 135254.7893 | 133502.3578 | 123679.0719 | 107295.1136 | 86312.3181 | 719451.9721 | -28819.822 | -36560.8458 | -45090.4708 | -53554.8518 | -60318.0777 | -64656.4122 | -63818.6901 | -59122.8236 | -51290.7316 | -41260.2382 | -343922.6331 | 89108.0256 | 113042.502 | 139415.2551 | 165586.2799 | 186497.5024 | 199911.2015 | 197321.0479 | 182801.8955 | 158585.8453 | 127572.5563 | 1063374.6052
Ach | Manufactured Home | Space Cooling | Heat pump-cooling | TRC | Turnover | ET148 | 14 SEER ASHP from base electric resistance heating | 14 SEER ASHP from base electric resistance heating | Equip | 15 | Heat pump-cooling | 32% | CACI | 0% | 0 | 0 | 0 | 0 | 0 | 0 | 0 | 0 | 0 | 0 | 0 | 0 | 0 | 0 | 0 | 0 | 0 | 0 | 0 | 0 | 0 | 0 | 0 | 0 | 0 | 0 | 0 | 0 | 0 | 0 | 0 | 0 | 0 | 0 | 0 | 0 | 0 | 0 | 0 | 0 | 0 | 0 | 0 | 0 | 0 | 0 | 0 | 0 | 0 | 0 | 0 | 0 | 0 | 0 | 0 | 0 | 0 | 0 | 0 | 0 | 0 | 0 | 0 | 0 | 0 | 0 | 0 | 0 | 0 | 0 | 0 | 0 | 0 | 0 | 0 | 0 | 0 | 0 | 0 | 0 | 0 | 0 | 0 | 0 | 0 | 0 | 0 | 0 | 0 | 0 | 0 | 0 | 0 | 0 | 0
Ach | Manufactured Home | Space Cooling | Heat pump-cooling | TRC | New | EN154 | 14 SEER ASHP from base electric resistance heating | 14 SEER ASHP from base electric resistance heating | Equip | 15 | Heat pump-cooling | 32% | CACI | 0% | 0 | 0 | 0 | 0 | 0 | 0 | 0 | 0 | 0 | 0 | 0 | 0 | 0 | 0 | 0 | 0 | 0 | 0 | 0 | 0 | 0 | 0 | 0 | 0 | 0 | 0 | 0 | 0 | 0 | 0 | 0 | 0 | 0 | 0 | 0 | 0 | 0 | 0 | 0 | 0 | 0 | 0 | 0 | 0 | 0 | 0 | 0 | 0 | 0 | 0 | 0 | 0 | 0 | 0 | 0 | 0 | 0 | 0 | 0 | 0 | 0 | 0 | 0 | 0 | 0 | 0 | 0 | 0 | 0 | 0 | 0 | 0 | 0 | 0 | 0 | 0 | 0 | 0 | 0 | 0 | 0 | 0 | 0 | 0 | 0 | 0 | 0 | 0 | 0 | 0 | 0 | 0 | 0 | 0 | 0
Ach | Manufactured Home | Domestic Hot Water | Heat pump water heater | TRC | New | NN574 | Thermostatic Shower Restriction Valve | Thermostatic Shower Restriction Valve | NonEquip | 10 |  | 16% | average_misc | 2.95% | 1.223 | 1.314 | 1.5024 | 1.6596 | 1.7453 | 1.7539 | 1.6284 | 1.4201 | 1.1591 | 0.87685 | 1.223 | 2.537 | 4.0393 | 5.6989 | 7.4442 | 9.1981 | 10.8265 | 12.2466 | 13.4058 | 14.2826 | 0.00011015 | 0.00022851 | 0.00036382 | 0.0005133 | 0.0006705 | 0.00082848 | 0.00097515 | 0.0011031 | 0.0012075 | 0.0012864 | 0.00023712 | 0.00049188 | 0.00078317 | 0.0011049 | 0.0014433 | 0.0017834 | 0.0020991 | 0.0023745 | 0.0025992 | 0.0027692 | 0.059926 | 0.065995 | 0.077342 | 0.087572 | 0.094397 | 0.097236 | 0.092534 | 0.082714 | 0.069203 | 0.053658 | 0.54381 | 0.21263 | 0.23416 | 0.27442 | 0.31072 | 0.33494 | 0.34501 | 0.32833 | 0.29348 | 0.24554 | 0.19039 | 1.9295 | 0.06103 | 0.067212 | 0.078768 | 0.089187 | 0.096138 | 0.099029 | 0.09424 | 0.084239 | 0.070479 | 0.054648 | 0.55384 | -0.89904 | -0.9901 | -1.1603 | -1.3138 | -1.4162 | -1.4588 | -1.3883 | -1.2409 | -1.0382 | -0.80501 | -8.1585 | 0.96007 | 1.0573 | 1.2391 | 1.403 | 1.5123 | 1.5578 | 1.4825 | 1.3252 | 1.1087 | 0.85966 | 8.7124
Ach | Manufactured Home | Domestic Hot Water | Heat pump water heater | TRC | Existing | NE571 | Thermostatic Shower Restriction Valve | Thermostatic Shower Restriction Valve | NonEquip | 10 |  | 36% | average_misc_existing | 2.95% | 15.318 | 19.4622 | 23.4142 | 27.1282 | 29.8059 | 31.1673 | 30.0102 | 27.1211 | 22.9521 | 18.0114 | 15.318 | 34.7802 | 58.1944 | 85.3226 | 115.1284 | 146.2958 | 176.306 | 203.4271 | 226.3791 | 244.3905 | 0.0013797 | 0.0031327 | 0.0052416 | 0.0076851 | 0.01037 | 0.013177 | 0.01588 | 0.018323 | 0.02039 | 0.022012 | 0.0029699 | 0.0067434 | 0.011283 | 0.016543 | 0.022322 | 0.028365 | 0.034183 | 0.039442 | 0.043892 | 0.047384 | 0.75058 | 0.97749 | 1.2054 | 1.4315 | 1.6121 | 1.7279 | 1.7053 | 1.5797 | 1.3703 | 1.1022 | 9.173 | 2.6632 | 3.4683 | 4.2769 | 5.0792 | 5.72 | 6.1309 | 6.0508 | 5.605 | 4.862 | 3.9108 | 32.5474 | 0.76442 | 0.99551 | 1.2276 | 1.4579 | 1.6418 | 1.7597 | 1.7368 | 1.6088 | 1.3955 | 1.1225 | 9.3421 | -11.2607 | -14.6649 | -18.0838 | -21.4761 | -24.1858 | -25.9228 | -25.5844 | -23.6994 | -20.5577 | -16.5358 | -137.6188 | 12.0251 | 15.6604 | 19.3114 | 22.934 | 25.8276 | 27.6825 | 27.3211 | 25.3082 | 21.9533 | 17.6583 | 146.9609
Ach | Manufactured Home | Domestic Hot Water | Conventional Tank | TRC | New | NN574 | Thermostatic Shower Restriction Valve | Thermostatic Shower Restriction Valve | NonEquip | 10 |  | 16% | average_misc | 2.95% | 1180.9245 | 1268.8133 | 1450.7033 | 1602.5312 | 1685.2865 | 1693.6367 | 1572.4214 | 1371.2677 | 1119.2952 | 846.703 | 1180.9245 | 2449.7378 | 3900.4411 | 5502.9723 | 7188.2588 | 8881.8955 | 10454.3169 | 11825.5846 | 12944.8798 | 13791.5828 | 0.10637 | 0.22065 | 0.35132 | 0.49566 | 0.64745 | 0.8 | 0.94163 | 1.0651 | 1.166 | 1.2422 | 0.22897 | 0.47497 | 0.75624 | 1.067 | 1.3937 | 1.7221 | 2.027 | 2.2928 | 2.5098 | 2.674 | 57.8653 | 63.7261 | 74.6831 | 84.5618 | 91.1518 | 93.8935 | 89.3528 | 79.8703 | 66.8239 | 51.8134 | 525.1119 | 205.3166 | 226.1119 | 264.9892 | 300.0406 | 323.4231 | 333.1513 | 317.04 | 283.3944 | 237.1032 | 183.8433 | 1863.1923 | 58.9323 | 64.9012 | 76.0602 | 86.121 | 92.8326 | 95.6248 | 91.0004 | 81.3431 | 68.056 | 52.7688 | 534.7945 | -868.1302 | -956.0582 | -1120.4412 | -1268.6472 | -1367.5146 | -1408.6475 | -1340.5249 | -1198.2628 | -1002.5321 | -777.3358 | -7878.0464 | 927.0625 | 1020.9594 | 1196.5014 | 1354.7682 | 1460.3471 | 1504.2724 | 1431.5253 | 1279.6058 | 1070.5882 | 830.1045 | 8412.8409
Ach | Manufactured Home | Domestic Hot Water | Conventional Tank | TRC | Existing | NE571 | Thermostatic Shower Restriction Valve | Thermostatic Shower Restriction Valve | NonEquip | 10 |  | 36% | average_misc_existing | 2.95% | 15060.2862 | 18793.0907 | 22609.2175 | 26195.5498 | 28781.1862 | 30095.8275 | 28978.4457 | 26188.6792 | 22162.9847 | 17392.1502 | 15060.2862 | 33853.3769 | 56462.5944 | 82658.1442 | 111439.3305 | 141535.158 | 170513.6037 | 196702.2829 | 218865.2676 | 236257.4178 | 1.3565 | 3.0492 | 5.0856 | 7.4451 | 10.0374 | 12.7482 | 15.3583 | 17.7171 | 19.7134 | 21.2799 | 2.92 | 6.5637 | 10.9473 | 16.0263 | 21.6066 | 27.4418 | 33.0603 | 38.1379 | 42.435 | 45.8071 | 737.954 | 943.883 | 1163.9366 | 1382.2774 | 1556.6832 | 1668.4827 | 1646.6995 | 1525.3754 | 1323.1688 | 1064.3002 | 8869.9328 | 2618.3947 | 3349.068 | 4129.8583 | 4904.5708 | 5523.3942 | 5920.0791 | 5842.7886 | 5412.3085 | 4694.8428 | 3776.3302 | 31472.1303 | 751.5612 | 961.2873 | 1185.3986 | 1407.7653 | 1585.387 | 1699.248 | 1677.0632 | 1553.5019 | 1347.5668 | 1083.9249 | 9033.4863 | -11071.2327 | -14160.7035 | -17462.0817 | -20737.7611 | -23354.3027 | -25031.5861 | -24704.7824 | -22884.6043 | -19850.9786 | -15967.2755 | -133072.098 | 11822.7939 | 15121.9908 | 18647.4803 | 22145.5264 | 24939.6897 | 26730.8341 | 26381.8456 | 24438.1062 | 21198.5455 | 17051.2005 | 142105.5843
Ach | Manufactured Home | Space Heating | Central forced air | TRC | New | NN766 | Home Energy Management System | Home Energy Management System | NonEquip | 11 |  | 6.5% | average_misc | 15% | 1775.4808 | 1894.2252 | 2150.5647 | 2358.9594 | 2463.3592 | 2458.1834 | 2266.2249 | 1962.4399 | 1590.5919 | 1194.7727 | 1775.4808 | 3669.706 | 5820.2706 | 8179.23 | 10642.5892 | 13100.7726 | 15366.9974 | 17329.4373 | 18920.0292 | 20114.8018 | 0 | 0 | 0 | 0 | 0 | 0 | 0 | 0 | 0 | 0 | 1.4925 | 3.0849 | 4.8927 | 6.8757 | 8.9465 | 11.0129 | 12.918 | 14.5677 | 15.9048 | 16.9092 | 86.9986 | 95.1375 | 110.7124 | 124.4767 | 133.2353 | 136.2792 | 128.7782 | 114.3035 | 94.9611 | 73.1133 | 767.5019 | 675.855 | 739.0826 | 860.0779 | 967.0069 | 1035.0486 | 1058.6957 | 1000.4231 | 887.9754 | 737.7126 | 567.986 | 5962.3972 | 1050.4935 | 1148.7695 | 1336.8345 | 1503.0363 | 1608.7946 | 1645.5498 | 1554.9757 | 1380.1962 | 1146.64 | 882.8308 | 9267.4612 | -501.7821 | -548.7249 | -638.5567 | -717.9452 | -768.462 | -786.0186 | -742.7547 | -659.269 | -547.7078 | -421.6958 | -4426.7255 | 1552.2756 | 1697.4944 | 1975.3912 | 2220.9814 | 2377.2567 | 2431.5684 | 2297.7304 | 2039.4652 | 1694.3478 | 1304.5266 | 13694.1867
Ach | Manufactured Home | Space Heating | Central forced air | TRC | New | NN640 | Ceiling Insulation(R2 to R38) | Ceiling Insulation(R2 to R38) | NonEquip | 20 |  | 0% | Minsulate | 48.55% | 0 | 0 | 0 | 0 | 0 | 0 | 0 | 0 | 0 | 0 | 0 | 0 | 0 | 0 | 0 | 0 | 0 | 0 | 0 | 0 | 0 | 0 | 0 | 0 | 0 | 0 | 0 | 0 | 0 | 0 | 0 | 0 | 0 | 0 | 0 | 0 | 0 | 0 | 0 | 0 | 0 | 0 | 0 | 0 | 0 | 0 | 0 | 0 | 0 | 0 | 0 | 0 | 0 | 0 | 0 | 0 | 0 | 0 | 0 | 0 | 0 | 0 | 0 | 0 | 0 | 0 | 0 | 0 | 0 | 0 | 0 | 0 | 0 | 0 | 0 | 0 | 0 | 0 | 0 | 0 | 0 | 0 | 0 | 0 | 0 | 0 | 0 | 0 | 0 | 0 | 0 | 0 | 0 | 0 | 0
Ach | Manufactured Home | Space Heating | Central forced air | TRC | New | NN616 | Ceiling Insulation(R12 to R38) | Ceiling Insulation(R12 to R38) | NonEquip | 20 |  | 0% | shell | 19.59% | 0 | 0 | 0 | 0 | 0 | 0 | 0 | 0 | 0 | 0 | 0 | 0 | 0 | 0 | 0 | 0 | 0 | 0 | 0 | 0 | 0 | 0 | 0 | 0 | 0 | 0 | 0 | 0 | 0 | 0 | 0 | 0 | 0 | 0 | 0 | 0 | 0 | 0 | 0 | 0 | 0 | 0 | 0 | 0 | 0 | 0 | 0 | 0 | 0 | 0 | 0 | 0 | 0 | 0 | 0 | 0 | 0 | 0 | 0 | 0 | 0 | 0 | 0 | 0 | 0 | 0 | 0 | 0 | 0 | 0 | 0 | 0 | 0 | 0 | 0 | 0 | 0 | 0 | 0 | 0 | 0 | 0 | 0 | 0 | 0 | 0 | 0 | 0 | 0 | 0 | 0 | 0 | 0 | 0 | 0
Ach | Manufactured Home | Space Heating | Central forced air | TRC | Existing | NE895 | Wall Insulation | Wall Insulation | NonEquip | 20 |  | 6.75% | shell_existing | 34.34% | 22204.3694 | 16348.9983 | 10955.3064 | 6876.7837 | 4107.1805 | 2407.0061 | 1365.7941 | 773.8225 | 438.5017 | 245.459 | 22204.3694 | 38553.3677 | 49508.6742 | 56385.4578 | 60492.6383 | 62899.6444 | 64265.4385 | 65039.261 | 65477.7626 | 65723.2216 | 0 | 0 | 0 | 0 | 0 | 0 | 0 | 0 | 0 | 0 | 17.7575 | 30.8322 | 39.5935 | 45.093 | 48.3777 | 50.3026 | 51.3949 | 52.0137 | 52.3644 | 52.5607 | 1088.0141 | 821.1284 | 563.986 | 362.8716 | 222.1444 | 133.442 | 77.6112 | 45.0718 | 26.1793 | 15.0207 | 2808.4541 | 27256.4782 | 20570.5693 | 14128.744 | 9090.5101 | 5565.0689 | 3342.9341 | 1944.2841 | 1129.119 | 655.8333 | 376.292 | 70356.2283 | 17169.0412 | 12957.5417 | 8899.792 | 5726.1742 | 3505.4748 | 2105.7369 | 1224.7178 | 711.2397 | 413.1139 | 237.0289 | 44317.8671 | -17386.5242 | -13121.6769 | -9012.5271 | -5798.7086 | -3549.8792 | -2132.4106 | -1240.2315 | -720.2491 | -418.3468 | -240.0314 | -44879.2487 | 34555.5653 | 26079.2186 | 17912.3192 | 11524.8828 | 7055.354 | 4238.1476 | 2464.9492 | 1431.4888 | 831.4607 | 477.0603 | 89197.1158
Ach | Manufactured Home | Space Heating | Central forced air | TRC | Existing | NE763 | Home Energy Management System | Home Energy Management System | NonEquip | 11 |  | 6.5% | average_misc_existing | 15% | 10045.1443 | 12538.4376 | 15087.7134 | 17483.7775 | 19211.9373 | 20091.5798 | 19347.39 | 17486.2442 | 14799.395 | 11614.4684 | 10045.1443 | 22583.5819 | 37671.2953 | 55155.0728 | 74367.0101 | 94458.5899 | 113805.9799 | 131292.2241 | 146091.6191 | 157706.0875 | 0 | 0 | 0 | 0 | 0 | 0 | 0 | 0 | 0 | 0 | 8.4443 | 18.9845 | 31.6677 | 46.3652 | 62.5154 | 79.405 | 95.6691 | 110.3686 | 122.8094 | 132.5729 | 492.2121 | 629.743 | 776.7249 | 922.5777 | 1039.1128 | 1113.8571 | 1099.415 | 1018.4968 | 883.5497 | 710.7391 | 5920.6214 | 3823.7872 | 4892.207 | 6034.047 | 7167.1154 | 8072.4275 | 8653.0845 | 8540.8897 | 7912.2706 | 6863.9232 | 5521.4311 | 45994.8011 | 5943.3812 | 7604.0453 | 9378.8278 | 11139.9764 | 12547.1193 | 13449.6449 | 13275.2584 | 12298.1845 | 10668.7193 | 8582.0597 | 71490.5468 | -2838.9347 | -3632.1729 | -4479.9212 | -5321.1572 | -5993.2976 | -6424.4009 | -6341.1029 | -5874.3906 | -5096.055 | -4099.3344 | -34148.406 | 8782.3159 | 11236.2182 | 13858.749 | 16461.1336 | 18540.4169 | 19874.0458 | 19616.3613 | 18172.5751 | 15764.7743 | 12681.3941 | 105638.9528
Ach | Manufactured Home | Space Heating | Central forced air | TRC | Existing | NE721 | Energy Star Windows | Energy Star Windows | NonEquip | 20 |  | 19% | CACI_existing | 2.305% | 2498.1438 | 2470.2139 | 2412.2911 | 2343.4121 | 2251.163 | 2167.8275 | 2040.8091 | 1923.0299 | 1809.431 | 1675.5984 | 2498.1438 | 4968.3577 | 7380.6487 | 9724.0608 | 11975.2238 | 14143.0513 | 16183.8604 | 18106.8904 | 19916.3213 | 21591.9197 | 0 | 0 | 0 | 0 | 0 | 0 | 0 | 0 | 0 | 0 | 10.0308 | 19.9494 | 29.6354 | 39.0449 | 48.0839 | 56.7884 | 64.9828 | 72.7043 | 79.9697 | 86.6977 | 122.409 | 124.0665 | 124.1863 | 123.6563 | 121.7583 | 120.1822 | 115.9689 | 112.008 | 108.0262 | 102.537 | 829.9333 | 980.6661 | 993.9445 | 994.904 | 990.6585 | 975.4525 | 962.8259 | 929.0718 | 897.3396 | 865.4394 | 821.4638 | 6648.9161 | 4017.5095 | 4071.9074 | 4075.838 | 4058.4456 | 3996.1509 | 3944.4234 | 3806.1426 | 3676.1445 | 3545.4586 | 3365.3032 | 27238.7144 | 129.7714 | 131.5286 | 131.6555 | 131.0937 | 129.0815 | 127.4106 | 122.944 | 118.7448 | 114.5235 | 108.7042 | 879.8502 | 3887.738 | 3940.3788 | 3944.1825 | 3927.3519 | 3867.0694 | 3817.0127 | 3683.1986 | 3557.3997 | 3430.9351 | 3256.599 | 26358.8641
Ach | Manufactured Home | Space Heating | Central forced air | TRC | Existing | NE685 | Duct Repair | Duct Repair | NonEquip | 11 |  | 65% | CACI_Duct_existing | 12% | 77570.4323 | 74826.1694 | 71325.2833 | 67686.6556 | 63581.0352 | 59938.1918 | 55307.3637 | 51150.2277 | 47302.5551 | 43112.2269 | 77570.4323 | 152396.6017 | 223721.885 | 291408.5407 | 354989.5759 | 414927.7677 | 470235.1314 | 521385.3591 | 568687.9142 | 611800.1412 | 0 | 0 | 0 | 0 | 0 | 0 | 0 | 0 | 0 | 0 | 81.748 | 160.604 | 235.7705 | 307.1024 | 374.1076 | 437.2738 | 495.5597 | 549.4647 | 599.3147 | 644.7488 | 3800.9512 | 3758.1444 | 3671.8702 | 3571.6651 | 3438.8967 | 3322.9136 | 3142.8397 | 2979.2758 | 2824.0449 | 2638.2219 | 23688.6375 | 8789.8709 | 8690.8782 | 8491.3652 | 8259.6366 | 7952.6037 | 7684.3874 | 7267.9584 | 6889.7096 | 6530.7312 | 6101.0071 | 54781.0418 | 66633.9805 | 65883.5396 | 64371.078 | 62614.3964 | 60286.8513 | 58253.5652 | 55096.7137 | 52229.2963 | 49507.9643 | 46250.3252 | 415282.4212 | -1184.6609 | -1171.3191 | -1144.4296 | -1113.1982 | -1071.8176 | -1035.6686 | -979.5441 | -928.5653 | -880.1838 | -822.2674 | -7383.1526 | 67818.6414 | 67054.8587 | 65515.5076 | 63727.5945 | 61358.669 | 59289.2338 | 56076.2578 | 53157.8617 | 50388.1481 | 47072.5926 | 422665.5737
Ach | Manufactured Home | Space Heating | Central forced air | TRC | Existing | NE637 | Ceiling Insulation(R2 to R38) | Ceiling Insulation(R2 to R38) | NonEquip | 20 |  | 16.25% | Minsulate_existing | 48.55% | 42037.3819 | 26347.4114 | 15699.1295 | 9113.9457 | 5185.5488 | 2952.8136 | 1647.919 | 924.8758 | 521.2846 | 290.9002 | 42037.3819 | 68384.7933 | 84083.9228 | 93197.8685 | 98383.4173 | 101336.231 | 102984.15 | 103909.0259 | 104430.3105 | 104721.2107 | 0 | 0 | 0 | 0 | 0 | 0 | 0 | 0 | 0 | 0 | 57.3063 | 93.2236 | 114.625 | 127.0494 | 134.1184 | 138.1438 | 140.3902 | 141.651 | 142.3617 | 142.7582 | 2059.8317 | 1323.2987 | 808.201 | 480.9214 | 280.4699 | 163.701 | 93.643 | 53.87 | 31.1216 | 17.8014 | 4522.6702 | 8487.4126 | 5452.5728 | 3330.1436 | 1981.6077 | 1155.6594 | 674.5203 | 385.8502 | 221.9679 | 128.2347 | 73.3497 | 18635.3905 | 75619.1203 | 48580.03 | 29670.1173 | 17655.255 | 10296.4176 | 6009.6797 | 3437.7558 | 1977.6364 | 1142.5147 | 653.5138 | 166033.1482 | 10198.4154 | 6551.7732 | 4001.4771 | 2381.0859 | 1388.6322 | 810.4988 | 463.6349 | 266.7151 | 154.0859 | 88.1365 | 22392.1543 | 65420.7049 | 42028.2568 | 25668.6402 | 15274.1691 | 8907.7854 | 5199.1808 | 2974.1209 | 1710.9214 | 988.4288 | 565.3773 | 143640.9938
Ach | Manufactured Home | Space Heating | Central forced air | TRC | Existing | NE613 | Ceiling Insulation(R12 to R38) | Ceiling Insulation(R12 to R38) | NonEquip | 20 |  | 15.79% | shell_existing | 19.59% | 29585.6275 | 21781.6435 | 14594.3733 | 9160.4579 | 5470.8671 | 3206.1037 | 1819.192 | 1030.6961 | 584.0611 | 326.9374 | 29585.6275 | 51367.271 | 65961.6443 | 75122.1022 | 80592.9693 | 83799.073 | 85618.265 | 86648.9611 | 87233.0221 | 87559.9596 | 0 | 0 | 0 | 0 | 0 | 0 | 0 | 0 | 0 | 0 | 39.3988 | 68.4052 | 87.8404 | 100.0393 | 107.3248 | 111.5943 | 114.0169 | 115.3894 | 116.1672 | 116.6026 | 1449.6957 | 1093.983 | 751.3275 | 483.3758 | 295.9019 | 177.7432 | 103.3755 | 60.0335 | 34.8695 | 20.0067 | 3741.6026 | 35084.227 | 26475.5895 | 18182.9485 | 11698.2233 | 7161.1498 | 4301.5801 | 2501.8015 | 1452.8769 | 843.8792 | 484.1841 | 90550.8862 | 24109.3869 | 18193.6524 | 12495.0662 | 8038.8544 | 4921.0413 | 2955.9853 | 1719.2028 | 998.3965 | 579.9019 | 332.7245 | 62225.2942 | -21933.2666 | -16551.488 | -11367.2579 | -7313.265 | -4476.8667 | -2689.1772 | -1564.027 | -908.281 | -527.5598 | -302.6927 | -56608.8209 | 46042.6534 | 34745.1403 | 23862.3241 | 15352.1194 | 9397.908 | 5645.1625 | 3283.2298 | 1906.6775 | 1107.4618 | 635.4172 | 118834.1152
Ach | Manufactured Home | Space Heating | Central forced air | TRC | Existing | NE607 | Air Sealing-Infiltration Control | Air Sealing-Infiltration Control | NonEquip | 11 |  | 52% | Nmeasure_existing | 9% | 24106.0147 | 30088.3834 | 36204.6832 | 41953.0922 | 46098.9525 | 48209.3543 | 46424.1925 | 41959.4819 | 35513.5161 | 27871.9004 | 24106.0147 | 54194.3981 | 90399.0813 | 132352.1735 | 178451.126 | 226660.4803 | 273084.6729 | 315044.1547 | 350557.6709 | 378429.5713 | 0 | 0 | 0 | 0 | 0 | 0 | 0 | 0 | 0 | 0 | 25.4042 | 57.113 | 95.2675 | 139.48 | 188.0617 | 238.8673 | 287.7917 | 332.0109 | 369.437 | 398.81 | 1181.1947 | 1511.1891 | 1863.8397 | 2213.7657 | 2493.3463 | 2672.6785 | 2638.0537 | 2443.9553 | 2120.2188 | 1705.601 | 14207.0587 | 9179.7811 | 11744.3675 | 14485.0298 | 17204.517 | 19377.3075 | 20771.007 | 20501.9166 | 18993.46 | 16477.5071 | 13255.2609 | 110411.6771 | 14259.1557 | 18242.784 | 22499.9151 | 26724.1542 | 30099.1974 | 32264.0616 | 31846.0775 | 29502.9587 | 25594.8738 | 20589.6881 | 171504.884 | -6816.3638 | -8720.6743 | -10755.7284 | -12775.0591 | -14388.4451 | -15423.3242 | -15223.5135 | -14103.4226 | -12235.2245 | -9842.5746 | -81985.1965 | 21075.5196 | 26963.4583 | 33255.6435 | 39499.2133 | 44487.6425 | 47687.3858 | 47069.591 | 43606.3813 | 37830.0983 | 30432.2627 | 253490.0804
Ach | Manufactured Home | Space Cooling | CAC | TRC | New | NN760 | Home Energy Management System | Home Energy Management System | NonEquip | 11 |  | 6.5% | average_misc | 7.12% | 4126.7483 | 4439.6578 | 5082.721 | 5621.9904 | 5920.0211 | 5957.1108 | 5537.9658 | 4835.8131 | 3952.3717 | 2993.7131 | 4126.7483 | 8566.4061 | 13649.1271 | 19271.1175 | 25191.1386 | 31148.2495 | 36686.2153 | 41522.0284 | 45474.4001 | 48468.1132 | 7.9011 | 16.4014 | 26.1329 | 36.8968 | 48.2314 | 59.637 | 70.2401 | 79.4988 | 87.0661 | 92.7979 | 0 | 0 | 0 | 0 | 0 | 0 | 0 | 0 | 0 | 0 | 202.2107 | 222.9818 | 261.6617 | 296.6592 | 320.1952 | 330.2563 | 314.6948 | 281.6648 | 235.9635 | 183.1981 | 1844.6859 | 1570.8891 | 1732.2513 | 2032.7386 | 2304.6195 | 2487.4608 | 2565.6212 | 2444.7305 | 2188.1349 | 1833.1003 | 1423.1887 | 14330.5838 | 2441.6611 | 2692.4693 | 3159.5222 | 3582.1115 | 3866.3051 | 3987.7912 | 3799.8886 | 3401.0574 | 2849.2208 | 2212.0879 | 22274.2842 | -1166.2918 | -1286.0936 | -1509.1876 | -1711.043 | -1846.7918 | -1904.8213 | -1815.0671 | -1624.5601 | -1360.9681 | -1056.633 | -10639.6067 | 3607.9529 | 3978.563 | 4668.7098 | 5293.1545 | 5713.0969 | 5892.6125 | 5614.9557 | 5025.6176 | 4210.1889 | 3268.7209 | 32913.8909
Ach | Manufactured Home | Space Cooling | CAC | TRC | New | NN646 | Ceiling Insulation(R2 to R38) | Ceiling Insulation(R2 to R38) | NonEquip | 20 |  | 0% | Minsulate | 25.25% | 0 | 0 | 0 | 0 | 0 | 0 | 0 | 0 | 0 | 0 | 0 | 0 | 0 | 0 | 0 | 0 | 0 | 0 | 0 | 0 | 0 | 0 | 0 | 0 | 0 | 0 | 0 | 0 | 0 | 0 | 0 | 0 | 0 | 0 | 0 | 0 | 0 | 0 | 0 | 0 | 0 | 0 | 0 | 0 | 0 | 0 | 0 | 0 | 0 | 0 | 0 | 0 | 0 | 0 | 0 | 0 | 0 | 0 | 0 | 0 | 0 | 0 | 0 | 0 | 0 | 0 | 0 | 0 | 0 | 0 | 0 | 0 | 0 | 0 | 0 | 0 | 0 | 0 | 0 | 0 | 0 | 0 | 0 | 0 | 0 | 0 | 0 | 0 | 0 | 0 | 0 | 0 | 0 | 0 | 0
Ach | Manufactured Home | Space Cooling | CAC | TRC | New | NN622 | Ceiling Insulation(R12 to R38) | Ceiling Insulation(R12 to R38) | NonEquip | 20 |  | 0% | shell | 7.735% | 0 | 0 | 0 | 0 | 0 | 0 | 0 | 0 | 0 | 0 | 0 | 0 | 0 | 0 | 0 | 0 | 0 | 0 | 0 | 0 | 0 | 0 | 0 | 0 | 0 | 0 | 0 | 0 | 0 | 0 | 0 | 0 | 0 | 0 | 0 | 0 | 0 | 0 | 0 | 0 | 0 | 0 | 0 | 0 | 0 | 0 | 0 | 0 | 0 | 0 | 0 | 0 | 0 | 0 | 0 | 0 | 0 | 0 | 0 | 0 | 0 | 0 | 0 | 0 | 0 | 0 | 0 | 0 | 0 | 0 | 0 | 0 | 0 | 0 | 0 | 0 | 0 | 0 | 0 | 0 | 0 | 0 | 0 | 0 | 0 | 0 | 0 | 0 | 0 | 0 | 0 | 0 | 0 | 0 | 0
Ach | Manufactured Home | Space Cooling | CAC | TRC | Existing | NE889 | Wall Insulation | Wall Insulation | NonEquip | 20 |  | 6.75% | shell_existing | 4.781% | 15145.8236 | 11150.1727 | 7470.8566 | 4689.263 | 2800.5864 | 1641.2513 | 931.2756 | 527.6301 | 298.9884 | 167.3622 | 15145.8236 | 26295.9963 | 33766.853 | 38456.1159 | 41256.7023 | 42897.9536 | 43829.2293 | 44356.8594 | 44655.8478 | 44823.21 | 35.0236 | 60.8075 | 78.0833 | 88.9268 | 95.403 | 99.1983 | 101.3518 | 102.5719 | 103.2632 | 103.6503 | 0 | 0 | 0 | 0 | 0 | 0 | 0 | 0 | 0 | 0 | 742.1454 | 560.0174 | 384.6044 | 247.4413 | 151.4748 | 90.9893 | 52.9197 | 30.7321 | 17.8501 | 10.2416 | 1915.3824 | 18591.9179 | 14029.3243 | 9634.9492 | 6198.798 | 3794.685 | 2279.4271 | 1325.7228 | 769.8887 | 447.1741 | 256.5686 | 47983.3667 | 11711.1756 | 8837.1669 | 6069.1201 | 3904.665 | 2390.2979 | 1435.8267 | 835.0818 | 484.9581 | 281.678 | 161.6143 | 30225.0493 | -11859.523 | -8949.1087 | -6145.9986 | -3954.1261 | -2420.5762 | -1454.0145 | -845.6599 | -491.1012 | -285.2461 | -163.6615 | -30607.9149 | 23570.6986 | 17786.2756 | 12215.1187 | 7858.7911 | 4810.8741 | 2889.8412 | 1680.7417 | 976.0593 | 566.9241 | 325.2758 | 60832.9642
Ach | Manufactured Home | Space Cooling | CAC | TRC | Existing | NE757 | Home Energy Management System | Home Energy Management System | NonEquip | 11 |  | 6.5% | average_misc_existing | 7.12% | 23348.9749 | 29141.3543 | 35063.9708 | 40630.9777 | 44646.3808 | 46690.4188 | 44961.2044 | 40636.4578 | 34392.8406 | 26991.6042 | 23348.9749 | 52490.3293 | 87554.3001 | 128185.2777 | 172831.6585 | 219522.0773 | 264483.2816 | 305119.7394 | 339512.5801 | 366504.1842 | 44.7043 | 100.4989 | 167.633 | 245.4257 | 330.9064 | 420.3007 | 506.3842 | 584.1875 | 650.0366 | 701.7152 | 0 | 0 | 0 | 0 | 0 | 0 | 0 | 0 | 0 | 0 | 1144.0998 | 1463.6245 | 1805.1151 | 2144.0008 | 2414.7813 | 2588.4702 | 2554.9194 | 2366.8949 | 2053.3125 | 1651.7319 | 13759.4078 | 8888.0267 | 11370.2792 | 14023.1752 | 16655.8346 | 18759.4133 | 20108.7293 | 19848.0872 | 18387.4047 | 15951.3154 | 12831.606 | 106891.0134 | 13814.8198 | 17673.0295 | 21796.4734 | 25888.4634 | 29158.0936 | 31255.3597 | 30850.239 | 28579.8738 | 24793.4164 | 19944.3961 | 166142.6249 | -6598.8315 | -8441.7565 | -10411.374 | -12365.9672 | -13927.7494 | -14929.5363 | -14736.0251 | -13651.5551 | -11842.9036 | -9526.7048 | -79360.2241 | 20413.6513 | 26114.7859 | 32207.8474 | 38254.4306 | 43085.8429 | 46184.896 | 45586.2641 | 42231.4289 | 36636.32 | 29471.1009 | 245502.849
Ach | Manufactured Home | Space Cooling | CAC | TRC | Existing | NE715 | Energy Star Windows | Energy Star Windows | NonEquip | 20 |  | 19% | CACI_existing | 19.12% | 101515.2412 | 100369.2883 | 98008.6145 | 95205.8427 | 91455.6116 | 88068.6924 | 82907.8226 | 78122.675 | 73507.5483 | 68070.5437 | 101515.2412 | 201884.5295 | 299893.144 | 395098.9867 | 486554.5983 | 574623.2907 | 657531.1132 | 735653.7882 | 809161.3365 | 877231.8802 | 53.1161 | 105.6327 | 156.914 | 206.7289 | 254.5815 | 300.6619 | 344.0421 | 384.9184 | 423.38 | 458.9968 | 0 | 0 | 0 | 0 | 0 | 0 | 0 | 0 | 0 | 0 | 4974.2468 | 5041.0475 | 5045.5447 | 5023.7877 | 4946.5443 | 4882.4405 | 4711.2352 | 4550.3022 | 4388.5287 | 4165.5283 | 33718.6992 | 39850.6098 | 40385.7759 | 40421.8049 | 40247.5008 | 39628.674 | 39115.1136 | 37743.5219 | 36454.2262 | 35158.1959 | 33371.6537 | 270133.5043 | 163256.5911 | 165449.014 | 165596.6145 | 164882.5406 | 162347.3833 | 160243.4728 | 154624.4525 | 149342.5754 | 144033.1086 | 136714.1546 | 1106659.9806 | 5273.4263 | 5344.2447 | 5349.0124 | 5325.9468 | 5244.0575 | 5176.0981 | 4994.5956 | 4823.9832 | 4652.4797 | 4416.0668 | 35746.7332 | 157983.1648 | 160104.7693 | 160247.6021 | 159556.5938 | 157103.3258 | 155067.3746 | 149629.8569 | 144518.5921 | 139380.6289 | 132298.0877 | 1070913.2474
Ach | Manufactured Home | Space Cooling | CAC | TRC | Existing | NE679 | Duct Repair | Duct Repair | NonEquip | 11 |  | 65% | CACI_Duct_existing | 12% | 379856.11 | 366379.4322 | 349214.6401 | 331387.6533 | 311281.9643 | 293446.2644 | 270775.7531 | 250425.2646 | 231590.0799 | 211077.0825 | 379856.11 | 746235.5422 | 1095450.1823 | 1426837.8356 | 1738119.7999 | 2031566.0643 | 2302341.8174 | 2552767.082 | 2784357.1619 | 2995434.2443 | 432.7772 | 850.2001 | 1248.0668 | 1625.623 | 1980.2723 | 2314.6011 | 2623.101 | 2908.4152 | 3172.2701 | 3412.7541 | 0 | 0 | 0 | 0 | 0 | 0 | 0 | 0 | 0 | 0 | 18612.9494 | 18401.407 | 17977.7879 | 17486.5446 | 16836.2552 | 16268.3682 | 15386.8261 | 14586.1703 | 13826.3312 | 12916.7113 | 115982.7019 | 43043.2843 | 42554.0829 | 41574.4448 | 40438.4224 | 38934.5989 | 37621.3345 | 35582.7287 | 33731.1761 | 31974.014 | 29870.4769 | 268215.2251 | 326301.1934 | 322592.6709 | 315166.2605 | 306554.3375 | 295154.1987 | 285198.645 | 269744.4454 | 255708.2527 | 242387.6127 | 226441.1839 | 2033277.6524 | -5801.1882 | -5735.2558 | -5603.2244 | -5450.1162 | -5247.4373 | -5070.4412 | -4795.6867 | -4546.1424 | -4309.3197 | -4025.8141 | -36148.8913 | 332102.3816 | 328327.9267 | 320769.4849 | 312004.4537 | 300401.636 | 290269.0863 | 274540.1321 | 260254.3952 | 246696.9324 | 230466.998 | 2069426.5437
Ach | Manufactured Home | Space Cooling | CAC | TRC | Existing | NE643 | Ceiling Insulation(R2 to R38) | Ceiling Insulation(R2 to R38) | NonEquip | 20 |  | 16.25% | Minsulate_existing | 25.25% | 107067.0714 | 67105.5154 | 39984.8836 | 23212.7558 | 13207.3288 | 7520.666 | 4197.1659 | 2355.6117 | 1327.6854 | 740.908 | 107067.0714 | 174172.5868 | 214157.4704 | 237370.2262 | 250577.5549 | 258098.2209 | 262295.3868 | 264650.9985 | 265978.6838 | 266719.5919 | 89.5424 | 145.6641 | 179.1042 | 198.5175 | 209.5631 | 215.8528 | 219.363 | 221.333 | 222.4434 | 223.063 | 0 | 0 | 0 | 0 | 0 | 0 | 0 | 0 | 0 | 0 | 5246.2865 | 3370.3745 | 2058.4468 | 1224.8824 | 714.3426 | 416.9382 | 238.5039 | 137.204 | 79.2651 | 45.3393 | 11519.0108 | 21617.0078 | 13887.4253 | 8481.7062 | 5047.054 | 2943.4056 | 1717.9688 | 982.7408 | 565.3409 | 326.6072 | 186.818 | 47463.3909 | 192598.0493 | 123730.8629 | 75568.2782 | 44967.0357 | 26224.4513 | 15306.3482 | 8755.789 | 5036.9393 | 2909.9267 | 1664.4665 | 422877.975 | 25974.8447 | 16687.0327 | 10191.5585 | 6064.5047 | 3536.7754 | 2064.2993 | 1180.8544 | 679.3097 | 392.4489 | 224.4792 | 57031.6771 | 166623.2045 | 107043.8302 | 65376.7196 | 38902.531 | 22687.6759 | 13242.0489 | 7574.9346 | 4357.6296 | 2517.4778 | 1439.9873 | 365846.2979
Ach | Manufactured Home | Space Cooling | CAC | TRC | Existing | NE619 | Ceiling Insulation(R12 to R38) | Ceiling Insulation(R12 to R38) | NonEquip | 20 |  | 15.79% | shell_existing | 7.735% | 57215.38 | 42119.632 | 28220.0739 | 17712.5399 | 10578.3407 | 6199.2468 | 3517.5419 | 1992.9161 | 1129.3094 | 632.1431 | 57215.38 | 99335.0119 | 127555.0858 | 145267.6257 | 155845.9664 | 162045.2132 | 165562.7551 | 167555.6713 | 168684.9807 | 169317.1239 | 48.8994 | 84.8971 | 109.0155 | 124.1536 | 133.1944 | 138.4926 | 141.4989 | 143.2022 | 144.1673 | 144.7076 | 0 | 0 | 0 | 0 | 0 | 0 | 0 | 0 | 0 | 0 | 2803.5536 | 2115.4585 | 1452.787 | 934.6489 | 572.1489 | 343.6801 | 199.8842 | 116.0786 | 67.4217 | 38.6835 | 7235.2719 | 67849.0723 | 51196.4162 | 35159.0397 | 22619.5294 | 13846.6316 | 8317.4344 | 4837.4178 | 2809.2294 | 1631.6801 | 936.1843 | 175101.5145 | 46624.9273 | 35181.4564 | 24160.7971 | 15543.8222 | 9515.2103 | 5715.6238 | 3324.2054 | 1930.4629 | 1121.2676 | 643.3326 | 120327.2956 | -42416.5477 | -32005.9679 | -21980.0365 | -14140.8322 | -8656.3646 | -5199.7299 | -3024.1617 | -1756.2188 | -1020.0616 | -585.2652 | -109466.5187 | 89041.475 | 67187.4243 | 46140.8336 | 29684.6544 | 18171.575 | 10915.3537 | 6348.3671 | 3686.6817 | 2141.3292 | 1228.5979 | 229793.8143
Ach | Manufactured Home | Space Cooling | CAC | TRC | Existing | NE601 | Air Sealing-Infiltration Control | Air Sealing-Infiltration Control | NonEquip | 11 |  | 52% | Nmeasure_existing | 9% | 118053.5479 | 147337.8755 | 177279.727 | 205423.0913 | 225722.0915 | 236055.6011 | 227314.2847 | 205451.8916 | 173888.1573 | 136470.5609 | 118053.5479 | 265391.4234 | 442671.1504 | 648094.2417 | 873816.3333 | 1109871.9344 | 1337186.2191 | 1542638.1106 | 1716526.268 | 1852996.8288 | 134.5006 | 302.3654 | 504.3435 | 738.3859 | 995.5553 | 1264.4978 | 1523.4812 | 1757.5564 | 1955.6704 | 2111.1539 | 0 | 0 | 0 | 0 | 0 | 0 | 0 | 0 | 0 | 0 | 5784.6238 | 7400.0448 | 9126.4711 | 10839.6919 | 12208.5928 | 13086.687 | 12917.1291 | 11966.6691 | 10381.4259 | 8351.2185 | 69565.7724 | 44955.8232 | 57510.24 | 70927.3471 | 84241.8252 | 94880.3851 | 101704.5887 | 100386.8511 | 93000.2494 | 80680.3623 | 64902.388 | 540637.8442 | 69830.868 | 89331.9193 | 110173.0066 | 130854.678 | 147379.7867 | 157979.9722 | 155933.1014 | 144459.3306 | 125322.5794 | 100814.3052 | 839784.6418 | -33381.5417 | -42703.7108 | -52666.4628 | -62553.0086 | -70452.5754 | -75519.8264 | -74541.3522 | -69056.4976 | -59908.4764 | -48192.6837 | -401445.7621 | 103212.4096 | 132035.6301 | 162839.4694 | 193407.6866 | 217832.3621 | 233499.7986 | 230474.4536 | 213515.8282 | 185231.0558 | 149006.9888 | 1241230.4039
Ach | Manufactured Home | Space Heating | Baseboards | TRC | New | NN766 | Home Energy Management System | Home Energy Management System | NonEquip | 11 |  | 6.5% | average_misc | 15% | 0 | 0 | 0 | 0 | 0 | 0 | 0 | 0 | 0 | 0 | 0 | 0 | 0 | 0 | 0 | 0 | 0 | 0 | 0 | 0 | 0 | 0 | 0 | 0 | 0 | 0 | 0 | 0 | 0 | 0 | 0 | 0 | 0 | 0 | 0 | 0 | 0 | 0 | 0 | 0 | 0 | 0 | 0 | 0 | 0 | 0 | 0 | 0 | 0 | 0 | 0 | 0 | 0 | 0 | 0 | 0 | 0 | 0 | 0 | 0 | 0 | 0 | 0 | 0 | 0 | 0 | 0 | 0 | 0 | 0 | 0 | 0 | 0 | 0 | 0 | 0 | 0 | 0 | 0 | 0 | 0 | 0 | 0 | 0 | 0 | 0 | 0 | 0 | 0 | 0 | 0 | 0 | 0 | 0 | 0
Ach | Manufactured Home | Space Heating | Baseboards | TRC | New | NN640 | Ceiling Insulation(R2 to R38) | Ceiling Insulation(R2 to R38) | NonEquip | 20 |  | 0% | Minsulate | 48.55% | 0 | 0 | 0 | 0 | 0 | 0 | 0 | 0 | 0 | 0 | 0 | 0 | 0 | 0 | 0 | 0 | 0 | 0 | 0 | 0 | 0 | 0 | 0 | 0 | 0 | 0 | 0 | 0 | 0 | 0 | 0 | 0 | 0 | 0 | 0 | 0 | 0 | 0 | 0 | 0 | 0 | 0 | 0 | 0 | 0 | 0 | 0 | 0 | 0 | 0 | 0 | 0 | 0 | 0 | 0 | 0 | 0 | 0 | 0 | 0 | 0 | 0 | 0 | 0 | 0 | 0 | 0 | 0 | 0 | 0 | 0 | 0 | 0 | 0 | 0 | 0 | 0 | 0 | 0 | 0 | 0 | 0 | 0 | 0 | 0 | 0 | 0 | 0 | 0 | 0 | 0 | 0 | 0 | 0 | 0
Ach | Manufactured Home | Space Heating | Baseboards | TRC | New | NN616 | Ceiling Insulation(R12 to R38) | Ceiling Insulation(R12 to R38) | NonEquip | 20 |  | 0% | shell | 19.59% | 0 | 0 | 0 | 0 | 0 | 0 | 0 | 0 | 0 | 0 | 0 | 0 | 0 | 0 | 0 | 0 | 0 | 0 | 0 | 0 | 0 | 0 | 0 | 0 | 0 | 0 | 0 | 0 | 0 | 0 | 0 | 0 | 0 | 0 | 0 | 0 | 0 | 0 | 0 | 0 | 0 | 0 | 0 | 0 | 0 | 0 | 0 | 0 | 0 | 0 | 0 | 0 | 0 | 0 | 0 | 0 | 0 | 0 | 0 | 0 | 0 | 0 | 0 | 0 | 0 | 0 | 0 | 0 | 0 | 0 | 0 | 0 | 0 | 0 | 0 | 0 | 0 | 0 | 0 | 0 | 0 | 0 | 0 | 0 | 0 | 0 | 0 | 0 | 0 | 0 | 0 | 0 | 0 | 0 | 0
Ach | Manufactured Home | Space Heating | Baseboards | TRC | Existing | NE895 | Wall Insulation | Wall Insulation | NonEquip | 20 |  | 6.75% | shell_existing | 34.34% | 0 | 0 | 0 | 0 | 0 | 0 | 0 | 0 | 0 | 0 | 0 | 0 | 0 | 0 | 0 | 0 | 0 | 0 | 0 | 0 | 0 | 0 | 0 | 0 | 0 | 0 | 0 | 0 | 0 | 0 | 0 | 0 | 0 | 0 | 0 | 0 | 0 | 0 | 0 | 0 | 0 | 0 | 0 | 0 | 0 | 0 | 0 | 0 | 0 | 0 | 0 | 0 | 0 | 0 | 0 | 0 | 0 | 0 | 0 | 0 | 0 | 0 | 0 | 0 | 0 | 0 | 0 | 0 | 0 | 0 | 0 | 0 | 0 | 0 | 0 | 0 | 0 | 0 | 0 | 0 | 0 | 0 | 0 | 0 | 0 | 0 | 0 | 0 | 0 | 0 | 0 | 0 | 0 | 0 | 0
Ach | Manufactured Home | Space Heating | Baseboards | TRC | Existing | NE763 | Home Energy Management System | Home Energy Management System | NonEquip | 11 |  | 6.5% | average_misc_existing | 15% | 0 | 0 | 0 | 0 | 0 | 0 | 0 | 0 | 0 | 0 | 0 | 0 | 0 | 0 | 0 | 0 | 0 | 0 | 0 | 0 | 0 | 0 | 0 | 0 | 0 | 0 | 0 | 0 | 0 | 0 | 0 | 0 | 0 | 0 | 0 | 0 | 0 | 0 | 0 | 0 | 0 | 0 | 0 | 0 | 0 | 0 | 0 | 0 | 0 | 0 | 0 | 0 | 0 | 0 | 0 | 0 | 0 | 0 | 0 | 0 | 0 | 0 | 0 | 0 | 0 | 0 | 0 | 0 | 0 | 0 | 0 | 0 | 0 | 0 | 0 | 0 | 0 | 0 | 0 | 0 | 0 | 0 | 0 | 0 | 0 | 0 | 0 | 0 | 0 | 0 | 0 | 0 | 0 | 0 | 0
Ach | Manufactured Home | Space Heating | Baseboards | TRC | Existing | NE721 | Energy Star Windows | Energy Star Windows | NonEquip | 20 |  | 19% | CACI_existing | 2.305% | 0 | 0 | 0 | 0 | 0 | 0 | 0 | 0 | 0 | 0 | 0 | 0 | 0 | 0 | 0 | 0 | 0 | 0 | 0 | 0 | 0 | 0 | 0 | 0 | 0 | 0 | 0 | 0 | 0 | 0 | 0 | 0 | 0 | 0 | 0 | 0 | 0 | 0 | 0 | 0 | 0 | 0 | 0 | 0 | 0 | 0 | 0 | 0 | 0 | 0 | 0 | 0 | 0 | 0 | 0 | 0 | 0 | 0 | 0 | 0 | 0 | 0 | 0 | 0 | 0 | 0 | 0 | 0 | 0 | 0 | 0 | 0 | 0 | 0 | 0 | 0 | 0 | 0 | 0 | 0 | 0 | 0 | 0 | 0 | 0 | 0 | 0 | 0 | 0 | 0 | 0 | 0 | 0 | 0 | 0
Ach | Manufactured Home | Space Heating | Baseboards | TRC | Existing | NE685 | Duct Repair | Duct Repair | NonEquip | 11 |  | 65% | CACI_Duct_existing | 12% | 0 | 0 | 0 | 0 | 0 | 0 | 0 | 0 | 0 | 0 | 0 | 0 | 0 | 0 | 0 | 0 | 0 | 0 | 0 | 0 | 0 | 0 | 0 | 0 | 0 | 0 | 0 | 0 | 0 | 0 | 0 | 0 | 0 | 0 | 0 | 0 | 0 | 0 | 0 | 0 | 0 | 0 | 0 | 0 | 0 | 0 | 0 | 0 | 0 | 0 | 0 | 0 | 0 | 0 | 0 | 0 | 0 | 0 | 0 | 0 | 0 | 0 | 0 | 0 | 0 | 0 | 0 | 0 | 0 | 0 | 0 | 0 | 0 | 0 | 0 | 0 | 0 | 0 | 0 | 0 | 0 | 0 | 0 | 0 | 0 | 0 | 0 | 0 | 0 | 0 | 0 | 0 | 0 | 0 | 0
Ach | Manufactured Home | Space Heating | Baseboards | TRC | Existing | NE637 | Ceiling Insulation(R2 to R38) | Ceiling Insulation(R2 to R38) | NonEquip | 20 |  | 16.25% | Minsulate_existing | 48.55% | 0 | 0 | 0 | 0 | 0 | 0 | 0 | 0 | 0 | 0 | 0 | 0 | 0 | 0 | 0 | 0 | 0 | 0 | 0 | 0 | 0 | 0 | 0 | 0 | 0 | 0 | 0 | 0 | 0 | 0 | 0 | 0 | 0 | 0 | 0 | 0 | 0 | 0 | 0 | 0 | 0 | 0 | 0 | 0 | 0 | 0 | 0 | 0 | 0 | 0 | 0 | 0 | 0 | 0 | 0 | 0 | 0 | 0 | 0 | 0 | 0 | 0 | 0 | 0 | 0 | 0 | 0 | 0 | 0 | 0 | 0 | 0 | 0 | 0 | 0 | 0 | 0 | 0 | 0 | 0 | 0 | 0 | 0 | 0 | 0 | 0 | 0 | 0 | 0 | 0 | 0 | 0 | 0 | 0 | 0
Ach | Manufactured Home | Space Heating | Baseboards | TRC | Existing | NE613 | Ceiling Insulation(R12 to R38) | Ceiling Insulation(R12 to R38) | NonEquip | 20 |  | 15.79% | shell_existing | 19.59% | 0 | 0 | 0 | 0 | 0 | 0 | 0 | 0 | 0 | 0 | 0 | 0 | 0 | 0 | 0 | 0 | 0 | 0 | 0 | 0 | 0 | 0 | 0 | 0 | 0 | 0 | 0 | 0 | 0 | 0 | 0 | 0 | 0 | 0 | 0 | 0 | 0 | 0 | 0 | 0 | 0 | 0 | 0 | 0 | 0 | 0 | 0 | 0 | 0 | 0 | 0 | 0 | 0 | 0 | 0 | 0 | 0 | 0 | 0 | 0 | 0 | 0 | 0 | 0 | 0 | 0 | 0 | 0 | 0 | 0 | 0 | 0 | 0 | 0 | 0 | 0 | 0 | 0 | 0 | 0 | 0 | 0 | 0 | 0 | 0 | 0 | 0 | 0 | 0 | 0 | 0 | 0 | 0 | 0 | 0
Ach | Manufactured Home | Space Heating | Baseboards | TRC | Existing | NE607 | Air Sealing-Infiltration Control | Air Sealing-Infiltration Control | NonEquip | 11 |  | 52% | Nmeasure_existing | 9% | 0 | 0 | 0 | 0 | 0 | 0 | 0 | 0 | 0 | 0 | 0 | 0 | 0 | 0 | 0 | 0 | 0 | 0 | 0 | 0 | 0 | 0 | 0 | 0 | 0 | 0 | 0 | 0 | 0 | 0 | 0 | 0 | 0 | 0 | 0 | 0 | 0 | 0 | 0 | 0 | 0 | 0 | 0 | 0 | 0 | 0 | 0 | 0 | 0 | 0 | 0 | 0 | 0 | 0 | 0 | 0 | 0 | 0 | 0 | 0 | 0 | 0 | 0 | 0 | 0 | 0 | 0 | 0 | 0 | 0 | 0 | 0 | 0 | 0 | 0 | 0 | 0 | 0 | 0 | 0 | 0 | 0 | 0 | 0 | 0 | 0 | 0 | 0 | 0 | 0 | 0 | 0 | 0 | 0 | 0

## DEF_Ach_RES_RIM
Scenario | Segment | EndUse | EquipType | CE Test | Vintage | Measure Code | Name | Description | Type | Measure Life | Competition Group | Applicability | Adoption Curve | Energy Savings % | 2020 | 2021 | 2022 | 2023 | 2024 | 2025 | 2026 | 2027 | 2028 | 2029 | Cumulative2020 | Cumulative2021 | Cumulative2022 | Cumulative2023 | Cumulative2024 | Cumulative2025 | Cumulative2026 | Cumulative2027 | Cumulative2028 | Cumulative2029 | CumulativeSD2020 | CumulativeSD2021 | CumulativeSD2022 | CumulativeSD2023 | CumulativeSD2024 | CumulativeSD2025 | CumulativeSD2026 | CumulativeSD2027 | CumulativeSD2028 | CumulativeSD2029 | CumulativeWD2020 | CumulativeWD2021 | CumulativeWD2022 | CumulativeWD2023 | CumulativeWD2024 | CumulativeWD2025 | CumulativeWD2026 | CumulativeWD2027 | CumulativeWD2028 | CumulativeWD2029 | Program Cost Yr 1 | Program Cost Yr 2 | Program Cost Yr 3 | Program Cost Yr 4 | Program Cost Yr 5 | Program Cost Yr 6 | Program Cost Yr 7 | Program Cost Yr 8 | Program Cost Yr 9 | Program Cost Yr 10 | NPV Program Cost ($) | Incentive Yr 1 | Incentive Yr 2 | Incentive Yr 3 | Incentive Yr 4 | Incentive Yr 5 | Incentive Yr 6 | Incentive Yr 7 | Incentive Yr 8 | Incentive Yr 9 | Incentive Yr 10 | NPV Incentive Cost ($) | TRC Net Benefit Yr 1 | TRC Net Benefit Yr 2 | TRC Net Benefit Yr 3 | TRC Net Benefit Yr 4 | TRC Net Benefit Yr 5 | TRC Net Benefit Yr 6 | TRC Net Benefit Yr 7 | TRC Net Benefit Yr 8 | TRC Net Benefit Yr 9 | TRC Net Benefit Yr 10 | NPV TRC Net Benefit ($) | RIM Net Benefit Yr 1 | RIM Net Benefit Yr 2 | RIM Net Benefit Yr 3 | RIM Net Benefit Yr 4 | RIM Net Benefit Yr 5 | RIM Net Benefit Yr 6 | RIM Net Benefit Yr 7 | RIM Net Benefit Yr 8 | RIM Net Benefit Yr 9 | RIM Net Benefit Yr 10 | NPV RIM Net Benefit ($) | PCT Net Benefit Yr 1 | PCT Net Benefit Yr 2 | PCT Net Benefit Yr 3 | PCT Net Benefit Yr 4 | PCT Net Benefit Yr 5 | PCT Net Benefit Yr 6 | PCT Net Benefit Yr 7 | PCT Net Benefit Yr 8 | PCT Net Benefit Yr 9 | PCT Net Benefit Yr 10 | NPV PCT Net Benefit ($)
Ach | Single Family | Space Heating | Room heating | RIM | New | NN614 | Ceiling Insulation(R12 to R38) | Ceiling Insulation(R12 to R38) | NonEquip | 20 |  | 0% | shell | 11.98% | 0 | 0 | 0 | 0 | 0 | 0 | 0 | 0 | 0 | 0 | 0 | 0 | 0 | 0 | 0 | 0 | 0 | 0 | 0 | 0 | 0 | 0 | 0 | 0 | 0 | 0 | 0 | 0 | 0 | 0 | 0 | 0 | 0 | 0 | 0 | 0 | 0 | 0 | 0 | 0 | 0 | 0 | 0 | 0 | 0 | 0 | 0 | 0 | 0 | 0 | 0 | 0 | 0 | 0 | 0 | 0 | 0 | 0 | 0 | 0 | 0 | 0 | 0 | 0 | 0 | 0 | 0 | 0 | 0 | 0 | 0 | 0 | 0 | 0 | 0 | 0 | 0 | 0 | 0 | 0 | 0 | 0 | 0 | 0 | 0 | 0 | 0 | 0 | 0 | 0 | 0 | 0 | 0 | 0 | 0
Ach | Single Family | Space Heating | Room heating | RIM | New | NN764 | Home Energy Management System | Home Energy Management System | NonEquip | 11 |  | 0.95% | average_misc | 15% | 113.6443 | 121.698 | 138.6834 | 152.6907 | 160.0442 | 160.3048 | 148.339 | 128.9344 | 104.8941 | 79.0857 | 113.6443 | 235.3423 | 374.0257 | 526.7164 | 686.7605 | 847.0653 | 995.4043 | 1124.3387 | 1229.2328 | 1308.3185 | 0 | 0 | 0 | 0 | 0 | 0 | 0 | 0 | 0 | 0 | 0.11927 | 0.247 | 0.39255 | 0.5528 | 0.72077 | 0.88901 | 1.0447 | 1.18 | 1.2901 | 1.3731 | 5.5686 | 6.1123 | 7.1395 | 8.0571 | 8.6563 | 8.8871 | 8.4294 | 7.5099 | 6.2624 | 4.8396 | 49.864 | 11.142 | 12.2299 | 14.2852 | 16.1213 | 17.3201 | 17.782 | 16.8661 | 15.0263 | 12.5302 | 9.6834 | 99.7714 | 59.4226 | 65.2246 | 76.1862 | 85.9782 | 92.3718 | 94.8353 | 89.9503 | 80.1383 | 66.8261 | 51.6436 | 532.1024 | 0 | 0 | 0 | 0 | 0 | 0 | 0 | 0 | 0 | 0 | 0 | 59.4226 | 65.2246 | 76.1862 | 85.9782 | 92.3718 | 94.8353 | 89.9503 | 80.1383 | 66.8261 | 51.6436 | 532.1024
Ach | Single Family | Space Heating | Room heating | RIM | Existing | NE611 | Ceiling Insulation(R12 to R38) | Ceiling Insulation(R12 to R38) | NonEquip | 20 |  | 15.79% | shell_existing | 11.98% | 8103.2054 | 6186.9562 | 4145.7944 | 2602.3921 | 1554.2717 | 910.8287 | 516.769 | 292.7398 | 165.8541 | 92.8208 | 8103.2054 | 14290.1615 | 18435.9559 | 21038.3481 | 22592.6198 | 23503.4484 | 24020.2175 | 24312.9572 | 24478.8114 | 24571.6322 | 0 | 0 | 0 | 0 | 0 | 0 | 0 | 0 | 0 | 0 | 10.9562 | 19.3215 | 24.927 | 28.4457 | 30.5472 | 31.7787 | 32.4774 | 32.8732 | 33.0975 | 33.223 | 397.0571 | 310.7399 | 213.4281 | 137.3221 | 84.0656 | 50.4954 | 29.3654 | 17.0508 | 9.9018 | 5.6801 | 1049.0824 | 3601.9156 | 2818.8865 | 1936.1196 | 1245.7217 | 762.604 | 458.0709 | 266.389 | 154.6769 | 89.8243 | 51.5272 | 9516.7839 | 10069.4773 | 7880.4495 | 5412.5955 | 3482.5264 | 2131.9278 | 1280.5782 | 744.7144 | 432.4131 | 251.1119 | 144.049 | 26605.021 | 0 | 0 | 0 | 0 | 0 | 0 | 0 | 0 | 0 | 0 | 0 | 10069.4773 | 7880.4495 | 5412.5955 | 3482.5264 | 2131.9278 | 1280.5782 | 744.7144 | 432.4131 | 251.1119 | 144.049 | 26605.021
Ach | Single Family | Space Cooling | Room AC | RIM | New | NN620 | Ceiling Insulation(R12 to R38) | Ceiling Insulation(R12 to R38) | NonEquip | 20 |  | 0% | shell | 9.56% | 0 | 0 | 0 | 0 | 0 | 0 | 0 | 0 | 0 | 0 | 0 | 0 | 0 | 0 | 0 | 0 | 0 | 0 | 0 | 0 | 0 | 0 | 0 | 0 | 0 | 0 | 0 | 0 | 0 | 0 | 0 | 0 | 0 | 0 | 0 | 0 | 0 | 0 | 0 | 0 | 0 | 0 | 0 | 0 | 0 | 0 | 0 | 0 | 0 | 0 | 0 | 0 | 0 | 0 | 0 | 0 | 0 | 0 | 0 | 0 | 0 | 0 | 0 | 0 | 0 | 0 | 0 | 0 | 0 | 0 | 0 | 0 | 0 | 0 | 0 | 0 | 0 | 0 | 0 | 0 | 0 | 0 | 0 | 0 | 0 | 0 | 0 | 0 | 0 | 0 | 0 | 0 | 0 | 0 | 0
Ach | Single Family | Space Cooling | Room AC | RIM | Existing | NE617 | Ceiling Insulation(R12 to R38) | Ceiling Insulation(R12 to R38) | NonEquip | 20 |  | 15.79% | shell_existing | 9.56% | 3683.8302 | 2847.7484 | 1908.1897 | 1197.7872 | 715.3702 | 419.2185 | 237.8494 | 134.7381 | 76.3376 | 42.723 | 3683.8302 | 6531.5787 | 8439.7683 | 9637.5555 | 10352.9257 | 10772.1442 | 11009.9936 | 11144.7317 | 11221.0693 | 11263.7923 | 3.104 | 5.5036 | 7.1114 | 8.1207 | 8.7234 | 9.0767 | 9.2771 | 9.3906 | 9.4549 | 9.4909 | 0 | 0 | 0 | 0 | 0 | 0 | 0 | 0 | 0 | 0 | 180.5077 | 143.0282 | 98.2348 | 63.2044 | 38.6921 | 23.2411 | 13.5158 | 7.8479 | 4.5575 | 2.6144 | 480.7662 | 1637.4811 | 1297.4845 | 891.14 | 573.3607 | 350.9966 | 210.832 | 122.6089 | 71.1925 | 41.3434 | 23.7166 | 4361.2858 | 4577.7249 | 3627.234 | 2491.2617 | 1602.8812 | 981.2425 | 589.3996 | 342.7641 | 199.0249 | 115.5792 | 66.302 | 12192.3647 | 0 | 0 | 0 | 0 | 0 | 0 | 0 | 0 | 0 | 0 | 0 | 4577.7249 | 3627.234 | 2491.2617 | 1602.8812 | 981.2425 | 589.3996 | 342.7641 | 199.0249 | 115.5792 | 66.302 | 12192.3647
Ach | Single Family | Space Heating | Heat pump-heating | RIM | New | NN614 | Ceiling Insulation(R12 to R38) | Ceiling Insulation(R12 to R38) | NonEquip | 20 |  | 0% | shell | 11.98% | 0 | 0 | 0 | 0 | 0 | 0 | 0 | 0 | 0 | 0 | 0 | 0 | 0 | 0 | 0 | 0 | 0 | 0 | 0 | 0 | 0 | 0 | 0 | 0 | 0 | 0 | 0 | 0 | 0 | 0 | 0 | 0 | 0 | 0 | 0 | 0 | 0 | 0 | 0 | 0 | 0 | 0 | 0 | 0 | 0 | 0 | 0 | 0 | 0 | 0 | 0 | 0 | 0 | 0 | 0 | 0 | 0 | 0 | 0 | 0 | 0 | 0 | 0 | 0 | 0 | 0 | 0 | 0 | 0 | 0 | 0 | 0 | 0 | 0 | 0 | 0 | 0 | 0 | 0 | 0 | 0 | 0 | 0 | 0 | 0 | 0 | 0 | 0 | 0 | 0 | 0 | 0 | 0 | 0 | 0
Ach | Single Family | Space Heating | Heat pump-heating | RIM | Existing | NE611 | Ceiling Insulation(R12 to R38) | Ceiling Insulation(R12 to R38) | NonEquip | 20 |  | 15.79% | shell_existing | 11.98% | 147293.2978 | 107541.1383 | 72061.8403 | 45234.5555 | 27016.2167 | 15831.9453 | 8982.4347 | 5088.3772 | 2882.8624 | 1613.4033 | 147293.2978 | 254834.4361 | 326896.2764 | 372130.8319 | 399147.0485 | 414978.9938 | 423961.4285 | 429049.8057 | 431932.6682 | 433546.0714 | 0 | 0 | 0 | 0 | 0 | 0 | 0 | 0 | 0 | 0 | 199.1533 | 344.5583 | 441.9922 | 503.1532 | 539.6815 | 561.0877 | 573.2327 | 580.1126 | 584.0105 | 586.192 | 7217.3716 | 5401.2537 | 3709.7886 | 2386.9208 | 1461.2216 | 877.7073 | 510.4267 | 296.3756 | 172.1119 | 98.7311 | 18529.8871 | 65472.6128 | 48997.6421 | 33653.4634 | 21653.0266 | 13255.5173 | 7962.1489 | 4630.3514 | 2688.5805 | 1561.3186 | 895.6419 | 168094.4519 | 183034.5471 | 136977.2924 | 94081.2681 | 60532.9732 | 37056.9845 | 22258.8995 | 12944.5616 | 7516.1673 | 4364.8058 | 2503.8471 | 469923.0799 | 0 | 0 | 0 | 0 | 0 | 0 | 0 | 0 | 0 | 0 | 0 | 183034.5471 | 136977.2924 | 94081.2681 | 60532.9732 | 37056.9845 | 22258.8995 | 12944.5616 | 7516.1673 | 4364.8058 | 2503.8471 | 469923.0799
Ach | Single Family | Space Heating | Room heating | RIM | Existing | NE761 | Home Energy Management System | Home Energy Management System | NonEquip | 11 |  | 0.95% | average_misc_existing | 15% | 620.4609 | 803.1512 | 966.4838 | 1120.0028 | 1230.7097 | 1287.0272 | 1239.3024 | 1120.0261 | 947.8732 | 743.8407 | 620.4609 | 1423.6121 | 2390.0959 | 3510.0987 | 4740.8084 | 6027.8356 | 7267.138 | 8387.1642 | 9335.0374 | 10078.8781 | 0 | 0 | 0 | 0 | 0 | 0 | 0 | 0 | 0 | 0 | 0.65118 | 1.4941 | 2.5084 | 3.6839 | 4.9756 | 6.3263 | 7.627 | 8.8025 | 9.7973 | 10.578 | 30.4026 | 40.3383 | 49.7552 | 59.0999 | 66.5652 | 71.3515 | 70.4233 | 65.2366 | 56.5897 | 45.5188 | 378.1958 | 60.8316 | 80.7116 | 99.5537 | 118.2512 | 133.1883 | 142.7651 | 140.9079 | 130.53 | 113.2286 | 91.0772 | 756.7208 | 324.4282 | 430.4526 | 530.9412 | 630.6594 | 710.322 | 761.3971 | 751.4925 | 696.1445 | 603.8726 | 485.7344 | 4035.7551 | 0 | 0 | 0 | 0 | 0 | 0 | 0 | 0 | 0 | 0 | 0 | 324.4282 | 430.4526 | 530.9412 | 630.6594 | 710.322 | 761.3971 | 751.4925 | 696.1445 | 603.8726 | 485.7344 | 4035.7551
Ach | Single Family | Space Heating | Room heating | RIM | Existing | NE719 | Energy Star Windows | Energy Star Windows | NonEquip | 20 |  | 19% | CACI_existing | 3.196% | 1811.7951 | 1857.9956 | 1814.6088 | 1762.962 | 1693.6811 | 1631.0574 | 1535.5321 | 1446.9366 | 1361.4742 | 1260.7806 | 1811.7951 | 3669.7907 | 5484.3995 | 7247.3615 | 8941.0427 | 10572.1001 | 12107.6321 | 13554.5687 | 14916.0429 | 16176.8236 | 0 | 0 | 0 | 0 | 0 | 0 | 0 | 0 | 0 | 0 | 7.2749 | 14.7352 | 22.0214 | 29.1002 | 35.9008 | 42.45 | 48.6156 | 54.4254 | 59.8921 | 64.9545 | 88.778 | 93.3178 | 93.4172 | 93.0273 | 91.6058 | 90.4242 | 87.2566 | 84.2777 | 81.2824 | 77.1526 | 621.2901 | 711.2345 | 747.6051 | 748.4012 | 745.2779 | 733.8898 | 724.4231 | 699.0461 | 675.1811 | 651.1845 | 618.099 | 4977.3945 | 2913.7249 | 3062.7252 | 3065.9864 | 3053.1913 | 3006.5372 | 2967.755 | 2863.7925 | 2766.0245 | 2667.7173 | 2532.1755 | 20390.9667 | 94.1176 | 98.9305 | 99.0358 | 98.6225 | 97.1155 | 95.8628 | 92.5047 | 89.3466 | 86.1712 | 81.793 | 658.658 | 2819.6074 | 2963.7947 | 2966.9505 | 2954.5688 | 2909.4217 | 2871.8921 | 2771.2879 | 2676.6779 | 2581.5462 | 2450.3825 | 19732.3088
Ach | Single Family | Space Heating | Room heating | RIM | Existing | NE683 | Duct Repair | Duct Repair | NonEquip | 11 |  | 14.08% | CACI_Duct_existing | 12% | 8638.6035 | 8642.0631 | 8238.5105 | 7818.9349 | 7345.1643 | 6924.6408 | 6389.8335 | 5909.6684 | 5465.2087 | 4981.1278 | 8638.6035 | 17280.6666 | 25519.1772 | 33338.1121 | 40683.2764 | 47607.9172 | 53997.7506 | 59907.419 | 65372.6277 | 70353.7556 | 0 | 0 | 0 | 0 | 0 | 0 | 0 | 0 | 0 | 0 | 12.9054 | 25.8159 | 38.1236 | 49.8045 | 60.7776 | 71.1224 | 80.6683 | 89.4969 | 97.6615 | 105.1029 | 423.2916 | 434.0476 | 424.1237 | 412.5867 | 397.2767 | 383.8952 | 363.1021 | 344.2122 | 326.2825 | 304.8166 | 2721.768 | 846.9515 | 868.473 | 848.6164 | 825.5325 | 794.899 | 768.1244 | 726.5203 | 688.7239 | 652.8489 | 609.8984 | 5445.9045 | 7487.3119 | 7677.5682 | 7502.0303 | 7297.9617 | 7027.1522 | 6790.4563 | 6422.6627 | 6088.5314 | 5771.3852 | 5391.6893 | 48143.4719 | 0 | 0 | 0 | 0 | 0 | 0 | 0 | 0 | 0 | 0 | 0 | 7487.3119 | 7677.5682 | 7502.0303 | 7297.9617 | 7027.1522 | 6790.4563 | 6422.6627 | 6088.5314 | 5771.3852 | 5391.6893 | 48143.4719
Ach | Single Family | Space Cooling | Heat pump-cooling | RIM | New | NN620 | Ceiling Insulation(R12 to R38) | Ceiling Insulation(R12 to R38) | NonEquip | 20 |  | 0% | shell | 9.56% | 0 | 0 | 0 | 0 | 0 | 0 | 0 | 0 | 0 | 0 | 0 | 0 | 0 | 0 | 0 | 0 | 0 | 0 | 0 | 0 | 0 | 0 | 0 | 0 | 0 | 0 | 0 | 0 | 0 | 0 | 0 | 0 | 0 | 0 | 0 | 0 | 0 | 0 | 0 | 0 | 0 | 0 | 0 | 0 | 0 | 0 | 0 | 0 | 0 | 0 | 0 | 0 | 0 | 0 | 0 | 0 | 0 | 0 | 0 | 0 | 0 | 0 | 0 | 0 | 0 | 0 | 0 | 0 | 0 | 0 | 0 | 0 | 0 | 0 | 0 | 0 | 0 | 0 | 0 | 0 | 0 | 0 | 0 | 0 | 0 | 0 | 0 | 0 | 0 | 0 | 0 | 0 | 0 | 0 | 0
Ach | Single Family | Space Cooling | Heat pump-cooling | RIM | Existing | NE617 | Ceiling Insulation(R12 to R38) | Ceiling Insulation(R12 to R38) | NonEquip | 20 |  | 15.79% | shell_existing | 9.56% | 630220.0937 | 460119.5396 | 308312.1171 | 193530.1848 | 115584.5735 | 67734.4346 | 38430.0677 | 21770.0502 | 12334.1088 | 6902.888 | 630220.0937 | 1090339.6334 | 1398651.7505 | 1592181.9352 | 1707766.5087 | 1775500.9433 | 1813931.011 | 1835701.0612 | 1848035.17 | 1854938.058 | 531.0277 | 918.7275 | 1178.5134 | 1341.5833 | 1438.9756 | 1496.0491 | 1528.4305 | 1546.7741 | 1557.1669 | 1562.9833 | 0 | 0 | 0 | 0 | 0 | 0 | 0 | 0 | 0 | 0 | 30880.7846 | 23109.5039 | 15872.1005 | 10212.1312 | 6251.6034 | 3755.1295 | 2183.7877 | 1268.0097 | 736.3678 | 422.4173 | 79280.7537 | 280136.0062 | 209638.5894 | 143984.2575 | 92639.6689 | 56711.6161 | 34064.7749 | 19810.2989 | 11502.7896 | 6679.9834 | 3831.9718 | 719197.8446 | 783145.2694 | 586063.4332 | 402520.8741 | 258982.483 | 158542.3967 | 95231.126 | 55381.4631 | 32157.0774 | 18674.4913 | 10712.62 | 2010581.9218 | 0 | 0 | 0 | 0 | 0 | 0 | 0 | 0 | 0 | 0 | 0 | 783145.2694 | 586063.4332 | 402520.8741 | 258982.483 | 158542.3967 | 95231.126 | 55381.4631 | 32157.0774 | 18674.4913 | 10712.62 | 2010581.9218
Ach | Single Family | Space Heating | Central forced air | RIM | New | NN614 | Ceiling Insulation(R12 to R38) | Ceiling Insulation(R12 to R38) | NonEquip | 20 |  | 0% | shell | 11.98% | 0 | 0 | 0 | 0 | 0 | 0 | 0 | 0 | 0 | 0 | 0 | 0 | 0 | 0 | 0 | 0 | 0 | 0 | 0 | 0 | 0 | 0 | 0 | 0 | 0 | 0 | 0 | 0 | 0 | 0 | 0 | 0 | 0 | 0 | 0 | 0 | 0 | 0 | 0 | 0 | 0 | 0 | 0 | 0 | 0 | 0 | 0 | 0 | 0 | 0 | 0 | 0 | 0 | 0 | 0 | 0 | 0 | 0 | 0 | 0 | 0 | 0 | 0 | 0 | 0 | 0 | 0 | 0 | 0 | 0 | 0 | 0 | 0 | 0 | 0 | 0 | 0 | 0 | 0 | 0 | 0 | 0 | 0 | 0 | 0 | 0 | 0 | 0 | 0 | 0 | 0 | 0 | 0 | 0 | 0
Ach | Single Family | Space Heating | Room heating | RIM | Existing | NE605 | Air Sealing-Infiltration Control | Air Sealing-Infiltration Control | NonEquip | 11 |  | 20.8% | Nmeasure_existing | 9% | 3989.2212 | 5163.8542 | 6214.0508 | 7201.1801 | 7913.0769 | 8275.3011 | 7968.577 | 7201.7816 | 6094.9593 | 4783.0967 | 3989.2212 | 9153.0754 | 15367.1262 | 22568.3063 | 30481.3832 | 38756.6844 | 46725.2614 | 53927.043 | 60022.0023 | 64805.099 | 0 | 0 | 0 | 0 | 0 | 0 | 0 | 0 | 0 | 0 | 5.9596 | 13.674 | 22.9573 | 33.7153 | 45.5368 | 57.8994 | 69.8038 | 80.5627 | 89.6681 | 96.8137 | 195.4718 | 259.3546 | 319.9032 | 379.9893 | 427.9933 | 458.7744 | 452.8142 | 419.4721 | 363.8797 | 292.6982 | 2431.7105 | 391.1138 | 518.9349 | 640.0848 | 760.3092 | 856.359 | 917.9481 | 906.0225 | 839.3092 | 728.076 | 585.6511 | 4865.5371 | 964.1083 | 1279.1914 | 1577.83 | 1874.1872 | 2110.9529 | 2262.7721 | 2233.375 | 2068.9247 | 1794.7312 | 1443.6491 | 11993.7081 | 0 | 0 | 0 | 0 | 0 | 0 | 0 | 0 | 0 | 0 | 0 | 964.1083 | 1279.1914 | 1577.83 | 1874.1872 | 2110.9529 | 2262.7721 | 2233.375 | 2068.9247 | 1794.7312 | 1443.6491 | 11993.7081
Ach | Single Family | Space Heating | Central forced air | RIM | Existing | NE611 | Ceiling Insulation(R12 to R38) | Ceiling Insulation(R12 to R38) | NonEquip | 20 |  | 15.79% | shell_existing | 11.98% | 64155.7748 | 47234.7567 | 31651.3619 | 19868.1477 | 11866.1978 | 6953.7862 | 3945.3099 | 2234.9425 | 1266.2253 | 708.647 | 64155.7748 | 111390.5315 | 143041.8934 | 162910.0411 | 174776.2389 | 181730.0251 | 185675.335 | 187910.2775 | 189176.5027 | 189885.1498 | 0 | 0 | 0 | 0 | 0 | 0 | 0 | 0 | 0 | 0 | 86.7442 | 150.6097 | 193.4051 | 220.2685 | 236.3127 | 245.7148 | 251.0492 | 254.071 | 255.7831 | 256.7412 | 3143.633 | 2372.3657 | 1629.4319 | 1048.3953 | 641.805 | 385.511 | 224.1921 | 130.1756 | 75.5959 | 43.3651 | 8114.1239 | 28517.5651 | 21520.9894 | 14781.4425 | 9510.5506 | 5822.1546 | 3497.1748 | 2033.7661 | 1180.8918 | 685.7702 | 393.3883 | 73607.5292 | 79723.4046 | 60163.8515 | 41322.8451 | 26587.5953 | 16276.3541 | 9776.6652 | 5685.5751 | 3301.2886 | 1917.1318 | 1099.7522 | 205776.4337 | 0 | 0 | 0 | 0 | 0 | 0 | 0 | 0 | 0 | 0 | 0 | 79723.4046 | 60163.8515 | 41322.8451 | 26587.5953 | 16276.3541 | 9776.6652 | 5685.5751 | 3301.2886 | 1917.1318 | 1099.7522 | 205776.4337
Ach | Single Family | Space Cooling | Room AC | RIM | New | NN758 | Home Energy Management System | Home Energy Management System | NonEquip | 11 |  | 0.95% | average_misc | 7.12% | 31.1102 | 33.0031 | 37.2574 | 40.6365 | 42.1949 | 41.8681 | 38.3803 | 33.0475 | 26.634 | 19.893 | 31.1102 | 64.1133 | 101.3707 | 142.0072 | 184.2021 | 226.0702 | 264.4505 | 297.4979 | 324.1319 | 344.0249 | 0.03568 | 0.073531 | 0.11626 | 0.16287 | 0.21126 | 0.25928 | 0.30329 | 0.3412 | 0.37174 | 0.39456 | 0 | 0 | 0 | 0 | 0 | 0 | 0 | 0 | 0 | 0 | 1.5244 | 1.6576 | 1.918 | 2.1443 | 2.2822 | 2.3211 | 2.181 | 1.9249 | 1.5901 | 1.2173 | 13.1491 | 3.0501 | 3.3166 | 3.8377 | 4.2905 | 4.5664 | 4.6443 | 4.3638 | 3.8514 | 3.1816 | 2.4357 | 26.3097 | 16.267 | 17.6882 | 20.4675 | 22.8819 | 24.3534 | 24.7689 | 23.2732 | 20.5404 | 16.968 | 12.9903 | 140.3155 | 0 | 0 | 0 | 0 | 0 | 0 | 0 | 0 | 0 | 0 | 0 | 16.267 | 17.6882 | 20.4675 | 22.8819 | 24.3534 | 24.7689 | 23.2732 | 20.5404 | 16.968 | 12.9903 | 140.3155
Ach | Single Family | Space Cooling | CAC | RIM | New | NN620 | Ceiling Insulation(R12 to R38) | Ceiling Insulation(R12 to R38) | NonEquip | 20 |  | 0% | shell | 9.56% | 0 | 0 | 0 | 0 | 0 | 0 | 0 | 0 | 0 | 0 | 0 | 0 | 0 | 0 | 0 | 0 | 0 | 0 | 0 | 0 | 0 | 0 | 0 | 0 | 0 | 0 | 0 | 0 | 0 | 0 | 0 | 0 | 0 | 0 | 0 | 0 | 0 | 0 | 0 | 0 | 0 | 0 | 0 | 0 | 0 | 0 | 0 | 0 | 0 | 0 | 0 | 0 | 0 | 0 | 0 | 0 | 0 | 0 | 0 | 0 | 0 | 0 | 0 | 0 | 0 | 0 | 0 | 0 | 0 | 0 | 0 | 0 | 0 | 0 | 0 | 0 | 0 | 0 | 0 | 0 | 0 | 0 | 0 | 0 | 0 | 0 | 0 | 0 | 0 | 0 | 0 | 0 | 0 | 0 | 0
Ach | Single Family | Space Cooling | CAC | RIM | Existing | NE617 | Ceiling Insulation(R12 to R38) | Ceiling Insulation(R12 to R38) | NonEquip | 20 |  | 15.79% | shell_existing | 9.56% | 141097.6925 | 103880.1641 | 69606.9402 | 43692.8789 | 26095.2718 | 15292.2525 | 8676.2708 | 4914.9758 | 2784.6443 | 1558.4497 | 141097.6925 | 244977.8566 | 314584.7968 | 358277.6758 | 384372.9476 | 399665.2001 | 408341.4709 | 413256.4466 | 416041.0909 | 417599.5406 | 118.8899 | 206.42 | 265.0713 | 301.8872 | 323.8752 | 336.7606 | 344.0713 | 348.2127 | 350.559 | 351.8722 | 0 | 0 | 0 | 0 | 0 | 0 | 0 | 0 | 0 | 0 | 6913.7869 | 5217.3812 | 3583.4088 | 2305.5701 | 1411.4106 | 847.7872 | 493.0289 | 286.2757 | 166.2481 | 95.3682 | 17844.7918 | 62718.6351 | 47329.6376 | 32507.0052 | 20915.0518 | 12803.6553 | 7690.7284 | 4472.5271 | 2596.9592 | 1508.125 | 865.1357 | 161879.5884 | 175335.5558 | 132314.2365 | 90876.2416 | 58469.8986 | 35793.7639 | 21500.1193 | 12503.3496 | 7260.0318 | 4216.0983 | 2418.5644 | 452548.873 | 0 | 0 | 0 | 0 | 0 | 0 | 0 | 0 | 0 | 0 | 0 | 175335.5558 | 132314.2365 | 90876.2416 | 58469.8986 | 35793.7639 | 21500.1193 | 12503.3496 | 7260.0318 | 4216.0983 | 2418.5644 | 452548.873
Ach | Single Family | Space Heating | Baseboards | RIM | New | NN614 | Ceiling Insulation(R12 to R38) | Ceiling Insulation(R12 to R38) | NonEquip | 20 |  | 0% | shell | 11.98% | 0 | 0 | 0 | 0 | 0 | 0 | 0 | 0 | 0 | 0 | 0 | 0 | 0 | 0 | 0 | 0 | 0 | 0 | 0 | 0 | 0 | 0 | 0 | 0 | 0 | 0 | 0 | 0 | 0 | 0 | 0 | 0 | 0 | 0 | 0 | 0 | 0 | 0 | 0 | 0 | 0 | 0 | 0 | 0 | 0 | 0 | 0 | 0 | 0 | 0 | 0 | 0 | 0 | 0 | 0 | 0 | 0 | 0 | 0 | 0 | 0 | 0 | 0 | 0 | 0 | 0 | 0 | 0 | 0 | 0 | 0 | 0 | 0 | 0 | 0 | 0 | 0 | 0 | 0 | 0 | 0 | 0 | 0 | 0 | 0 | 0 | 0 | 0 | 0 | 0 | 0 | 0 | 0 | 0 | 0
Ach | Single Family | Space Heating | Baseboards | RIM | Existing | NE611 | Ceiling Insulation(R12 to R38) | Ceiling Insulation(R12 to R38) | NonEquip | 20 |  | 15.79% | shell_existing | 11.98% | 77.378 | 57.2618 | 38.3703 | 24.0858 | 14.3852 | 8.4299 | 4.7828 | 2.7094 | 1.535 | 0.85908 | 77.378 | 134.6398 | 173.0102 | 197.0959 | 211.4811 | 219.9111 | 224.6939 | 227.4033 | 228.9383 | 229.7974 | 0 | 0 | 0 | 0 | 0 | 0 | 0 | 0 | 0 | 0 | 0.10462 | 0.18204 | 0.23392 | 0.26649 | 0.28594 | 0.29734 | 0.30381 | 0.30747 | 0.30954 | 0.31071 | 3.7915 | 2.876 | 1.9753 | 1.2709 | 0.77805 | 0.46735 | 0.27178 | 0.15781 | 0.091643 | 0.052571 | 9.8184 | 34.3949 | 26.0895 | 17.9193 | 11.5295 | 7.0581 | 4.2396 | 2.4655 | 1.4316 | 0.83135 | 0.4769 | 89.0683 | 96.1541 | 72.9355 | 50.0949 | 32.2316 | 19.7315 | 11.8521 | 6.8925 | 4.0021 | 2.3241 | 1.3332 | 248.9985 | 0 | 0 | 0 | 0 | 0 | 0 | 0 | 0 | 0 | 0 | 0 | 96.1541 | 72.9355 | 50.0949 | 32.2316 | 19.7315 | 11.8521 | 6.8925 | 4.0021 | 2.3241 | 1.3332 | 248.9985
Ach | Multi-Family | Space Heating | Room heating | RIM | New | NN615 | Ceiling Insulation(R12 to R38) | Ceiling Insulation(R12 to R38) | NonEquip | 20 |  | 0% | shell | 19.75% | 0 | 0 | 0 | 0 | 0 | 0 | 0 | 0 | 0 | 0 | 0 | 0 | 0 | 0 | 0 | 0 | 0 | 0 | 0 | 0 | 0 | 0 | 0 | 0 | 0 | 0 | 0 | 0 | 0 | 0 | 0 | 0 | 0 | 0 | 0 | 0 | 0 | 0 | 0 | 0 | 0 | 0 | 0 | 0 | 0 | 0 | 0 | 0 | 0 | 0 | 0 | 0 | 0 | 0 | 0 | 0 | 0 | 0 | 0 | 0 | 0 | 0 | 0 | 0 | 0 | 0 | 0 | 0 | 0 | 0 | 0 | 0 | 0 | 0 | 0 | 0 | 0 | 0 | 0 | 0 | 0 | 0 | 0 | 0 | 0 | 0 | 0 | 0 | 0 | 0 | 0 | 0 | 0 | 0 | 0
Ach | Single Family | Space Cooling | Room AC | RIM | Existing | NE755 | Home Energy Management System | Home Energy Management System | NonEquip | 11 |  | 0.95% | average_misc_existing | 7.12% | 167.6921 | 219.7686 | 264.4483 | 306.4429 | 336.7277 | 352.1382 | 339.0894 | 306.4675 | 259.3767 | 203.5572 | 167.6921 | 387.4607 | 651.909 | 958.3519 | 1295.0796 | 1647.2178 | 1986.3072 | 2292.7748 | 2552.1514 | 2755.7086 | 0.19232 | 0.44437 | 0.74767 | 1.0991 | 1.4853 | 1.8892 | 2.2781 | 2.6296 | 2.927 | 3.1605 | 0 | 0 | 0 | 0 | 0 | 0 | 0 | 0 | 0 | 0 | 8.2169 | 11.0379 | 13.614 | 16.1703 | 18.2125 | 19.5222 | 19.2687 | 17.8504 | 15.4852 | 12.4565 | 103.3868 | 16.441 | 22.0854 | 27.2398 | 32.3546 | 36.4409 | 39.0614 | 38.5543 | 35.7163 | 30.984 | 24.9239 | 206.8635 | 87.6833 | 117.786 | 145.2756 | 172.5541 | 194.3473 | 208.3227 | 205.6182 | 190.4828 | 165.2441 | 132.9246 | 1103.2475 | 0 | 0 | 0 | 0 | 0 | 0 | 0 | 0 | 0 | 0 | 0 | 87.6833 | 117.786 | 145.2756 | 172.5541 | 194.3473 | 208.3227 | 205.6182 | 190.4828 | 165.2441 | 132.9246 | 1103.2475
Ach | Single Family | Space Cooling | Room AC | RIM | Existing | NE713 | Energy Star Windows | Energy Star Windows | NonEquip | 20 |  | 19% | CACI_existing | 12.72% | 4109.5332 | 4266.5457 | 4166.5144 | 4047.635 | 3888.3831 | 3744.4987 | 3525.1347 | 3321.712 | 3125.4996 | 2894.331 | 4109.5332 | 8376.0789 | 12542.5933 | 16590.2283 | 20478.6115 | 24223.1101 | 27748.2448 | 31069.9568 | 34195.4563 | 37089.7873 | 2.1502 | 4.3826 | 6.5627 | 8.6806 | 10.7151 | 12.6743 | 14.5188 | 16.2568 | 17.8922 | 19.4066 | 0 | 0 | 0 | 0 | 0 | 0 | 0 | 0 | 0 | 0 | 201.3671 | 214.2873 | 214.4948 | 213.5841 | 210.3103 | 207.5913 | 200.3157 | 193.4751 | 186.5978 | 177.1165 | 1424.1212 | 1613.2297 | 1716.7379 | 1718.4003 | 1711.105 | 1684.8771 | 1663.0937 | 1604.8063 | 1550.0038 | 1494.9067 | 1418.9487 | 11409.1845 | 6608.9424 | 7032.9858 | 7039.7962 | 7009.9095 | 6902.4614 | 6813.2211 | 6574.4341 | 6349.9236 | 6124.2067 | 5813.0286 | 46740.1773 | 213.4785 | 227.1757 | 227.3957 | 226.4303 | 222.9596 | 220.077 | 212.3638 | 205.1118 | 197.8208 | 187.7693 | 1509.776 | 6395.4639 | 6805.8101 | 6812.4005 | 6783.4792 | 6679.5018 | 6593.1441 | 6362.0703 | 6144.8118 | 5926.3858 | 5625.2593 | 45230.4014
Ach | Single Family | Space Cooling | Room AC | RIM | Existing | NE677 | Duct Repair | Duct Repair | NonEquip | 11 |  | 14.08% | CACI_Duct_existing | 12% | 4920.7219 | 4984.0572 | 4751.1872 | 4509.1342 | 4235.874 | 3993.3483 | 3684.9285 | 3408.0236 | 3151.7104 | 2872.5494 | 4920.7219 | 9904.7791 | 14655.9663 | 19165.1005 | 23400.9745 | 27394.3228 | 31079.2513 | 34487.2748 | 37638.9852 | 40511.5347 | 3.8131 | 7.6752 | 11.3569 | 14.8511 | 18.1335 | 21.2279 | 24.0834 | 26.7243 | 29.1666 | 31.3925 | 0 | 0 | 0 | 0 | 0 | 0 | 0 | 0 | 0 | 0 | 241.1154 | 250.3243 | 244.5941 | 237.9364 | 229.105 | 221.3872 | 209.396 | 198.5024 | 188.1626 | 175.7836 | 1566.8361 | 482.4406 | 500.8664 | 489.401 | 476.0798 | 458.4094 | 442.9671 | 418.9742 | 397.1775 | 376.4889 | 351.7202 | 3135.0357 | 4264.9231 | 4427.8129 | 4326.4557 | 4208.692 | 4052.48 | 3915.9659 | 3703.8606 | 3511.1714 | 3328.2781 | 3109.3147 | 27714.6806 | 0 | 0 | 0 | 0 | 0 | 0 | 0 | 0 | 0 | 0 | 0 | 4264.9231 | 4427.8129 | 4326.4557 | 4208.692 | 4052.48 | 3915.9659 | 3703.8606 | 3511.1714 | 3328.2781 | 3109.3147 | 27714.6806
Ach | Multi-Family | Space Heating | Room heating | RIM | Existing | NE612 | Ceiling Insulation(R12 to R38) | Ceiling Insulation(R12 to R38) | NonEquip | 20 |  | 15.79% | shell_existing | 19.75% | 3603.6158 | 2751.4791 | 1843.6667 | 1157.2522 | 691.1403 | 405.0094 | 229.7831 | 130.1666 | 73.7466 | 41.2724 | 3603.6158 | 6355.0949 | 8198.7616 | 9356.0138 | 10047.1541 | 10452.1635 | 10681.9466 | 10812.1131 | 10885.8597 | 10927.1321 | 0 | 0 | 0 | 0 | 0 | 0 | 0 | 0 | 0 | 0 | 5.1 | 8.994 | 11.6032 | 13.241 | 14.2192 | 14.7924 | 15.1176 | 15.3018 | 15.4061 | 15.4645 | 176.5772 | 138.193 | 94.9131 | 61.0655 | 37.3816 | 22.4533 | 13.0574 | 7.5816 | 4.4028 | 2.5256 | 466.5338 | 1601.8254 | 1253.6225 | 861.0073 | 553.9573 | 339.1083 | 203.686 | 118.4508 | 68.777 | 39.9401 | 22.9114 | 4232.1763 | 3249.2316 | 2542.9175 | 1746.515 | 1123.6778 | 687.866 | 413.1679 | 240.2722 | 139.5111 | 81.0168 | 46.4747 | 8584.7815 | 0 | 0 | 0 | 0 | 0 | 0 | 0 | 0 | 0 | 0 | 0 | 3249.2316 | 2542.9175 | 1746.515 | 1123.6778 | 687.866 | 413.1679 | 240.2722 | 139.5111 | 81.0168 | 46.4747 | 8584.7815
Ach | Multi-Family | Space Cooling | Room AC | RIM | New | NN621 | Ceiling Insulation(R12 to R38) | Ceiling Insulation(R12 to R38) | NonEquip | 20 |  | 0% | shell | 12.59% | 0 | 0 | 0 | 0 | 0 | 0 | 0 | 0 | 0 | 0 | 0 | 0 | 0 | 0 | 0 | 0 | 0 | 0 | 0 | 0 | 0 | 0 | 0 | 0 | 0 | 0 | 0 | 0 | 0 | 0 | 0 | 0 | 0 | 0 | 0 | 0 | 0 | 0 | 0 | 0 | 0 | 0 | 0 | 0 | 0 | 0 | 0 | 0 | 0 | 0 | 0 | 0 | 0 | 0 | 0 | 0 | 0 | 0 | 0 | 0 | 0 | 0 | 0 | 0 | 0 | 0 | 0 | 0 | 0 | 0 | 0 | 0 | 0 | 0 | 0 | 0 | 0 | 0 | 0 | 0 | 0 | 0 | 0 | 0 | 0 | 0 | 0 | 0 | 0 | 0 | 0 | 0 | 0 | 0 | 0
Ach | Multi-Family | Space Cooling | Room AC | RIM | Existing | NE618 | Ceiling Insulation(R12 to R38) | Ceiling Insulation(R12 to R38) | NonEquip | 20 |  | 15.79% | shell_existing | 12.59% | 5840.3757 | 4514.8322 | 3025.1415 | 1898.8339 | 1134.0345 | 664.5531 | 377.0418 | 213.5889 | 121.0124 | 67.7261 | 5840.3757 | 10355.2079 | 13380.3495 | 15279.1834 | 16413.2179 | 17077.771 | 17454.8127 | 17668.4017 | 17789.414 | 17857.1402 | 4.727 | 8.3812 | 10.8296 | 12.3665 | 13.2843 | 13.8222 | 14.1274 | 14.3002 | 14.3982 | 14.453 | 0 | 0 | 0 | 0 | 0 | 0 | 0 | 0 | 0 | 0 | 286.1784 | 226.7574 | 155.7362 | 100.197 | 61.3363 | 36.8422 | 21.4254 | 12.4406 | 7.2246 | 4.1445 | 762.1887 | 2596.0764 | 2057.0373 | 1412.7656 | 908.9401 | 556.4145 | 334.2148 | 194.3611 | 112.8554 | 65.5386 | 37.5965 | 6914.2187 | 5266.0257 | 4172.6087 | 2865.7323 | 1843.7446 | 1128.662 | 677.9399 | 394.2528 | 228.9222 | 132.9422 | 76.2629 | 14025.1853 | 0 | 0 | 0 | 0 | 0 | 0 | 0 | 0 | 0 | 0 | 0 | 5266.0257 | 4172.6087 | 2865.7323 | 1843.7446 | 1128.662 | 677.9399 | 394.2528 | 228.9222 | 132.9422 | 76.2629 | 14025.1853
Ach | Single Family | Space Cooling | Room AC | RIM | Existing | NE599 | Air Sealing-Infiltration Control | Air Sealing-Infiltration Control | NonEquip | 11 |  | 20.8% | Nmeasure_existing | 9% | 2272.3404 | 2978.1019 | 3583.6719 | 4152.8786 | 4563.3829 | 4772.2561 | 4595.368 | 4153.1673 | 3514.8789 | 2758.3475 | 2272.3404 | 5250.4423 | 8834.1142 | 12986.9929 | 17550.3757 | 22322.6319 | 26917.9999 | 31071.1672 | 34586.0461 | 37344.3936 | 1.7608 | 4.0686 | 6.8456 | 10.0637 | 13.5998 | 17.2979 | 20.8588 | 24.0771 | 26.8008 | 28.9383 | 0 | 0 | 0 | 0 | 0 | 0 | 0 | 0 | 0 | 0 | 111.3447 | 149.5752 | 184.4897 | 219.1376 | 246.8189 | 264.5691 | 261.1317 | 241.9037 | 209.8444 | 168.7951 | 1401.0601 | 222.7863 | 299.2805 | 369.1399 | 438.4659 | 493.8526 | 529.3685 | 522.4906 | 484.018 | 419.8714 | 337.7371 | 2803.3394 | 549.1754 | 737.7362 | 909.9419 | 1080.8328 | 1217.3629 | 1304.9106 | 1287.9564 | 1193.1201 | 1034.9967 | 832.533 | 6910.3233 | 0 | 0 | 0 | 0 | 0 | 0 | 0 | 0 | 0 | 0 | 0 | 549.1754 | 737.7362 | 909.9419 | 1080.8328 | 1217.3629 | 1304.9106 | 1287.9564 | 1193.1201 | 1034.9967 | 832.533 | 6910.3233
Ach | Multi-Family | Space Heating | Heat pump-heating | RIM | New | NN615 | Ceiling Insulation(R12 to R38) | Ceiling Insulation(R12 to R38) | NonEquip | 20 |  | 0% | shell | 19.75% | 0 | 0 | 0 | 0 | 0 | 0 | 0 | 0 | 0 | 0 | 0 | 0 | 0 | 0 | 0 | 0 | 0 | 0 | 0 | 0 | 0 | 0 | 0 | 0 | 0 | 0 | 0 | 0 | 0 | 0 | 0 | 0 | 0 | 0 | 0 | 0 | 0 | 0 | 0 | 0 | 0 | 0 | 0 | 0 | 0 | 0 | 0 | 0 | 0 | 0 | 0 | 0 | 0 | 0 | 0 | 0 | 0 | 0 | 0 | 0 | 0 | 0 | 0 | 0 | 0 | 0 | 0 | 0 | 0 | 0 | 0 | 0 | 0 | 0 | 0 | 0 | 0 | 0 | 0 | 0 | 0 | 0 | 0 | 0 | 0 | 0 | 0 | 0 | 0 | 0 | 0 | 0 | 0 | 0 | 0
Ach | Single Family | Space Heating | Heat pump-heating | RIM | New | NN764 | Home Energy Management System | Home Energy Management System | NonEquip | 11 |  | 0.95% | average_misc | 15% | 1897.9869 | 2048.7412 | 2354.1781 | 2614.414 | 2764.7954 | 2794.6077 | 2610.0292 | 2289.8861 | 1880.4738 | 1431.132 | 1897.9869 | 3946.7281 | 6300.9063 | 8915.3203 | 11680.1157 | 14474.7234 | 17084.7526 | 19374.6387 | 21255.1125 | 22686.2445 | 0 | 0 | 0 | 0 | 0 | 0 | 0 | 0 | 0 | 0 | 1.992 | 4.1422 | 6.6129 | 9.3568 | 12.2585 | 15.1915 | 17.9307 | 20.334 | 22.3076 | 23.8096 | 93.0014 | 102.898 | 121.1946 | 137.9565 | 149.539 | 154.9303 | 148.3149 | 133.3758 | 112.2676 | 87.5771 | 862.3029 | 186.0836 | 205.8856 | 242.4946 | 276.033 | 299.2082 | 309.9953 | 296.7588 | 266.8677 | 224.6328 | 175.2304 | 1725.3561 | 992.4243 | 1098.0324 | 1293.276 | 1472.1434 | 1595.7418 | 1653.2721 | 1582.6786 | 1423.2628 | 1198.0153 | 934.5416 | 9201.6967 | 0 | 0 | 0 | 0 | 0 | 0 | 0 | 0 | 0 | 0 | 0 | 992.4243 | 1098.0324 | 1293.276 | 1472.1434 | 1595.7418 | 1653.2721 | 1582.6786 | 1423.2628 | 1198.0153 | 934.5416 | 9201.6967
Ach | Multi-Family | Space Heating | Heat pump-heating | RIM | Existing | NE612 | Ceiling Insulation(R12 to R38) | Ceiling Insulation(R12 to R38) | NonEquip | 20 |  | 15.79% | shell_existing | 19.75% | 23661.6536 | 17276.0433 | 11576.0518 | 7266.1785 | 4339.5459 | 2542.9812 | 1442.767 | 817.2924 | 463.0414 | 259.1419 | 23661.6536 | 40937.6968 | 52513.7486 | 59779.9271 | 64119.473 | 66662.4541 | 68105.2211 | 68922.5135 | 69385.5549 | 69644.6968 | 0 | 0 | 0 | 0 | 0 | 0 | 0 | 0 | 0 | 0 | 33.487 | 57.9368 | 74.3197 | 84.6031 | 90.7446 | 94.3436 | 96.3854 | 97.5421 | 98.1974 | 98.5642 | 1159.421 | 867.6893 | 595.9424 | 383.4191 | 234.7123 | 140.9803 | 81.9852 | 47.6037 | 27.6444 | 15.858 | 2976.6441 | 10517.7242 | 7871.2705 | 5406.11 | 3478.1983 | 2129.1999 | 1278.9076 | 743.7313 | 431.8384 | 250.7769 | 143.8564 | 27002.7201 | 21334.7361 | 15966.5223 | 10966.0538 | 7055.3708 | 4318.9873 | 2594.2071 | 1508.6259 | 875.9649 | 508.6897 | 291.8062 | 54773.8177 | 0 | 0 | 0 | 0 | 0 | 0 | 0 | 0 | 0 | 0 | 0 | 21334.7361 | 15966.5223 | 10966.0538 | 7055.3708 | 4318.9873 | 2594.2071 | 1508.6259 | 875.9649 | 508.6897 | 291.8062 | 54773.8177
Ach | Multi-Family | Space Cooling | Heat pump-cooling | RIM | New | NN621 | Ceiling Insulation(R12 to R38) | Ceiling Insulation(R12 to R38) | NonEquip | 20 |  | 0% | shell | 12.59% | 0 | 0 | 0 | 0 | 0 | 0 | 0 | 0 | 0 | 0 | 0 | 0 | 0 | 0 | 0 | 0 | 0 | 0 | 0 | 0 | 0 | 0 | 0 | 0 | 0 | 0 | 0 | 0 | 0 | 0 | 0 | 0 | 0 | 0 | 0 | 0 | 0 | 0 | 0 | 0 | 0 | 0 | 0 | 0 | 0 | 0 | 0 | 0 | 0 | 0 | 0 | 0 | 0 | 0 | 0 | 0 | 0 | 0 | 0 | 0 | 0 | 0 | 0 | 0 | 0 | 0 | 0 | 0 | 0 | 0 | 0 | 0 | 0 | 0 | 0 | 0 | 0 | 0 | 0 | 0 | 0 | 0 | 0 | 0 | 0 | 0 | 0 | 0 | 0 | 0 | 0 | 0 | 0 | 0 | 0
Ach | Multi-Family | Space Cooling | Heat pump-cooling | RIM | Existing | NE618 | Ceiling Insulation(R12 to R38) | Ceiling Insulation(R12 to R38) | NonEquip | 20 |  | 15.79% | shell_existing | 12.59% | 108722.0581 | 79377.0412 | 53186.2039 | 33384.146 | 19937.9068 | 11683.7695 | 6628.9197 | 3755.1909 | 2127.5659 | 1190.72 | 108722.0581 | 188099.0993 | 241285.3032 | 274669.4491 | 294607.3559 | 306291.1254 | 312920.045 | 316675.2359 | 318802.8018 | 319993.5219 | 87.9961 | 152.2414 | 195.2886 | 222.3086 | 238.4457 | 247.9022 | 253.2674 | 256.3068 | 258.0287 | 258.9925 | 0 | 0 | 0 | 0 | 0 | 0 | 0 | 0 | 0 | 0 | 5327.3808 | 3986.7119 | 2738.059 | 1761.6026 | 1078.3782 | 647.7365 | 376.6882 | 218.7234 | 127.0194 | 72.8653 | 13676.6845 | 48327.5025 | 36165.582 | 24838.3883 | 15980.4334 | 9782.5417 | 5875.9622 | 3417.1389 | 1984.1558 | 1152.2604 | 660.9995 | 124068.4723 | 98030.1909 | 73360.2758 | 50383.5667 | 32415.5989 | 19843.4511 | 11919.1282 | 6931.5144 | 4024.7718 | 2337.309 | 1340.8081 | 251667.382 | 0 | 0 | 0 | 0 | 0 | 0 | 0 | 0 | 0 | 0 | 0 | 98030.1909 | 73360.2758 | 50383.5667 | 32415.5989 | 19843.4511 | 11919.1282 | 6931.5144 | 4024.7718 | 2337.309 | 1340.8081 | 251667.382
Ach | Multi-Family | Space Heating | Central forced air | RIM | New | NN615 | Ceiling Insulation(R12 to R38) | Ceiling Insulation(R12 to R38) | NonEquip | 20 |  | 0% | shell | 19.75% | 0 | 0 | 0 | 0 | 0 | 0 | 0 | 0 | 0 | 0 | 0 | 0 | 0 | 0 | 0 | 0 | 0 | 0 | 0 | 0 | 0 | 0 | 0 | 0 | 0 | 0 | 0 | 0 | 0 | 0 | 0 | 0 | 0 | 0 | 0 | 0 | 0 | 0 | 0 | 0 | 0 | 0 | 0 | 0 | 0 | 0 | 0 | 0 | 0 | 0 | 0 | 0 | 0 | 0 | 0 | 0 | 0 | 0 | 0 | 0 | 0 | 0 | 0 | 0 | 0 | 0 | 0 | 0 | 0 | 0 | 0 | 0 | 0 | 0 | 0 | 0 | 0 | 0 | 0 | 0 | 0 | 0 | 0 | 0 | 0 | 0 | 0 | 0 | 0 | 0 | 0 | 0 | 0 | 0 | 0
Ach | Multi-Family | Space Heating | Central forced air | RIM | Existing | NE612 | Ceiling Insulation(R12 to R38) | Ceiling Insulation(R12 to R38) | NonEquip | 20 |  | 15.79% | shell_existing | 19.75% | 34534.7302 | 25426.6734 | 17037.4942 | 10694.2744 | 6386.8916 | 3742.7292 | 2123.4471 | 1202.8812 | 681.4988 | 381.4019 | 34534.7302 | 59961.4036 | 76998.8978 | 87693.1721 | 94080.0637 | 97822.7929 | 99946.24 | 101149.1212 | 101830.62 | 102212.0219 | 0 | 0 | 0 | 0 | 0 | 0 | 0 | 0 | 0 | 0 | 48.875 | 84.86 | 108.9722 | 124.1071 | 133.1462 | 138.443 | 141.4482 | 143.1506 | 144.1151 | 144.6548 | 1692.2018 | 1277.0547 | 877.1008 | 564.3116 | 345.4467 | 207.4932 | 120.6648 | 70.0625 | 40.6867 | 23.3396 | 4367.7116 | 15350.8615 | 11584.8415 | 7956.6479 | 5119.1706 | 3133.7309 | 1882.2808 | 1094.6148 | 635.5745 | 369.0904 | 211.7261 | 39621.8326 | 31138.5404 | 23499.3361 | 16139.7066 | 10384.0101 | 6356.6338 | 3818.123 | 2220.3776 | 1289.2347 | 748.6834 | 429.4769 | 80371.1266 | 0 | 0 | 0 | 0 | 0 | 0 | 0 | 0 | 0 | 0 | 0 | 31138.5404 | 23499.3361 | 16139.7066 | 10384.0101 | 6356.6338 | 3818.123 | 2220.3776 | 1289.2347 | 748.6834 | 429.4769 | 80371.1266
Ach | Single Family | Space Heating | Heat pump-heating | RIM | Existing | NE761 | Home Energy Management System | Home Energy Management System | NonEquip | 11 |  | 0.95% | average_misc_existing | 15% | 11278.22 | 13960.3054 | 16799.3375 | 19467.7926 | 21392.0893 | 22370.9961 | 21541.4474 | 19468.1976 | 16475.8505 | 12929.3746 | 11278.22 | 25238.5254 | 42037.8629 | 61505.6555 | 82897.7448 | 105268.7409 | 126810.1883 | 146278.3859 | 162754.2364 | 175683.6111 | 0 | 0 | 0 | 0 | 0 | 0 | 0 | 0 | 0 | 0 | 11.8367 | 26.4883 | 44.1195 | 64.5512 | 87.0026 | 110.4814 | 133.0895 | 153.5217 | 170.8134 | 184.383 | 552.6328 | 701.1563 | 864.8404 | 1027.2695 | 1157.0303 | 1240.2257 | 1224.0923 | 1133.9369 | 983.637 | 791.2038 | 6596.342 | 1105.7465 | 1402.9228 | 1730.4334 | 2055.4329 | 2315.0675 | 2481.5307 | 2449.2497 | 2268.8605 | 1968.1299 | 1583.0962 | 13198.4243 | 5897.1846 | 7482.0903 | 9228.7747 | 10962.0674 | 12346.7548 | 13234.5387 | 13062.3776 | 12100.323 | 10496.4617 | 8442.9938 | 70390.0456 | 0 | 0 | 0 | 0 | 0 | 0 | 0 | 0 | 0 | 0 | 0 | 5897.1846 | 7482.0903 | 9228.7747 | 10962.0674 | 12346.7548 | 13234.5387 | 13062.3776 | 12100.323 | 10496.4617 | 8442.9938 | 70390.0456
Ach | Single Family | Space Heating | Heat pump-heating | RIM | Existing | NE719 | Energy Star Windows | Energy Star Windows | NonEquip | 20 |  | 19% | CACI_existing | 3.196% | 32933.2977 | 32295.5199 | 31541.3737 | 30643.6532 | 29439.4195 | 28350.8986 | 26690.4856 | 25150.5269 | 23665.027 | 21914.7804 | 32933.2977 | 65228.8176 | 96770.1913 | 127413.8445 | 156853.264 | 185204.1626 | 211894.6483 | 237045.1752 | 260710.2022 | 282624.9825 | 0 | 0 | 0 | 0 | 0 | 0 | 0 | 0 | 0 | 0 | 132.2365 | 261.9122 | 388.5597 | 511.6027 | 629.8103 | 743.6472 | 850.8171 | 951.8035 | 1046.8253 | 1134.8194 | 1613.7316 | 1622.0425 | 1623.7696 | 1616.9933 | 1592.2849 | 1571.7455 | 1516.6862 | 1464.9076 | 1412.8433 | 1341.0593 | 10865.131 | 12928.2261 | 12994.808 | 13008.6448 | 12954.3568 | 12756.4087 | 12591.8597 | 12150.7585 | 11735.9396 | 11318.8329 | 10743.7435 | 87044.7554 | 52963.258 | 53236.0248 | 53292.7104 | 53070.3079 | 52259.3709 | 51585.2607 | 49778.1946 | 48078.7999 | 46370.0325 | 44014.0552 | 356597.5558 | 1710.7906 | 1719.6013 | 1721.4324 | 1714.2484 | 1688.054 | 1666.2792 | 1607.9084 | 1553.0154 | 1497.8198 | 1421.7182 | 11518.6217 | 51252.4675 | 51516.4235 | 51571.278 | 51356.0595 | 50571.3169 | 49918.9814 | 48170.2863 | 46525.7844 | 44872.2127 | 42592.337 | 345078.934
Ach | Single Family | Space Heating | Heat pump-heating | RIM | Existing | NE683 | Duct Repair | Duct Repair | NonEquip | 11 |  | 14.08% | CACI_Duct_existing | 12% | 157025.3184 | 150215.5952 | 143201.079 | 135908.0517 | 127673.0117 | 120363.5085 | 111067.534 | 102721.3455 | 94995.7861 | 86581.5343 | 157025.3184 | 307240.9136 | 450441.9926 | 586350.0443 | 714023.0561 | 834386.5645 | 945454.0985 | 1048175.444 | 1143171.2301 | 1229752.7644 | 0 | 0 | 0 | 0 | 0 | 0 | 0 | 0 | 0 | 0 | 234.5833 | 458.9934 | 672.9244 | 875.9602 | 1066.6935 | 1246.507 | 1412.4331 | 1565.8906 | 1707.8067 | 1837.1526 | 7694.2406 | 7544.5783 | 7372.081 | 7171.5472 | 6905.4287 | 6672.8328 | 6311.4101 | 5983.0666 | 5671.4139 | 5298.2951 | 47623.8435 | 15395.1769 | 15095.722 | 14750.5774 | 14349.3353 | 13816.8666 | 13351.4725 | 12628.3125 | 11971.3398 | 11347.7632 | 10601.2009 | 95289.1301 | 136098.1013 | 133450.8278 | 130399.6438 | 126852.5397 | 122145.3529 | 118031.1257 | 111638.1691 | 105830.3276 | 100317.7188 | 93717.8787 | 842385.2357 | 0 | 0 | 0 | 0 | 0 | 0 | 0 | 0 | 0 | 0 | 0 | 136098.1013 | 133450.8278 | 130399.6438 | 126852.5397 | 122145.3529 | 118031.1257 | 111638.1691 | 105830.3276 | 100317.7188 | 93717.8787 | 842385.2357
Ach | Multi-Family | Space Cooling | CAC | RIM | New | NN621 | Ceiling Insulation(R12 to R38) | Ceiling Insulation(R12 to R38) | NonEquip | 20 |  | 0% | shell | 12.59% | 0 | 0 | 0 | 0 | 0 | 0 | 0 | 0 | 0 | 0 | 0 | 0 | 0 | 0 | 0 | 0 | 0 | 0 | 0 | 0 | 0 | 0 | 0 | 0 | 0 | 0 | 0 | 0 | 0 | 0 | 0 | 0 | 0 | 0 | 0 | 0 | 0 | 0 | 0 | 0 | 0 | 0 | 0 | 0 | 0 | 0 | 0 | 0 | 0 | 0 | 0 | 0 | 0 | 0 | 0 | 0 | 0 | 0 | 0 | 0 | 0 | 0 | 0 | 0 | 0 | 0 | 0 | 0 | 0 | 0 | 0 | 0 | 0 | 0 | 0 | 0 | 0 | 0 | 0 | 0 | 0 | 0 | 0 | 0 | 0 | 0 | 0 | 0 | 0 | 0 | 0 | 0 | 0 | 0 | 0
Ach | Multi-Family | Space Cooling | CAC | RIM | Existing | NE618 | Ceiling Insulation(R12 to R38) | Ceiling Insulation(R12 to R38) | NonEquip | 20 |  | 15.79% | shell_existing | 12.59% | 125095.0207 | 92098.2863 | 61710.0128 | 38734.4071 | 23133.2262 | 13556.2516 | 7691.2937 | 4357.011 | 2468.5372 | 1381.549 | 125095.0207 | 217193.307 | 278903.3198 | 317637.727 | 340770.9531 | 354327.2048 | 362018.4985 | 366375.5096 | 368844.0467 | 370225.5958 | 101.2479 | 175.7893 | 225.7354 | 257.0858 | 275.8091 | 286.781 | 293.0061 | 296.5326 | 298.5305 | 299.6487 | 0 | 0 | 0 | 0 | 0 | 0 | 0 | 0 | 0 | 0 | 6129.656 | 4625.6364 | 3176.87 | 2043.9233 | 1251.2029 | 751.5451 | 437.0576 | 253.7767 | 147.376 | 84.5429 | 15820.4633 | 55605.3668 | 41961.606 | 28819.0761 | 18541.5141 | 11350.3264 | 6817.6647 | 3964.7817 | 2302.1436 | 1336.9257 | 766.9336 | 143515.8291 | 112793.0152 | 85117.2528 | 58458.2151 | 37610.6373 | 23023.6327 | 13829.3298 | 8042.3834 | 4669.7959 | 2711.8944 | 1555.6908 | 291115.4809 | 0 | 0 | 0 | 0 | 0 | 0 | 0 | 0 | 0 | 0 | 0 | 112793.0152 | 85117.2528 | 58458.2151 | 37610.6373 | 23023.6327 | 13829.3298 | 8042.3834 | 4669.7959 | 2711.8944 | 1555.6908 | 291115.4809
Ach | Multi-Family | Space Heating | Baseboards | RIM | New | NN615 | Ceiling Insulation(R12 to R38) | Ceiling Insulation(R12 to R38) | NonEquip | 20 |  | 0% | shell | 19.75% | 0 | 0 | 0 | 0 | 0 | 0 | 0 | 0 | 0 | 0 | 0 | 0 | 0 | 0 | 0 | 0 | 0 | 0 | 0 | 0 | 0 | 0 | 0 | 0 | 0 | 0 | 0 | 0 | 0 | 0 | 0 | 0 | 0 | 0 | 0 | 0 | 0 | 0 | 0 | 0 | 0 | 0 | 0 | 0 | 0 | 0 | 0 | 0 | 0 | 0 | 0 | 0 | 0 | 0 | 0 | 0 | 0 | 0 | 0 | 0 | 0 | 0 | 0 | 0 | 0 | 0 | 0 | 0 | 0 | 0 | 0 | 0 | 0 | 0 | 0 | 0 | 0 | 0 | 0 | 0 | 0 | 0 | 0 | 0 | 0 | 0 | 0 | 0 | 0 | 0 | 0 | 0 | 0 | 0 | 0
Ach | Single Family | Space Heating | Heat pump-heating | RIM | Existing | NE605 | Air Sealing-Infiltration Control | Air Sealing-Infiltration Control | NonEquip | 11 |  | 20.8% | Nmeasure_existing | 9% | 72512.7298 | 89757.6684 | 108012.0942 | 125170.2917 | 137544.4204 | 143840.5699 | 138509.1176 | 125180.7469 | 105942.0567 | 83139.3737 | 72512.7298 | 162270.3982 | 270282.4924 | 395452.7841 | 532997.2045 | 676837.7744 | 815346.892 | 940527.6389 | 1046469.6956 | 1129609.0694 | 0 | 0 | 0 | 0 | 0 | 0 | 0 | 0 | 0 | 0 | 108.3282 | 242.419 | 403.7805 | 590.7749 | 796.2553 | 1011.1417 | 1218.0633 | 1405.0733 | 1563.3423 | 1687.5459 | 3553.1238 | 4508.0789 | 5560.5301 | 6604.941 | 7439.3419 | 7974.3777 | 7870.7775 | 7291.228 | 6324.9253 | 5087.6546 | 42412.9259 | 7109.3395 | 9020.0808 | 11125.8991 | 13215.6297 | 14885.1577 | 15955.6948 | 15748.4043 | 14588.8009 | 12655.3547 | 10179.7365 | 84862.7603 | 17524.7544 | 22234.7942 | 27425.7052 | 32576.9594 | 36692.4005 | 39331.3097 | 38820.3316 | 35961.8713 | 31195.8633 | 25093.3835 | 209189.4798 | 0 | 0 | 0 | 0 | 0 | 0 | 0 | 0 | 0 | 0 | 0 | 17524.7544 | 22234.7942 | 27425.7052 | 32576.9594 | 36692.4005 | 39331.3097 | 38820.3316 | 35961.8713 | 31195.8633 | 25093.3835 | 209189.4798
Ach | Single Family | Space Heating | Heat pump-heating | RIM | Turnover | ET173 | 15 SEER Air Source Heat Pump | 15 SEER Air Source Heat Pump | Equip | 15 | Heat pump-heating | 59% | CACI | 3.529% | 118883.1708 | 108107.1643 | 105717.0227 | 102837.1414 | 98918.1303 | 95375.9307 | 89896.3109 | 84809.4219 | 79894.5769 | 74073.1181 | 118883.1708 | 226990.3351 | 332707.3578 | 435544.4992 | 534462.6295 | 629838.5601 | 719734.8711 | 804544.293 | 884438.8699 | 958511.988 | 0 | 0 | 0 | 0 | 0 | 0 | 0 | 0 | 0 | 0 | 1062.4675 | 2028.6291 | 2973.4298 | 3892.4928 | 4776.5314 | 5628.913 | 6432.3228 | 7190.2708 | 7904.2944 | 8566.2913 | 5825.2754 | 5429.6823 | 5442.3784 | 5426.4733 | 5350.1683 | 5287.5465 | 5108.3558 | 4939.7758 | 4769.8454 | 4532.8515 | 36897.4338 | 32472.781 | 30267.5622 | 30338.336 | 30249.6738 | 29824.314 | 29475.2311 | 28476.3397 | 27536.5967 | 26589.3259 | 25268.2124 | 205683.3727 | 64223.9975 | 59862.5613 | 60002.5363 | 59827.1818 | 58985.9141 | 58295.5051 | 56319.9183 | 54461.3139 | 52587.8212 | 49974.9501 | 406796.3388 | 0 | 0 | 0 | 0 | 0 | 0 | 0 | 0 | 0 | 0 | 0 | 64223.9975 | 59862.5613 | 60002.5363 | 59827.1818 | 58985.9141 | 58295.5051 | 56319.9183 | 54461.3139 | 52587.8212 | 49974.9501 | 406796.3388
Ach | Single Family | Space Heating | Heat pump-heating | RIM | Turnover | ET155 | 14 SEER ASHP from base electric resistance heating | 14 SEER ASHP from base electric resistance heating | Equip | 15 | Heat pump-heating | 40.59% | CACI | 58.41% | 1500789.6571 | 1364842.6702 | 1334792.3921 | 1298584.3673 | 1249270.5096 | 1204722.3183 | 1135697.8503 | 1071620.5469 | 1009698.2618 | 936293.5773 | 1500789.6571 | 2865632.3273 | 4200424.7195 | 5499009.0868 | 6748279.5964 | 7953001.9147 | 9088699.765 | 10160320.3119 | 11170018.5737 | 12106312.151 | 0 | 0 | 0 | 0 | 0 | 0 | 0 | 0 | 0 | 0 | 972.4746 | 1856.8588 | 2721.7712 | 3563.2218 | 4372.7181 | 5153.3484 | 5889.2525 | 6583.6361 | 7237.8956 | 7844.5906 | 73538.6932 | 68549.2231 | 68715.9466 | 68523.2332 | 67569.0837 | 66788.6035 | 64536.0048 | 62417.1838 | 60280.7451 | 57295.8165 | 466003.2438 | 341883.0632 | 318686.9029 | 319462.0042 | 318566.0753 | 314130.2125 | 310501.7423 | 300029.3593 | 290178.9121 | 280246.5599 | 266369.5587 | 2166459.7171 | 1772680.721 | 1652407.4737 | 1656426.4124 | 1651780.9765 | 1628780.8071 | 1609967.0081 | 1555667.1802 | 1504592.1209 | 1453092.3796 | 1381139.4369 | 11233201.6017 | 0 | 0 | 0 | 0 | 0 | 0 | 0 | 0 | 0 | 0 | 0 | 1772680.721 | 1652407.4737 | 1656426.4124 | 1651780.9765 | 1628780.8071 | 1609967.0081 | 1555667.1802 | 1504592.1209 | 1453092.3796 | 1381139.4369 | 11233201.6017
Ach | Single Family | Space Heating | Heat pump-heating | RIM | New | EN179 | 15 SEER Air Source Heat Pump | 15 SEER Air Source Heat Pump | Equip | 15 | Heat pump-heating | 59% | CACI | 3.529% | 33279.554 | 28435.3354 | 26487.0163 | 24623.4677 | 22725.9312 | 21111.8741 | 19236.6194 | 17558.0007 | 15995.1572 | 14332.7226 | 33279.554 | 61714.8894 | 88201.9057 | 112825.3735 | 135551.3047 | 156663.1788 | 175899.7981 | 193457.7989 | 209452.9561 | 223785.6787 | 0 | 0 | 0 | 0 | 0 | 0 | 0 | 0 | 0 | 0 | 297.4218 | 551.5505 | 788.2668 | 1008.3286 | 1211.4319 | 1400.1102 | 1572.0293 | 1728.9464 | 1871.8963 | 1999.9889 | 1630.6981 | 1428.1647 | 1363.5682 | 1299.3223 | 1229.1736 | 1170.4212 | 1093.1205 | 1022.6763 | 954.9387 | 877.0807 | 8736.9063 | 9090.2662 | 7961.2511 | 7601.16 | 7243.0238 | 6851.9826 | 6524.4697 | 6093.5594 | 5700.8711 | 5323.2706 | 4889.2539 | 48703.5596 | 17978.5413 | 15745.5986 | 15033.4176 | 14325.1034 | 13551.7101 | 12903.9618 | 12051.7162 | 11275.0655 | 10528.2549 | 9669.8656 | 96324.8971 | 0 | 0 | 0 | 0 | 0 | 0 | 0 | 0 | 0 | 0 | 0 | 17978.5413 | 15745.5986 | 15033.4176 | 14325.1034 | 13551.7101 | 12903.9618 | 12051.7162 | 11275.0655 | 10528.2549 | 9669.8656 | 96324.8971
Ach | Single Family | Space Heating | Heat pump-heating | RIM | New | EN161 | 14 SEER ASHP from base electric resistance heating | 14 SEER ASHP from base electric resistance heating | Equip | 15 | Heat pump-heating | 40.59% | CACI | 58.41% | 420123.4718 | 358993.406 | 334427.3882 | 310934.8418 | 287013.4688 | 266670.4873 | 243024.2914 | 221856.4156 | 202144.915 | 181167.4255 | 420123.4718 | 779116.8779 | 1113544.2661 | 1424479.1079 | 1711492.5767 | 1978163.064 | 2221187.3554 | 2443043.771 | 2645188.686 | 2826356.1115 | 0 | 0 | 0 | 0 | 0 | 0 | 0 | 0 | 0 | 0 | 272.2296 | 504.8485 | 721.5491 | 923.0272 | 1109.0048 | 1281.8007 | 1439.2744 | 1583.0319 | 1714.0168 | 1831.4088 | 20586.0501 | 18030.4438 | 17216.531 | 16407.298 | 15523.6492 | 14783.9458 | 13809.8499 | 12922.1605 | 12068.4036 | 11086.4112 | 110339.6316 | 95705.0169 | 83823.9449 | 80040.0454 | 76277.9029 | 72169.7993 | 68730.9014 | 64202.3073 | 60075.419 | 56106.2836 | 51540.9786 | 512971.4656 | 496235.2822 | 434631.3316 | 415011.6244 | 395504.7277 | 374204.0061 | 356373.1493 | 332892.1632 | 311494.0413 | 290913.8766 | 267242.5424 | 2659782.614 | 0 | 0 | 0 | 0 | 0 | 0 | 0 | 0 | 0 | 0 | 0 | 496235.2822 | 434631.3316 | 415011.6244 | 395504.7277 | 374204.0061 | 356373.1493 | 332892.1632 | 311494.0413 | 290913.8766 | 267242.5424 | 2659782.614
Ach | Multi-Family | Space Heating | Baseboards | RIM | Existing | NE612 | Ceiling Insulation(R12 to R38) | Ceiling Insulation(R12 to R38) | NonEquip | 20 |  | 15.79% | shell_existing | 19.75% | 96.2328 | 71.2161 | 47.7193 | 29.953 | 17.8887 | 10.4828 | 5.9474 | 3.3691 | 1.9088 | 1.0682 | 96.2328 | 167.4489 | 215.1682 | 245.1212 | 263.0099 | 273.4927 | 279.4401 | 282.8092 | 284.718 | 285.7862 | 0 | 0 | 0 | 0 | 0 | 0 | 0 | 0 | 0 | 0 | 0.13619 | 0.23698 | 0.30452 | 0.34691 | 0.37222 | 0.38706 | 0.39548 | 0.40024 | 0.40295 | 0.40446 | 4.7154 | 3.5768 | 2.4566 | 1.5805 | 0.96754 | 0.58116 | 0.33796 | 0.19623 | 0.11396 | 0.065371 | 12.2107 | 42.776 | 32.4473 | 22.2853 | 14.338 | 8.7771 | 5.272 | 3.0658 | 1.7801 | 1.0338 | 0.59301 | 110.7697 | 86.7692 | 65.8179 | 45.2048 | 29.084 | 17.8039 | 10.694 | 6.2189 | 3.6109 | 2.0969 | 1.2029 | 224.6914 | 0 | 0 | 0 | 0 | 0 | 0 | 0 | 0 | 0 | 0 | 0 | 86.7692 | 65.8179 | 45.2048 | 29.084 | 17.8039 | 10.694 | 6.2189 | 3.6109 | 2.0969 | 1.2029 | 224.6914
Ach | Single Family | Space Cooling | Heat pump-cooling | RIM | New | NN758 | Home Energy Management System | Home Energy Management System | NonEquip | 11 |  | 0.95% | average_misc | 7.12% | 4996.4625 | 5395.3765 | 6200.2456 | 6884.3561 | 7277.3656 | 7351.5324 | 6861.0965 | 6014.7823 | 4935.3498 | 3753.0085 | 4996.4625 | 10391.839 | 16592.0846 | 23476.4407 | 30753.8062 | 38105.3386 | 44966.4351 | 50981.2174 | 55916.5672 | 59669.5757 | 5.7304 | 11.9183 | 19.0292 | 26.9248 | 35.2711 | 43.7025 | 51.5714 | 58.4697 | 64.13 | 68.4342 | 0 | 0 | 0 | 0 | 0 | 0 | 0 | 0 | 0 | 0 | 244.8267 | 270.9828 | 319.1925 | 363.2712 | 393.6096 | 407.5616 | 389.8817 | 350.3346 | 294.649 | 229.6627 | 2268.348 | 489.8664 | 542.2014 | 638.6628 | 726.8586 | 787.5618 | 815.4779 | 780.1026 | 700.9741 | 589.5544 | 459.5252 | 4538.6699 | 2612.5631 | 2891.677 | 3406.1266 | 3876.4937 | 4200.2372 | 4349.1197 | 4160.4555 | 3738.4462 | 3144.2207 | 2450.7471 | 24205.7061 | 0 | 0 | 0 | 0 | 0 | 0 | 0 | 0 | 0 | 0 | 0 | 2612.5631 | 2891.677 | 3406.1266 | 3876.4937 | 4200.2372 | 4349.1197 | 4160.4555 | 3738.4462 | 3144.2207 | 2450.7471 | 24205.7061
Ach | Manufactured Home | Space Heating | Room heating | RIM | New | NN616 | Ceiling Insulation(R12 to R38) | Ceiling Insulation(R12 to R38) | NonEquip | 20 |  | 0% | shell | 19.59% | 0 | 0 | 0 | 0 | 0 | 0 | 0 | 0 | 0 | 0 | 0 | 0 | 0 | 0 | 0 | 0 | 0 | 0 | 0 | 0 | 0 | 0 | 0 | 0 | 0 | 0 | 0 | 0 | 0 | 0 | 0 | 0 | 0 | 0 | 0 | 0 | 0 | 0 | 0 | 0 | 0 | 0 | 0 | 0 | 0 | 0 | 0 | 0 | 0 | 0 | 0 | 0 | 0 | 0 | 0 | 0 | 0 | 0 | 0 | 0 | 0 | 0 | 0 | 0 | 0 | 0 | 0 | 0 | 0 | 0 | 0 | 0 | 0 | 0 | 0 | 0 | 0 | 0 | 0 | 0 | 0 | 0 | 0 | 0 | 0 | 0 | 0 | 0 | 0 | 0 | 0 | 0 | 0 | 0 | 0
Ach | Manufactured Home | Space Heating | Room heating | RIM | Existing | NE613 | Ceiling Insulation(R12 to R38) | Ceiling Insulation(R12 to R38) | NonEquip | 20 |  | 15.79% | shell_existing | 19.59% | 11216.8956 | 8565.1035 | 5739.5489 | 3602.8419 | 2151.7808 | 1260.9733 | 715.4252 | 405.2738 | 229.611 | 128.5024 | 11216.8956 | 19781.9992 | 25521.5481 | 29124.39 | 31276.1707 | 32537.144 | 33252.5692 | 33657.8431 | 33887.454 | 34015.9564 | 0 | 0 | 0 | 0 | 0 | 0 | 0 | 0 | 0 | 0 | 14.9374 | 26.3435 | 33.9868 | 38.7846 | 41.6501 | 43.3293 | 44.2821 | 44.8218 | 45.1275 | 45.2987 | 549.6279 | 430.1823 | 295.4756 | 190.1135 | 116.383 | 69.9071 | 40.654 | 23.6054 | 13.7082 | 7.8636 | 1452.302 | 4985.9666 | 3902.4125 | 2680.4159 | 1724.6203 | 1055.7721 | 634.1645 | 368.7942 | 214.1373 | 124.3541 | 71.335 | 13174.6027 | 9140.6706 | 7154.213 | 4913.9516 | 3161.7111 | 1935.5254 | 1162.6007 | 676.1029 | 392.5735 | 227.9759 | 130.777 | 24152.7297 | 0 | 0 | 0 | 0 | 0 | 0 | 0 | 0 | 0 | 0 | 0 | 9140.6706 | 7154.213 | 4913.9516 | 3161.7111 | 1935.5254 | 1162.6007 | 676.1029 | 392.5735 | 227.9759 | 130.777 | 24152.7297
Ach | Manufactured Home | Space Cooling | Room AC | RIM | New | NN622 | Ceiling Insulation(R12 to R38) | Ceiling Insulation(R12 to R38) | NonEquip | 20 |  | 0% | shell | 7.735% | 0 | 0 | 0 | 0 | 0 | 0 | 0 | 0 | 0 | 0 | 0 | 0 | 0 | 0 | 0 | 0 | 0 | 0 | 0 | 0 | 0 | 0 | 0 | 0 | 0 | 0 | 0 | 0 | 0 | 0 | 0 | 0 | 0 | 0 | 0 | 0 | 0 | 0 | 0 | 0 | 0 | 0 | 0 | 0 | 0 | 0 | 0 | 0 | 0 | 0 | 0 | 0 | 0 | 0 | 0 | 0 | 0 | 0 | 0 | 0 | 0 | 0 | 0 | 0 | 0 | 0 | 0 | 0 | 0 | 0 | 0 | 0 | 0 | 0 | 0 | 0 | 0 | 0 | 0 | 0 | 0 | 0 | 0 | 0 | 0 | 0 | 0 | 0 | 0 | 0 | 0 | 0 | 0 | 0 | 0
Ach | Manufactured Home | Space Cooling | Room AC | RIM | Existing | NE619 | Ceiling Insulation(R12 to R38) | Ceiling Insulation(R12 to R38) | NonEquip | 20 |  | 15.79% | shell_existing | 7.735% | 4899.6602 | 3787.4228 | 2537.6506 | 1592.804 | 951.2492 | 557.4327 | 316.2628 | 179.1571 | 101.5037 | 56.8075 | 4899.6602 | 8687.083 | 11224.7336 | 12817.5375 | 13768.7867 | 14326.2194 | 14642.4823 | 14821.6393 | 14923.1431 | 14979.9506 | 4.1875 | 7.4245 | 9.5933 | 10.9546 | 11.7676 | 12.244 | 12.5143 | 12.6674 | 12.7541 | 12.8027 | 0 | 0 | 0 | 0 | 0 | 0 | 0 | 0 | 0 | 0 | 240.0833 | 190.2233 | 130.6398 | 84.0485 | 51.4501 | 30.9035 | 17.9716 | 10.4351 | 6.0599 | 3.4763 | 639.3852 | 2177.9236 | 1725.6167 | 1185.1034 | 762.4487 | 466.7308 | 280.3422 | 163.0302 | 94.6624 | 54.973 | 31.5353 | 5800.2029 | 3992.7429 | 3163.5379 | 2172.6258 | 1397.7815 | 855.648 | 513.9456 | 298.8799 | 173.5427 | 100.7809 | 57.8131 | 10633.3934 | 0 | 0 | 0 | 0 | 0 | 0 | 0 | 0 | 0 | 0 | 0 | 3992.7429 | 3163.5379 | 2172.6258 | 1397.7815 | 855.648 | 513.9456 | 298.8799 | 173.5427 | 100.7809 | 57.8131 | 10633.3934
Ach | Manufactured Home | Space Heating | Heat pump-heating | RIM | New | NN616 | Ceiling Insulation(R12 to R38) | Ceiling Insulation(R12 to R38) | NonEquip | 20 |  | 0% | shell | 19.59% | 0 | 0 | 0 | 0 | 0 | 0 | 0 | 0 | 0 | 0 | 0 | 0 | 0 | 0 | 0 | 0 | 0 | 0 | 0 | 0 | 0 | 0 | 0 | 0 | 0 | 0 | 0 | 0 | 0 | 0 | 0 | 0 | 0 | 0 | 0 | 0 | 0 | 0 | 0 | 0 | 0 | 0 | 0 | 0 | 0 | 0 | 0 | 0 | 0 | 0 | 0 | 0 | 0 | 0 | 0 | 0 | 0 | 0 | 0 | 0 | 0 | 0 | 0 | 0 | 0 | 0 | 0 | 0 | 0 | 0 | 0 | 0 | 0 | 0 | 0 | 0 | 0 | 0 | 0 | 0 | 0 | 0 | 0 | 0 | 0 | 0 | 0 | 0 | 0 | 0 | 0 | 0 | 0 | 0 | 0
Ach | Single Family | Space Cooling | Heat pump-cooling | RIM | Existing | NE755 | Home Energy Management System | Home Energy Management System | NonEquip | 11 |  | 0.95% | average_misc_existing | 7.12% | 28688.3341 | 35508.6903 | 42727.7281 | 49512.9364 | 54406.1373 | 56896.0569 | 54787.7259 | 49516.9114 | 41908.2932 | 32889.36 | 28688.3341 | 64197.0244 | 106924.7525 | 156437.6889 | 210843.8262 | 267739.8831 | 322527.609 | 372044.5204 | 413952.8136 | 446842.1736 | 32.9023 | 73.6267 | 122.6306 | 179.4163 | 241.814 | 307.0673 | 369.9026 | 426.6929 | 474.757 | 512.4774 | 0 | 0 | 0 | 0 | 0 | 0 | 0 | 0 | 0 | 0 | 1405.7284 | 1783.424 | 2199.6501 | 2612.6808 | 2942.6556 | 3154.2606 | 3113.3113 | 2884.1423 | 2501.9981 | 2012.6409 | 16777.4364 | 2812.68 | 3568.3999 | 4401.2145 | 5227.6353 | 5887.8719 | 6311.2662 | 6229.3318 | 5770.7944 | 5006.1735 | 4027.0332 | 33569.4729 | 15000.6297 | 19031.0469 | 23472.6267 | 27880.1072 | 31401.2918 | 33659.3447 | 33222.3713 | 30776.8924 | 26699.0038 | 21477.0373 | 179033.2446 | 0 | 0 | 0 | 0 | 0 | 0 | 0 | 0 | 0 | 0 | 0 | 15000.6297 | 19031.0469 | 23472.6267 | 27880.1072 | 31401.2918 | 33659.3447 | 33222.3713 | 30776.8924 | 26699.0038 | 21477.0373 | 179033.2446
Ach | Single Family | Space Cooling | Heat pump-cooling | RIM | Existing | NE713 | Energy Star Windows | Energy Star Windows | NonEquip | 20 |  | 19% | CACI_existing | 12.72% | 703048.2522 | 689359.0148 | 673196.6393 | 653988.9314 | 628258.1105 | 605010.2537 | 569566.9301 | 536699.2954 | 504996.6477 | 467646.0291 | 703048.2522 | 1392407.267 | 2065603.9063 | 2719592.8377 | 3347850.9482 | 3952861.2019 | 4522428.1319 | 5059127.4273 | 5564124.0751 | 6031770.1042 | 367.8581 | 728.5536 | 1080.7924 | 1422.981 | 1751.7065 | 2068.2679 | 2366.2842 | 2647.103 | 2911.334 | 3156.0219 | 0 | 0 | 0 | 0 | 0 | 0 | 0 | 0 | 0 | 0 | 34449.3644 | 34623.0565 | 34656.5837 | 34509.4529 | 33980.4906 | 33541.1649 | 32365.628 | 31260.3735 | 30149.1796 | 28617.2646 | 231886.6593 | 275987.1448 | 277378.6597 | 277647.2592 | 276468.5373 | 272230.8166 | 268711.2088 | 259293.529 | 250438.9092 | 241536.7058 | 229263.9445 | 1857733.4646 | 1130640.6772 | 1136341.3171 | 1137441.6928 | 1132612.8052 | 1115252.0714 | 1100833.2412 | 1062251.6909 | 1025976.8371 | 989507.047 | 939229.0414 | 7610604.5602 | 36521.3447 | 36705.4837 | 36741.0274 | 36585.0473 | 36024.2703 | 35558.521 | 34312.2806 | 33140.5499 | 31962.5224 | 30338.4694 | 245833.6394 | 1094119.3325 | 1099635.8334 | 1100700.6653 | 1096027.7579 | 1079227.8011 | 1065274.7202 | 1027939.4103 | 992836.2872 | 957544.5246 | 908890.572 | 7364770.9208
Ach | Single Family | Space Cooling | Heat pump-cooling | RIM | Existing | NE677 | Duct Repair | Duct Repair | NonEquip | 11 |  | 14.08% | CACI_Duct_existing | 12% | 841824.3034 | 805289.564 | 767664.0438 | 728554.7871 | 684403.2864 | 645217.6544 | 595385.3127 | 550644.9275 | 509231.6161 | 464126.712 | 841824.3034 | 1647113.8674 | 2414777.9112 | 3143332.6983 | 3827735.9847 | 4472953.6391 | 5068338.9518 | 5618983.8793 | 6128215.4954 | 6592342.2074 | 652.3319 | 1276.3529 | 1871.2179 | 2435.7769 | 2966.1228 | 3466.1037 | 3927.4694 | 4354.1656 | 4748.7706 | 5108.4236 | 0 | 0 | 0 | 0 | 0 | 0 | 0 | 0 | 0 | 0 | 41249.3909 | 40445.6684 | 39519.8248 | 38444.1172 | 37017.2053 | 35770.2231 | 33832.757 | 32072.6453 | 30402.0146 | 28401.9025 | 255298.2796 | 82534.6776 | 80926.5332 | 79074.0403 | 76921.6891 | 74066.6236 | 71571.574 | 67694.9558 | 64173.2006 | 60830.4854 | 56828.5209 | 510818.724 | 729631.9503 | 715415.4586 | 699038.8516 | 680011.4041 | 654771.747 | 632714.7409 | 598444.2425 | 567310.8431 | 537760.2119 | 502381.6135 | 4515794.7252 | 0 | 0 | 0 | 0 | 0 | 0 | 0 | 0 | 0 | 0 | 0 | 729631.9503 | 715415.4586 | 699038.8516 | 680011.4041 | 654771.747 | 632714.7409 | 598444.2425 | 567310.8431 | 537760.2119 | 502381.6135 | 4515794.7252
Ach | Manufactured Home | Space Heating | Heat pump-heating | RIM | Existing | NE613 | Ceiling Insulation(R12 to R38) | Ceiling Insulation(R12 to R38) | NonEquip | 20 |  | 15.79% | shell_existing | 19.59% | 11865.528 | 8664.0003 | 5805.8204 | 3644.442 | 2176.6262 | 1275.5331 | 723.6858 | 409.9533 | 232.2622 | 129.9862 | 11865.528 | 20529.5283 | 26335.3487 | 29979.7907 | 32156.417 | 33431.95 | 34155.6359 | 34565.5892 | 34797.8513 | 34927.8375 | 0 | 0 | 0 | 0 | 0 | 0 | 0 | 0 | 0 | 0 | 15.8012 | 27.3389 | 35.0705 | 39.9238 | 42.8223 | 44.521 | 45.4847 | 46.0306 | 46.3399 | 46.513 | 581.4109 | 435.1494 | 298.8873 | 192.3086 | 117.7268 | 70.7143 | 41.1234 | 23.878 | 13.8665 | 7.9544 | 1492.8214 | 5274.287 | 3947.4716 | 2711.3652 | 1744.5336 | 1067.9625 | 641.4868 | 373.0525 | 216.6098 | 125.79 | 72.1587 | 13542.1758 | 9669.2424 | 7236.8189 | 4970.6904 | 3198.2177 | 1957.8738 | 1176.0247 | 683.9095 | 397.1063 | 230.6082 | 132.287 | 24826.5939 | 0 | 0 | 0 | 0 | 0 | 0 | 0 | 0 | 0 | 0 | 0 | 9669.2424 | 7236.8189 | 4970.6904 | 3198.2177 | 1957.8738 | 1176.0247 | 683.9095 | 397.1063 | 230.6082 | 132.287 | 24826.5939
Ach | Manufactured Home | Space Cooling | Heat pump-cooling | RIM | New | NN622 | Ceiling Insulation(R12 to R38) | Ceiling Insulation(R12 to R38) | NonEquip | 20 |  | 0% | shell | 7.735% | 0 | 0 | 0 | 0 | 0 | 0 | 0 | 0 | 0 | 0 | 0 | 0 | 0 | 0 | 0 | 0 | 0 | 0 | 0 | 0 | 0 | 0 | 0 | 0 | 0 | 0 | 0 | 0 | 0 | 0 | 0 | 0 | 0 | 0 | 0 | 0 | 0 | 0 | 0 | 0 | 0 | 0 | 0 | 0 | 0 | 0 | 0 | 0 | 0 | 0 | 0 | 0 | 0 | 0 | 0 | 0 | 0 | 0 | 0 | 0 | 0 | 0 | 0 | 0 | 0 | 0 | 0 | 0 | 0 | 0 | 0 | 0 | 0 | 0 | 0 | 0 | 0 | 0 | 0 | 0 | 0 | 0 | 0 | 0 | 0 | 0 | 0 | 0 | 0 | 0 | 0 | 0 | 0 | 0 | 0
Ach | Manufactured Home | Space Cooling | Heat pump-cooling | RIM | Existing | NE619 | Ceiling Insulation(R12 to R38) | Ceiling Insulation(R12 to R38) | NonEquip | 20 |  | 15.79% | shell_existing | 7.735% | 39801.3728 | 29057.1022 | 19468.8513 | 12219.9895 | 7297.9824 | 4276.623 | 2426.368 | 1374.4929 | 778.7364 | 435.8271 | 39801.3728 | 68858.475 | 88327.3263 | 100547.3158 | 107845.2982 | 112121.9212 | 114548.2892 | 115922.782 | 116701.5184 | 117137.3456 | 34.0164 | 58.8502 | 75.4893 | 85.9332 | 92.1704 | 95.8255 | 97.8992 | 99.0739 | 99.7394 | 100.1119 | 0 | 0 | 0 | 0 | 0 | 0 | 0 | 0 | 0 | 0 | 1950.2673 | 1459.393 | 1002.2686 | 644.82 | 394.7247 | 237.0917 | 137.8783 | 80.0582 | 46.4919 | 26.6701 | 5006.5278 | 17691.9107 | 13238.929 | 9092.1113 | 5849.505 | 3580.7579 | 2150.7849 | 1250.7674 | 726.2502 | 421.7529 | 241.9389 | 45416.8735 | 32434.2181 | 24270.6578 | 16668.3818 | 10723.7779 | 6564.5302 | 3942.99 | 2293.0062 | 1331.4196 | 773.1909 | 443.5417 | 83261.8255 | 0 | 0 | 0 | 0 | 0 | 0 | 0 | 0 | 0 | 0 | 0 | 32434.2181 | 24270.6578 | 16668.3818 | 10723.7779 | 6564.5302 | 3942.99 | 2293.0062 | 1331.4196 | 773.1909 | 443.5417 | 83261.8255
Ach | Single Family | Space Cooling | Heat pump-cooling | RIM | Existing | NE599 | Air Sealing-Infiltration Control | Air Sealing-Infiltration Control | NonEquip | 11 |  | 20.8% | Nmeasure_existing | 9% | 388746.0881 | 481181.155 | 579024.9734 | 670993.47 | 737319.9087 | 771068.211 | 742487.8479 | 671040.1137 | 567909.8718 | 445674.7559 | 388746.0881 | 869927.2432 | 1448952.2165 | 2119945.6865 | 2857265.5952 | 3628333.8061 | 4370821.654 | 5041861.7677 | 5609771.6395 | 6055446.3954 | 301.2404 | 674.1089 | 1122.7969 | 1642.7516 | 2214.1027 | 2811.6056 | 3386.9614 | 3906.9522 | 4347.027 | 4692.3816 | 0 | 0 | 0 | 0 | 0 | 0 | 0 | 0 | 0 | 0 | 19048.5583 | 24167.3235 | 29808.5675 | 35406.7423 | 39879.2978 | 42747.2524 | 42191.8552 | 39085.1353 | 33905.2086 | 27272.7483 | 227361.7191 | 38113.693 | 48355.6778 | 59643.0749 | 70844.2961 | 79793.2991 | 85531.7042 | 84420.4265 | 78204.2832 | 67839.9221 | 54569.2297 | 454921.292 | 93951.4999 | 119198.3275 | 147022.1306 | 174633.5071 | 196693.0924 | 210838.4485 | 208099.1127 | 192776.1161 | 167227.6271 | 134514.9362 | 1121395.8651 | 0 | 0 | 0 | 0 | 0 | 0 | 0 | 0 | 0 | 0 | 0 | 93951.4999 | 119198.3275 | 147022.1306 | 174633.5071 | 196693.0924 | 210838.4485 | 208099.1127 | 192776.1161 | 167227.6271 | 134514.9362 | 1121395.8651
Ach | Single Family | Space Cooling | Heat pump-cooling | RIM | Turnover | ET164 | 15 SEER Air Source Heat Pump | 15 SEER Air Source Heat Pump | Equip | 15 | Heat pump-cooling | 59% | CACI | 6.667% | 1203828.2564 | 1095912.066 | 1072860.4519 | 1044781.2943 | 1006070.3992 | 971109.8098 | 916322.8199 | 865421.7691 | 816165.2376 | 757527.6668 | 1203828.2564 | 2299740.3224 | 3372600.7742 | 4417382.0686 | 5423452.4678 | 6394562.2776 | 7310885.0975 | 8176306.8667 | 8992472.1043 | 9749999.7711 | 569.5272 | 1087.9996 | 1595.5663 | 2089.8489 | 2565.8175 | 3025.2464 | 3458.7557 | 3868.1839 | 4254.309 | 4612.6928 | 0 | 0 | 0 | 0 | 0 | 0 | 0 | 0 | 0 | 0 | 58987.5846 | 55042.1835 | 55231.5266 | 55130.6439 | 54415.1603 | 53837.3591 | 52070.0236 | 50407.0119 | 48726.4864 | 46356.3643 | 375177.0315 | 328824.0969 | 306830.6055 | 307886.0914 | 307323.7244 | 303335.2879 | 300114.3566 | 290262.4106 | 280992.0134 | 271623.9869 | 258411.8294 | 2091410.4123 | 650341.5273 | 606843.2529 | 608930.7713 | 607818.5334 | 599930.2857 | 593559.9942 | 574075.0183 | 555740.2177 | 537212.3276 | 511081.5947 | 4136348.4447 | 0 | 0 | 0 | 0 | 0 | 0 | 0 | 0 | 0 | 0 | 0 | 650341.5273 | 606843.2529 | 608930.7713 | 607818.5334 | 599930.2857 | 593559.9942 | 574075.0183 | 555740.2177 | 537212.3276 | 511081.5947 | 4136348.4447
Ach | Single Family | Space Cooling | Heat pump-cooling | RIM | Turnover | ET146 | 14 SEER ASHP from base electric resistance heating | 14 SEER ASHP from base electric resistance heating | Equip | 15 | Heat pump-cooling | 40.59% | CACI | 0% | 0 | 0 | 0 | 0 | 0 | 0 | 0 | 0 | 0 | 0 | 0 | 0 | 0 | 0 | 0 | 0 | 0 | 0 | 0 | 0 | 0 | 0 | 0 | 0 | 0 | 0 | 0 | 0 | 0 | 0 | 0 | 0 | 0 | 0 | 0 | 0 | 0 | 0 | 0 | 0 | 0 | 0 | 0 | 0 | 0 | 0 | 0 | 0 | 0 | 0 | 0 | 0 | 0 | 0 | 0 | 0 | 0 | 0 | 0 | 0 | 0 | 0 | 0 | 0 | 0 | 0 | 0 | 0 | 0 | 0 | 0 | 0 | 0 | 0 | 0 | 0 | 0 | 0 | 0 | 0 | 0 | 0 | 0 | 0 | 0 | 0 | 0 | 0 | 0 | 0 | 0 | 0 | 0 | 0 | 0
Ach | Single Family | Space Cooling | Heat pump-cooling | RIM | New | EN170 | 15 SEER Air Source Heat Pump | 15 SEER Air Source Heat Pump | Equip | 15 | Heat pump-cooling | 59% | CACI | 6.667% | 336993.5981 | 288256.818 | 268801.2916 | 250163.882 | 231139.4955 | 214959.3497 | 196080.9417 | 179167.3109 | 163398.9666 | 146577.2493 | 336993.5981 | 625250.4161 | 894051.7077 | 1144215.5897 | 1375355.0852 | 1590314.4349 | 1786395.3766 | 1965562.6875 | 2128961.6541 | 2275538.9034 | 159.4306 | 295.8039 | 422.9729 | 541.3246 | 650.676 | 752.3725 | 845.1378 | 929.9012 | 1007.2048 | 1076.55 | 0 | 0 | 0 | 0 | 0 | 0 | 0 | 0 | 0 | 0 | 16512.6863 | 14477.6987 | 13838.0585 | 13200.5578 | 12501.603 | 11917.1319 | 11142.2951 | 10435.7079 | 9755.2029 | 8969.69 | 88806.869 | 92049.3558 | 80705.393 | 77139.7425 | 73586.0188 | 69689.721 | 66431.6087 | 62112.3097 | 58173.4655 | 54380.0161 | 50001.2037 | 495050.5894 | 182053.3204 | 159617.4643 | 152565.3942 | 145536.9126 | 137830.895 | 131387.0677 | 122844.4471 | 115054.2821 | 107551.676 | 98891.3509 | 979100.8611 | 0 | 0 | 0 | 0 | 0 | 0 | 0 | 0 | 0 | 0 | 0 | 182053.3204 | 159617.4643 | 152565.3942 | 145536.9126 | 137830.895 | 131387.0677 | 122844.4471 | 115054.2821 | 107551.676 | 98891.3509 | 979100.8611
Ach | Single Family | Space Cooling | Heat pump-cooling | RIM | New | EN152 | 14 SEER ASHP from base electric resistance heating | 14 SEER ASHP from base electric resistance heating | Equip | 15 | Heat pump-cooling | 40.59% | CACI | 0% | 0 | 0 | 0 | 0 | 0 | 0 | 0 | 0 | 0 | 0 | 0 | 0 | 0 | 0 | 0 | 0 | 0 | 0 | 0 | 0 | 0 | 0 | 0 | 0 | 0 | 0 | 0 | 0 | 0 | 0 | 0 | 0 | 0 | 0 | 0 | 0 | 0 | 0 | 0 | 0 | 0 | 0 | 0 | 0 | 0 | 0 | 0 | 0 | 0 | 0 | 0 | 0 | 0 | 0 | 0 | 0 | 0 | 0 | 0 | 0 | 0 | 0 | 0 | 0 | 0 | 0 | 0 | 0 | 0 | 0 | 0 | 0 | 0 | 0 | 0 | 0 | 0 | 0 | 0 | 0 | 0 | 0 | 0 | 0 | 0 | 0 | 0 | 0 | 0 | 0 | 0 | 0 | 0 | 0 | 0
Ach | Manufactured Home | Space Heating | Central forced air | RIM | New | NN616 | Ceiling Insulation(R12 to R38) | Ceiling Insulation(R12 to R38) | NonEquip | 20 |  | 0% | shell | 19.59% | 0 | 0 | 0 | 0 | 0 | 0 | 0 | 0 | 0 | 0 | 0 | 0 | 0 | 0 | 0 | 0 | 0 | 0 | 0 | 0 | 0 | 0 | 0 | 0 | 0 | 0 | 0 | 0 | 0 | 0 | 0 | 0 | 0 | 0 | 0 | 0 | 0 | 0 | 0 | 0 | 0 | 0 | 0 | 0 | 0 | 0 | 0 | 0 | 0 | 0 | 0 | 0 | 0 | 0 | 0 | 0 | 0 | 0 | 0 | 0 | 0 | 0 | 0 | 0 | 0 | 0 | 0 | 0 | 0 | 0 | 0 | 0 | 0 | 0 | 0 | 0 | 0 | 0 | 0 | 0 | 0 | 0 | 0 | 0 | 0 | 0 | 0 | 0 | 0 | 0 | 0 | 0 | 0 | 0 | 0
Ach | Single Family | Space Heating | Central forced air | RIM | New | NN764 | Home Energy Management System | Home Energy Management System | NonEquip | 11 |  | 0.95% | average_misc | 15% | 867.6256 | 925.6525 | 1050.9181 | 1152.7545 | 1203.7717 | 1201.2424 | 1107.4379 | 958.987 | 777.2758 | 583.8505 | 867.6256 | 1793.2781 | 2844.1962 | 3996.9507 | 5200.7224 | 6401.9648 | 7509.4027 | 8468.3897 | 9245.6655 | 9829.516 | 0 | 0 | 0 | 0 | 0 | 0 | 0 | 0 | 0 | 0 | 0.91059 | 1.8821 | 2.985 | 4.1949 | 5.4582 | 6.719 | 7.8812 | 8.8877 | 9.7035 | 10.3162 | 42.5137 | 46.4909 | 54.1019 | 60.8281 | 65.1082 | 66.5957 | 62.9301 | 55.8568 | 46.4047 | 35.7283 | 375.0557 | 85.0643 | 93.0223 | 108.2509 | 121.7092 | 130.273 | 133.2493 | 125.915 | 111.7622 | 92.8498 | 71.4877 | 750.4379 | 453.6663 | 496.1077 | 577.3255 | 649.1015 | 694.7743 | 710.6474 | 671.532 | 596.0517 | 495.1881 | 381.2594 | 4002.2472 | 0 | 0 | 0 | 0 | 0 | 0 | 0 | 0 | 0 | 0 | 0 | 453.6663 | 496.1077 | 577.3255 | 649.1015 | 694.7743 | 710.6474 | 671.532 | 596.0517 | 495.1881 | 381.2594 | 4002.2472
Ach | Manufactured Home | Space Heating | Central forced air | RIM | Existing | NE613 | Ceiling Insulation(R12 to R38) | Ceiling Insulation(R12 to R38) | NonEquip | 20 |  | 15.79% | shell_existing | 19.59% | 23834.5976 | 17549.8536 | 11760.3065 | 7382.2047 | 4408.9879 | 2583.7279 | 1465.9026 | 830.404 | 470.4717 | 263.3008 | 23834.5976 | 41384.4512 | 53144.7577 | 60526.9625 | 64935.9503 | 67519.6782 | 68985.5808 | 69815.9848 | 70286.4565 | 70549.7573 | 0 | 0 | 0 | 0 | 0 | 0 | 0 | 0 | 0 | 0 | 31.7403 | 55.1112 | 70.7723 | 80.6031 | 86.4745 | 89.9152 | 91.8673 | 92.9732 | 93.5997 | 93.9503 | 1167.8953 | 881.4414 | 605.4279 | 389.5415 | 238.4682 | 143.2393 | 83.2999 | 48.3674 | 28.088 | 16.1125 | 3014.7047 | 10594.5987 | 7996.0233 | 5492.1585 | 3533.7382 | 2163.2716 | 1299.3998 | 755.6575 | 438.7662 | 254.801 | 146.1651 | 27347.9885 | 19422.8612 | 14658.946 | 10068.6618 | 6478.3299 | 3965.8816 | 2382.163 | 1385.3315 | 804.3811 | 467.1214 | 267.9615 | 50136.5081 | 0 | 0 | 0 | 0 | 0 | 0 | 0 | 0 | 0 | 0 | 0 | 19422.8612 | 14658.946 | 10068.6618 | 6478.3299 | 3965.8816 | 2382.163 | 1385.3315 | 804.3811 | 467.1214 | 267.9615 | 50136.5081
Ach | Manufactured Home | Space Cooling | CAC | RIM | New | NN622 | Ceiling Insulation(R12 to R38) | Ceiling Insulation(R12 to R38) | NonEquip | 20 |  | 0% | shell | 7.735% | 0 | 0 | 0 | 0 | 0 | 0 | 0 | 0 | 0 | 0 | 0 | 0 | 0 | 0 | 0 | 0 | 0 | 0 | 0 | 0 | 0 | 0 | 0 | 0 | 0 | 0 | 0 | 0 | 0 | 0 | 0 | 0 | 0 | 0 | 0 | 0 | 0 | 0 | 0 | 0 | 0 | 0 | 0 | 0 | 0 | 0 | 0 | 0 | 0 | 0 | 0 | 0 | 0 | 0 | 0 | 0 | 0 | 0 | 0 | 0 | 0 | 0 | 0 | 0 | 0 | 0 | 0 | 0 | 0 | 0 | 0 | 0 | 0 | 0 | 0 | 0 | 0 | 0 | 0 | 0 | 0 | 0 | 0 | 0 | 0 | 0 | 0 | 0 | 0 | 0 | 0 | 0 | 0 | 0 | 0
Ach | Manufactured Home | Space Cooling | CAC | RIM | Existing | NE619 | Ceiling Insulation(R12 to R38) | Ceiling Insulation(R12 to R38) | NonEquip | 20 |  | 15.79% | shell_existing | 7.735% | 46101.2975 | 33939.2063 | 22739.9606 | 14273.1627 | 8524.1717 | 4995.1709 | 2834.0404 | 1605.4318 | 909.5778 | 509.0538 | 46101.2975 | 80040.5038 | 102780.4644 | 117053.6271 | 125577.7988 | 130572.9697 | 133407.0101 | 135012.442 | 135922.0197 | 136431.0735 | 39.4007 | 68.407 | 87.8418 | 100.0404 | 107.3256 | 111.5947 | 114.0169 | 115.389 | 116.1663 | 116.6014 | 0 | 0 | 0 | 0 | 0 | 0 | 0 | 0 | 0 | 0 | 2258.9636 | 1704.5966 | 1170.6674 | 753.1611 | 461.0454 | 276.9273 | 161.0443 | 93.5093 | 54.3034 | 31.1512 | 5829.988 | 20492.259 | 15463.3019 | 10619.7459 | 6832.3247 | 4182.3882 | 2512.1546 | 1460.9183 | 848.273 | 492.6148 | 282.5889 | 52886.919 | 37568.0393 | 28348.5551 | 19468.963 | 12525.5612 | 7667.4867 | 4605.4817 | 2678.2716 | 1555.1215 | 903.1006 | 518.0645 | 96956.5071 | 0 | 0 | 0 | 0 | 0 | 0 | 0 | 0 | 0 | 0 | 0 | 37568.0393 | 28348.5551 | 19468.963 | 12525.5612 | 7667.4867 | 4605.4817 | 2678.2716 | 1555.1215 | 903.1006 | 518.0645 | 96956.5071
Ach | Manufactured Home | Space Heating | Baseboards | RIM | New | NN616 | Ceiling Insulation(R12 to R38) | Ceiling Insulation(R12 to R38) | NonEquip | 20 |  | 0% | shell | 19.59% | 0 | 0 | 0 | 0 | 0 | 0 | 0 | 0 | 0 | 0 | 0 | 0 | 0 | 0 | 0 | 0 | 0 | 0 | 0 | 0 | 0 | 0 | 0 | 0 | 0 | 0 | 0 | 0 | 0 | 0 | 0 | 0 | 0 | 0 | 0 | 0 | 0 | 0 | 0 | 0 | 0 | 0 | 0 | 0 | 0 | 0 | 0 | 0 | 0 | 0 | 0 | 0 | 0 | 0 | 0 | 0 | 0 | 0 | 0 | 0 | 0 | 0 | 0 | 0 | 0 | 0 | 0 | 0 | 0 | 0 | 0 | 0 | 0 | 0 | 0 | 0 | 0 | 0 | 0 | 0 | 0 | 0 | 0 | 0 | 0 | 0 | 0 | 0 | 0 | 0 | 0 | 0 | 0 | 0 | 0
Ach | Manufactured Home | Space Heating | Baseboards | RIM | Existing | NE613 | Ceiling Insulation(R12 to R38) | Ceiling Insulation(R12 to R38) | NonEquip | 20 |  | 15.79% | shell_existing | 19.59% | 0 | 0 | 0 | 0 | 0 | 0 | 0 | 0 | 0 | 0 | 0 | 0 | 0 | 0 | 0 | 0 | 0 | 0 | 0 | 0 | 0 | 0 | 0 | 0 | 0 | 0 | 0 | 0 | 0 | 0 | 0 | 0 | 0 | 0 | 0 | 0 | 0 | 0 | 0 | 0 | 0 | 0 | 0 | 0 | 0 | 0 | 0 | 0 | 0 | 0 | 0 | 0 | 0 | 0 | 0 | 0 | 0 | 0 | 0 | 0 | 0 | 0 | 0 | 0 | 0 | 0 | 0 | 0 | 0 | 0 | 0 | 0 | 0 | 0 | 0 | 0 | 0 | 0 | 0 | 0 | 0 | 0 | 0 | 0 | 0 | 0 | 0 | 0 | 0 | 0 | 0 | 0 | 0 | 0 | 0
Ach | Single Family | Space Heating | Central forced air | RIM | Existing | NE761 | Home Energy Management System | Home Energy Management System | NonEquip | 11 |  | 0.95% | average_misc_existing | 15% | 4912.3956 | 6131.7152 | 7378.689 | 8550.7412 | 9395.9405 | 9825.9008 | 9461.5423 | 8550.9191 | 7236.6055 | 5678.9046 | 4912.3956 | 11044.1107 | 18422.7998 | 26973.541 | 36369.4815 | 46195.3823 | 55656.9245 | 64207.8436 | 71444.4491 | 77123.3537 | 0 | 0 | 0 | 0 | 0 | 0 | 0 | 0 | 0 | 0 | 5.1556 | 11.591 | 19.335 | 28.3092 | 38.1704 | 48.4828 | 58.4129 | 67.3872 | 74.9822 | 80.9423 | 240.7074 | 307.9654 | 379.8595 | 451.2024 | 508.1966 | 544.7381 | 537.6519 | 498.0534 | 432.038 | 347.5165 | 2895.3897 | 481.6242 | 616.1988 | 760.0496 | 902.7975 | 1016.8355 | 1089.9503 | 1075.7717 | 996.5403 | 864.4519 | 695.3354 | 5793.299 | 2568.606 | 3286.3211 | 4053.5086 | 4814.8141 | 5423.0034 | 5812.9403 | 5737.3228 | 5314.7644 | 4610.3084 | 3708.3739 | 30896.9139 | 0 | 0 | 0 | 0 | 0 | 0 | 0 | 0 | 0 | 0 | 0 | 2568.606 | 3286.3211 | 4053.5086 | 4814.8141 | 5423.0034 | 5812.9403 | 5737.3228 | 5314.7644 | 4610.3084 | 3708.3739 | 30896.9139
Ach | Single Family | Space Heating | Central forced air | RIM | Existing | NE719 | Energy Star Windows | Energy Star Windows | NonEquip | 20 |  | 19% | CACI_existing | 3.196% | 14344.585 | 14184.9998 | 13853.7599 | 13459.4586 | 12930.5291 | 12452.4235 | 11723.1286 | 11046.7402 | 10394.2715 | 9625.5194 | 14344.585 | 28529.5848 | 42383.3447 | 55842.8033 | 68773.3324 | 81225.7559 | 92948.8845 | 103995.6247 | 114389.8962 | 124015.4157 | 0 | 0 | 0 | 0 | 0 | 0 | 0 | 0 | 0 | 0 | 57.5976 | 114.5544 | 170.1811 | 224.2247 | 276.1444 | 326.1444 | 373.2161 | 417.5719 | 459.3078 | 497.957 | 702.8847 | 712.4416 | 713.2002 | 710.2239 | 699.3714 | 690.3499 | 666.1665 | 643.424 | 620.5561 | 589.0268 | 4766.7222 | 5631.0801 | 5707.6445 | 5713.722 | 5689.8774 | 5602.9336 | 5530.6596 | 5336.9169 | 5154.7181 | 4971.5144 | 4718.9208 | 38188.0498 | 23068.9305 | 23382.5931 | 23407.4908 | 23309.8061 | 22953.6223 | 22657.5362 | 21863.8276 | 21117.411 | 20366.8776 | 19332.0735 | 156445.5568 | 745.1601 | 755.2919 | 756.0961 | 752.9408 | 741.4355 | 731.8715 | 706.2336 | 682.1232 | 657.8799 | 624.4542 | 5053.4199 | 22323.7704 | 22627.3012 | 22651.3947 | 22556.8653 | 22212.1868 | 21925.6647 | 21157.5941 | 20435.2878 | 19708.9977 | 18707.6193 | 151392.1369
Ach | Single Family | Space Heating | Central forced air | RIM | Existing | NE683 | Duct Repair | Duct Repair | NonEquip | 11 |  | 14.08% | CACI_Duct_existing | 12% | 68394.7003 | 65978.445 | 62897.4942 | 59694.2143 | 56077.1788 | 52866.6622 | 48783.6378 | 45117.7831 | 41724.5243 | 38028.7745 | 68394.7003 | 134373.1454 | 197270.6395 | 256964.8538 | 313042.0326 | 365908.6948 | 414692.3326 | 459810.1157 | 501534.6401 | 539563.4146 | 0 | 0 | 0 | 0 | 0 | 0 | 0 | 0 | 0 | 0 | 102.1762 | 200.7428 | 294.7066 | 383.885 | 467.6598 | 546.6384 | 619.5173 | 686.9197 | 749.2528 | 806.0647 | 3351.3403 | 3313.7674 | 3238.0023 | 3149.9228 | 3033.0369 | 2930.875 | 2772.1291 | 2627.9124 | 2491.0268 | 2327.1437 | 20891.2872 | 6705.597 | 6630.4185 | 6478.8224 | 6302.5868 | 6068.7133 | 5864.3005 | 5546.6706 | 5258.1117 | 4984.2213 | 4656.3125 | 41800.7544 | 59279.5413 | 58614.94 | 57274.7837 | 55716.807 | 53649.2928 | 51842.2214 | 49034.275 | 46483.3258 | 44062.0502 | 41163.2354 | 369531.5329 | 0 | 0 | 0 | 0 | 0 | 0 | 0 | 0 | 0 | 0 | 0 | 59279.5413 | 58614.94 | 57274.7837 | 55716.807 | 53649.2928 | 51842.2214 | 49034.275 | 46483.3258 | 44062.0502 | 41163.2354 | 369531.5329
Ach | Single Family | Space Heating | Room heating | RIM | New | NN626 | Ceiling Insulation(R19 to R38) | Ceiling Insulation(R19 to R38) | NonEquip | 20 |  | 0% | shell | 6.429% | 0 | 0 | 0 | 0 | 0 | 0 | 0 | 0 | 0 | 0 | 0 | 0 | 0 | 0 | 0 | 0 | 0 | 0 | 0 | 0 | 0 | 0 | 0 | 0 | 0 | 0 | 0 | 0 | 0 | 0 | 0 | 0 | 0 | 0 | 0 | 0 | 0 | 0 | 0 | 0 | 0 | 0 | 0 | 0 | 0 | 0 | 0 | 0 | 0 | 0 | 0 | 0 | 0 | 0 | 0 | 0 | 0 | 0 | 0 | 0 | 0 | 0 | 0 | 0 | 0 | 0 | 0 | 0 | 0 | 0 | 0 | 0 | 0 | 0 | 0 | 0 | 0 | 0 | 0 | 0 | 0 | 0 | 0 | 0 | 0 | 0 | 0 | 0 | 0 | 0 | 0 | 0 | 0 | 0 | 0
Ach | Single Family | Space Heating | Room heating | RIM | Existing | NE623 | Ceiling Insulation(R19 to R38) | Ceiling Insulation(R19 to R38) | NonEquip | 20 |  | 6.361% | shell_existing | 6.429% | 1611.0439 | 1230.1378 | 824.3432 | 517.4767 | 309.0701 | 181.1232 | 102.7633 | 58.2138 | 32.9816 | 18.4583 | 1611.0439 | 2841.1817 | 3665.5249 | 4183.0016 | 4492.0717 | 4673.1948 | 4775.9582 | 4834.172 | 4867.1536 | 4885.6119 | 0 | 0 | 0 | 0 | 0 | 0 | 0 | 0 | 0 | 0 | 2.1588 | 3.8071 | 4.9118 | 5.6052 | 6.0193 | 6.262 | 6.3997 | 6.4777 | 6.5219 | 6.5467 | 78.9411 | 61.7837 | 42.4377 | 27.306 | 16.7166 | 10.0413 | 5.8395 | 3.3907 | 1.9691 | 1.1295 | 208.5895 | 716.1171 | 560.4725 | 384.975 | 247.7075 | 151.6453 | 91.0899 | 52.9734 | 30.7588 | 17.8624 | 10.2467 | 1892.2258 | 882.3568 | 690.5808 | 474.3432 | 305.2104 | 186.8483 | 112.2355 | 65.2707 | 37.8992 | 22.009 | 12.6253 | 2331.4877 | 0 | 0 | 0 | 0 | 0 | 0 | 0 | 0 | 0 | 0 | 0 | 882.3568 | 690.5808 | 474.3432 | 305.2104 | 186.8483 | 112.2355 | 65.2707 | 37.8992 | 22.009 | 12.6253 | 2331.4877
Ach | Single Family | Space Cooling | Room AC | RIM | New | NN632 | Ceiling Insulation(R19 to R38) | Ceiling Insulation(R19 to R38) | NonEquip | 20 |  | 0% | shell | 5.005% | 0 | 0 | 0 | 0 | 0 | 0 | 0 | 0 | 0 | 0 | 0 | 0 | 0 | 0 | 0 | 0 | 0 | 0 | 0 | 0 | 0 | 0 | 0 | 0 | 0 | 0 | 0 | 0 | 0 | 0 | 0 | 0 | 0 | 0 | 0 | 0 | 0 | 0 | 0 | 0 | 0 | 0 | 0 | 0 | 0 | 0 | 0 | 0 | 0 | 0 | 0 | 0 | 0 | 0 | 0 | 0 | 0 | 0 | 0 | 0 | 0 | 0 | 0 | 0 | 0 | 0 | 0 | 0 | 0 | 0 | 0 | 0 | 0 | 0 | 0 | 0 | 0 | 0 | 0 | 0 | 0 | 0 | 0 | 0 | 0 | 0 | 0 | 0 | 0 | 0 | 0 | 0 | 0 | 0 | 0
Ach | Single Family | Space Heating | Central forced air | RIM | Existing | NE605 | Air Sealing-Infiltration Control | Air Sealing-Infiltration Control | NonEquip | 11 |  | 20.8% | Nmeasure_existing | 9% | 31583.9922 | 39423.812 | 47441.6122 | 54977.9216 | 60412.9483 | 63178.3746 | 60836.6674 | 54982.5138 | 46532.4 | 36516.8916 | 31583.9922 | 71007.8042 | 118449.4164 | 173427.338 | 233840.2863 | 297018.6608 | 357855.3282 | 412837.842 | 459370.2421 | 495887.1336 | 0 | 0 | 0 | 0 | 0 | 0 | 0 | 0 | 0 | 0 | 47.184 | 106.08 | 176.954 | 259.0866 | 349.3387 | 443.7222 | 534.6073 | 616.7468 | 686.2625 | 740.8159 | 1547.6156 | 1980.061 | 2442.3238 | 2901.0552 | 3267.545 | 3502.5461 | 3457.0423 | 3202.4896 | 2778.0653 | 2234.6251 | 18616.6744 | 3096.578 | 3961.845 | 4886.773 | 5804.635 | 6537.9334 | 7008.1401 | 6917.0929 | 6407.7661 | 5558.5482 | 4471.1948 | 37249.5494 | 7633.166 | 9766.0775 | 12046.0554 | 14308.615 | 16116.2197 | 17275.2946 | 17050.8602 | 15795.353 | 13702.0031 | 11021.6414 | 91821.3577 | 0 | 0 | 0 | 0 | 0 | 0 | 0 | 0 | 0 | 0 | 0 | 7633.166 | 9766.0775 | 12046.0554 | 14308.615 | 16116.2197 | 17275.2946 | 17050.8602 | 15795.353 | 13702.0031 | 11021.6414 | 91821.3577
Ach | Single Family | Space Cooling | Room AC | RIM | Existing | NE629 | Ceiling Insulation(R19 to R38) | Ceiling Insulation(R19 to R38) | NonEquip | 20 |  | 6.361% | shell_existing | 5.005% | 714.249 | 552.1741 | 370.0137 | 232.2697 | 138.725 | 81.2964 | 46.125 | 26.1293 | 14.8039 | 8.2852 | 714.249 | 1266.4231 | 1636.4369 | 1868.7065 | 2007.4315 | 2088.7279 | 2134.8529 | 2160.9822 | 2175.7861 | 2184.0713 | 0.60687 | 1.076 | 1.3904 | 1.5878 | 1.7056 | 1.7747 | 1.8139 | 1.8361 | 1.8487 | 1.8557 | 0 | 0 | 0 | 0 | 0 | 0 | 0 | 0 | 0 | 0 | 34.9982 | 27.7329 | 19.0485 | 12.2563 | 7.5032 | 4.507 | 2.6211 | 1.5219 | 0.88382 | 0.507 | 93.2211 | 317.4873 | 251.5803 | 172.7994 | 111.1836 | 68.0655 | 40.8853 | 23.777 | 13.8061 | 8.0176 | 4.5993 | 845.6578 | 391.1889 | 309.9822 | 212.9131 | 136.9938 | 83.8662 | 50.3764 | 29.2966 | 17.0111 | 9.8788 | 5.667 | 1041.9691 | 0 | 0 | 0 | 0 | 0 | 0 | 0 | 0 | 0 | 0 | 0 | 391.1889 | 309.9822 | 212.9131 | 136.9938 | 83.8662 | 50.3764 | 29.2966 | 17.0111 | 9.8788 | 5.667 | 1041.9691
Ach | Single Family | Space Cooling | CAC | RIM | New | NN758 | Home Energy Management System | Home Energy Management System | NonEquip | 11 |  | 0.95% | average_misc | 7.12% | 1134.8376 | 1220.8863 | 1397.7259 | 1546.0226 | 1627.9797 | 1638.1792 | 1522.9162 | 1329.8273 | 1086.8848 | 823.2579 | 1134.8376 | 2355.7239 | 3753.4498 | 5299.4724 | 6927.4521 | 8565.6314 | 10088.5476 | 11418.3749 | 12505.2597 | 13328.5176 | 1.3015 | 2.7017 | 4.3048 | 6.0779 | 7.945 | 9.8238 | 11.5704 | 13.0956 | 14.3421 | 15.2863 | 0 | 0 | 0 | 0 | 0 | 0 | 0 | 0 | 0 | 0 | 55.607 | 61.319 | 71.9558 | 81.58 | 88.0523 | 90.819 | 86.5397 | 77.4566 | 64.8889 | 50.3787 | 507.2805 | 111.2625 | 122.6914 | 143.9742 | 163.2309 | 176.1812 | 181.7171 | 173.1547 | 154.9806 | 129.8343 | 100.8012 | 1015.0024 | 593.3868 | 654.3397 | 767.8456 | 870.5457 | 939.6121 | 969.1364 | 923.4712 | 826.5449 | 692.4344 | 537.5946 | 5413.2271 | 0 | 0 | 0 | 0 | 0 | 0 | 0 | 0 | 0 | 0 | 0 | 593.3868 | 654.3397 | 767.8456 | 870.5457 | 939.6121 | 969.1364 | 923.4712 | 826.5449 | 692.4344 | 537.5946 | 5413.2271
Ach | Single Family | Space Heating | Heat pump-heating | RIM | New | NN626 | Ceiling Insulation(R19 to R38) | Ceiling Insulation(R19 to R38) | NonEquip | 20 |  | 0% | shell | 6.429% | 0 | 0 | 0 | 0 | 0 | 0 | 0 | 0 | 0 | 0 | 0 | 0 | 0 | 0 | 0 | 0 | 0 | 0 | 0 | 0 | 0 | 0 | 0 | 0 | 0 | 0 | 0 | 0 | 0 | 0 | 0 | 0 | 0 | 0 | 0 | 0 | 0 | 0 | 0 | 0 | 0 | 0 | 0 | 0 | 0 | 0 | 0 | 0 | 0 | 0 | 0 | 0 | 0 | 0 | 0 | 0 | 0 | 0 | 0 | 0 | 0 | 0 | 0 | 0 | 0 | 0 | 0 | 0 | 0 | 0 | 0 | 0 | 0 | 0 | 0 | 0 | 0 | 0 | 0 | 0 | 0 | 0 | 0 | 0 | 0 | 0 | 0 | 0 | 0 | 0 | 0 | 0 | 0 | 0 | 0
Ach | Single Family | Space Heating | Heat pump-heating | RIM | Existing | NE623 | Ceiling Insulation(R19 to R38) | Ceiling Insulation(R19 to R38) | NonEquip | 20 |  | 6.361% | shell_existing | 6.429% | 29284.2096 | 21382.1489 | 14328.6626 | 8994.7361 | 5372.2291 | 3148.2674 | 1786.2232 | 1011.867 | 573.2835 | 320.8405 | 29284.2096 | 50666.3585 | 64995.0211 | 73989.7572 | 79361.9862 | 82510.2536 | 84296.4768 | 85308.3438 | 85881.6272 | 86202.4678 | 0 | 0 | 0 | 0 | 0 | 0 | 0 | 0 | 0 | 0 | 39.2405 | 67.8923 | 87.0925 | 99.1454 | 106.3441 | 110.5627 | 112.9562 | 114.3121 | 115.0803 | 115.5102 | 1434.9263 | 1073.9184 | 737.6485 | 474.631 | 290.5668 | 174.5368 | 101.5021 | 58.9368 | 34.226 | 19.6336 | 3684.3002 | 13016.9787 | 9742.0847 | 6691.6015 | 4305.63 | 2635.8863 | 1583.3161 | 920.7794 | 534.647 | 310.4824 | 178.1069 | 33422.2445 | 16038.7447 | 12003.6156 | 8244.9922 | 5305.1405 | 3247.7818 | 1950.8676 | 1134.5295 | 658.7602 | 382.5579 | 219.4527 | 41180.8959 | 0 | 0 | 0 | 0 | 0 | 0 | 0 | 0 | 0 | 0 | 0 | 16038.7447 | 12003.6156 | 8244.9922 | 5305.1405 | 3247.7818 | 1950.8676 | 1134.5295 | 658.7602 | 382.5579 | 219.4527 | 41180.8959
Ach | Single Family | Space Cooling | Heat pump-cooling | RIM | New | NN632 | Ceiling Insulation(R19 to R38) | Ceiling Insulation(R19 to R38) | NonEquip | 20 |  | 0% | shell | 5.005% | 0 | 0 | 0 | 0 | 0 | 0 | 0 | 0 | 0 | 0 | 0 | 0 | 0 | 0 | 0 | 0 | 0 | 0 | 0 | 0 | 0 | 0 | 0 | 0 | 0 | 0 | 0 | 0 | 0 | 0 | 0 | 0 | 0 | 0 | 0 | 0 | 0 | 0 | 0 | 0 | 0 | 0 | 0 | 0 | 0 | 0 | 0 | 0 | 0 | 0 | 0 | 0 | 0 | 0 | 0 | 0 | 0 | 0 | 0 | 0 | 0 | 0 | 0 | 0 | 0 | 0 | 0 | 0 | 0 | 0 | 0 | 0 | 0 | 0 | 0 | 0 | 0 | 0 | 0 | 0 | 0 | 0 | 0 | 0 | 0 | 0 | 0 | 0 | 0 | 0 | 0 | 0 | 0 | 0 | 0
Ach | Single Family | Space Cooling | Heat pump-cooling | RIM | Existing | NE629 | Ceiling Insulation(R19 to R38) | Ceiling Insulation(R19 to R38) | NonEquip | 20 |  | 6.361% | shell_existing | 5.005% | 122191.8682 | 89216.4775 | 59784.2658 | 37528.5295 | 22414.2265 | 13135.3065 | 7452.5666 | 4221.7882 | 2391.9168 | 1338.6586 | 122191.8682 | 211408.3457 | 271192.6115 | 308721.141 | 331135.3675 | 344270.6741 | 351723.2406 | 355945.0288 | 358336.9456 | 359675.6042 | 103.8224 | 179.6267 | 230.4234 | 262.3102 | 281.3548 | 292.5155 | 298.8477 | 302.4348 | 304.4671 | 305.6045 | 0 | 0 | 0 | 0 | 0 | 0 | 0 | 0 | 0 | 0 | 5987.4015 | 4480.8976 | 3077.7314 | 1980.292 | 1212.3145 | 728.2083 | 423.4919 | 245.9006 | 142.8016 | 81.9183 | 15372.5986 | 54314.9009 | 40648.603 | 27919.7367 | 17964.2806 | 10997.549 | 6605.9643 | 3841.7203 | 2230.6949 | 1295.4292 | 743.124 | 139453.0102 | 66923.5809 | 50084.7838 | 34401.034 | 22134.515 | 13550.5238 | 8139.4752 | 4733.5386 | 2748.5292 | 1596.1506 | 915.6331 | 171825.6804 | 0 | 0 | 0 | 0 | 0 | 0 | 0 | 0 | 0 | 0 | 0 | 66923.5809 | 50084.7838 | 34401.034 | 22134.515 | 13550.5238 | 8139.4752 | 4733.5386 | 2748.5292 | 1596.1506 | 915.6331 | 171825.6804
Ach | Single Family | Space Heating | Central forced air | RIM | New | NN626 | Ceiling Insulation(R19 to R38) | Ceiling Insulation(R19 to R38) | NonEquip | 20 |  | 0% | shell | 6.429% | 0 | 0 | 0 | 0 | 0 | 0 | 0 | 0 | 0 | 0 | 0 | 0 | 0 | 0 | 0 | 0 | 0 | 0 | 0 | 0 | 0 | 0 | 0 | 0 | 0 | 0 | 0 | 0 | 0 | 0 | 0 | 0 | 0 | 0 | 0 | 0 | 0 | 0 | 0 | 0 | 0 | 0 | 0 | 0 | 0 | 0 | 0 | 0 | 0 | 0 | 0 | 0 | 0 | 0 | 0 | 0 | 0 | 0 | 0 | 0 | 0 | 0 | 0 | 0 | 0 | 0 | 0 | 0 | 0 | 0 | 0 | 0 | 0 | 0 | 0 | 0 | 0 | 0 | 0 | 0 | 0 | 0 | 0 | 0 | 0 | 0 | 0 | 0 | 0 | 0 | 0 | 0 | 0 | 0 | 0
Ach | Single Family | Space Cooling | CAC | RIM | Existing | NE755 | Home Energy Management System | Home Energy Management System | NonEquip | 11 |  | 0.95% | average_misc_existing | 7.12% | 6422.9271 | 8016.718 | 9646.544 | 11178.4254 | 12283.1525 | 12845.2961 | 12369.3029 | 11179.3228 | 9461.5421 | 7425.3576 | 6422.9271 | 14439.6451 | 24086.1891 | 35264.6146 | 47547.767 | 60393.0631 | 72762.366 | 83941.6889 | 93403.2309 | 100828.5885 | 7.3664 | 16.5606 | 27.6241 | 40.4445 | 54.5319 | 69.264 | 83.4502 | 96.2716 | 107.1229 | 115.639 | 0 | 0 | 0 | 0 | 0 | 0 | 0 | 0 | 0 | 0 | 314.7234 | 402.6397 | 496.6101 | 589.8591 | 664.3568 | 712.1304 | 702.8854 | 651.1464 | 564.8705 | 454.3895 | 3785.3351 | 629.7207 | 805.6297 | 993.6524 | 1180.2316 | 1329.2917 | 1424.8805 | 1406.3824 | 1302.8594 | 1130.2326 | 909.1743 | 7573.9642 | 3358.4366 | 4296.5971 | 5299.3627 | 6294.4297 | 7089.3997 | 7599.1953 | 7500.5408 | 6948.4305 | 6027.7746 | 4848.8229 | 40393.5858 | 0 | 0 | 0 | 0 | 0 | 0 | 0 | 0 | 0 | 0 | 0 | 3358.4366 | 4296.5971 | 5299.3627 | 6294.4297 | 7089.3997 | 7599.1953 | 7500.5408 | 6948.4305 | 6027.7746 | 4848.8229 | 40393.5858
Ach | Single Family | Space Cooling | CAC | RIM | Existing | NE713 | Energy Star Windows | Energy Star Windows | NonEquip | 20 |  | 19% | CACI_existing | 12.72% | 157402.925 | 155635.0499 | 151986.1064 | 147649.6249 | 141840.4348 | 136591.818 | 128589.8577 | 121169.405 | 114011.9688 | 105579.4028 | 157402.925 | 313037.9749 | 465024.0813 | 612673.7062 | 754514.1411 | 891105.959 | 1019695.8167 | 1140865.2217 | 1254877.1906 | 1360456.5934 | 82.3584 | 163.7918 | 243.316 | 320.5712 | 394.7868 | 466.2562 | 533.5386 | 596.9385 | 656.5933 | 711.8359 | 0 | 0 | 0 | 0 | 0 | 0 | 0 | 0 | 0 | 0 | 7712.7433 | 7816.7704 | 7824.3397 | 7791.1223 | 7671.6997 | 7572.5141 | 7307.1158 | 7057.5849 | 6806.7131 | 6460.8561 | 52292.0185 | 61789.7615 | 62623.1624 | 62683.8035 | 62417.6861 | 61460.9454 | 60666.3314 | 58540.1227 | 56541.0349 | 54531.2043 | 51760.4103 | 418931.5287 | 253135.0432 | 256549.2491 | 256797.6785 | 255707.4713 | 251787.9771 | 248532.67 | 239822.1992 | 231632.5063 | 223398.803 | 212047.6495 | 1716243.0796 | 8176.6315 | 8286.9153 | 8294.94 | 8259.7247 | 8133.1193 | 8027.9681 | 7746.6072 | 7482.0682 | 7216.1075 | 6849.4487 | 55437.1573 | 244958.4117 | 248262.3338 | 248502.7386 | 247447.7466 | 243654.8578 | 240504.7019 | 232075.592 | 224150.4381 | 216182.6955 | 205198.2009 | 1660805.9223
Ach | Single Family | Space Cooling | CAC | RIM | Existing | NE677 | Duct Repair | Duct Repair | NonEquip | 11 |  | 14.08% | CACI_Duct_existing | 12% | 188472.992 | 181808.432 | 173313.802 | 164484.1922 | 154516.2062 | 145669.3533 | 134418.8165 | 124317.8793 | 114968.0883 | 104784.8544 | 188472.992 | 370281.424 | 543595.226 | 708079.4182 | 862595.6244 | 1008264.9778 | 1142683.7942 | 1267001.6736 | 1381969.7618 | 1486754.6162 | 146.0482 | 286.9321 | 421.2334 | 548.6926 | 668.4277 | 781.3072 | 885.4687 | 981.803 | 1070.8921 | 1152.0901 | 0 | 0 | 0 | 0 | 0 | 0 | 0 | 0 | 0 | 0 | 9235.1766 | 9131.3285 | 8922.3028 | 8679.4427 | 8357.292 | 8075.7636 | 7638.3462 | 7240.9697 | 6863.7951 | 6412.2343 | 57565.6624 | 18478.3898 | 18270.6032 | 17852.37 | 17366.4385 | 16721.8567 | 16158.5549 | 15283.3395 | 14488.2406 | 13733.5633 | 12830.0486 | 115181.4195 | 163354.6528 | 161517.7553 | 157820.4451 | 153524.6607 | 147826.3595 | 142846.5984 | 135109.4242 | 128080.506 | 121408.9258 | 113421.5783 | 1018239.1954 | 0 | 0 | 0 | 0 | 0 | 0 | 0 | 0 | 0 | 0 | 0 | 163354.6528 | 161517.7553 | 157820.4451 | 153524.6607 | 147826.3595 | 142846.5984 | 135109.4242 | 128080.506 | 121408.9258 | 113421.5783 | 1018239.1954
Ach | Single Family | Space Heating | Central forced air | RIM | Existing | NE623 | Ceiling Insulation(R19 to R38) | Ceiling Insulation(R19 to R38) | NonEquip | 20 |  | 6.361% | shell_existing | 6.429% | 12755.1707 | 9391.5744 | 6293.5068 | 3950.713 | 2359.6173 | 1382.7977 | 784.5539 | 444.4373 | 251.8004 | 140.9212 | 12755.1707 | 22146.7451 | 28440.2519 | 32390.9649 | 34750.5822 | 36133.38 | 36917.9338 | 37362.3711 | 37614.1716 | 37755.0927 | 0 | 0 | 0 | 0 | 0 | 0 | 0 | 0 | 0 | 0 | 17.0918 | 29.6764 | 38.1096 | 43.4035 | 46.5654 | 48.4183 | 49.4696 | 50.0651 | 50.4025 | 50.5914 | 625.0034 | 471.6918 | 323.9937 | 208.4698 | 127.6242 | 76.6609 | 44.5823 | 25.8865 | 15.0329 | 8.6236 | 1613.3328 | 5669.7376 | 4278.9672 | 2939.1187 | 1891.1404 | 1157.7472 | 695.432 | 404.4293 | 234.8303 | 136.3716 | 78.229 | 14635.3991 | 6985.9125 | 5272.2881 | 3621.4067 | 2330.1503 | 1426.507 | 856.8698 | 498.3137 | 289.3439 | 168.029 | 96.3891 | 18032.8657 | 0 | 0 | 0 | 0 | 0 | 0 | 0 | 0 | 0 | 0 | 0 | 6985.9125 | 5272.2881 | 3621.4067 | 2330.1503 | 1426.507 | 856.8698 | 498.3137 | 289.3439 | 168.029 | 96.3891 | 18032.8657
Ach | Single Family | Space Cooling | CAC | RIM | New | NN632 | Ceiling Insulation(R19 to R38) | Ceiling Insulation(R19 to R38) | NonEquip | 20 |  | 0% | shell | 5.005% | 0 | 0 | 0 | 0 | 0 | 0 | 0 | 0 | 0 | 0 | 0 | 0 | 0 | 0 | 0 | 0 | 0 | 0 | 0 | 0 | 0 | 0 | 0 | 0 | 0 | 0 | 0 | 0 | 0 | 0 | 0 | 0 | 0 | 0 | 0 | 0 | 0 | 0 | 0 | 0 | 0 | 0 | 0 | 0 | 0 | 0 | 0 | 0 | 0 | 0 | 0 | 0 | 0 | 0 | 0 | 0 | 0 | 0 | 0 | 0 | 0 | 0 | 0 | 0 | 0 | 0 | 0 | 0 | 0 | 0 | 0 | 0 | 0 | 0 | 0 | 0 | 0 | 0 | 0 | 0 | 0 | 0 | 0 | 0 | 0 | 0 | 0 | 0 | 0 | 0 | 0 | 0 | 0 | 0 | 0
Ach | Single Family | Space Cooling | CAC | RIM | Existing | NE629 | Ceiling Insulation(R19 to R38) | Ceiling Insulation(R19 to R38) | NonEquip | 20 |  | 6.361% | shell_existing | 5.005% | 27357.0945 | 20142.2055 | 13497.3606 | 8472.7326 | 5060.41 | 2965.5289 | 1682.5494 | 953.1437 | 540.0177 | 302.226 | 27357.0945 | 47499.3 | 60996.6606 | 69469.3931 | 74529.8031 | 77495.332 | 79177.8814 | 80131.0251 | 80671.0429 | 80973.2688 | 23.2444 | 40.3586 | 51.8269 | 59.0259 | 63.3255 | 65.8452 | 67.2748 | 68.0847 | 68.5435 | 68.8003 | 0 | 0 | 0 | 0 | 0 | 0 | 0 | 0 | 0 | 0 | 1340.4976 | 1011.6423 | 694.8526 | 447.0861 | 273.7015 | 164.406 | 95.6108 | 55.5164 | 32.24 | 18.4945 | 3460.1194 | 12160.3663 | 9177.1446 | 6303.3768 | 4055.7556 | 2482.8921 | 1491.4139 | 867.3366 | 503.619 | 292.4662 | 167.7735 | 31388.582 | 14983.278 | 11307.5301 | 7766.6449 | 4997.2602 | 3059.2716 | 1837.6312 | 1068.6805 | 620.5293 | 360.3594 | 206.7205 | 38675.1384 | 0 | 0 | 0 | 0 | 0 | 0 | 0 | 0 | 0 | 0 | 0 | 14983.278 | 11307.5301 | 7766.6449 | 4997.2602 | 3059.2716 | 1837.6312 | 1068.6805 | 620.5293 | 360.3594 | 206.7205 | 38675.1384
Ach | Single Family | Space Cooling | CAC | RIM | Existing | NE599 | Air Sealing-Infiltration Control | Air Sealing-Infiltration Control | NonEquip | 11 |  | 20.8% | Nmeasure_existing | 9% | 87034.9526 | 108635.1981 | 130725.1791 | 151488.7018 | 166463.0742 | 174082.3533 | 167629.8283 | 151499.2324 | 128215.7473 | 100618.9974 | 87034.9526 | 195670.1507 | 326395.3297 | 477884.0316 | 644347.1058 | 818429.4591 | 986059.2873 | 1137558.5198 | 1265774.2671 | 1366393.2645 | 67.4436 | 151.6253 | 252.9246 | 370.3136 | 499.3063 | 634.2032 | 764.1 | 881.4971 | 980.8519 | 1058.8218 | 0 | 0 | 0 | 0 | 0 | 0 | 0 | 0 | 0 | 0 | 4264.7127 | 5456.2028 | 6729.8139 | 7993.7014 | 9003.4603 | 9650.952 | 9525.5612 | 8824.164 | 7654.7035 | 6157.3077 | 51297.487 | 8533.1366 | 10917.1537 | 13465.4842 | 15994.359 | 18014.7555 | 19310.3024 | 19059.4117 | 17656.0069 | 15316.0682 | 12319.9735 | 102639.6139 | 21034.4608 | 26911.141 | 33192.8591 | 39426.6181 | 44406.9615 | 47600.5271 | 46982.0734 | 43522.6345 | 37754.609 | 30369.1377 | 253010.0056 | 0 | 0 | 0 | 0 | 0 | 0 | 0 | 0 | 0 | 0 | 0 | 21034.4608 | 26911.141 | 33192.8591 | 39426.6181 | 44406.9615 | 47600.5271 | 46982.0734 | 43522.6345 | 37754.609 | 30369.1377 | 253010.0056
Ach | Single Family | Space Cooling | CAC | RIM | Turnover | ET209 | 16 SEER Central AC | 16 SEER Central AC | Equip | 15 | CAC | 78% | CACI | 12.5% | 711155.4966 | 645078.3126 | 629240.4946 | 610570.0682 | 585834.8289 | 563445.4188 | 529747.246 | 498522.4437 | 468459.1084 | 433240.24 | 711155.4966 | 1356233.8092 | 1985474.3038 | 2596044.3719 | 3181879.2008 | 3745324.6196 | 4275071.8656 | 4773594.3092 | 5242053.4176 | 5675293.6576 | 363.6614 | 693.5332 | 1015.306 | 1327.5314 | 1627.108 | 1915.2353 | 2186.1306 | 2441.0585 | 2680.613 | 2902.1578 | 0 | 0 | 0 | 0 | 0 | 0 | 0 | 0 | 0 | 0 | 34846.6193 | 32399.0583 | 32393.6939 | 32218.3419 | 31685.9498 | 31236.8519 | 30102.8753 | 29036.7398 | 27967.8248 | 26511.8269 | 218658.6564 | 66821.4287 | 62128.0171 | 62117.7306 | 61781.4778 | 60760.5694 | 59899.3852 | 57724.8863 | 55680.4785 | 53630.7409 | 50838.7381 | 419297.0251 | 356742.0015 | 331685.1134 | 331630.1963 | 329835.0315 | 324384.6706 | 319787.0351 | 308177.9581 | 297263.4038 | 286320.3947 | 271414.6275 | 2238516.338 | 0 | 0 | 0 | 0 | 0 | 0 | 0 | 0 | 0 | 0 | 0 | 356742.0015 | 331685.1134 | 331630.1963 | 329835.0315 | 324384.6706 | 319787.0351 | 308177.9581 | 297263.4038 | 286320.3947 | 271414.6275 | 2238516.338
Ach | Single Family | Space Cooling | CAC | RIM | Turnover | ET182 | 15 SEER Central AC | 15 SEER Central AC | Equip | 15 | CAC | 0% | CACI | 6.667% | 0 | 0 | 0 | 0 | 0 | 0 | 0 | 0 | 0 | 0 | 0 | 0 | 0 | 0 | 0 | 0 | 0 | 0 | 0 | 0 | 0 | 0 | 0 | 0 | 0 | 0 | 0 | 0 | 0 | 0 | 0 | 0 | 0 | 0 | 0 | 0 | 0 | 0 | 0 | 0 | 0 | 0 | 0 | 0 | 0 | 0 | 0 | 0 | 0 | 0 | 0 | 0 | 0 | 0 | 0 | 0 | 0 | 0 | 0 | 0 | 0 | 0 | 0 | 0 | 0 | 0 | 0 | 0 | 0 | 0 | 0 | 0 | 0 | 0 | 0 | 0 | 0 | 0 | 0 | 0 | 0 | 0 | 0 | 0 | 0 | 0 | 0 | 0 | 0 | 0 | 0 | 0 | 0 | 0 | 0
Ach | Single Family | Space Cooling | CAC | RIM | New | EN215 | 16 SEER Central AC | 16 SEER Central AC | Equip | 15 | CAC | 78% | CACI | 12.5% | 175640.0115 | 149695.4194 | 139087.2067 | 128975.8448 | 118737.6687 | 110028.5881 | 100005.6576 | 91052.6743 | 82742.9735 | 73960.0581 | 175640.0115 | 325335.4309 | 464422.6376 | 593398.4824 | 712136.1511 | 822164.7392 | 922170.3967 | 1013223.071 | 1095966.0445 | 1169926.1026 | 89.8165 | 166.3658 | 237.4904 | 303.4444 | 364.1629 | 420.4279 | 471.5675 | 518.1288 | 560.4408 | 598.2616 | 0 | 0 | 0 | 0 | 0 | 0 | 0 | 0 | 0 | 0 | 8606.3606 | 7518.4524 | 7160.2963 | 6805.751 | 6422.1443 | 6099.8752 | 5682.8192 | 5303.4178 | 4939.8997 | 4525.9329 | 45714.6156 | 16503.4462 | 14417.2876 | 13730.4921 | 13050.6206 | 12315.0212 | 11697.0421 | 10897.301 | 10169.7658 | 9472.688 | 8678.8707 | 87661.7586 | 88107.5511 | 76970.0999 | 73303.4795 | 69673.8246 | 65746.6536 | 62447.4258 | 58177.8189 | 54293.6998 | 50572.1853 | 46334.2039 | 468003.0313 | 0 | 0 | 0 | 0 | 0 | 0 | 0 | 0 | 0 | 0 | 0 | 88107.5511 | 76970.0999 | 73303.4795 | 69673.8246 | 65746.6536 | 62447.4258 | 58177.8189 | 54293.6998 | 50572.1853 | 46334.2039 | 468003.0313
Ach | Single Family | Space Cooling | CAC | RIM | New | EN188 | 15 SEER Central AC | 15 SEER Central AC | Equip | 15 | CAC | 0% | CACI | 6.667% | 0 | 0 | 0 | 0 | 0 | 0 | 0 | 0 | 0 | 0 | 0 | 0 | 0 | 0 | 0 | 0 | 0 | 0 | 0 | 0 | 0 | 0 | 0 | 0 | 0 | 0 | 0 | 0 | 0 | 0 | 0 | 0 | 0 | 0 | 0 | 0 | 0 | 0 | 0 | 0 | 0 | 0 | 0 | 0 | 0 | 0 | 0 | 0 | 0 | 0 | 0 | 0 | 0 | 0 | 0 | 0 | 0 | 0 | 0 | 0 | 0 | 0 | 0 | 0 | 0 | 0 | 0 | 0 | 0 | 0 | 0 | 0 | 0 | 0 | 0 | 0 | 0 | 0 | 0 | 0 | 0 | 0 | 0 | 0 | 0 | 0 | 0 | 0 | 0 | 0 | 0 | 0 | 0 | 0 | 0
Ach | Single Family | Space Heating | Baseboards | RIM | New | NN626 | Ceiling Insulation(R19 to R38) | Ceiling Insulation(R19 to R38) | NonEquip | 20 |  | 0% | shell | 6.429% | 0 | 0 | 0 | 0 | 0 | 0 | 0 | 0 | 0 | 0 | 0 | 0 | 0 | 0 | 0 | 0 | 0 | 0 | 0 | 0 | 0 | 0 | 0 | 0 | 0 | 0 | 0 | 0 | 0 | 0 | 0 | 0 | 0 | 0 | 0 | 0 | 0 | 0 | 0 | 0 | 0 | 0 | 0 | 0 | 0 | 0 | 0 | 0 | 0 | 0 | 0 | 0 | 0 | 0 | 0 | 0 | 0 | 0 | 0 | 0 | 0 | 0 | 0 | 0 | 0 | 0 | 0 | 0 | 0 | 0 | 0 | 0 | 0 | 0 | 0 | 0 | 0 | 0 | 0 | 0 | 0 | 0 | 0 | 0 | 0 | 0 | 0 | 0 | 0 | 0 | 0 | 0 | 0 | 0 | 0
Ach | Single Family | Space Heating | Baseboards | RIM | New | NN764 | Home Energy Management System | Home Energy Management System | NonEquip | 11 |  | 0.95% | average_misc | 15% | 1.0518 | 1.1267 | 1.2843 | 1.4145 | 1.483 | 1.4859 | 1.3754 | 1.1958 | 0.97317 | 0.73395 | 1.0518 | 2.1785 | 3.4628 | 4.8773 | 6.3603 | 7.8462 | 9.2216 | 10.4175 | 11.3906 | 12.1246 | 0 | 0 | 0 | 0 | 0 | 0 | 0 | 0 | 0 | 0 | 0.0011039 | 0.0022864 | 0.0036343 | 0.0051188 | 0.0066753 | 0.0082347 | 0.0096783 | 0.010933 | 0.011955 | 0.012725 | 0.051538 | 0.056588 | 0.066118 | 0.074638 | 0.080213 | 0.082377 | 0.078157 | 0.069653 | 0.0581 | 0.044913 | 0.46206 | 0.10312 | 0.11322 | 0.13229 | 0.14934 | 0.1605 | 0.16483 | 0.15638 | 0.13937 | 0.11625 | 0.089866 | 0.92453 | 0.54997 | 0.60385 | 0.70555 | 0.79647 | 0.85596 | 0.87905 | 0.83402 | 0.74327 | 0.61999 | 0.47927 | 4.9307 | 0 | 0 | 0 | 0 | 0 | 0 | 0 | 0 | 0 | 0 | 0 | 0.54997 | 0.60385 | 0.70555 | 0.79647 | 0.85596 | 0.87905 | 0.83402 | 0.74327 | 0.61999 | 0.47927 | 4.9307
Ach | Single Family | Space Heating | Baseboards | RIM | Existing | NE623 | Ceiling Insulation(R19 to R38) | Ceiling Insulation(R19 to R38) | NonEquip | 20 |  | 6.361% | shell_existing | 6.429% | 15.384 | 11.3852 | 7.6295 | 4.7894 | 2.8605 | 1.6763 | 0.9511 | 0.53878 | 0.30525 | 0.17084 | 15.384 | 26.7692 | 34.3987 | 39.1881 | 42.0486 | 43.7249 | 44.676 | 45.2148 | 45.5201 | 45.6909 | 0 | 0 | 0 | 0 | 0 | 0 | 0 | 0 | 0 | 0 | 0.020614 | 0.03587 | 0.046094 | 0.052512 | 0.056345 | 0.058591 | 0.059865 | 0.060587 | 0.060996 | 0.061225 | 0.75381 | 0.57182 | 0.39277 | 0.25272 | 0.15472 | 0.092935 | 0.054046 | 0.031382 | 0.018224 | 0.010454 | 1.9522 | 6.8382 | 5.1873 | 3.563 | 2.2926 | 1.4035 | 0.84306 | 0.49028 | 0.28468 | 0.16532 | 0.094836 | 17.7095 | 8.4257 | 6.3915 | 4.3902 | 2.8248 | 1.7293 | 1.0388 | 0.6041 | 0.35077 | 0.2037 | 0.11685 | 21.8206 | 0 | 0 | 0 | 0 | 0 | 0 | 0 | 0 | 0 | 0 | 0 | 8.4257 | 6.3915 | 4.3902 | 2.8248 | 1.7293 | 1.0388 | 0.6041 | 0.35077 | 0.2037 | 0.11685 | 21.8206
Ach | Single Family | Space Heating | Room heating | RIM | New | NN638 | Ceiling Insulation(R2 to R38) | Ceiling Insulation(R2 to R38) | NonEquip | 20 |  | 0% | Minsulate | 34.48% | 0 | 0 | 0 | 0 | 0 | 0 | 0 | 0 | 0 | 0 | 0 | 0 | 0 | 0 | 0 | 0 | 0 | 0 | 0 | 0 | 0 | 0 | 0 | 0 | 0 | 0 | 0 | 0 | 0 | 0 | 0 | 0 | 0 | 0 | 0 | 0 | 0 | 0 | 0 | 0 | 0 | 0 | 0 | 0 | 0 | 0 | 0 | 0 | 0 | 0 | 0 | 0 | 0 | 0 | 0 | 0 | 0 | 0 | 0 | 0 | 0 | 0 | 0 | 0 | 0 | 0 | 0 | 0 | 0 | 0 | 0 | 0 | 0 | 0 | 0 | 0 | 0 | 0 | 0 | 0 | 0 | 0 | 0 | 0 | 0 | 0 | 0 | 0 | 0 | 0 | 0 | 0 | 0 | 0 | 0
Ach | Single Family | Space Heating | Room heating | RIM | Existing | NE635 | Ceiling Insulation(R2 to R38) | Ceiling Insulation(R2 to R38) | NonEquip | 20 |  | 1.625% | Minsulate_existing | 34.48% | 1408.7967 | 915.6825 | 545.6102 | 316.7476 | 180.2195 | 102.6226 | 57.2721 | 32.1433 | 18.1168 | 10.11 | 1408.7967 | 2324.4792 | 2870.0894 | 3186.8371 | 3367.0565 | 3469.6791 | 3526.9512 | 3559.0945 | 3577.2113 | 3587.3213 | 0 | 0 | 0 | 0 | 0 | 0 | 0 | 0 | 0 | 0 | 1.9307 | 3.1857 | 3.9334 | 4.3675 | 4.6145 | 4.7552 | 4.8336 | 4.8777 | 4.9025 | 4.9164 | 69.031 | 45.9902 | 28.0884 | 16.714 | 9.7475 | 5.6893 | 3.2545 | 1.8722 | 1.0816 | 0.61867 | 154.7944 | 102.3582 | 68.1935 | 41.649 | 24.7833 | 14.4534 | 8.436 | 4.8257 | 2.7761 | 1.6038 | 0.91736 | 229.5269 | 2716.2999 | 1809.6648 | 1105.2477 | 657.6796 | 383.554 | 223.8678 | 128.0606 | 73.6693 | 42.5601 | 24.3442 | 6091.0011 | 523.859 | 349.0076 | 213.1554 | 126.8385 | 73.9713 | 43.1746 | 24.6975 | 14.2077 | 8.208 | 4.695 | 1174.6958 | 2192.4409 | 1460.6572 | 892.0923 | 530.8411 | 309.5827 | 180.6932 | 103.3631 | 59.4617 | 34.352 | 19.6492 | 4916.3053
Ach | Single Family | Space Cooling | Room AC | RIM | New | NN644 | Ceiling Insulation(R2 to R38) | Ceiling Insulation(R2 to R38) | NonEquip | 20 |  | 0% | Minsulate | 29.55% | 0 | 0 | 0 | 0 | 0 | 0 | 0 | 0 | 0 | 0 | 0 | 0 | 0 | 0 | 0 | 0 | 0 | 0 | 0 | 0 | 0 | 0 | 0 | 0 | 0 | 0 | 0 | 0 | 0 | 0 | 0 | 0 | 0 | 0 | 0 | 0 | 0 | 0 | 0 | 0 | 0 | 0 | 0 | 0 | 0 | 0 | 0 | 0 | 0 | 0 | 0 | 0 | 0 | 0 | 0 | 0 | 0 | 0 | 0 | 0 | 0 | 0 | 0 | 0 | 0 | 0 | 0 | 0 | 0 | 0 | 0 | 0 | 0 | 0 | 0 | 0 | 0 | 0 | 0 | 0 | 0 | 0 | 0 | 0 | 0 | 0 | 0 | 0 | 0 | 0 | 0 | 0 | 0 | 0 | 0
Ach | Single Family | Space Cooling | Room AC | RIM | Existing | NE641 | Ceiling Insulation(R2 to R38) | Ceiling Insulation(R2 to R38) | NonEquip | 20 |  | 1.625% | Minsulate_existing | 29.55% | 687.1628 | 452.2949 | 269.5397 | 156.4954 | 89.0475 | 50.7087 | 28.3005 | 15.8836 | 8.9525 | 4.9959 | 687.1628 | 1139.4578 | 1408.9975 | 1565.4929 | 1654.5404 | 1705.2492 | 1733.5497 | 1749.4333 | 1758.3858 | 1763.3817 | 0.57194 | 0.9484 | 1.1727 | 1.303 | 1.3771 | 1.4193 | 1.4429 | 1.4561 | 1.4635 | 1.4677 | 0 | 0 | 0 | 0 | 0 | 0 | 0 | 0 | 0 | 0 | 33.671 | 22.7165 | 13.8761 | 8.2579 | 4.8163 | 2.8112 | 1.6082 | 0.92515 | 0.53448 | 0.30572 | 76.0674 | 49.9268 | 33.6837 | 20.5752 | 12.2447 | 7.1415 | 4.1685 | 2.3846 | 1.3718 | 0.79252 | 0.45332 | 112.7916 | 1324.9182 | 893.8713 | 546.0092 | 324.9395 | 189.5163 | 110.6195 | 63.2801 | 36.4037 | 21.0312 | 12.0298 | 2993.1726 | 255.5205 | 172.3899 | 105.302 | 62.667 | 36.5497 | 21.3338 | 12.204 | 7.0207 | 4.056 | 2.32 | 577.256 | 1069.3976 | 721.4814 | 440.7072 | 262.2725 | 152.9667 | 89.2857 | 51.076 | 29.3829 | 16.9752 | 9.7098 | 2415.9166
Ach | Single Family | Space Heating | Baseboards | RIM | Existing | NE761 | Home Energy Management System | Home Energy Management System | NonEquip | 11 |  | 0.95% | average_misc_existing | 15% | 5.9248 | 7.4334 | 8.945 | 10.3659 | 11.3905 | 11.9118 | 11.47 | 10.3661 | 8.7728 | 6.8844 | 5.9248 | 13.3582 | 22.3032 | 32.6691 | 44.0597 | 55.9714 | 67.4415 | 77.8076 | 86.5804 | 93.4648 | 0 | 0 | 0 | 0 | 0 | 0 | 0 | 0 | 0 | 0 | 0.0062182 | 0.01402 | 0.023408 | 0.034287 | 0.046241 | 0.058743 | 0.070781 | 0.08166 | 0.090868 | 0.098093 | 0.29032 | 0.37334 | 0.4605 | 0.54698 | 0.61608 | 0.66038 | 0.65179 | 0.60378 | 0.52375 | 0.42129 | 3.5086 | 0.58089 | 0.74701 | 0.92139 | 1.0944 | 1.2327 | 1.3213 | 1.3041 | 1.2081 | 1.048 | 0.84294 | 7.0203 | 3.098 | 3.9839 | 4.914 | 5.8369 | 6.5742 | 7.0469 | 6.9552 | 6.443 | 5.589 | 4.4956 | 37.4409 | 0 | 0 | 0 | 0 | 0 | 0 | 0 | 0 | 0 | 0 | 0 | 3.098 | 3.9839 | 4.914 | 5.8369 | 6.5742 | 7.0469 | 6.9552 | 6.443 | 5.589 | 4.4956 | 37.4409
Ach | Single Family | Space Heating | Baseboards | RIM | Existing | NE719 | Energy Star Windows | Energy Star Windows | NonEquip | 20 |  | 19% | CACI_existing | 3.196% | 17.3009 | 17.1962 | 16.7947 | 16.3166 | 15.6754 | 15.0958 | 14.2117 | 13.3918 | 12.6008 | 11.6688 | 17.3009 | 34.4972 | 51.2918 | 67.6085 | 83.2839 | 98.3797 | 112.5915 | 125.9832 | 138.584 | 150.2528 | 0 | 0 | 0 | 0 | 0 | 0 | 0 | 0 | 0 | 0 | 0.069468 | 0.13852 | 0.20595 | 0.27147 | 0.33441 | 0.39502 | 0.45209 | 0.50586 | 0.55645 | 0.60331 | 0.84775 | 0.86368 | 0.8646 | 0.86099 | 0.84783 | 0.8369 | 0.80758 | 0.78001 | 0.75229 | 0.71407 | 5.7745 | 6.7916 | 6.9193 | 6.9266 | 6.8977 | 6.7923 | 6.7047 | 6.4698 | 6.249 | 6.0269 | 5.7207 | 46.2621 | 27.8233 | 28.3463 | 28.3765 | 28.258 | 27.8262 | 27.4673 | 26.5051 | 25.6002 | 24.6904 | 23.4359 | 189.5228 | 0.89873 | 0.91563 | 0.9166 | 0.91278 | 0.89883 | 0.88723 | 0.85615 | 0.82693 | 0.79754 | 0.75701 | 6.1219 | 26.9246 | 27.4306 | 27.4599 | 27.3453 | 26.9274 | 26.5801 | 25.649 | 24.7733 | 23.8928 | 22.6789 | 183.4009
Ach | Single Family | Space Heating | Baseboards | RIM | Existing | NE683 | Duct Repair | Duct Repair | NonEquip | 11 |  | 14.08% | CACI_Duct_existing | 12% | 82.4906 | 79.9844 | 76.2494 | 72.3662 | 67.9813 | 64.0893 | 59.1395 | 54.6954 | 50.5819 | 46.1016 | 82.4906 | 162.475 | 238.7244 | 311.0906 | 379.0719 | 443.1612 | 502.3006 | 556.9961 | 607.5779 | 653.6795 | 0 | 0 | 0 | 0 | 0 | 0 | 0 | 0 | 0 | 0 | 0.12323 | 0.24272 | 0.35664 | 0.46474 | 0.5663 | 0.66205 | 0.7504 | 0.83211 | 0.90767 | 0.97655 | 4.042 | 4.0172 | 3.9254 | 3.8186 | 3.6769 | 3.553 | 3.3606 | 3.1858 | 3.0198 | 2.8212 | 25.3068 | 8.0876 | 8.0379 | 7.8542 | 7.6405 | 7.357 | 7.1092 | 6.7241 | 6.3743 | 6.0423 | 5.6448 | 50.6355 | 71.4968 | 71.0578 | 69.4331 | 67.5444 | 65.038 | 62.8473 | 59.4433 | 56.3509 | 53.4156 | 49.9014 | 447.6337 | 0 | 0 | 0 | 0 | 0 | 0 | 0 | 0 | 0 | 0 | 0 | 71.4968 | 71.0578 | 69.4331 | 67.5444 | 65.038 | 62.8473 | 59.4433 | 56.3509 | 53.4156 | 49.9014 | 447.6337
Ach | Single Family | Space Heating | Heat pump-heating | RIM | New | NN638 | Ceiling Insulation(R2 to R38) | Ceiling Insulation(R2 to R38) | NonEquip | 20 |  | 0% | Minsulate | 34.48% | 0 | 0 | 0 | 0 | 0 | 0 | 0 | 0 | 0 | 0 | 0 | 0 | 0 | 0 | 0 | 0 | 0 | 0 | 0 | 0 | 0 | 0 | 0 | 0 | 0 | 0 | 0 | 0 | 0 | 0 | 0 | 0 | 0 | 0 | 0 | 0 | 0 | 0 | 0 | 0 | 0 | 0 | 0 | 0 | 0 | 0 | 0 | 0 | 0 | 0 | 0 | 0 | 0 | 0 | 0 | 0 | 0 | 0 | 0 | 0 | 0 | 0 | 0 | 0 | 0 | 0 | 0 | 0 | 0 | 0 | 0 | 0 | 0 | 0 | 0 | 0 | 0 | 0 | 0 | 0 | 0 | 0 | 0 | 0 | 0 | 0 | 0 | 0 | 0 | 0 | 0 | 0 | 0 | 0 | 0
Ach | Single Family | Space Heating | Heat pump-heating | RIM | Existing | NE635 | Ceiling Insulation(R2 to R38) | Ceiling Insulation(R2 to R38) | NonEquip | 20 |  | 1.625% | Minsulate_existing | 34.48% | 25607.93 | 15916.3134 | 9483.7501 | 5505.68 | 3132.559 | 1783.777 | 995.498 | 558.712 | 314.9049 | 175.7311 | 25607.93 | 41524.2434 | 51007.9935 | 56513.6736 | 59646.2325 | 61430.0096 | 62425.5076 | 62984.2195 | 63299.1245 | 63474.8555 | 0 | 0 | 0 | 0 | 0 | 0 | 0 | 0 | 0 | 0 | 35.0954 | 56.9085 | 69.9059 | 77.4514 | 81.7445 | 84.1891 | 85.5535 | 86.3192 | 86.7507 | 86.9916 | 1254.7886 | 799.3968 | 488.2294 | 290.5217 | 169.4302 | 98.8908 | 56.5692 | 32.5425 | 18.8004 | 10.7537 | 2741.8814 | 1860.5818 | 1185.3337 | 723.9393 | 430.7813 | 251.2286 | 146.6338 | 83.8799 | 48.2536 | 27.8769 | 15.9455 | 4065.6208 | 49374.631 | 31455.438 | 19211.3207 | 11431.7299 | 6666.9025 | 3891.2513 | 2225.9376 | 1280.5142 | 739.7752 | 423.1484 | 107890.1928 | 9522.2721 | 6066.4198 | 3705.0489 | 2204.6958 | 1285.7627 | 750.4573 | 429.2889 | 246.9569 | 142.6713 | 81.6074 | 20807.442 | 39852.3589 | 25389.0182 | 15506.2718 | 9227.0341 | 5381.1398 | 3140.794 | 1796.6486 | 1033.5574 | 597.1039 | 341.5411 | 87082.7508
Ach | Single Family | Space Cooling | Heat pump-cooling | RIM | New | NN644 | Ceiling Insulation(R2 to R38) | Ceiling Insulation(R2 to R38) | NonEquip | 20 |  | 0% | Minsulate | 29.55% | 0 | 0 | 0 | 0 | 0 | 0 | 0 | 0 | 0 | 0 | 0 | 0 | 0 | 0 | 0 | 0 | 0 | 0 | 0 | 0 | 0 | 0 | 0 | 0 | 0 | 0 | 0 | 0 | 0 | 0 | 0 | 0 | 0 | 0 | 0 | 0 | 0 | 0 | 0 | 0 | 0 | 0 | 0 | 0 | 0 | 0 | 0 | 0 | 0 | 0 | 0 | 0 | 0 | 0 | 0 | 0 | 0 | 0 | 0 | 0 | 0 | 0 | 0 | 0 | 0 | 0 | 0 | 0 | 0 | 0 | 0 | 0 | 0 | 0 | 0 | 0 | 0 | 0 | 0 | 0 | 0 | 0 | 0 | 0 | 0 | 0 | 0 | 0 | 0 | 0 | 0 | 0 | 0 | 0 | 0
Ach | Single Family | Space Heating | Baseboards | RIM | Existing | NE605 | Air Sealing-Infiltration Control | Air Sealing-Infiltration Control | NonEquip | 11 |  | 20.8% | Nmeasure_existing | 9% | 38.0933 | 47.7927 | 57.5126 | 66.6487 | 73.2375 | 76.5899 | 73.7511 | 66.6543 | 56.4103 | 44.2687 | 38.0933 | 85.8861 | 143.3986 | 210.0473 | 283.2848 | 359.8748 | 433.6259 | 500.2802 | 556.6905 | 600.9592 | 0 | 0 | 0 | 0 | 0 | 0 | 0 | 0 | 0 | 0 | 0.056908 | 0.12831 | 0.21423 | 0.31379 | 0.4232 | 0.53762 | 0.6478 | 0.74738 | 0.83165 | 0.89779 | 1.8666 | 2.4004 | 2.9608 | 3.5169 | 3.9612 | 4.2461 | 4.1909 | 3.8823 | 3.3678 | 2.709 | 22.5597 | 3.7348 | 4.8029 | 5.9241 | 7.0368 | 7.9258 | 8.4958 | 8.3855 | 7.768 | 6.7385 | 5.4203 | 45.139 | 9.2063 | 11.8392 | 14.6032 | 17.3461 | 19.5374 | 20.9425 | 20.6704 | 19.1484 | 16.6107 | 13.3613 | 111.2692 | 0 | 0 | 0 | 0 | 0 | 0 | 0 | 0 | 0 | 0 | 0 | 9.2063 | 11.8392 | 14.6032 | 17.3461 | 19.5374 | 20.9425 | 20.6704 | 19.1484 | 16.6107 | 13.3613 | 111.2692
Ach | Multi-Family | Space Heating | Room heating | RIM | New | NN765 | Home Energy Management System | Home Energy Management System | NonEquip | 11 |  | 2.908% | average_misc | 15% | 96.7324 | 103.5875 | 118.0452 | 129.968 | 136.2272 | 136.4491 | 126.2639 | 109.747 | 89.2843 | 67.3166 | 96.7324 | 200.3199 | 318.3651 | 448.3332 | 584.5604 | 721.0095 | 847.2734 | 957.0204 | 1046.3048 | 1113.6214 | 0 | 0 | 0 | 0 | 0 | 0 | 0 | 0 | 0 | 0 | 0.084384 | 0.17475 | 0.27773 | 0.3911 | 0.50994 | 0.62897 | 0.73912 | 0.83486 | 0.91274 | 0.97147 | 4.7399 | 5.2027 | 6.077 | 6.8581 | 7.3681 | 7.5646 | 7.1749 | 6.3923 | 5.3304 | 4.1194 | 42.4435 | 9.4839 | 10.4099 | 12.1594 | 13.7222 | 14.7426 | 15.1358 | 14.3561 | 12.7901 | 10.6655 | 8.2424 | 84.9239 | 24.684 | 27.0942 | 31.6476 | 35.7152 | 38.3711 | 39.3944 | 37.3652 | 33.2893 | 27.7594 | 21.4527 | 221.0343 | 0 | 0 | 0 | 0 | 0 | 0 | 0 | 0 | 0 | 0 | 0 | 24.684 | 27.0942 | 31.6476 | 35.7152 | 38.3711 | 39.3944 | 37.3652 | 33.2893 | 27.7594 | 21.4527 | 221.0343
Ach | Single Family | Space Cooling | Heat pump-cooling | RIM | Existing | NE641 | Ceiling Insulation(R2 to R38) | Ceiling Insulation(R2 to R38) | NonEquip | 20 |  | 1.625% | Minsulate_existing | 29.55% | 117558.0303 | 73078.6964 | 43550.3715 | 25285.4446 | 14387.683 | 8193.1691 | 4572.6017 | 2566.36 | 1446.4811 | 807.2053 | 117558.0303 | 190636.7267 | 234187.0982 | 259472.5428 | 273860.2258 | 282053.395 | 286625.9966 | 289192.3566 | 290638.8377 | 291446.043 | 97.8461 | 158.6711 | 194.9191 | 215.9647 | 227.9399 | 234.7592 | 238.5651 | 240.7012 | 241.9051 | 242.577 | 0 | 0 | 0 | 0 | 0 | 0 | 0 | 0 | 0 | 0 | 5760.3435 | 3670.3775 | 2242.0003 | 1334.2533 | 778.1842 | 454.2211 | 259.838 | 149.4792 | 86.3574 | 49.3963 | 12589.2462 | 8541.3515 | 5442.3811 | 3324.4047 | 1978.4108 | 1153.8799 | 673.5123 | 385.2839 | 221.6455 | 128.0495 | 73.2442 | 18667.1467 | 226663.5518 | 144425.5553 | 88220.3921 | 52501.484 | 30620.7421 | 17873.1309 | 10224.3557 | 5881.851 | 3398.076 | 1943.6952 | 495373.8042 | 43713.7852 | 27853.5638 | 17013.9718 | 10125.3094 | 5905.4424 | 3446.9689 | 1971.8445 | 1134.3596 | 655.3447 | 374.8564 | 95536.5955 | 182949.7666 | 116571.9915 | 71206.4204 | 42376.1746 | 24715.2997 | 14426.162 | 8252.5112 | 4747.4914 | 2742.7313 | 1568.8389 | 399837.2087
Ach | Single Family | Space Heating | Central forced air | RIM | New | NN638 | Ceiling Insulation(R2 to R38) | Ceiling Insulation(R2 to R38) | NonEquip | 20 |  | 0% | Minsulate | 34.48% | 0 | 0 | 0 | 0 | 0 | 0 | 0 | 0 | 0 | 0 | 0 | 0 | 0 | 0 | 0 | 0 | 0 | 0 | 0 | 0 | 0 | 0 | 0 | 0 | 0 | 0 | 0 | 0 | 0 | 0 | 0 | 0 | 0 | 0 | 0 | 0 | 0 | 0 | 0 | 0 | 0 | 0 | 0 | 0 | 0 | 0 | 0 | 0 | 0 | 0 | 0 | 0 | 0 | 0 | 0 | 0 | 0 | 0 | 0 | 0 | 0 | 0 | 0 | 0 | 0 | 0 | 0 | 0 | 0 | 0 | 0 | 0 | 0 | 0 | 0 | 0 | 0 | 0 | 0 | 0 | 0 | 0 | 0 | 0 | 0 | 0 | 0 | 0 | 0 | 0 | 0 | 0 | 0 | 0 | 0
Ach | Multi-Family | Space Heating | Room heating | RIM | Existing | NE762 | Home Energy Management System | Home Energy Management System | NonEquip | 11 |  | 2.908% | average_misc_existing | 15% | 528.1564 | 683.6982 | 822.7302 | 953.3896 | 1047.6017 | 1095.5212 | 1054.8862 | 953.3531 | 806.8158 | 633.1452 | 528.1564 | 1211.8546 | 2034.5848 | 2987.9744 | 4035.5761 | 5131.0973 | 6185.9835 | 7139.3366 | 7946.1523 | 8579.2975 | 0 | 0 | 0 | 0 | 0 | 0 | 0 | 0 | 0 | 0 | 0.46074 | 1.0572 | 1.7749 | 2.6066 | 3.5204 | 4.4761 | 5.3963 | 6.228 | 6.9318 | 7.4841 | 25.8797 | 34.3387 | 42.3547 | 50.3081 | 56.6615 | 60.7346 | 59.9439 | 55.5286 | 48.1683 | 38.7449 | 321.9273 | 51.7818 | 68.7074 | 84.7462 | 100.66 | 113.3722 | 121.5221 | 119.9399 | 111.1056 | 96.3785 | 77.5234 | 644.1347 | 134.7743 | 178.8269 | 220.5716 | 261.9911 | 295.0775 | 316.2894 | 312.1715 | 289.178 | 250.8475 | 201.7728 | 1676.5102 | 0 | 0 | 0 | 0 | 0 | 0 | 0 | 0 | 0 | 0 | 0 | 134.7743 | 178.8269 | 220.5716 | 261.9911 | 295.0775 | 316.2894 | 312.1715 | 289.178 | 250.8475 | 201.7728 | 1676.5102
Ach | Multi-Family | Space Heating | Room heating | RIM | Existing | NE720 | Energy Star Windows | Energy Star Windows | NonEquip | 20 |  | 19% | CACI_existing | 3.687% | 593.1529 | 608.3047 | 594.094 | 577.1695 | 554.4741 | 533.963 | 502.685 | 473.6785 | 445.6993 | 412.7348 | 593.1529 | 1201.4576 | 1795.5515 | 2372.7211 | 2927.1952 | 3461.1582 | 3963.8432 | 4437.5217 | 4883.2209 | 5295.9558 | 0 | 0 | 0 | 0 | 0 | 0 | 0 | 0 | 0 | 0 | 2.3817 | 4.8242 | 7.2096 | 9.5271 | 11.7535 | 13.8975 | 15.916 | 17.8179 | 19.6075 | 21.2648 | 29.0645 | 30.5521 | 30.5843 | 30.4559 | 29.9897 | 29.6024 | 28.5651 | 27.5897 | 26.609 | 25.257 | 203.3983 | 232.8468 | 244.7647 | 245.0229 | 243.9938 | 240.2594 | 237.156 | 228.8457 | 221.0316 | 213.1751 | 202.3437 | 1629.5019 | 953.9072 | 1002.7311 | 1003.7888 | 999.5729 | 984.2745 | 971.5607 | 937.5158 | 905.5036 | 873.3178 | 828.9443 | 6675.6048 | 30.8126 | 32.3897 | 32.4238 | 32.2877 | 31.7935 | 31.3828 | 30.2831 | 29.2491 | 28.2094 | 26.7761 | 215.6318 | 923.0946 | 970.3414 | 971.365 | 967.2852 | 952.481 | 940.1779 | 907.2327 | 876.2545 | 845.1084 | 802.1682 | 6459.973
Ach | Multi-Family | Space Heating | Room heating | RIM | Existing | NE684 | Duct Repair | Duct Repair | NonEquip | 11 |  | 65% | CACI_Duct_existing | 12% | 10783.5232 | 10788.2094 | 10284.2387 | 9760.1319 | 9168.457 | 8643.3802 | 7975.7702 | 7376.4429 | 6821.7218 | 6217.5525 | 10783.5232 | 21571.7326 | 31855.9713 | 41616.1032 | 50784.5602 | 59427.9404 | 67403.7106 | 74780.1535 | 81601.8753 | 87819.4278 | 0 | 0 | 0 | 0 | 0 | 0 | 0 | 0 | 0 | 0 | 12.0848 | 24.1749 | 35.7002 | 46.6381 | 56.9129 | 66.5994 | 75.5376 | 83.8042 | 91.4491 | 98.417 | 528.3926 | 541.8378 | 529.439 | 515.0191 | 495.8928 | 479.1804 | 453.223 | 429.6454 | 407.2687 | 380.4787 | 3397.4749 | 1057.2451 | 1084.1472 | 1059.3388 | 1030.4864 | 992.2171 | 958.7777 | 906.8403 | 859.6646 | 814.8918 | 761.2885 | 6797.9063 | 7337.8981 | 7524.6141 | 7352.4297 | 7152.1774 | 6886.5659 | 6654.4773 | 6294.0013 | 5966.5741 | 5655.8245 | 5283.7864 | 47181.4382 | 0 | 0 | 0 | 0 | 0 | 0 | 0 | 0 | 0 | 0 | 0 | 7337.8981 | 7524.6141 | 7352.4297 | 7152.1774 | 6886.5659 | 6654.4773 | 6294.0013 | 5966.5741 | 5655.8245 | 5283.7864 | 47181.4382
Ach | Single Family | Space Heating | Central forced air | RIM | Existing | NE635 | Ceiling Insulation(R2 to R38) | Ceiling Insulation(R2 to R38) | NonEquip | 20 |  | 1.625% | Minsulate_existing | 34.48% | 11153.9127 | 6990.8428 | 4165.5002 | 2418.2323 | 1375.8982 | 783.4795 | 437.2476 | 245.4003 | 138.3141 | 77.1855 | 11153.9127 | 18144.7555 | 22310.2557 | 24728.488 | 26104.3862 | 26887.8657 | 27325.1133 | 27570.5136 | 27708.8277 | 27786.0132 | 0 | 0 | 0 | 0 | 0 | 0 | 0 | 0 | 0 | 0 | 15.2863 | 24.8672 | 30.576 | 33.8901 | 35.7758 | 36.8495 | 37.4488 | 37.7851 | 37.9746 | 38.0804 | 546.5417 | 351.1151 | 214.4426 | 127.6044 | 74.418 | 43.4353 | 24.8466 | 14.2935 | 8.2576 | 4.7233 | 1200.0145 | 810.4039 | 520.6282 | 317.9722 | 189.2099 | 110.3459 | 64.4052 | 36.8421 | 21.1942 | 12.2442 | 7.0037 | 1779.3637 | 21505.851 | 13816.0148 | 8438.0924 | 5021.1016 | 2928.2703 | 1709.1349 | 977.6874 | 562.4339 | 324.9277 | 185.8574 | 47219.3293 | 4147.5665 | 2664.5232 | 1627.3501 | 968.3575 | 564.7391 | 329.6196 | 188.5544 | 108.4696 | 62.6648 | 35.844 | 9106.6058 | 17358.2845 | 11151.4916 | 6810.7422 | 4052.744 | 2363.5311 | 1379.5152 | 789.133 | 453.9642 | 262.263 | 150.0134 | 38112.7235
Ach | Single Family | Space Cooling | CAC | RIM | New | NN644 | Ceiling Insulation(R2 to R38) | Ceiling Insulation(R2 to R38) | NonEquip | 20 |  | 0% | Minsulate | 29.55% | 0 | 0 | 0 | 0 | 0 | 0 | 0 | 0 | 0 | 0 | 0 | 0 | 0 | 0 | 0 | 0 | 0 | 0 | 0 | 0 | 0 | 0 | 0 | 0 | 0 | 0 | 0 | 0 | 0 | 0 | 0 | 0 | 0 | 0 | 0 | 0 | 0 | 0 | 0 | 0 | 0 | 0 | 0 | 0 | 0 | 0 | 0 | 0 | 0 | 0 | 0 | 0 | 0 | 0 | 0 | 0 | 0 | 0 | 0 | 0 | 0 | 0 | 0 | 0 | 0 | 0 | 0 | 0 | 0 | 0 | 0 | 0 | 0 | 0 | 0 | 0 | 0 | 0 | 0 | 0 | 0 | 0 | 0 | 0 | 0 | 0 | 0 | 0 | 0 | 0 | 0 | 0 | 0 | 0 | 0
Ach | Multi-Family | Space Heating | Room heating | RIM | Existing | NE606 | Air Sealing-Infiltration Control | Air Sealing-Infiltration Control | NonEquip | 11 |  | 52% | Nmeasure_existing | 9% | 2841.7601 | 3678.7989 | 4427.095 | 5130.4407 | 5637.76 | 5896.0456 | 5677.7835 | 5131.7173 | 4343.303 | 3408.6712 | 2841.7601 | 6520.559 | 10947.654 | 16078.0946 | 21715.8546 | 27611.9003 | 33289.6838 | 38421.4011 | 42764.7041 | 46173.3753 | 0 | 0 | 0 | 0 | 0 | 0 | 0 | 0 | 0 | 0 | 3.1847 | 7.3074 | 12.2688 | 18.0183 | 24.3364 | 30.9439 | 37.3069 | 43.0579 | 47.9253 | 51.7453 | 139.2462 | 184.7677 | 227.9096 | 270.7212 | 304.9286 | 326.8709 | 322.6399 | 298.9 | 259.3028 | 208.5912 | 1732.5632 | 278.6137 | 369.6961 | 456.0176 | 541.6781 | 610.1225 | 654.0262 | 645.5606 | 598.06 | 518.8312 | 417.3639 | 3466.6342 | 928.6652 | 1232.2581 | 1519.9816 | 1805.5022 | 2033.6388 | 2179.9771 | 2151.7598 | 1993.4325 | 1729.3497 | 1391.1426 | 11554.8625 | 0 | 0 | 0 | 0 | 0 | 0 | 0 | 0 | 0 | 0 | 0 | 928.6652 | 1232.2581 | 1519.9816 | 1805.5022 | 2033.6388 | 2179.9771 | 2151.7598 | 1993.4325 | 1729.3497 | 1391.1426 | 11554.8625
Ach | Multi-Family | Space Cooling | Room AC | RIM | New | NN759 | Home Energy Management System | Home Energy Management System | NonEquip | 11 |  | 2.908% | average_misc | 7.12% | 118.2438 | 125.4384 | 141.608 | 154.4515 | 160.3747 | 159.1325 | 145.876 | 125.6069 | 101.2308 | 75.6093 | 118.2438 | 243.6822 | 385.2902 | 539.7417 | 700.1163 | 859.2488 | 1005.1248 | 1130.7318 | 1231.9625 | 1307.5718 | 0.20172 | 0.41572 | 0.65731 | 0.9208 | 1.1944 | 1.4659 | 1.7147 | 1.929 | 2.1017 | 2.2307 | 0 | 0 | 0 | 0 | 0 | 0 | 0 | 0 | 0 | 0 | 5.7939 | 6.3001 | 7.2901 | 8.15 | 8.6742 | 8.8221 | 8.2894 | 7.3161 | 6.0437 | 4.6269 | 49.9774 | 11.5929 | 12.6058 | 14.5865 | 16.3072 | 17.3559 | 17.652 | 16.586 | 14.6385 | 12.0926 | 9.2577 | 99.9982 | 30.1733 | 32.8094 | 37.9647 | 42.4432 | 45.1727 | 45.9433 | 43.169 | 38.1 | 31.4737 | 24.0954 | 260.2686 | 0 | 0 | 0 | 0 | 0 | 0 | 0 | 0 | 0 | 0 | 0 | 30.1733 | 32.8094 | 37.9647 | 42.4432 | 45.1727 | 45.9433 | 43.169 | 38.1 | 31.4737 | 24.0954 | 260.2686
Ach | Single Family | Space Cooling | CAC | RIM | Existing | NE641 | Ceiling Insulation(R2 to R38) | Ceiling Insulation(R2 to R38) | NonEquip | 20 |  | 1.625% | Minsulate_existing | 29.55% | 26319.6413 | 16498.8146 | 9832.2704 | 5708.6385 | 3248.2752 | 1849.7536 | 1032.3461 | 579.4014 | 326.5688 | 182.2409 | 26319.6413 | 42818.4559 | 52650.7263 | 58359.3648 | 61607.64 | 63457.3935 | 64489.7396 | 65069.141 | 65395.7098 | 65577.9508 | 21.9064 | 35.6387 | 43.8224 | 48.5738 | 51.2774 | 52.817 | 53.6762 | 54.1585 | 54.4303 | 54.582 | 0 | 0 | 0 | 0 | 0 | 0 | 0 | 0 | 0 | 0 | 1289.6624 | 828.653 | 506.1714 | 301.2314 | 175.6889 | 102.5485 | 58.663 | 33.7476 | 19.4967 | 11.1521 | 2832.127 | 1912.2922 | 1228.7143 | 750.5434 | 446.6614 | 260.5089 | 152.0574 | 86.9847 | 50.0404 | 28.9095 | 16.5362 | 4199.4358 | 50746.8811 | 32606.6361 | 19917.3215 | 11853.1432 | 6913.1768 | 4035.177 | 2308.33 | 1327.9324 | 767.1761 | 438.8237 | 111441.2668 | 9786.9209 | 6288.4371 | 3841.2065 | 2285.9686 | 1333.2586 | 778.2145 | 445.179 | 256.1018 | 147.9557 | 84.6305 | 21492.2936 | 40959.9601 | 26318.199 | 16076.115 | 9567.1746 | 5579.9182 | 3256.9625 | 1863.1511 | 1071.8306 | 619.2203 | 354.1933 | 89948.9732
Ach | Single Family | Space Heating | Baseboards | RIM | New | NN638 | Ceiling Insulation(R2 to R38) | Ceiling Insulation(R2 to R38) | NonEquip | 20 |  | 0% | Minsulate | 34.48% | 0 | 0 | 0 | 0 | 0 | 0 | 0 | 0 | 0 | 0 | 0 | 0 | 0 | 0 | 0 | 0 | 0 | 0 | 0 | 0 | 0 | 0 | 0 | 0 | 0 | 0 | 0 | 0 | 0 | 0 | 0 | 0 | 0 | 0 | 0 | 0 | 0 | 0 | 0 | 0 | 0 | 0 | 0 | 0 | 0 | 0 | 0 | 0 | 0 | 0 | 0 | 0 | 0 | 0 | 0 | 0 | 0 | 0 | 0 | 0 | 0 | 0 | 0 | 0 | 0 | 0 | 0 | 0 | 0 | 0 | 0 | 0 | 0 | 0 | 0 | 0 | 0 | 0 | 0 | 0 | 0 | 0 | 0 | 0 | 0 | 0 | 0 | 0 | 0 | 0 | 0 | 0 | 0 | 0 | 0
Ach | Multi-Family | Space Cooling | Room AC | RIM | Existing | NE756 | Home Energy Management System | Home Energy Management System | NonEquip | 11 |  | 2.908% | average_misc_existing | 7.12% | 636.6546 | 834.358 | 1003.9471 | 1163.3386 | 1278.303 | 1336.8475 | 1287.3957 | 1163.654 | 984.9616 | 773.0822 | 636.6546 | 1471.0126 | 2474.9596 | 3638.2983 | 4916.6013 | 6253.4488 | 7540.8445 | 8704.4985 | 9689.4601 | 10462.5423 | 1.0861 | 2.5095 | 4.2223 | 6.2069 | 8.3877 | 10.6684 | 12.8647 | 14.8499 | 16.5302 | 17.8491 | 0 | 0 | 0 | 0 | 0 | 0 | 0 | 0 | 0 | 0 | 31.1961 | 41.9056 | 51.6838 | 61.3866 | 69.1394 | 74.1135 | 73.1562 | 67.7777 | 58.8039 | 47.3082 | 392.5223 | 62.4193 | 83.8477 | 103.4126 | 122.8267 | 138.3389 | 148.2915 | 146.3761 | 135.6144 | 117.659 | 94.6576 | 785.3862 | 162.4607 | 218.2332 | 269.1554 | 319.685 | 360.0591 | 385.963 | 380.9779 | 352.9681 | 306.2349 | 246.3684 | 2044.1501 | 0 | 0 | 0 | 0 | 0 | 0 | 0 | 0 | 0 | 0 | 0 | 162.4607 | 218.2332 | 269.1554 | 319.685 | 360.0591 | 385.963 | 380.9779 | 352.9681 | 306.2349 | 246.3684 | 2044.1501
Ach | Multi-Family | Space Cooling | Room AC | RIM | Existing | NE714 | Energy Star Windows | Energy Star Windows | NonEquip | 20 |  | 19% | CACI_existing | 26.27% | 10752.615 | 11163.3631 | 10901.172 | 10589.6509 | 10172.6418 | 9795.9825 | 9221.9695 | 8689.7291 | 8176.39 | 7571.6263 | 10752.615 | 21915.9781 | 32817.1501 | 43406.8011 | 53579.4429 | 63375.4254 | 72597.3949 | 81287.124 | 89463.514 | 97035.1403 | 5.6261 | 11.4672 | 17.171 | 22.7119 | 28.0345 | 33.1601 | 37.9854 | 42.5321 | 46.8103 | 50.772 | 0 | 0 | 0 | 0 | 0 | 0 | 0 | 0 | 0 | 0 | 526.8781 | 560.6799 | 561.1991 | 558.7909 | 550.206 | 543.0795 | 524.0382 | 506.1385 | 488.1447 | 463.3403 | 3725.8491 | 4221.024 | 4491.823 | 4495.9828 | 4476.6894 | 4407.9122 | 4350.8193 | 4198.2722 | 4054.8707 | 3910.7157 | 3711.9976 | 29849.2138 | 17292.3322 | 18401.7188 | 18418.7604 | 18339.7206 | 18057.9601 | 17824.0668 | 17199.1248 | 16611.6498 | 16021.0876 | 15206.9961 | 122283.722 | 558.5676 | 594.4024 | 594.9529 | 592.3998 | 583.2985 | 575.7434 | 555.5568 | 536.5805 | 517.5045 | 491.2082 | 3949.9428 | 16733.7646 | 17807.3164 | 17823.8075 | 17747.3208 | 17474.6616 | 17248.3234 | 16643.5679 | 16075.0693 | 15503.5831 | 14715.788 | 118333.7792
Ach | Multi-Family | Space Cooling | Room AC | RIM | Existing | NE678 | Duct Repair | Duct Repair | NonEquip | 11 |  | 65% | CACI_Duct_existing | 12% | 27427.9005 | 27780.7753 | 26481.7433 | 25131.5876 | 23607.9008 | 22255.8903 | 20536.895 | 18993.6826 | 17565.2968 | 16009.591 | 27427.9005 | 55208.6758 | 81690.419 | 106822.0066 | 130429.9074 | 152685.7977 | 173222.6927 | 192216.3753 | 209781.6721 | 225791.2632 | 28.5331 | 57.4333 | 84.9822 | 111.1264 | 135.6856 | 158.8383 | 180.2027 | 199.9618 | 218.2349 | 234.8896 | 0 | 0 | 0 | 0 | 0 | 0 | 0 | 0 | 0 | 0 | 1343.9671 | 1395.2894 | 1363.2967 | 1326.1346 | 1276.8766 | 1233.8444 | 1167.0086 | 1106.2985 | 1048.6788 | 979.6955 | 8732.8198 | 2689.1038 | 2791.7931 | 2727.7798 | 2653.4232 | 2554.8643 | 2468.7624 | 2335.0327 | 2213.5597 | 2098.2702 | 1960.2435 | 17473.239 | 18663.9501 | 19376.6737 | 18932.3838 | 18416.3059 | 17732.2494 | 17134.6523 | 16206.4903 | 15363.3963 | 14563.2202 | 13605.2343 | 121274.4787 | 0 | 0 | 0 | 0 | 0 | 0 | 0 | 0 | 0 | 0 | 0 | 18663.9501 | 19376.6737 | 18932.3838 | 18416.3059 | 17732.2494 | 17134.6523 | 16206.4903 | 15363.3963 | 14563.2202 | 13605.2343 | 121274.4787
Ach | Single Family | Space Heating | Baseboards | RIM | Existing | NE635 | Ceiling Insulation(R2 to R38) | Ceiling Insulation(R2 to R38) | NonEquip | 20 |  | 1.625% | Minsulate_existing | 34.48% | 13.4527 | 8.4749 | 5.0498 | 2.9316 | 1.668 | 0.9498 | 0.53007 | 0.29749 | 0.16768 | 0.093571 | 13.4527 | 21.9276 | 26.9773 | 29.9089 | 31.5769 | 32.5267 | 33.0567 | 33.3542 | 33.5219 | 33.6155 | 0 | 0 | 0 | 0 | 0 | 0 | 0 | 0 | 0 | 0 | 0.018437 | 0.030051 | 0.036972 | 0.04099 | 0.043276 | 0.044577 | 0.045304 | 0.045712 | 0.045941 | 0.04607 | 0.65918 | 0.42565 | 0.25996 | 0.15469 | 0.090216 | 0.052656 | 0.030121 | 0.017328 | 0.010011 | 0.005726 | 1.4516 | 0.97742 | 0.63115 | 0.38547 | 0.22938 | 0.13377 | 0.078077 | 0.044663 | 0.025693 | 0.014843 | 0.0084904 | 2.1524 | 25.9381 | 16.7489 | 10.2293 | 6.087 | 3.5499 | 2.072 | 1.1852 | 0.68183 | 0.3939 | 0.22531 | 57.1189 | 5.0024 | 3.2302 | 1.9728 | 1.1739 | 0.68462 | 0.39959 | 0.22858 | 0.1315 | 0.075967 | 0.043453 | 11.0158 | 20.9358 | 13.5187 | 8.2565 | 4.9131 | 2.8653 | 1.6724 | 0.95665 | 0.55033 | 0.31794 | 0.18186 | 46.1031
Ach | Multi-Family | Space Heating | Room heating | RIM | New | NN639 | Ceiling Insulation(R2 to R38) | Ceiling Insulation(R2 to R38) | NonEquip | 20 |  | 0% | Minsulate | 48.5% | 0 | 0 | 0 | 0 | 0 | 0 | 0 | 0 | 0 | 0 | 0 | 0 | 0 | 0 | 0 | 0 | 0 | 0 | 0 | 0 | 0 | 0 | 0 | 0 | 0 | 0 | 0 | 0 | 0 | 0 | 0 | 0 | 0 | 0 | 0 | 0 | 0 | 0 | 0 | 0 | 0 | 0 | 0 | 0 | 0 | 0 | 0 | 0 | 0 | 0 | 0 | 0 | 0 | 0 | 0 | 0 | 0 | 0 | 0 | 0 | 0 | 0 | 0 | 0 | 0 | 0 | 0 | 0 | 0 | 0 | 0 | 0 | 0 | 0 | 0 | 0 | 0 | 0 | 0 | 0 | 0 | 0 | 0 | 0 | 0 | 0 | 0 | 0 | 0 | 0 | 0 | 0 | 0 | 0 | 0
Ach | Multi-Family | Space Cooling | Room AC | RIM | Existing | NE600 | Air Sealing-Infiltration Control | Air Sealing-Infiltration Control | NonEquip | 11 |  | 52% | Nmeasure_existing | 9% | 7228.0193 | 9473.2946 | 11399.6957 | 13210.4894 | 14516.6935 | 15181.7624 | 14619.7848 | 13213.7143 | 11183.5999 | 8776.9957 | 7228.0193 | 16701.3138 | 28101.0095 | 41311.4989 | 55828.1924 | 71009.9547 | 85629.7395 | 98843.4539 | 110027.0538 | 118804.0495 | 7.5193 | 17.3743 | 29.2333 | 42.9762 | 58.0778 | 73.8713 | 89.0802 | 102.8264 | 114.4606 | 123.5913 | 0 | 0 | 0 | 0 | 0 | 0 | 0 | 0 | 0 | 0 | 354.1729 | 475.7962 | 586.8635 | 697.0864 | 785.162 | 841.6618 | 830.7689 | 769.6407 | 667.6804 | 537.102 | 4457.1554 | 708.6541 | 952.0065 | 1174.2376 | 1394.7793 | 1571.0072 | 1684.0559 | 1662.2608 | 1539.9512 | 1335.9418 | 1074.6714 | 8918.1895 | 2362.0608 | 3173.1944 | 3913.9273 | 4649.0292 | 5236.4256 | 5613.2357 | 5540.5891 | 5132.911 | 4452.914 | 3582.0566 | 29725.7938 | 0 | 0 | 0 | 0 | 0 | 0 | 0 | 0 | 0 | 0 | 0 | 2362.0608 | 3173.1944 | 3913.9273 | 4649.0292 | 5236.4256 | 5613.2357 | 5540.5891 | 5132.911 | 4452.914 | 3582.0566 | 29725.7938
Ach | Multi-Family | Space Heating | Heat pump-heating | RIM | New | NN765 | Home Energy Management System | Home Energy Management System | NonEquip | 11 |  | 2.908% | average_misc | 15% | 590.074 | 636.7929 | 731.4853 | 812.0038 | 858.2867 | 867.0637 | 809.3168 | 709.6093 | 582.3724 | 442.9379 | 590.074 | 1226.8668 | 1958.3522 | 2770.356 | 3628.6427 | 4495.7064 | 5305.0231 | 6014.6324 | 6597.0048 | 7039.9427 | 0 | 0 | 0 | 0 | 0 | 0 | 0 | 0 | 0 | 0 | 0.51475 | 1.0703 | 1.7084 | 2.4167 | 3.1654 | 3.9218 | 4.6278 | 5.2469 | 5.7549 | 6.1413 | 28.9136 | 31.9829 | 37.6573 | 42.8475 | 46.422 | 48.0691 | 45.9894 | 41.3316 | 34.7686 | 27.1053 | 267.629 | 57.8524 | 63.9937 | 75.3474 | 85.7323 | 92.8844 | 96.1801 | 92.0188 | 82.6992 | 69.5675 | 54.2341 | 535.4909 | 150.5743 | 166.5584 | 196.1091 | 223.1383 | 241.7533 | 250.3311 | 239.5004 | 215.2439 | 181.0657 | 141.1569 | 1393.7394 | 0 | 0 | 0 | 0 | 0 | 0 | 0 | 0 | 0 | 0 | 0 | 150.5743 | 166.5584 | 196.1091 | 223.1383 | 241.7533 | 250.3311 | 239.5004 | 215.2439 | 181.0657 | 141.1569 | 1393.7394
Ach | Multi-Family | Space Heating | Room heating | RIM | Existing | NE636 | Ceiling Insulation(R2 to R38) | Ceiling Insulation(R2 to R38) | NonEquip | 20 |  | 16.25% | Minsulate_existing | 48.5% | 6200.3567 | 4030.076 | 2401.3245 | 1394.0608 | 793.1768 | 451.6597 | 252.0642 | 141.4682 | 79.7352 | 44.4958 | 6200.3567 | 10230.4327 | 12631.7573 | 14025.8181 | 14818.9949 | 15270.6546 | 15522.7188 | 15664.187 | 15743.9222 | 15788.418 | 0 | 0 | 0 | 0 | 0 | 0 | 0 | 0 | 0 | 0 | 8.9389 | 14.7489 | 18.2108 | 20.2206 | 21.3641 | 22.0153 | 22.3787 | 22.5826 | 22.6976 | 22.7617 | 303.8175 | 202.4106 | 123.6217 | 73.5613 | 42.9004 | 25.0396 | 14.3235 | 8.2399 | 4.7603 | 2.7229 | 681.277 | 1187.112 | 790.8828 | 483.0294 | 287.4275 | 167.6257 | 97.8376 | 55.9667 | 32.1959 | 18.6001 | 10.6392 | 2661.9669 | 11218.2873 | 7473.8948 | 4564.6604 | 2716.2091 | 1584.0736 | 924.5716 | 528.8886 | 304.2536 | 175.7725 | 100.5412 | 25155.7641 | 1568.9778 | 1045.291 | 638.4086 | 379.8861 | 221.5469 | 129.3096 | 73.9698 | 42.5526 | 24.5834 | 14.0616 | 3518.2586 | 9649.3095 | 6428.6038 | 3926.2518 | 2336.323 | 1362.5267 | 795.262 | 454.9188 | 261.701 | 151.1892 | 86.4796 | 21637.5055
Ach | Multi-Family | Space Cooling | Room AC | RIM | New | NN645 | Ceiling Insulation(R2 to R38) | Ceiling Insulation(R2 to R38) | NonEquip | 20 |  | 0% | Minsulate | 36.07% | 0 | 0 | 0 | 0 | 0 | 0 | 0 | 0 | 0 | 0 | 0 | 0 | 0 | 0 | 0 | 0 | 0 | 0 | 0 | 0 | 0 | 0 | 0 | 0 | 0 | 0 | 0 | 0 | 0 | 0 | 0 | 0 | 0 | 0 | 0 | 0 | 0 | 0 | 0 | 0 | 0 | 0 | 0 | 0 | 0 | 0 | 0 | 0 | 0 | 0 | 0 | 0 | 0 | 0 | 0 | 0 | 0 | 0 | 0 | 0 | 0 | 0 | 0 | 0 | 0 | 0 | 0 | 0 | 0 | 0 | 0 | 0 | 0 | 0 | 0 | 0 | 0 | 0 | 0 | 0 | 0 | 0 | 0 | 0 | 0 | 0 | 0 | 0 | 0 | 0 | 0 | 0 | 0 | 0 | 0
Ach | Multi-Family | Space Heating | Heat pump-heating | RIM | Existing | NE762 | Home Energy Management System | Home Energy Management System | NonEquip | 11 |  | 2.908% | average_misc_existing | 15% | 3467.9207 | 4292.818 | 5165.7749 | 5986.1622 | 6577.7032 | 6878.5805 | 6623.4411 | 5985.9327 | 5065.8514 | 3975.4048 | 3467.9207 | 7760.7388 | 12926.5137 | 18912.6759 | 25490.379 | 32368.9596 | 38992.4007 | 44978.3334 | 50044.1847 | 54019.5896 | 0 | 0 | 0 | 0 | 0 | 0 | 0 | 0 | 0 | 0 | 3.0252 | 6.7701 | 11.2764 | 16.4985 | 22.2365 | 28.2371 | 34.015 | 39.2368 | 43.656 | 47.124 | 169.9281 | 215.6068 | 265.9373 | 315.8757 | 355.7671 | 381.3416 | 376.3769 | 348.6543 | 302.4402 | 243.2721 | 2028.2651 | 340.0041 | 431.4012 | 532.1061 | 632.0262 | 711.8438 | 763.0151 | 753.0813 | 697.6119 | 605.1435 | 486.7558 | 4058.2952 | 884.9397 | 1122.8218 | 1384.9296 | 1644.9949 | 1852.7389 | 1985.9241 | 1960.069 | 1815.697 | 1575.0265 | 1266.8951 | 10562.6558 | 0 | 0 | 0 | 0 | 0 | 0 | 0 | 0 | 0 | 0 | 0 | 884.9397 | 1122.8218 | 1384.9296 | 1644.9949 | 1852.7389 | 1985.9241 | 1960.069 | 1815.697 | 1575.0265 | 1266.8951 | 10562.6558
Ach | Multi-Family | Space Heating | Heat pump-heating | RIM | Existing | NE720 | Energy Star Windows | Energy Star Windows | NonEquip | 20 |  | 19% | CACI_existing | 3.687% | 3894.6932 | 3819.4358 | 3730.2093 | 3623.9439 | 3481.4434 | 3352.6577 | 3156.2689 | 2974.1421 | 2798.4656 | 2591.4878 | 3894.6932 | 7714.129 | 11444.3383 | 15068.2823 | 18549.7256 | 21902.3833 | 25058.6522 | 28032.7943 | 30831.2599 | 33422.7477 | 0 | 0 | 0 | 0 | 0 | 0 | 0 | 0 | 0 | 0 | 15.6383 | 30.9744 | 45.9523 | 60.5034 | 74.4824 | 87.9443 | 100.6176 | 112.5596 | 123.7962 | 134.2018 | 190.84 | 191.8312 | 192.0335 | 191.227 | 188.3002 | 185.868 | 179.3549 | 173.2307 | 167.0733 | 158.5842 | 1284.8969 | 1528.8926 | 1536.8334 | 1538.4545 | 1531.993 | 1508.5459 | 1489.0602 | 1436.8813 | 1387.8179 | 1338.4884 | 1270.4795 | 10293.8043 | 6263.4372 | 6295.9685 | 6302.6096 | 6276.1388 | 6180.0825 | 6100.2553 | 5886.4933 | 5685.4945 | 5483.4056 | 5204.7926 | 42170.7826 | 202.3182 | 203.369 | 203.5835 | 202.7284 | 199.6257 | 197.0472 | 190.1423 | 183.6498 | 177.122 | 168.1224 | 1362.1779 | 6061.1191 | 6092.5996 | 6099.0262 | 6073.4103 | 5980.4568 | 5903.2082 | 5696.351 | 5501.8448 | 5306.2836 | 5036.6702 | 40808.6048
Ach | Multi-Family | Space Heating | Heat pump-heating | RIM | Existing | NE684 | Duct Repair | Duct Repair | NonEquip | 11 |  | 65% | CACI_Duct_existing | 12% | 70805.5477 | 67737.229 | 64572.8876 | 61282.1148 | 57567.0943 | 54270.2319 | 50078.4285 | 46315.3597 | 42832.3657 | 39038.8954 | 70805.5477 | 138542.7767 | 203115.6643 | 264397.7792 | 321964.8734 | 376235.1053 | 426313.5339 | 472628.8936 | 515461.2593 | 554500.1547 | 0 | 0 | 0 | 0 | 0 | 0 | 0 | 0 | 0 | 0 | 79.35 | 155.2613 | 227.6265 | 296.3038 | 360.8177 | 421.637 | 477.7586 | 529.663 | 577.6642 | 621.414 | 3469.4718 | 3402.1023 | 3324.2526 | 3233.7126 | 3113.6217 | 3008.6875 | 2845.7056 | 2697.666 | 2557.1668 | 2388.9573 | 21473.8613 | 6941.9629 | 6807.1652 | 6651.398 | 6470.2393 | 6229.953 | 6019.9932 | 5693.8875 | 5397.6796 | 5116.559 | 4779.9935 | 42966.4096 | 48181.2746 | 47245.7003 | 46164.5852 | 44907.2374 | 43239.5105 | 41782.2673 | 39518.9033 | 37463.0471 | 35511.9061 | 33175.9454 | 298211.9642 | 0 | 0 | 0 | 0 | 0 | 0 | 0 | 0 | 0 | 0 | 0 | 48181.2746 | 47245.7003 | 46164.5852 | 44907.2374 | 43239.5105 | 41782.2673 | 39518.9033 | 37463.0471 | 35511.9061 | 33175.9454 | 298211.9642
Ach | Multi-Family | Space Cooling | Room AC | RIM | Existing | NE642 | Ceiling Insulation(R2 to R38) | Ceiling Insulation(R2 to R38) | NonEquip | 20 |  | 16.25% | Minsulate_existing | 36.07% | 11726.4331 | 7717.1603 | 4598.2771 | 2669.4759 | 1518.8479 | 864.8795 | 482.6757 | 270.8963 | 152.6843 | 85.2047 | 11726.4331 | 19443.5934 | 24041.8706 | 26711.3465 | 28230.1944 | 29095.0739 | 29577.7496 | 29848.6459 | 30001.3302 | 30086.5349 | 9.3463 | 15.4971 | 19.1621 | 21.2897 | 22.5003 | 23.1896 | 23.5743 | 23.7902 | 23.9119 | 23.9798 | 0 | 0 | 0 | 0 | 0 | 0 | 0 | 0 | 0 | 0 | 574.5952 | 387.5944 | 236.7222 | 140.8619 | 82.1497 | 47.9481 | 27.428 | 15.7785 | 9.1155 | 5.214 | 1297.8655 | 2245.1272 | 1514.4551 | 924.9492 | 550.3926 | 320.985 | 187.3484 | 107.1701 | 61.6517 | 35.6173 | 20.3729 | 5071.1755 | 21216.6011 | 14311.7015 | 8740.8316 | 5201.2471 | 3033.3298 | 1770.4547 | 1012.7646 | 582.6127 | 336.5854 | 192.5255 | 47922.9454 | 2967.3314 | 2001.6194 | 1222.4835 | 727.4409 | 424.2383 | 247.6139 | 141.6442 | 81.4836 | 47.0745 | 26.9264 | 6702.4525 | 18249.2697 | 12310.082 | 7518.3481 | 4473.8062 | 2609.0915 | 1522.8408 | 871.1204 | 501.1291 | 289.5109 | 165.5991 | 41220.4929
Ach | Multi-Family | Space Heating | Heat pump-heating | RIM | New | NN639 | Ceiling Insulation(R2 to R38) | Ceiling Insulation(R2 to R38) | NonEquip | 20 |  | 0% | Minsulate | 48.5% | 0 | 0 | 0 | 0 | 0 | 0 | 0 | 0 | 0 | 0 | 0 | 0 | 0 | 0 | 0 | 0 | 0 | 0 | 0 | 0 | 0 | 0 | 0 | 0 | 0 | 0 | 0 | 0 | 0 | 0 | 0 | 0 | 0 | 0 | 0 | 0 | 0 | 0 | 0 | 0 | 0 | 0 | 0 | 0 | 0 | 0 | 0 | 0 | 0 | 0 | 0 | 0 | 0 | 0 | 0 | 0 | 0 | 0 | 0 | 0 | 0 | 0 | 0 | 0 | 0 | 0 | 0 | 0 | 0 | 0 | 0 | 0 | 0 | 0 | 0 | 0 | 0 | 0 | 0 | 0 | 0 | 0 | 0 | 0 | 0 | 0 | 0 | 0 | 0 | 0 | 0 | 0 | 0 | 0 | 0
Ach | Multi-Family | Space Heating | Heat pump-heating | RIM | Existing | NE606 | Air Sealing-Infiltration Control | Air Sealing-Infiltration Control | NonEquip | 11 |  | 52% | Nmeasure_existing | 9% | 18659.2431 | 23098.5175 | 27796.934 | 32213.1153 | 35398.4824 | 37020.2115 | 35649.7829 | 32221.1308 | 27270.8196 | 21402.4341 | 18659.2431 | 41757.7606 | 69554.6945 | 101767.8098 | 137166.2922 | 174186.5037 | 209836.2866 | 242057.4174 | 269328.237 | 290730.6711 | 0 | 0 | 0 | 0 | 0 | 0 | 0 | 0 | 0 | 0 | 20.9109 | 46.7968 | 77.9482 | 114.0486 | 153.7187 | 195.2063 | 235.1581 | 271.2675 | 301.8292 | 325.8144 | 914.3029 | 1160.123 | 1431.0035 | 1699.8101 | 1914.5918 | 2052.3636 | 2025.7981 | 1876.7392 | 1628.1154 | 1309.7067 | 10915.8024 | 1829.4015 | 2321.2556 | 2863.2524 | 3401.0994 | 3830.8496 | 4106.5132 | 4053.3591 | 3755.1115 | 3257.6477 | 2620.5531 | 21841.1038 | 6097.6963 | 7737.1272 | 9543.6915 | 11336.4242 | 12768.8525 | 13687.6846 | 13510.5133 | 12516.4049 | 10858.2761 | 8734.7348 | 72799.9952 | 0 | 0 | 0 | 0 | 0 | 0 | 0 | 0 | 0 | 0 | 0 | 6097.6963 | 7737.1272 | 9543.6915 | 11336.4242 | 12768.8525 | 13687.6846 | 13510.5133 | 12516.4049 | 10858.2761 | 8734.7348 | 72799.9952
Ach | Multi-Family | Space Heating | Heat pump-heating | RIM | Turnover | ET156 | 14 SEER ASHP from base electric resistance heating | 14 SEER ASHP from base electric resistance heating | Equip | 15 | Heat pump-heating | 32% | CACI | 58.41% | 119584.1813 | 108744.6326 | 106340.3972 | 103443.5342 | 99501.4142 | 95938.3275 | 90426.3965 | 85309.512 | 80365.6859 | 74509.9001 | 119584.1813 | 228328.8139 | 334669.2111 | 438112.7453 | 537614.1595 | 633552.487 | 723978.8835 | 809288.3954 | 889654.0813 | 964163.9814 | 0 | 0 | 0 | 0 | 0 | 0 | 0 | 0 | 0 | 0 | 77.4876 | 147.9514 | 216.8574 | 283.8862 | 348.3607 | 410.5263 | 469.1204 | 524.3988 | 576.4738 | 624.7544 | 5859.6249 | 5461.6992 | 5474.4701 | 5458.4712 | 5381.7162 | 5318.7252 | 5138.4779 | 4968.9039 | 4797.9714 | 4559.5801 | 37115.0044 | 27241.5298 | 25391.5641 | 25450.9365 | 25376.5574 | 25019.7216 | 24726.8747 | 23888.9012 | 23100.5475 | 22305.8787 | 21197.592 | 172548.5026 | 135776.8012 | 126556.2314 | 126852.1543 | 126481.4351 | 124702.9 | 123243.2971 | 119066.683 | 115137.3829 | 111176.6073 | 105652.7019 | 860013.5121 | 0 | 0 | 0 | 0 | 0 | 0 | 0 | 0 | 0 | 0 | 0 | 135776.8012 | 126556.2314 | 126852.1543 | 126481.4351 | 124702.9 | 123243.2971 | 119066.683 | 115137.3829 | 111176.6073 | 105652.7019 | 860013.5121
Ach | Multi-Family | Space Heating | Heat pump-heating | RIM | New | EN162 | 14 SEER ASHP from base electric resistance heating | 14 SEER ASHP from base electric resistance heating | Equip | 15 | Heat pump-heating | 32% | CACI | 58.41% | 33475.7913 | 28603.0081 | 26643.2005 | 24768.6633 | 22859.9377 | 21236.3631 | 19350.0506 | 17661.5338 | 16089.4748 | 14417.2374 | 33475.7913 | 62078.7995 | 88722 | 113490.6633 | 136350.601 | 157586.964 | 176937.0147 | 194598.5485 | 210688.0233 | 225105.2607 | 0 | 0 | 0 | 0 | 0 | 0 | 0 | 0 | 0 | 0 | 21.6915 | 40.2255 | 57.4897 | 73.5391 | 88.3518 | 102.1125 | 114.6508 | 126.095 | 136.5206 | 145.8626 | 1640.3138 | 1436.5861 | 1371.6086 | 1306.9839 | 1236.4216 | 1177.3228 | 1099.5662 | 1028.7067 | 960.5697 | 882.2525 | 8788.4247 | 7625.8562 | 6678.7215 | 6376.6397 | 6076.1981 | 5748.1523 | 5473.4005 | 5111.9083 | 4782.4808 | 4465.7103 | 4101.6122 | 40857.5869 | 38008.6715 | 33287.9778 | 31782.3468 | 30284.8902 | 28649.8493 | 27280.436 | 25478.6925 | 23836.7649 | 22257.9227 | 20443.1905 | 203641.7371 | 0 | 0 | 0 | 0 | 0 | 0 | 0 | 0 | 0 | 0 | 0 | 38008.6715 | 33287.9778 | 31782.3468 | 30284.8902 | 28649.8493 | 27280.436 | 25478.6925 | 23836.7649 | 22257.9227 | 20443.1905 | 203641.7371
Ach | Multi-Family | Space Cooling | Heat pump-cooling | RIM | New | NN759 | Home Energy Management System | Home Energy Management System | NonEquip | 11 |  | 2.908% | average_misc | 7.12% | 2078.8908 | 2244.5873 | 2578.9718 | 2862.8838 | 3025.5211 | 3055.4551 | 2850.7151 | 2498.2526 | 2049.2169 | 1557.7711 | 2078.8908 | 4323.4782 | 6902.45 | 9765.3338 | 12790.8548 | 15846.31 | 18697.025 | 21195.2776 | 23244.4945 | 24802.2656 | 3.5466 | 7.3759 | 11.7756 | 16.6597 | 21.8212 | 27.0338 | 31.8971 | 36.1591 | 39.6551 | 42.3127 | 0 | 0 | 0 | 0 | 0 | 0 | 0 | 0 | 0 | 0 | 101.8657 | 112.7344 | 132.7671 | 151.0676 | 163.6408 | 169.3914 | 161.9918 | 145.5122 | 122.3418 | 95.3267 | 942.9395 | 203.8199 | 225.5669 | 265.6497 | 302.2667 | 327.4241 | 338.9302 | 324.1246 | 291.1511 | 244.7901 | 190.7363 | 1886.6995 | 530.4887 | 587.0902 | 691.415 | 786.7193 | 852.1973 | 882.1445 | 843.6096 | 757.7883 | 637.1231 | 496.4356 | 4910.5737 | 0 | 0 | 0 | 0 | 0 | 0 | 0 | 0 | 0 | 0 | 0 | 530.4887 | 587.0902 | 691.415 | 786.7193 | 852.1973 | 882.1445 | 843.6096 | 757.7883 | 637.1231 | 496.4356 | 4910.5737
Ach | Multi-Family | Space Heating | Heat pump-heating | RIM | Existing | NE636 | Ceiling Insulation(R2 to R38) | Ceiling Insulation(R2 to R38) | NonEquip | 20 |  | 16.25% | Minsulate_existing | 48.5% | 40712.0797 | 25304.1233 | 15077.4854 | 8753.0575 | 4980.2147 | 2835.89 | 1582.6658 | 888.2532 | 500.6431 | 279.3813 | 40712.0797 | 66016.203 | 81093.6883 | 89846.7458 | 94826.9606 | 97662.8506 | 99245.5163 | 100133.7695 | 100634.4127 | 100913.794 | 0 | 0 | 0 | 0 | 0 | 0 | 0 | 0 | 0 | 0 | 58.6934 | 95.1736 | 116.9104 | 129.5294 | 136.7093 | 140.7977 | 143.0794 | 144.3599 | 145.0817 | 145.4845 | 1994.8919 | 1270.8996 | 776.1984 | 461.8782 | 269.364 | 157.2189 | 89.9349 | 51.7368 | 29.8893 | 17.0965 | 4359.1064 | 7794.6803 | 4965.8109 | 3032.8551 | 1804.7057 | 1052.4914 | 614.3045 | 351.4046 | 202.1524 | 116.7869 | 66.8017 | 17032.4221 | 73660.2466 | 46927.2432 | 28660.6824 | 17054.589 | 9946.1135 | 5805.2187 | 3320.7967 | 1910.3534 | 1103.6441 | 631.28 | 160957.5209 | 10302.0442 | 6563.1946 | 4008.4527 | 2385.2368 | 1391.0529 | 811.9118 | 464.4431 | 267.18 | 154.3545 | 88.2902 | 22511.3487 | 63358.2023 | 40364.0485 | 24652.2297 | 14669.3522 | 8555.0606 | 4993.307 | 2856.3536 | 1643.1734 | 949.2896 | 542.9899 | 138446.1721
Ach | Multi-Family | Space Cooling | Heat pump-cooling | RIM | New | NN645 | Ceiling Insulation(R2 to R38) | Ceiling Insulation(R2 to R38) | NonEquip | 20 |  | 0% | Minsulate | 36.07% | 0 | 0 | 0 | 0 | 0 | 0 | 0 | 0 | 0 | 0 | 0 | 0 | 0 | 0 | 0 | 0 | 0 | 0 | 0 | 0 | 0 | 0 | 0 | 0 | 0 | 0 | 0 | 0 | 0 | 0 | 0 | 0 | 0 | 0 | 0 | 0 | 0 | 0 | 0 | 0 | 0 | 0 | 0 | 0 | 0 | 0 | 0 | 0 | 0 | 0 | 0 | 0 | 0 | 0 | 0 | 0 | 0 | 0 | 0 | 0 | 0 | 0 | 0 | 0 | 0 | 0 | 0 | 0 | 0 | 0 | 0 | 0 | 0 | 0 | 0 | 0 | 0 | 0 | 0 | 0 | 0 | 0 | 0 | 0 | 0 | 0 | 0 | 0 | 0 | 0 | 0 | 0 | 0 | 0 | 0
Ach | Multi-Family | Space Cooling | Heat pump-cooling | RIM | Existing | NE756 | Home Energy Management System | Home Energy Management System | NonEquip | 11 |  | 2.908% | average_misc_existing | 7.12% | 11851.7021 | 14669.1767 | 17650.7881 | 20453.1145 | 22474.3479 | 23503.6427 | 22634.2108 | 20458.6583 | 17316.9976 | 13591.8618 | 11851.7021 | 26520.8788 | 44171.6669 | 64624.7814 | 87099.1293 | 110602.772 | 133236.9828 | 153695.6411 | 171012.6387 | 184604.5004 | 20.219 | 45.2446 | 75.3569 | 110.2499 | 148.5911 | 188.6884 | 227.3023 | 262.2048 | 291.7476 | 314.9353 | 0 | 0 | 0 | 0 | 0 | 0 | 0 | 0 | 0 | 0 | 580.7334 | 736.7594 | 908.6736 | 1079.2626 | 1215.5663 | 1303.0185 | 1286.1885 | 1191.6269 | 1033.8549 | 831.7443 | 6931.2136 | 1161.9722 | 1474.1599 | 1818.138 | 2159.4644 | 2432.1903 | 2607.1709 | 2573.4963 | 2384.2907 | 2068.6095 | 1664.2123 | 13868.4588 | 3024.3024 | 3836.8436 | 4732.1263 | 5620.5076 | 6330.3402 | 6785.7678 | 6698.1218 | 6205.6703 | 5384.0367 | 4331.4991 | 36095.8849 | 0 | 0 | 0 | 0 | 0 | 0 | 0 | 0 | 0 | 0 | 0 | 3024.3024 | 3836.8436 | 4732.1263 | 5620.5076 | 6330.3402 | 6785.7678 | 6698.1218 | 6205.6703 | 5384.0367 | 4331.4991 | 36095.8849
Ach | Multi-Family | Space Cooling | Heat pump-cooling | RIM | Existing | NE714 | Energy Star Windows | Energy Star Windows | NonEquip | 20 |  | 19% | CACI_existing | 26.27% | 200166.3056 | 196267.4789 | 191657.7949 | 186180.8197 | 178849.2185 | 172227.0231 | 162135.0745 | 152777.5458 | 143752.3299 | 133119.742 | 200166.3056 | 396433.7845 | 588091.5794 | 774272.3991 | 953121.6175 | 1125348.6406 | 1287483.7151 | 1440261.261 | 1584013.5908 | 1717133.3328 | 104.7336 | 207.4273 | 307.709 | 405.125 | 498.7048 | 588.8197 | 673.6541 | 753.5924 | 828.8084 | 898.461 | 0 | 0 | 0 | 0 | 0 | 0 | 0 | 0 | 0 | 0 | 9808.149 | 9857.5341 | 9866.6631 | 9824.3226 | 9673.3876 | 9548.0944 | 9213.322 | 8898.6201 | 8582.2645 | 8146.1675 | 66014.3924 | 78576.8644 | 78972.5079 | 79045.6433 | 78706.4374 | 77497.2388 | 76493.4665 | 73811.4757 | 71290.2779 | 68755.8311 | 65262.0898 | 528866.7586 | 321907.0193 | 323527.8581 | 323827.4732 | 322437.8431 | 317484.101 | 313371.932 | 302384.5802 | 292055.9512 | 281673.0449 | 267360.1824 | 2166616.3856 | 10398.0667 | 10450.4222 | 10460.1002 | 10415.2131 | 10255.2 | 10122.371 | 9767.4634 | 9433.8337 | 9098.4506 | 8636.1243 | 69984.8727 | 311508.9525 | 313077.4359 | 313367.373 | 312022.63 | 307228.9009 | 303249.561 | 292617.1168 | 282622.1175 | 272574.5943 | 258724.0582 | 2096631.5129
Ach | Multi-Family | Space Cooling | Heat pump-cooling | RIM | Existing | NE678 | Duct Repair | Duct Repair | NonEquip | 11 |  | 65% | CACI_Duct_existing | 12% | 510586.6344 | 488424.7413 | 465585.9484 | 441848.3299 | 415059.7931 | 391289.5637 | 361067.2321 | 333935.4068 | 308822.3953 | 281470.9193 | 510586.6344 | 999011.3757 | 1464597.3241 | 1906445.654 | 2321505.4471 | 2712795.0108 | 3073862.2429 | 3407797.6496 | 3716620.0449 | 3998090.9643 | 531.1608 | 1039.2668 | 1523.6136 | 1983.2663 | 2415.051 | 2822.1077 | 3197.7242 | 3545.1156 | 3866.382 | 4159.1949 | 0 | 0 | 0 | 0 | 0 | 0 | 0 | 0 | 0 | 0 | 25018.7451 | 24531.1326 | 23968.6556 | 23315.2939 | 22449.2692 | 21692.7031 | 20517.6373 | 19450.2688 | 18437.235 | 17224.4118 | 154832.9281 | 50059.2619 | 49083.6126 | 47958.1691 | 46650.8771 | 44918.074 | 43404.2835 | 41053.1295 | 38917.4635 | 36890.5143 | 34463.8126 | 309800.5943 | 347440.4996 | 340668.9243 | 332857.6894 | 323784.3196 | 311757.6546 | 301251.0646 | 284932.6831 | 270109.9146 | 256041.7041 | 239198.9775 | 2150196.9702 | 0 | 0 | 0 | 0 | 0 | 0 | 0 | 0 | 0 | 0 | 0 | 347440.4996 | 340668.9243 | 332857.6894 | 323784.3196 | 311757.6546 | 301251.0646 | 284932.6831 | 270109.9146 | 256041.7041 | 239198.9775 | 2150196.9702
Ach | Multi-Family | Space Cooling | Heat pump-cooling | RIM | Existing | NE642 | Ceiling Insulation(R2 to R38) | Ceiling Insulation(R2 to R38) | NonEquip | 20 |  | 16.25% | Minsulate_existing | 36.07% | 218294.5072 | 135678.4319 | 80844.1195 | 46933.1066 | 26703.4631 | 15205.7869 | 8486.1115 | 4762.7337 | 2684.4033 | 1498.0176 | 218294.5072 | 353972.9391 | 434817.0586 | 481750.1652 | 508453.6283 | 523659.4152 | 532145.5267 | 536908.2604 | 539592.6638 | 541090.6814 | 173.987 | 282.1266 | 346.5617 | 383.9687 | 405.2522 | 417.3716 | 424.1353 | 427.9313 | 430.0709 | 431.2648 | 0 | 0 | 0 | 0 | 0 | 0 | 0 | 0 | 0 | 0 | 10696.4309 | 6814.4492 | 4161.9058 | 2476.5493 | 1444.3057 | 842.9937 | 482.2231 | 277.4083 | 160.2636 | 91.6701 | 23373.1364 | 41794.3741 | 26626.2312 | 16261.8962 | 9676.6697 | 5643.364 | 3293.8457 | 1884.1998 | 1083.9229 | 626.2009 | 358.1844 | 91326.3144 | 394959.6128 | 251619.6545 | 153675.9996 | 91445.1715 | 53330.1653 | 31127.0603 | 17805.813 | 10243.143 | 5917.6405 | 3384.8667 | 863039.741 | 55238.6339 | 35191.2589 | 21492.9629 | 12789.425 | 7458.7005 | 4353.3978 | 2490.3022 | 1432.5952 | 827.6349 | 473.4039 | 120703.8259 | 339720.9789 | 216428.3956 | 132183.0368 | 78655.7465 | 45871.4648 | 26773.6626 | 15315.5108 | 8810.5479 | 5090.0055 | 2911.4629 | 742335.9151
Ach | Multi-Family | Space Heating | Central forced air | RIM | New | NN639 | Ceiling Insulation(R2 to R38) | Ceiling Insulation(R2 to R38) | NonEquip | 20 |  | 0% | Minsulate | 48.5% | 0 | 0 | 0 | 0 | 0 | 0 | 0 | 0 | 0 | 0 | 0 | 0 | 0 | 0 | 0 | 0 | 0 | 0 | 0 | 0 | 0 | 0 | 0 | 0 | 0 | 0 | 0 | 0 | 0 | 0 | 0 | 0 | 0 | 0 | 0 | 0 | 0 | 0 | 0 | 0 | 0 | 0 | 0 | 0 | 0 | 0 | 0 | 0 | 0 | 0 | 0 | 0 | 0 | 0 | 0 | 0 | 0 | 0 | 0 | 0 | 0 | 0 | 0 | 0 | 0 | 0 | 0 | 0 | 0 | 0 | 0 | 0 | 0 | 0 | 0 | 0 | 0 | 0 | 0 | 0 | 0 | 0 | 0 | 0 | 0 | 0 | 0 | 0 | 0 | 0 | 0 | 0 | 0 | 0 | 0
Ach | Multi-Family | Space Cooling | Heat pump-cooling | RIM | Existing | NE600 | Air Sealing-Infiltration Control | Air Sealing-Infiltration Control | NonEquip | 11 |  | 52% | Nmeasure_existing | 9% | 134553.8655 | 166553.7191 | 200422.5355 | 232258.812 | 255223.6995 | 266916.5375 | 257036.1894 | 232315.5104 | 196623.2705 | 154311.815 | 134553.8655 | 301107.5846 | 501530.1201 | 733788.9321 | 989012.6316 | 1255929.1691 | 1512965.3586 | 1745280.869 | 1941904.1395 | 2096215.9545 | 139.9757 | 313.2408 | 521.7394 | 763.3571 | 1028.8651 | 1306.5371 | 1573.9306 | 1815.6073 | 2020.1536 | 2180.6834 | 0 | 0 | 0 | 0 | 0 | 0 | 0 | 0 | 0 | 0 | 6593.1394 | 8365.1605 | 10317.8774 | 12255.7495 | 13804.2413 | 14797.5866 | 14606.0757 | 13531.3567 | 11738.7518 | 9443.0013 | 78705.0058 | 13192.0163 | 16737.6006 | 20644.7336 | 24522.1642 | 27620.4952 | 29608.0502 | 29224.8618 | 27074.4887 | 23487.7188 | 18894.22 | 157478.502 | 43971.1623 | 55789.1786 | 68812.2961 | 81736.4108 | 92063.6582 | 98688.5064 | 97411.2762 | 90243.7286 | 78288.4339 | 62977.5461 | 524901.7757 | 0 | 0 | 0 | 0 | 0 | 0 | 0 | 0 | 0 | 0 | 0 | 43971.1623 | 55789.1786 | 68812.2961 | 81736.4108 | 92063.6582 | 98688.5064 | 97411.2762 | 90243.7286 | 78288.4339 | 62977.5461 | 524901.7757
Ach | Multi-Family | Space Cooling | Heat pump-cooling | RIM | Turnover | ET147 | 14 SEER ASHP from base electric resistance heating | 14 SEER ASHP from base electric resistance heating | Equip | 15 | Heat pump-cooling | 32% | CACI | 0% | 0 | 0 | 0 | 0 | 0 | 0 | 0 | 0 | 0 | 0 | 0 | 0 | 0 | 0 | 0 | 0 | 0 | 0 | 0 | 0 | 0 | 0 | 0 | 0 | 0 | 0 | 0 | 0 | 0 | 0 | 0 | 0 | 0 | 0 | 0 | 0 | 0 | 0 | 0 | 0 | 0 | 0 | 0 | 0 | 0 | 0 | 0 | 0 | 0 | 0 | 0 | 0 | 0 | 0 | 0 | 0 | 0 | 0 | 0 | 0 | 0 | 0 | 0 | 0 | 0 | 0 | 0 | 0 | 0 | 0 | 0 | 0 | 0 | 0 | 0 | 0 | 0 | 0 | 0 | 0 | 0 | 0 | 0 | 0 | 0 | 0 | 0 | 0 | 0 | 0 | 0 | 0 | 0 | 0 | 0
Ach | Multi-Family | Space Cooling | Heat pump-cooling | RIM | New | EN153 | 14 SEER ASHP from base electric resistance heating | 14 SEER ASHP from base electric resistance heating | Equip | 15 | Heat pump-cooling | 32% | CACI | 0% | 0 | 0 | 0 | 0 | 0 | 0 | 0 | 0 | 0 | 0 | 0 | 0 | 0 | 0 | 0 | 0 | 0 | 0 | 0 | 0 | 0 | 0 | 0 | 0 | 0 | 0 | 0 | 0 | 0 | 0 | 0 | 0 | 0 | 0 | 0 | 0 | 0 | 0 | 0 | 0 | 0 | 0 | 0 | 0 | 0 | 0 | 0 | 0 | 0 | 0 | 0 | 0 | 0 | 0 | 0 | 0 | 0 | 0 | 0 | 0 | 0 | 0 | 0 | 0 | 0 | 0 | 0 | 0 | 0 | 0 | 0 | 0 | 0 | 0 | 0 | 0 | 0 | 0 | 0 | 0 | 0 | 0 | 0 | 0 | 0 | 0 | 0 | 0 | 0 | 0 | 0 | 0 | 0 | 0 | 0
Ach | Multi-Family | Space Heating | Central forced air | RIM | New | NN765 | Home Energy Management System | Home Energy Management System | NonEquip | 11 |  | 2.908% | average_misc | 15% | 893.9127 | 953.6977 | 1082.7586 | 1187.6804 | 1240.2432 | 1237.6373 | 1140.9907 | 988.0422 | 800.8255 | 601.5398 | 893.9127 | 1847.6103 | 2930.3689 | 4118.0492 | 5358.2924 | 6595.9298 | 7736.9205 | 8724.9626 | 9525.7881 | 10127.3279 | 0 | 0 | 0 | 0 | 0 | 0 | 0 | 0 | 0 | 0 | 0.7798 | 1.6118 | 2.5563 | 3.5924 | 4.6743 | 5.754 | 6.7493 | 7.6112 | 8.3098 | 8.8346 | 43.8017 | 47.8995 | 55.7411 | 62.6711 | 67.0808 | 68.6134 | 64.8368 | 57.5491 | 47.8107 | 36.8108 | 386.4191 | 87.6416 | 95.8406 | 111.5307 | 125.3967 | 134.22 | 137.2865 | 129.73 | 115.1483 | 95.663 | 73.6536 | 773.1744 | 228.1075 | 249.4475 | 290.2845 | 326.3741 | 349.3388 | 357.3199 | 337.6524 | 299.7002 | 248.9851 | 191.7007 | 2012.366 | 0 | 0 | 0 | 0 | 0 | 0 | 0 | 0 | 0 | 0 | 0 | 228.1075 | 249.4475 | 290.2845 | 326.3741 | 349.3388 | 357.3199 | 337.6524 | 299.7002 | 248.9851 | 191.7007 | 2012.366
Ach | Multi-Family | Space Heating | Central forced air | RIM | Existing | NE636 | Ceiling Insulation(R2 to R38) | Ceiling Insulation(R2 to R38) | NonEquip | 20 |  | 16.25% | Minsulate_existing | 48.5% | 59420.2211 | 37242.3053 | 22190.8622 | 12882.6451 | 7329.8203 | 4173.8289 | 2329.3485 | 1307.3204 | 736.8405 | 411.1901 | 59420.2211 | 96662.5265 | 118853.3886 | 131736.0337 | 139065.854 | 143239.6829 | 145569.0315 | 146876.3519 | 147613.1924 | 148024.3825 | 0 | 0 | 0 | 0 | 0 | 0 | 0 | 0 | 0 | 0 | 85.6644 | 139.3556 | 171.3475 | 189.92 | 200.4872 | 206.5045 | 209.8626 | 211.7474 | 212.8097 | 213.4025 | 2911.5908 | 1870.4948 | 1142.3995 | 679.7868 | 396.4468 | 231.3929 | 132.3652 | 76.1457 | 43.9907 | 25.1625 | 6392.8354 | 11376.516 | 7308.621 | 4463.7198 | 2656.1442 | 1549.0442 | 904.1261 | 517.1931 | 297.5254 | 171.8856 | 98.3179 | 24978.8513 | 107508.8322 | 69066.9539 | 42182.4487 | 25100.7397 | 14638.5706 | 8544.0513 | 4887.5088 | 2811.6352 | 1624.3302 | 929.1104 | 236051.8055 | 15036.0716 | 9659.6312 | 5899.5927 | 3510.5629 | 2047.335 | 1194.962 | 683.5618 | 393.2323 | 227.1771 | 129.9444 | 33013.956 | 92472.7606 | 59407.3227 | 36282.856 | 21590.1767 | 12591.2356 | 7349.0893 | 4203.9469 | 2418.4029 | 1397.1531 | 799.166 | 203037.8495
Ach | Multi-Family | Space Cooling | CAC | RIM | New | NN645 | Ceiling Insulation(R2 to R38) | Ceiling Insulation(R2 to R38) | NonEquip | 20 |  | 0% | Minsulate | 36.07% | 0 | 0 | 0 | 0 | 0 | 0 | 0 | 0 | 0 | 0 | 0 | 0 | 0 | 0 | 0 | 0 | 0 | 0 | 0 | 0 | 0 | 0 | 0 | 0 | 0 | 0 | 0 | 0 | 0 | 0 | 0 | 0 | 0 | 0 | 0 | 0 | 0 | 0 | 0 | 0 | 0 | 0 | 0 | 0 | 0 | 0 | 0 | 0 | 0 | 0 | 0 | 0 | 0 | 0 | 0 | 0 | 0 | 0 | 0 | 0 | 0 | 0 | 0 | 0 | 0 | 0 | 0 | 0 | 0 | 0 | 0 | 0 | 0 | 0 | 0 | 0 | 0 | 0 | 0 | 0 | 0 | 0 | 0 | 0 | 0 | 0 | 0 | 0 | 0 | 0 | 0 | 0 | 0 | 0 | 0
Ach | Multi-Family | Space Heating | Central forced air | RIM | Existing | NE762 | Home Energy Management System | Home Energy Management System | NonEquip | 11 |  | 2.908% | average_misc_existing | 15% | 5061.5105 | 6318.1181 | 7602.9256 | 8810.3617 | 9680.9846 | 10123.8124 | 9748.3012 | 8810.024 | 7455.8593 | 5850.9532 | 5061.5105 | 11379.6286 | 18982.5542 | 27792.9159 | 37473.9005 | 47597.7129 | 57346.0141 | 66156.0381 | 73611.8974 | 79462.8506 | 0 | 0 | 0 | 0 | 0 | 0 | 0 | 0 | 0 | 0 | 4.4154 | 9.927 | 16.5594 | 24.2451 | 32.6903 | 41.5219 | 50.0258 | 57.7112 | 64.2153 | 69.3194 | 248.014 | 317.3275 | 391.4034 | 464.902 | 523.6138 | 561.2541 | 553.947 | 513.1451 | 445.1278 | 358.0449 | 2983.2303 | 496.2439 | 634.9311 | 783.1473 | 930.2086 | 1047.6832 | 1122.9965 | 1108.376 | 1026.7368 | 890.6429 | 716.4014 | 5969.0566 | 1291.5899 | 1652.5557 | 2038.3228 | 2421.0838 | 2726.8389 | 2922.8593 | 2884.8061 | 2672.3211 | 2318.1051 | 1864.601 | 15535.856 | 0 | 0 | 0 | 0 | 0 | 0 | 0 | 0 | 0 | 0 | 0 | 1291.5899 | 1652.5557 | 2038.3228 | 2421.0838 | 2726.8389 | 2922.8593 | 2884.8061 | 2672.3211 | 2318.1051 | 1864.601 | 15535.856
Ach | Multi-Family | Space Heating | Central forced air | RIM | Existing | NE720 | Energy Star Windows | Energy Star Windows | NonEquip | 20 |  | 19% | CACI_existing | 3.687% | 5684.3948 | 5621.3998 | 5490.0774 | 5333.6772 | 5123.9466 | 4934.4014 | 4645.3587 | 4377.3067 | 4118.7482 | 3814.1206 | 5684.3948 | 11305.7945 | 16795.8719 | 22129.5491 | 27253.4958 | 32187.8971 | 36833.2558 | 41210.5625 | 45329.3107 | 49143.4313 | 0 | 0 | 0 | 0 | 0 | 0 | 0 | 0 | 0 | 0 | 22.8245 | 45.396 | 67.4402 | 88.8564 | 109.4305 | 129.2435 | 147.896 | 165.4721 | 182.01 | 197.3248 | 278.5353 | 282.3348 | 282.6326 | 281.4456 | 277.138 | 273.5583 | 263.9724 | 254.9589 | 245.8964 | 233.4024 | 1888.9103 | 2231.4541 | 2261.893 | 2264.2789 | 2254.7689 | 2220.2597 | 2191.581 | 2114.7847 | 2042.5738 | 1969.9712 | 1869.8765 | 15132.7892 | 9141.6314 | 9266.331 | 9276.1053 | 9237.1458 | 9095.7713 | 8978.2826 | 8663.6703 | 8367.8427 | 8070.4107 | 7660.3513 | 61994.7245 | 295.288 | 299.316 | 299.6317 | 298.3733 | 293.8067 | 290.0116 | 279.8492 | 270.2935 | 260.686 | 247.4405 | 2002.5201 | 8846.3433 | 8967.015 | 8976.4736 | 8938.7725 | 8801.9646 | 8688.271 | 8383.8211 | 8097.5492 | 7809.7246 | 7412.9108 | 59992.2044
Ach | Multi-Family | Space Heating | Central forced air | RIM | Existing | NE684 | Duct Repair | Duct Repair | NonEquip | 11 |  | 65% | CACI_Duct_existing | 12% | 103342.3332 | 99694.8415 | 95037.6018 | 90194.2819 | 84726.5591 | 79874.2767 | 73704.8307 | 68166.3911 | 63040.1624 | 57456.9782 | 103342.3332 | 203037.1747 | 298074.7765 | 388269.0584 | 472995.6175 | 552869.8941 | 626574.7249 | 694741.116 | 757781.2783 | 815238.2565 | 0 | 0 | 0 | 0 | 0 | 0 | 0 | 0 | 0 | 0 | 115.8131 | 227.5385 | 334.0447 | 435.1231 | 530.074 | 619.587 | 702.1861 | 778.5785 | 849.226 | 913.6165 | 5063.7743 | 5007.1734 | 4892.5951 | 4759.3395 | 4582.5911 | 4428.1502 | 4188.2753 | 3970.3925 | 3763.6075 | 3516.0387 | 31565.2399 | 10131.9552 | 10018.7042 | 9789.4479 | 9522.8206 | 9169.1701 | 8860.1539 | 8380.1954 | 7944.2401 | 7530.4902 | 7035.1372 | 63157.9484 | 70321.6838 | 69535.6553 | 67944.4829 | 66093.9336 | 63639.3931 | 61494.6401 | 58163.448 | 55137.6635 | 52265.9977 | 48827.9587 | 438353.0302 | 0 | 0 | 0 | 0 | 0 | 0 | 0 | 0 | 0 | 0 | 0 | 70321.6838 | 69535.6553 | 67944.4829 | 66093.9336 | 63639.3931 | 61494.6401 | 58163.448 | 55137.6635 | 52265.9977 | 48827.9587 | 438353.0302
Ach | Multi-Family | Space Cooling | CAC | RIM | Existing | NE642 | Ceiling Insulation(R2 to R38) | Ceiling Insulation(R2 to R38) | NonEquip | 20 |  | 16.25% | Minsulate_existing | 36.07% | 251168.4966 | 157422.7369 | 93800.4838 | 54454.7721 | 30983.0545 | 17642.72 | 9846.1257 | 5526.0262 | 3114.6153 | 1738.0952 | 251168.4966 | 408591.2335 | 502391.7173 | 556846.4894 | 587829.5439 | 605472.2639 | 615318.3897 | 620844.4159 | 623959.0312 | 625697.1264 | 200.1885 | 325.659 | 400.4207 | 443.8227 | 468.5171 | 482.5788 | 490.4265 | 494.8309 | 497.3133 | 498.6986 | 0 | 0 | 0 | 0 | 0 | 0 | 0 | 0 | 0 | 0 | 12307.2563 | 7906.557 | 4828.9075 | 2873.4498 | 1675.7753 | 978.0948 | 559.5059 | 321.8667 | 185.948 | 106.3615 | 27022.4317 | 48088.3841 | 30893.4451 | 18868.0851 | 11227.4869 | 6547.7895 | 3821.729 | 2186.1683 | 1257.6362 | 726.5581 | 415.5883 | 105585.2775 | 454438.4257 | 291945.1095 | 178304.6584 | 106100.4978 | 61877.0461 | 36115.593 | 20659.4355 | 11884.7453 | 6866.0224 | 3927.3374 | 997787.8904 | 63557.2778 | 40831.1344 | 24937.501 | 14839.1035 | 8654.0583 | 5051.0887 | 2889.4068 | 1662.1879 | 960.2746 | 549.2733 | 139549.5596 | 390881.1479 | 251113.9751 | 153367.1573 | 91261.3944 | 53222.9878 | 31064.5043 | 17770.0287 | 10222.5574 | 5905.7478 | 3378.0642 | 858238.3308
Ach | Multi-Family | Space Heating | Baseboards | RIM | New | NN639 | Ceiling Insulation(R2 to R38) | Ceiling Insulation(R2 to R38) | NonEquip | 20 |  | 0% | Minsulate | 48.5% | 0 | 0 | 0 | 0 | 0 | 0 | 0 | 0 | 0 | 0 | 0 | 0 | 0 | 0 | 0 | 0 | 0 | 0 | 0 | 0 | 0 | 0 | 0 | 0 | 0 | 0 | 0 | 0 | 0 | 0 | 0 | 0 | 0 | 0 | 0 | 0 | 0 | 0 | 0 | 0 | 0 | 0 | 0 | 0 | 0 | 0 | 0 | 0 | 0 | 0 | 0 | 0 | 0 | 0 | 0 | 0 | 0 | 0 | 0 | 0 | 0 | 0 | 0 | 0 | 0 | 0 | 0 | 0 | 0 | 0 | 0 | 0 | 0 | 0 | 0 | 0 | 0 | 0 | 0 | 0 | 0 | 0 | 0 | 0 | 0 | 0 | 0 | 0 | 0 | 0 | 0 | 0 | 0 | 0 | 0
Ach | Multi-Family | Space Heating | Central forced air | RIM | Existing | NE606 | Air Sealing-Infiltration Control | Air Sealing-Infiltration Control | NonEquip | 11 |  | 52% | Nmeasure_existing | 9% | 27233.5965 | 33996.1211 | 40911.1941 | 47410.8769 | 52099.0619 | 54485.9034 | 52468.9231 | 47422.674 | 40136.8653 | 31499.8459 | 27233.5965 | 61229.7176 | 102140.9117 | 149551.7886 | 201650.8505 | 256136.7539 | 308605.677 | 356028.351 | 396165.2164 | 427665.0623 | 0 | 0 | 0 | 0 | 0 | 0 | 0 | 0 | 0 | 0 | 30.52 | 68.6186 | 114.4667 | 167.5988 | 225.9849 | 287.0459 | 345.8464 | 398.9918 | 443.9722 | 479.2732 | 1334.4462 | 1707.4552 | 2106.1338 | 2501.7601 | 2817.8732 | 3020.6441 | 2981.5454 | 2762.1622 | 2396.2408 | 1927.6106 | 16055.2766 | 2670.0537 | 3416.3962 | 4214.1005 | 5005.6973 | 5638.1985 | 6043.9169 | 5965.6853 | 5526.7281 | 4794.5668 | 3856.8986 | 32124.5248 | 8899.7287 | 11387.4111 | 14046.2907 | 16684.8133 | 18793.0441 | 20145.3701 | 19884.6115 | 18421.4946 | 15981.0806 | 12855.678 | 107076.3303 | 0 | 0 | 0 | 0 | 0 | 0 | 0 | 0 | 0 | 0 | 0 | 8899.7287 | 11387.4111 | 14046.2907 | 16684.8133 | 18793.0441 | 20145.3701 | 19884.6115 | 18421.4946 | 15981.0806 | 12855.678 | 107076.3303
Ach | Multi-Family | Space Cooling | CAC | RIM | New | NN759 | Home Energy Management System | Home Energy Management System | NonEquip | 11 |  | 2.908% | average_misc | 7.12% | 2412.0612 | 2594.9551 | 2970.8219 | 3286.0219 | 3460.2191 | 3481.8979 | 3236.91 | 2826.5056 | 2310.1391 | 1749.8085 | 2412.0612 | 5007.0163 | 7977.8382 | 11263.8601 | 14724.0792 | 18205.9771 | 21442.8871 | 24269.3927 | 26579.5318 | 28329.3403 | 4.115 | 8.542 | 13.6102 | 19.2161 | 25.1193 | 31.0594 | 36.5816 | 41.4036 | 45.3447 | 48.3299 | 0 | 0 | 0 | 0 | 0 | 0 | 0 | 0 | 0 | 0 | 118.191 | 130.3316 | 152.9398 | 173.3956 | 187.1523 | 193.0329 | 183.9373 | 164.6315 | 137.9193 | 107.0783 | 1078.2086 | 236.4849 | 260.7767 | 306.0126 | 346.9421 | 374.4674 | 386.2339 | 368.0347 | 329.4063 | 275.9587 | 214.2497 | 2157.3554 | 615.5068 | 678.7318 | 796.4689 | 902.9975 | 974.6385 | 1005.2633 | 957.8959 | 857.3564 | 718.2465 | 557.6347 | 5615.0185 | 0 | 0 | 0 | 0 | 0 | 0 | 0 | 0 | 0 | 0 | 0 | 615.5068 | 678.7318 | 796.4689 | 902.9975 | 974.6385 | 1005.2633 | 957.8959 | 857.3564 | 718.2465 | 557.6347 | 5615.0185
Ach | Multi-Family | Space Heating | Baseboards | RIM | Existing | NE636 | Ceiling Insulation(R2 to R38) | Ceiling Insulation(R2 to R38) | NonEquip | 20 |  | 16.25% | Minsulate_existing | 48.5% | 165.5775 | 104.3098 | 62.1531 | 36.0823 | 20.5297 | 11.6902 | 6.5241 | 3.6616 | 2.0638 | 1.1517 | 165.5775 | 269.8873 | 332.0404 | 368.1227 | 388.6524 | 400.3426 | 406.8667 | 410.5283 | 412.5921 | 413.7438 | 0 | 0 | 0 | 0 | 0 | 0 | 0 | 0 | 0 | 0 | 0.23871 | 0.38909 | 0.47869 | 0.53071 | 0.56031 | 0.57716 | 0.58657 | 0.59185 | 0.59482 | 0.59648 | 8.1133 | 5.239 | 3.1997 | 1.904 | 1.1104 | 0.64809 | 0.37073 | 0.21327 | 0.12321 | 0.070476 | 17.8665 | 31.7013 | 20.4703 | 12.5022 | 7.4394 | 4.3386 | 2.5323 | 1.4486 | 0.83332 | 0.48142 | 0.27537 | 69.81 | 299.5789 | 193.4456 | 118.1464 | 70.3032 | 41.0003 | 23.9305 | 13.6891 | 7.8749 | 4.5495 | 2.6023 | 659.7093 | 41.8988 | 27.0551 | 16.5238 | 9.8325 | 5.7343 | 3.3469 | 1.9145 | 1.1014 | 0.63629 | 0.36395 | 92.2663 | 257.6801 | 166.3905 | 101.6225 | 60.4707 | 35.2661 | 20.5836 | 11.7746 | 6.7736 | 3.9132 | 2.2383 | 567.4431
Ach | Manufactured Home | Space Heating | Room heating | RIM | New | NN640 | Ceiling Insulation(R2 to R38) | Ceiling Insulation(R2 to R38) | NonEquip | 20 |  | 0% | Minsulate | 48.55% | 0 | 0 | 0 | 0 | 0 | 0 | 0 | 0 | 0 | 0 | 0 | 0 | 0 | 0 | 0 | 0 | 0 | 0 | 0 | 0 | 0 | 0 | 0 | 0 | 0 | 0 | 0 | 0 | 0 | 0 | 0 | 0 | 0 | 0 | 0 | 0 | 0 | 0 | 0 | 0 | 0 | 0 | 0 | 0 | 0 | 0 | 0 | 0 | 0 | 0 | 0 | 0 | 0 | 0 | 0 | 0 | 0 | 0 | 0 | 0 | 0 | 0 | 0 | 0 | 0 | 0 | 0 | 0 | 0 | 0 | 0 | 0 | 0 | 0 | 0 | 0 | 0 | 0 | 0 | 0 | 0 | 0 | 0 | 0 | 0 | 0 | 0 | 0 | 0 | 0 | 0 | 0 | 0 | 0 | 0
Ach | Multi-Family | Space Cooling | CAC | RIM | Existing | NE756 | Home Energy Management System | Home Energy Management System | NonEquip | 11 |  | 2.908% | average_misc_existing | 7.12% | 13636.5052 | 17020.1108 | 20479.5658 | 23731.0029 | 26076.1663 | 27270.4195 | 26261.6494 | 23737.4352 | 20092.2808 | 15770.1415 | 13636.5052 | 30656.6161 | 51136.1819 | 74867.1848 | 100943.3511 | 128213.7706 | 154475.42 | 178212.8552 | 198305.136 | 214075.2776 | 23.2639 | 52.3002 | 87.2383 | 127.7234 | 172.2094 | 218.7327 | 263.5351 | 304.0312 | 338.3086 | 365.2125 | 0 | 0 | 0 | 0 | 0 | 0 | 0 | 0 | 0 | 0 | 668.1888 | 854.8351 | 1054.3008 | 1252.229 | 1410.3772 | 1511.8449 | 1492.3176 | 1382.6012 | 1199.5442 | 965.0425 | 8036.7916 | 1336.959 | 1710.414 | 2109.5192 | 2505.5478 | 2821.9818 | 3025.0053 | 2985.9339 | 2766.4056 | 2400.1322 | 1930.9249 | 16080.5769 | 3479.7462 | 4451.7497 | 5490.5135 | 6521.27 | 7344.8629 | 7873.2789 | 7771.5864 | 7200.2129 | 6246.9014 | 5025.6804 | 41853.4359 | 0 | 0 | 0 | 0 | 0 | 0 | 0 | 0 | 0 | 0 | 0 | 3479.7462 | 4451.7497 | 5490.5135 | 6521.27 | 7344.8629 | 7873.2789 | 7771.5864 | 7200.2129 | 6246.9014 | 5025.6804 | 41853.4359
Ach | Multi-Family | Space Cooling | CAC | RIM | Existing | NE714 | Energy Star Windows | Energy Star Windows | NonEquip | 20 |  | 19% | CACI_existing | 26.27% | 230310.2845 | 227721.9987 | 222373.5505 | 216018.8158 | 207512.2262 | 199828.7344 | 188119.4145 | 177262.2151 | 166790.5863 | 154453.9823 | 230310.2845 | 458032.2832 | 680405.8337 | 896424.6495 | 1103936.8757 | 1303765.6101 | 1491885.0246 | 1669147.2397 | 1835937.826 | 1990391.8083 | 120.506 | 239.6577 | 356.0109 | 469.0391 | 577.6163 | 682.1733 | 780.6037 | 873.3531 | 960.6235 | 1041.4389 | 0 | 0 | 0 | 0 | 0 | 0 | 0 | 0 | 0 | 0 | 11285.2039 | 11437.3374 | 11447.9294 | 11398.8032 | 11223.6788 | 11078.3057 | 10689.8815 | 10324.7444 | 9957.6885 | 9451.7011 | 76505.5454 | 90410.1214 | 91628.9211 | 91713.7775 | 91320.2092 | 89917.2201 | 88752.5797 | 85640.7637 | 82715.5097 | 79774.8836 | 75721.2229 | 612915.4315 | 370384.5009 | 375377.576 | 375725.2085 | 374112.8714 | 368365.2248 | 363594.0251 | 350845.8016 | 338861.8699 | 326814.9626 | 310208.2702 | 2510939.8452 | 11963.9602 | 12125.2438 | 12136.4728 | 12084.392 | 11898.7346 | 11744.6179 | 11332.8317 | 10945.7332 | 10556.6005 | 10020.1801 | 81107.0232 | 358420.5407 | 363252.3322 | 363588.7357 | 362028.4794 | 356466.4902 | 351849.4072 | 339512.9699 | 327916.1367 | 316258.3621 | 300188.0902 | 2429832.822
Ach | Multi-Family | Space Cooling | CAC | RIM | Existing | NE678 | Duct Repair | Duct Repair | NonEquip | 11 |  | 65% | CACI_Duct_existing | 12% | 587478.2606 | 566701.4163 | 540202.3977 | 512660.5046 | 481578.7422 | 453999.0118 | 418933.1426 | 387453.0751 | 358315.3636 | 326580.4435 | 587478.2606 | 1154179.6769 | 1694382.0746 | 2207042.5792 | 2688621.3214 | 3142620.3332 | 3561553.4758 | 3949006.5509 | 4307321.9146 | 4633902.3581 | 611.1508 | 1200.6876 | 1762.6576 | 2295.9758 | 2796.9599 | 3269.2529 | 3705.067 | 4108.1326 | 4480.8864 | 4820.6264 | 0 | 0 | 0 | 0 | 0 | 0 | 0 | 0 | 0 | 0 | 28786.4348 | 28462.5786 | 27809.9571 | 27051.8853 | 26047.0684 | 25169.2523 | 23805.8664 | 22567.4376 | 21392.0514 | 19984.8569 | 179421.134 | 57597.92 | 56949.9259 | 55644.1148 | 54127.3115 | 52116.8033 | 50360.4073 | 47632.4491 | 45154.5137 | 42802.7185 | 39987.105 | 358998.4031 | 399763.1873 | 395265.73 | 386202.6389 | 375675.1388 | 361721.0379 | 349530.6247 | 330597.0018 | 313398.6841 | 297075.8523 | 277533.8509 | 2491658.4825 | 0 | 0 | 0 | 0 | 0 | 0 | 0 | 0 | 0 | 0 | 0 | 399763.1873 | 395265.73 | 386202.6389 | 375675.1388 | 361721.0379 | 349530.6247 | 330597.0018 | 313398.6841 | 297075.8523 | 277533.8509 | 2491658.4825
Ach | Manufactured Home | Space Heating | Room heating | RIM | Existing | NE637 | Ceiling Insulation(R2 to R38) | Ceiling Insulation(R2 to R38) | NonEquip | 20 |  | 16.25% | Minsulate_existing | 48.55% | 19783.3809 | 12858.7003 | 7661.8685 | 4448.008 | 2530.7768 | 1441.1034 | 804.2573 | 451.3803 | 254.4099 | 141.9722 | 19783.3809 | 32642.0812 | 40303.9496 | 44751.9576 | 47282.7344 | 48723.8379 | 49528.0952 | 49979.4754 | 50233.8853 | 50375.8575 | 0 | 0 | 0 | 0 | 0 | 0 | 0 | 0 | 0 | 0 | 26.9691 | 44.4984 | 54.9432 | 61.0068 | 64.4569 | 66.4214 | 67.5178 | 68.1331 | 68.4799 | 68.6735 | 969.3857 | 645.8282 | 394.4378 | 234.7109 | 136.8817 | 79.8933 | 45.7019 | 26.2909 | 15.1887 | 8.6879 | 2173.7398 | 3994.2953 | 2661.0963 | 1625.2571 | 967.1121 | 564.0128 | 329.1957 | 188.3119 | 108.3301 | 62.5842 | 35.7979 | 8956.7639 | 35587.4175 | 23709.1999 | 14480.3275 | 8616.5441 | 5025.1065 | 2932.9891 | 1677.7766 | 965.1739 | 557.5976 | 318.9436 | 79800.8337 | 4799.5172 | 3197.5546 | 1952.8975 | 1162.0751 | 677.7138 | 395.5592 | 226.2743 | 130.1687 | 75.2007 | 43.0145 | 10762.3845 | 30787.9003 | 20511.6453 | 12527.4299 | 7454.469 | 4347.3926 | 2537.4298 | 1451.5024 | 835.0052 | 482.3969 | 275.9291 | 69038.4492
Ach | Manufactured Home | Space Cooling | Room AC | RIM | New | NN646 | Ceiling Insulation(R2 to R38) | Ceiling Insulation(R2 to R38) | NonEquip | 20 |  | 0% | Minsulate | 25.25% | 0 | 0 | 0 | 0 | 0 | 0 | 0 | 0 | 0 | 0 | 0 | 0 | 0 | 0 | 0 | 0 | 0 | 0 | 0 | 0 | 0 | 0 | 0 | 0 | 0 | 0 | 0 | 0 | 0 | 0 | 0 | 0 | 0 | 0 | 0 | 0 | 0 | 0 | 0 | 0 | 0 | 0 | 0 | 0 | 0 | 0 | 0 | 0 | 0 | 0 | 0 | 0 | 0 | 0 | 0 | 0 | 0 | 0 | 0 | 0 | 0 | 0 | 0 | 0 | 0 | 0 | 0 | 0 | 0 | 0 | 0 | 0 | 0 | 0 | 0 | 0 | 0 | 0 | 0 | 0 | 0 | 0 | 0 | 0 | 0 | 0 | 0 | 0 | 0 | 0 | 0 | 0 | 0 | 0 | 0
Ach | Multi-Family | Space Cooling | CAC | RIM | Existing | NE600 | Air Sealing-Infiltration Control | Air Sealing-Infiltration Control | NonEquip | 11 |  | 52% | Nmeasure_existing | 9% | 154816.9605 | 193246.2067 | 232542.9593 | 269481.43 | 296126.7515 | 309693.525 | 298229.7175 | 269547.2151 | 228134.8106 | 179042.3718 | 154816.9605 | 348063.1673 | 580606.1266 | 850087.5565 | 1146214.308 | 1455907.833 | 1754137.5505 | 2023684.7655 | 2251819.5761 | 2430861.9479 | 161.0553 | 362.0884 | 604.0018 | 884.342 | 1192.4013 | 1514.574 | 1824.8209 | 2105.2296 | 2342.5571 | 2528.8141 | 0 | 0 | 0 | 0 | 0 | 0 | 0 | 0 | 0 | 0 | 7586.0311 | 9705.7907 | 11971.4569 | 14219.8993 | 16016.5578 | 17169.1001 | 16946.897 | 15699.9398 | 13620.0456 | 10956.37 | 91259.0261 | 15178.6636 | 19420.0276 | 23953.3315 | 28452.1729 | 32047.0534 | 34353.141 | 33908.5414 | 31413.5419 | 27251.9436 | 21922.2745 | 182597.4672 | 50592.985 | 64730.1495 | 79840.3978 | 94835.7768 | 106818.1054 | 114504.6751 | 113022.7515 | 104706.5074 | 90835.2149 | 73070.5502 | 608627.4226 | 0 | 0 | 0 | 0 | 0 | 0 | 0 | 0 | 0 | 0 | 0 | 50592.985 | 64730.1495 | 79840.3978 | 94835.7768 | 106818.1054 | 114504.6751 | 113022.7515 | 104706.5074 | 90835.2149 | 73070.5502 | 608627.4226
Ach | Multi-Family | Space Heating | Baseboards | RIM | New | NN765 | Home Energy Management System | Home Energy Management System | NonEquip | 11 |  | 2.908% | average_misc | 15% | 2.5037 | 2.6819 | 3.0572 | 3.367 | 3.5302 | 3.537 | 3.274 | 2.8466 | 2.3165 | 1.7471 | 2.5037 | 5.1857 | 8.2428 | 11.6098 | 15.14 | 18.6771 | 21.9511 | 24.7976 | 27.1142 | 28.8612 | 0 | 0 | 0 | 0 | 0 | 0 | 0 | 0 | 0 | 0 | 0.0021841 | 0.0045237 | 0.0071906 | 0.010128 | 0.013207 | 0.016293 | 0.019149 | 0.021632 | 0.023653 | 0.025177 | 0.12268 | 0.1347 | 0.15739 | 0.17767 | 0.19094 | 0.19609 | 0.18604 | 0.1658 | 0.1383 | 0.10691 | 1.0999 | 0.24547 | 0.26952 | 0.31491 | 0.35549 | 0.38204 | 0.39235 | 0.37225 | 0.33175 | 0.27672 | 0.21392 | 2.2007 | 0.63889 | 0.70149 | 0.81962 | 0.92525 | 0.99435 | 1.0212 | 0.96887 | 0.86344 | 0.72023 | 0.55677 | 5.7279 | 0 | 0 | 0 | 0 | 0 | 0 | 0 | 0 | 0 | 0 | 0 | 0.63889 | 0.70149 | 0.81962 | 0.92525 | 0.99435 | 1.0212 | 0.96887 | 0.86344 | 0.72023 | 0.55677 | 5.7279
Ach | Manufactured Home | Space Cooling | Room AC | RIM | Existing | NE643 | Ceiling Insulation(R2 to R38) | Ceiling Insulation(R2 to R38) | NonEquip | 20 |  | 16.25% | Minsulate_existing | 25.25% | 11379.1215 | 7488.5947 | 4462.0861 | 2590.4118 | 1473.8629 | 839.2636 | 468.3799 | 262.8729 | 148.1622 | 82.6811 | 11379.1215 | 18867.7162 | 23329.8023 | 25920.2141 | 27394.0771 | 28233.3407 | 28701.7206 | 28964.5935 | 29112.7557 | 29195.4368 | 9.5166 | 15.7795 | 19.5112 | 21.6776 | 22.9102 | 23.6121 | 24.0038 | 24.2237 | 24.3476 | 24.4167 | 0 | 0 | 0 | 0 | 0 | 0 | 0 | 0 | 0 | 0 | 557.577 | 376.1147 | 229.711 | 136.6899 | 79.7166 | 46.5279 | 26.6157 | 15.3112 | 8.8455 | 5.0596 | 1259.4256 | 2297.4623 | 1549.7579 | 946.5103 | 563.2226 | 328.4674 | 191.7156 | 109.6683 | 63.0888 | 36.4475 | 20.8478 | 5189.3873 | 20469.3803 | 13807.6622 | 8432.991 | 5018.066 | 2926.4999 | 1708.1016 | 977.0964 | 562.0938 | 324.7313 | 185.745 | 46235.1623 | 2760.6145 | 1862.1782 | 1137.3201 | 676.7643 | 394.6841 | 230.3641 | 131.7767 | 75.8071 | 43.7951 | 25.0506 | 6235.5313 | 17708.7658 | 11945.484 | 7295.6709 | 4341.3017 | 2531.8159 | 1477.7375 | 845.3197 | 486.2867 | 280.9362 | 160.6944 | 39999.631
Ach | Manufactured Home | Space Heating | Heat pump-heating | RIM | New | NN640 | Ceiling Insulation(R2 to R38) | Ceiling Insulation(R2 to R38) | NonEquip | 20 |  | 0% | Minsulate | 48.55% | 0 | 0 | 0 | 0 | 0 | 0 | 0 | 0 | 0 | 0 | 0 | 0 | 0 | 0 | 0 | 0 | 0 | 0 | 0 | 0 | 0 | 0 | 0 | 0 | 0 | 0 | 0 | 0 | 0 | 0 | 0 | 0 | 0 | 0 | 0 | 0 | 0 | 0 | 0 | 0 | 0 | 0 | 0 | 0 | 0 | 0 | 0 | 0 | 0 | 0 | 0 | 0 | 0 | 0 | 0 | 0 | 0 | 0 | 0 | 0 | 0 | 0 | 0 | 0 | 0 | 0 | 0 | 0 | 0 | 0 | 0 | 0 | 0 | 0 | 0 | 0 | 0 | 0 | 0 | 0 | 0 | 0 | 0 | 0 | 0 | 0 | 0 | 0 | 0 | 0 | 0 | 0 | 0 | 0 | 0
Ach | Multi-Family | Space Heating | Baseboards | RIM | Existing | NE762 | Home Energy Management System | Home Energy Management System | NonEquip | 11 |  | 2.908% | average_misc_existing | 15% | 14.1042 | 17.6961 | 21.2946 | 24.6764 | 27.1149 | 28.3552 | 27.3035 | 24.6755 | 20.8827 | 16.3876 | 14.1042 | 31.8002 | 53.0948 | 77.7712 | 104.8861 | 133.2413 | 160.5448 | 185.2203 | 206.103 | 222.4906 | 0 | 0 | 0 | 0 | 0 | 0 | 0 | 0 | 0 | 0 | 0.012304 | 0.027741 | 0.046317 | 0.067844 | 0.091497 | 0.11623 | 0.14005 | 0.16158 | 0.17979 | 0.19409 | 0.6911 | 0.88878 | 1.0963 | 1.3021 | 1.4666 | 1.572 | 1.5515 | 1.4372 | 1.2467 | 1.0028 | 8.3522 | 1.3828 | 1.7783 | 2.1935 | 2.6054 | 2.9344 | 3.1453 | 3.1044 | 2.8757 | 2.4946 | 2.0065 | 16.7118 | 3.5991 | 4.6285 | 5.709 | 6.7811 | 7.6374 | 8.1865 | 8.0799 | 7.4847 | 6.4926 | 5.2225 | 43.4962 | 0 | 0 | 0 | 0 | 0 | 0 | 0 | 0 | 0 | 0 | 0 | 3.5991 | 4.6285 | 5.709 | 6.7811 | 7.6374 | 8.1865 | 8.0799 | 7.4847 | 6.4926 | 5.2225 | 43.4962
Ach | Multi-Family | Space Heating | Baseboards | RIM | Existing | NE720 | Energy Star Windows | Energy Star Windows | NonEquip | 20 |  | 19% | CACI_existing | 3.687% | 15.8399 | 15.7447 | 15.3768 | 14.9388 | 14.3514 | 13.8205 | 13.0109 | 12.2601 | 11.536 | 10.6827 | 15.8399 | 31.5845 | 46.9614 | 61.9001 | 76.2515 | 90.072 | 103.0829 | 115.343 | 126.879 | 137.5618 | 0 | 0 | 0 | 0 | 0 | 0 | 0 | 0 | 0 | 0 | 0.063602 | 0.12682 | 0.18856 | 0.24855 | 0.30617 | 0.36166 | 0.41391 | 0.46313 | 0.50946 | 0.55235 | 0.77615 | 0.79078 | 0.79161 | 0.78828 | 0.77622 | 0.76619 | 0.73934 | 0.7141 | 0.68872 | 0.65372 | 5.2868 | 6.2181 | 6.3352 | 6.3419 | 6.3153 | 6.2186 | 6.1383 | 5.9232 | 5.7209 | 5.5176 | 5.2372 | 42.3548 | 25.4736 | 25.9535 | 25.9809 | 25.8718 | 25.4758 | 25.1468 | 24.2656 | 23.437 | 22.6039 | 21.4554 | 173.5155 | 0.82284 | 0.83834 | 0.83922 | 0.8357 | 0.82291 | 0.81228 | 0.78381 | 0.75705 | 0.73014 | 0.69304 | 5.6048 | 24.6508 | 25.1152 | 25.1417 | 25.0361 | 24.6529 | 24.3345 | 23.4818 | 22.68 | 21.8738 | 20.7624 | 167.9106
Ach | Multi-Family | Space Heating | Baseboards | RIM | Existing | NE684 | Duct Repair | Duct Repair | NonEquip | 11 |  | 65% | CACI_Duct_existing | 12% | 287.9688 | 279.2295 | 266.1853 | 252.6199 | 237.3057 | 223.7152 | 206.4356 | 190.9233 | 176.5655 | 160.9279 | 287.9688 | 567.1983 | 833.3836 | 1086.0035 | 1323.3092 | 1547.0244 | 1753.46 | 1944.3833 | 2120.9488 | 2281.8767 | 0 | 0 | 0 | 0 | 0 | 0 | 0 | 0 | 0 | 0 | 0.32272 | 0.63564 | 0.93395 | 1.2171 | 1.483 | 1.7337 | 1.9651 | 2.179 | 2.3769 | 2.5572 | 14.1105 | 14.0243 | 13.7034 | 13.3302 | 12.8351 | 12.4025 | 11.7307 | 11.1204 | 10.5413 | 9.8479 | 88.3417 | 28.2332 | 28.0608 | 27.4187 | 26.6719 | 25.6814 | 24.8159 | 23.4716 | 22.2506 | 21.0917 | 19.7043 | 176.7602 | 195.955 | 194.7584 | 190.3018 | 185.1187 | 178.2439 | 172.2368 | 162.9066 | 154.4319 | 146.3888 | 136.7594 | 1226.8193 | 0 | 0 | 0 | 0 | 0 | 0 | 0 | 0 | 0 | 0 | 0 | 195.955 | 194.7584 | 190.3018 | 185.1187 | 178.2439 | 172.2368 | 162.9066 | 154.4319 | 146.3888 | 136.7594 | 1226.8193
Ach | Manufactured Home | Space Heating | Heat pump-heating | RIM | Existing | NE637 | Ceiling Insulation(R2 to R38) | Ceiling Insulation(R2 to R38) | NonEquip | 20 |  | 16.25% | Minsulate_existing | 48.55% | 20927.3821 | 13007.1729 | 7750.336 | 4499.3668 | 2559.9983 | 1457.7431 | 813.5436 | 456.5921 | 257.3474 | 143.6114 | 20927.3821 | 33934.5549 | 41684.891 | 46184.2577 | 48744.2561 | 50201.9992 | 51015.5428 | 51472.1349 | 51729.4823 | 51873.0938 | 0 | 0 | 0 | 0 | 0 | 0 | 0 | 0 | 0 | 0 | 28.5287 | 46.2603 | 56.8257 | 62.9594 | 66.4492 | 68.4365 | 69.5455 | 70.1679 | 70.5188 | 70.7145 | 1025.4417 | 653.2853 | 398.9921 | 237.421 | 138.4622 | 80.8158 | 46.2296 | 26.5945 | 15.3641 | 8.7882 | 2240.7277 | 4225.2709 | 2691.8226 | 1644.0231 | 978.2788 | 570.5252 | 332.9967 | 190.4863 | 109.581 | 63.3068 | 36.2112 | 9232.7838 | 37645.3088 | 23982.9575 | 14647.5241 | 8716.0348 | 5083.1287 | 2966.8547 | 1697.149 | 976.3183 | 564.0359 | 322.6263 | 82260.0502 | 5077.0558 | 3234.4751 | 1975.4466 | 1175.493 | 685.539 | 400.1265 | 228.887 | 131.6717 | 76.069 | 43.5112 | 11094.0482 | 32568.253 | 20748.4824 | 12672.0775 | 7540.5418 | 4397.5897 | 2566.7282 | 1468.2621 | 844.6465 | 487.9669 | 279.1151 | 71166.002
Ach | Manufactured Home | Space Cooling | Heat pump-cooling | RIM | New | NN646 | Ceiling Insulation(R2 to R38) | Ceiling Insulation(R2 to R38) | NonEquip | 20 |  | 0% | Minsulate | 25.25% | 0 | 0 | 0 | 0 | 0 | 0 | 0 | 0 | 0 | 0 | 0 | 0 | 0 | 0 | 0 | 0 | 0 | 0 | 0 | 0 | 0 | 0 | 0 | 0 | 0 | 0 | 0 | 0 | 0 | 0 | 0 | 0 | 0 | 0 | 0 | 0 | 0 | 0 | 0 | 0 | 0 | 0 | 0 | 0 | 0 | 0 | 0 | 0 | 0 | 0 | 0 | 0 | 0 | 0 | 0 | 0 | 0 | 0 | 0 | 0 | 0 | 0 | 0 | 0 | 0 | 0 | 0 | 0 | 0 | 0 | 0 | 0 | 0 | 0 | 0 | 0 | 0 | 0 | 0 | 0 | 0 | 0 | 0 | 0 | 0 | 0 | 0 | 0 | 0 | 0 | 0 | 0 | 0 | 0 | 0
Ach | Multi-Family | Space Heating | Baseboards | RIM | Existing | NE606 | Air Sealing-Infiltration Control | Air Sealing-Infiltration Control | NonEquip | 11 |  | 52% | Nmeasure_existing | 9% | 75.8878 | 95.2178 | 114.5858 | 132.7904 | 145.9212 | 152.6064 | 146.9572 | 132.8234 | 112.417 | 88.2261 | 75.8878 | 171.1056 | 285.6914 | 418.4818 | 564.403 | 717.0094 | 863.9666 | 996.79 | 1109.207 | 1197.4331 | 0 | 0 | 0 | 0 | 0 | 0 | 0 | 0 | 0 | 0 | 0.085046 | 0.19175 | 0.32017 | 0.46898 | 0.63251 | 0.80353 | 0.96823 | 1.1171 | 1.2431 | 1.3419 | 3.7185 | 4.7823 | 5.8989 | 7.007 | 7.8924 | 8.4603 | 8.3508 | 7.7364 | 6.7115 | 5.3989 | 44.9505 | 7.4402 | 9.5688 | 11.803 | 14.0202 | 15.7917 | 16.9281 | 16.7089 | 15.4795 | 13.4288 | 10.8026 | 89.9401 | 24.7996 | 31.8943 | 39.3414 | 46.7315 | 52.6363 | 56.424 | 55.6937 | 51.5957 | 44.7605 | 36.0067 | 299.7851 | 0 | 0 | 0 | 0 | 0 | 0 | 0 | 0 | 0 | 0 | 0 | 24.7996 | 31.8943 | 39.3414 | 46.7315 | 52.6363 | 56.424 | 55.6937 | 51.5957 | 44.7605 | 36.0067 | 299.7851
Ach | Manufactured Home | Space Heating | Room heating | RIM | New | NN766 | Home Energy Management System | Home Energy Management System | NonEquip | 11 |  | 6.5% | average_misc | 15% | 704.9491 | 754.907 | 860.2694 | 947.1582 | 992.7729 | 994.3895 | 920.1642 | 799.7952 | 650.6708 | 490.5778 | 704.9491 | 1459.8561 | 2320.1255 | 3267.2837 | 4260.0565 | 5254.4461 | 6174.6103 | 6974.4055 | 7625.0763 | 8115.6541 | 0 | 0 | 0 | 0 | 0 | 0 | 0 | 0 | 0 | 0 | 0.5926 | 1.2272 | 1.9504 | 2.7466 | 3.5811 | 4.4171 | 5.1906 | 5.8629 | 6.4099 | 6.8223 | 34.5425 | 37.9152 | 44.2872 | 49.9793 | 53.6959 | 55.128 | 52.2883 | 46.5846 | 38.8462 | 30.0206 | 309.3123 | 69.1151 | 75.8634 | 88.613 | 100.0021 | 107.4386 | 110.3039 | 104.6221 | 93.2096 | 77.7262 | 60.0672 | 618.8938 | 417.0952 | 457.82 | 534.7609 | 603.492 | 648.3698 | 665.6612 | 631.3729 | 562.501 | 469.0613 | 362.4934 | 3734.8961 | 0 | 0 | 0 | 0 | 0 | 0 | 0 | 0 | 0 | 0 | 0 | 417.0952 | 457.82 | 534.7609 | 603.492 | 648.3698 | 665.6612 | 631.3729 | 562.501 | 469.0613 | 362.4934 | 3734.8961
Ach | Manufactured Home | Space Cooling | Heat pump-cooling | RIM | Existing | NE643 | Ceiling Insulation(R2 to R38) | Ceiling Insulation(R2 to R38) | NonEquip | 20 |  | 16.25% | Minsulate_existing | 25.25% | 92435.9326 | 57452.4873 | 34233.1178 | 19873.6356 | 11307.4742 | 6438.8294 | 3593.4099 | 2016.7605 | 1136.6998 | 634.3295 | 92435.9326 | 149888.4199 | 184121.5377 | 203995.1733 | 215302.6475 | 221741.477 | 225334.8868 | 227351.6473 | 228488.3471 | 229122.6766 | 77.3061 | 125.3547 | 153.9846 | 170.6053 | 180.062 | 185.4469 | 188.4521 | 190.1388 | 191.0895 | 191.62 | 0 | 0 | 0 | 0 | 0 | 0 | 0 | 0 | 0 | 0 | 4529.3607 | 2885.5512 | 1762.3423 | 1048.6849 | 611.5855 | 356.9623 | 204.1954 | 117.4674 | 67.863 | 38.8173 | 9897.2608 | 18662.9582 | 11889.74 | 7261.6254 | 4321.0429 | 2520.0011 | 1470.8416 | 841.375 | 484.0175 | 279.6252 | 159.9445 | 40781.0674 | 166278.7641 | 105932.3632 | 64697.8943 | 38498.5948 | 22452.1032 | 13104.5528 | 7496.2819 | 4312.3831 | 2491.3381 | 1425.0355 | 363341.4071 | 22425.2795 | 14286.628 | 8725.5181 | 5192.1347 | 3028.0156 | 1767.3529 | 1010.9903 | 581.592 | 335.9957 | 192.1882 | 49002.2442 | 143853.4846 | 91645.7352 | 55972.3762 | 33306.4601 | 19424.0876 | 11337.1999 | 6485.2916 | 3730.7911 | 2155.3424 | 1232.8473 | 314339.1629
Ach | Manufactured Home | Space Heating | Central forced air | RIM | New | NN640 | Ceiling Insulation(R2 to R38) | Ceiling Insulation(R2 to R38) | NonEquip | 20 |  | 0% | Minsulate | 48.55% | 0 | 0 | 0 | 0 | 0 | 0 | 0 | 0 | 0 | 0 | 0 | 0 | 0 | 0 | 0 | 0 | 0 | 0 | 0 | 0 | 0 | 0 | 0 | 0 | 0 | 0 | 0 | 0 | 0 | 0 | 0 | 0 | 0 | 0 | 0 | 0 | 0 | 0 | 0 | 0 | 0 | 0 | 0 | 0 | 0 | 0 | 0 | 0 | 0 | 0 | 0 | 0 | 0 | 0 | 0 | 0 | 0 | 0 | 0 | 0 | 0 | 0 | 0 | 0 | 0 | 0 | 0 | 0 | 0 | 0 | 0 | 0 | 0 | 0 | 0 | 0 | 0 | 0 | 0 | 0 | 0 | 0 | 0 | 0 | 0 | 0 | 0 | 0 | 0 | 0 | 0 | 0 | 0 | 0 | 0
Ach | Manufactured Home | Space Heating | Central forced air | RIM | Existing | NE637 | Ceiling Insulation(R2 to R38) | Ceiling Insulation(R2 to R38) | NonEquip | 20 |  | 16.25% | Minsulate_existing | 48.55% | 42037.3819 | 26347.4114 | 15699.1295 | 9113.9457 | 5185.5488 | 2952.8136 | 1647.919 | 924.8758 | 521.2846 | 290.9002 | 42037.3819 | 68384.7933 | 84083.9228 | 93197.8685 | 98383.4173 | 101336.231 | 102984.15 | 103909.0259 | 104430.3105 | 104721.2107 | 0 | 0 | 0 | 0 | 0 | 0 | 0 | 0 | 0 | 0 | 57.3063 | 93.2236 | 114.625 | 127.0494 | 134.1184 | 138.1438 | 140.3902 | 141.651 | 142.3617 | 142.7582 | 2059.8317 | 1323.2987 | 808.201 | 480.9214 | 280.4699 | 163.701 | 93.643 | 53.87 | 31.1216 | 17.8014 | 4522.6702 | 8487.4126 | 5452.5728 | 3330.1436 | 1981.6077 | 1155.6594 | 674.5203 | 385.8502 | 221.9679 | 128.2347 | 73.3497 | 18635.3905 | 75619.1203 | 48580.03 | 29670.1173 | 17655.255 | 10296.4176 | 6009.6797 | 3437.7558 | 1977.6364 | 1142.5147 | 653.5138 | 166033.1482 | 10198.4154 | 6551.7732 | 4001.4771 | 2381.0859 | 1388.6322 | 810.4988 | 463.6349 | 266.7151 | 154.0859 | 88.1365 | 22392.1543 | 65420.7049 | 42028.2568 | 25668.6402 | 15274.1691 | 8907.7854 | 5199.1808 | 2974.1209 | 1710.9214 | 988.4288 | 565.3773 | 143640.9938
Ach | Manufactured Home | Space Heating | Room heating | RIM | Existing | NE763 | Home Energy Management System | Home Energy Management System | NonEquip | 11 |  | 6.5% | average_misc_existing | 15% | 3848.0419 | 4981.6512 | 5995.0761 | 6947.5067 | 7634.2928 | 7983.6567 | 7687.6126 | 6947.7175 | 5879.8191 | 4614.1673 | 3848.0419 | 8829.6931 | 14824.7692 | 21772.2759 | 29406.5687 | 37390.2254 | 45077.838 | 52025.5555 | 57905.3746 | 62519.5419 | 0 | 0 | 0 | 0 | 0 | 0 | 0 | 0 | 0 | 0 | 3.2348 | 7.4225 | 12.4622 | 18.3025 | 24.7201 | 31.4315 | 37.8939 | 43.7344 | 48.6772 | 52.556 | 188.5541 | 250.2034 | 308.6303 | 366.6035 | 412.9147 | 442.606 | 436.8484 | 404.674 | 351.0354 | 282.3607 | 2345.9483 | 377.2722 | 500.6246 | 617.5291 | 733.5261 | 826.1887 | 885.5971 | 874.077 | 809.7001 | 702.3764 | 564.9671 | 4693.9381 | 2276.7597 | 3021.166 | 3726.6605 | 4426.6784 | 4985.8784 | 5344.3955 | 5274.8739 | 4886.373 | 4238.6962 | 3409.4594 | 28326.9468 | 0 | 0 | 0 | 0 | 0 | 0 | 0 | 0 | 0 | 0 | 0 | 2276.7597 | 3021.166 | 3726.6605 | 4426.6784 | 4985.8784 | 5344.3955 | 5274.8739 | 4886.373 | 4238.6962 | 3409.4594 | 28326.9468
Ach | Manufactured Home | Space Heating | Room heating | RIM | Existing | NE721 | Energy Star Windows | Energy Star Windows | NonEquip | 20 |  | 19% | CACI_existing | 2.305% | 1174.9127 | 1205.0136 | 1176.9407 | 1143.4691 | 1098.5422 | 1057.9265 | 995.9683 | 938.5043 | 883.0722 | 817.7609 | 1174.9127 | 2379.9263 | 3556.867 | 4700.3361 | 5798.8782 | 6856.8048 | 7852.7731 | 8791.2774 | 9674.3495 | 10492.1104 | 0 | 0 | 0 | 0 | 0 | 0 | 0 | 0 | 0 | 0 | 4.7176 | 9.5561 | 14.2818 | 18.8732 | 23.2841 | 27.532 | 31.5311 | 35.2995 | 38.8453 | 42.1288 | 57.5707 | 60.5218 | 60.5896 | 60.3382 | 59.4167 | 58.6504 | 56.5959 | 54.6637 | 52.7209 | 50.0423 | 402.9594 | 461.2213 | 484.8635 | 485.407 | 483.3923 | 476.0098 | 469.8709 | 453.4114 | 437.9324 | 422.3678 | 400.9081 | 3228.2631 | 1889.4921 | 1986.3477 | 1988.5741 | 1980.3206 | 1950.0766 | 1924.9272 | 1857.4973 | 1794.084 | 1730.3207 | 1642.4062 | 13225.2738 | 61.0334 | 64.1619 | 64.2338 | 63.9672 | 62.9903 | 62.178 | 59.9999 | 57.9515 | 55.8919 | 53.0521 | 427.1957 | 1828.4587 | 1922.1858 | 1924.3403 | 1916.3533 | 1887.0863 | 1862.7493 | 1797.4975 | 1736.1325 | 1674.4288 | 1589.3541 | 12798.0782
Ach | Manufactured Home | Space Heating | Room heating | RIM | Existing | NE685 | Duct Repair | Duct Repair | NonEquip | 11 |  | 65% | CACI_Duct_existing | 12% | 35744.6004 | 35762.1122 | 34093.1033 | 32356.711 | 30395.8375 | 28655.533 | 26442.6459 | 24456.1555 | 22617.5377 | 20614.8853 | 35744.6004 | 71506.7126 | 105599.8159 | 137956.5268 | 168352.3643 | 197007.8974 | 223450.5432 | 247906.6988 | 270524.2365 | 291139.1218 | 0 | 0 | 0 | 0 | 0 | 0 | 0 | 0 | 0 | 0 | 37.6696 | 75.3577 | 111.2869 | 145.3862 | 177.419 | 207.6178 | 235.4845 | 261.2578 | 285.0934 | 306.8185 | 1751.4854 | 1796.1521 | 1755.1343 | 1707.3873 | 1644.0145 | 1588.6342 | 1502.6028 | 1424.4635 | 1350.3064 | 1261.5132 | 11263.2115 | 3504.495 | 3593.8672 | 3511.7959 | 3416.2604 | 3289.4597 | 3178.6508 | 3006.5131 | 2850.1666 | 2701.7879 | 2524.1241 | 22536.2245 | 30705.0629 | 31488.1085 | 30769.0304 | 29931.9845 | 28821.005 | 27850.1388 | 26341.9334 | 24972.0842 | 23672.0457 | 22115.4233 | 197453.8956 | 0 | 0 | 0 | 0 | 0 | 0 | 0 | 0 | 0 | 0 | 0 | 30705.0629 | 31488.1085 | 30769.0304 | 29931.9845 | 28821.005 | 27850.1388 | 26341.9334 | 24972.0842 | 23672.0457 | 22115.4233 | 197453.8956
Ach | Manufactured Home | Space Cooling | CAC | RIM | New | NN646 | Ceiling Insulation(R2 to R38) | Ceiling Insulation(R2 to R38) | NonEquip | 20 |  | 0% | Minsulate | 25.25% | 0 | 0 | 0 | 0 | 0 | 0 | 0 | 0 | 0 | 0 | 0 | 0 | 0 | 0 | 0 | 0 | 0 | 0 | 0 | 0 | 0 | 0 | 0 | 0 | 0 | 0 | 0 | 0 | 0 | 0 | 0 | 0 | 0 | 0 | 0 | 0 | 0 | 0 | 0 | 0 | 0 | 0 | 0 | 0 | 0 | 0 | 0 | 0 | 0 | 0 | 0 | 0 | 0 | 0 | 0 | 0 | 0 | 0 | 0 | 0 | 0 | 0 | 0 | 0 | 0 | 0 | 0 | 0 | 0 | 0 | 0 | 0 | 0 | 0 | 0 | 0 | 0 | 0 | 0 | 0 | 0 | 0 | 0 | 0 | 0 | 0 | 0 | 0 | 0 | 0 | 0 | 0 | 0 | 0 | 0
Ach | Manufactured Home | Space Cooling | CAC | RIM | Existing | NE643 | Ceiling Insulation(R2 to R38) | Ceiling Insulation(R2 to R38) | NonEquip | 20 |  | 16.25% | Minsulate_existing | 25.25% | 107067.0714 | 67105.5154 | 39984.8836 | 23212.7558 | 13207.3288 | 7520.666 | 4197.1659 | 2355.6117 | 1327.6854 | 740.908 | 107067.0714 | 174172.5868 | 214157.4704 | 237370.2262 | 250577.5549 | 258098.2209 | 262295.3868 | 264650.9985 | 265978.6838 | 266719.5919 | 89.5424 | 145.6641 | 179.1042 | 198.5175 | 209.5631 | 215.8528 | 219.363 | 221.333 | 222.4434 | 223.063 | 0 | 0 | 0 | 0 | 0 | 0 | 0 | 0 | 0 | 0 | 5246.2865 | 3370.3745 | 2058.4468 | 1224.8824 | 714.3426 | 416.9382 | 238.5039 | 137.204 | 79.2651 | 45.3393 | 11519.0108 | 21617.0078 | 13887.4253 | 8481.7062 | 5047.054 | 2943.4056 | 1717.9688 | 982.7408 | 565.3409 | 326.6072 | 186.818 | 47463.3909 | 192598.0493 | 123730.8629 | 75568.2782 | 44967.0357 | 26224.4513 | 15306.3482 | 8755.789 | 5036.9393 | 2909.9267 | 1664.4665 | 422877.975 | 25974.8447 | 16687.0327 | 10191.5585 | 6064.5047 | 3536.7754 | 2064.2993 | 1180.8544 | 679.3097 | 392.4489 | 224.4792 | 57031.6771 | 166623.2045 | 107043.8302 | 65376.7196 | 38902.531 | 22687.6759 | 13242.0489 | 7574.9346 | 4357.6296 | 2517.4778 | 1439.9873 | 365846.2979
Ach | Manufactured Home | Space Heating | Room heating | RIM | Existing | NE607 | Air Sealing-Infiltration Control | Air Sealing-Infiltration Control | NonEquip | 11 |  | 52% | Nmeasure_existing | 9% | 9222.9851 | 11940.2705 | 14369.6948 | 16653.1992 | 18300.3237 | 19139.0348 | 18430.8528 | 16658.5903 | 14099.567 | 11065.751 | 9222.9851 | 21163.2556 | 35532.9504 | 52186.1495 | 70486.4732 | 89625.5081 | 108056.3608 | 124714.9512 | 138814.5182 | 149880.2692 | 0 | 0 | 0 | 0 | 0 | 0 | 0 | 0 | 0 | 0 | 9.7197 | 22.303 | 37.4466 | 54.9966 | 74.2825 | 94.4523 | 113.8758 | 131.4315 | 146.2904 | 157.9521 | 451.9263 | 599.7001 | 739.7609 | 878.75 | 989.8065 | 1061.049 | 1047.3328 | 970.2896 | 841.7687 | 677.1607 | 5623.9141 | 904.2458 | 1199.922 | 1480.1655 | 1758.2648 | 1980.4744 | 2123.0213 | 2095.577 | 1941.4236 | 1684.2699 | 1354.9107 | 11252.7223 | 5455.5671 | 7239.4642 | 8930.2511 | 10608.1015 | 11948.7543 | 12808.7797 | 12643.2003 | 11713.1499 | 10161.6702 | 8174.5542 | 67890.811 | 0 | 0 | 0 | 0 | 0 | 0 | 0 | 0 | 0 | 0 | 0 | 5455.5671 | 7239.4642 | 8930.2511 | 10608.1015 | 11948.7543 | 12808.7797 | 12643.2003 | 11713.1499 | 10161.6702 | 8174.5542 | 67890.811
Ach | Manufactured Home | Space Cooling | Room AC | RIM | New | NN760 | Home Energy Management System | Home Energy Management System | NonEquip | 11 |  | 6.5% | average_misc | 7.12% | 374.656 | 397.4521 | 448.6856 | 489.3803 | 508.1479 | 504.2119 | 462.2088 | 397.9862 | 320.7501 | 239.5685 | 374.656 | 772.1081 | 1220.7937 | 1710.174 | 2218.3219 | 2722.5338 | 3184.7427 | 3582.7289 | 3903.479 | 4143.0475 | 0.71732 | 1.4783 | 2.3374 | 3.2743 | 4.2472 | 5.2126 | 6.0976 | 6.8596 | 7.4737 | 7.9323 | 0 | 0 | 0 | 0 | 0 | 0 | 0 | 0 | 0 | 0 | 18.3581 | 19.962 | 23.0986 | 25.8234 | 27.4841 | 27.953 | 26.265 | 23.1809 | 19.1493 | 14.6602 | 158.3535 | 36.7323 | 39.9414 | 46.2173 | 51.6694 | 54.9921 | 55.9303 | 52.5529 | 46.3821 | 38.3153 | 29.3332 | 316.8448 | 221.6716 | 241.0383 | 278.912 | 311.8139 | 331.8662 | 337.528 | 317.1457 | 279.9062 | 231.2252 | 177.0198 | 1912.093 | 0 | 0 | 0 | 0 | 0 | 0 | 0 | 0 | 0 | 0 | 0 | 221.6716 | 241.0383 | 278.912 | 311.8139 | 331.8662 | 337.528 | 317.1457 | 279.9062 | 231.2252 | 177.0198 | 1912.093
Ach | Manufactured Home | Space Heating | Baseboards | RIM | New | NN640 | Ceiling Insulation(R2 to R38) | Ceiling Insulation(R2 to R38) | NonEquip | 20 |  | 0% | Minsulate | 48.55% | 0 | 0 | 0 | 0 | 0 | 0 | 0 | 0 | 0 | 0 | 0 | 0 | 0 | 0 | 0 | 0 | 0 | 0 | 0 | 0 | 0 | 0 | 0 | 0 | 0 | 0 | 0 | 0 | 0 | 0 | 0 | 0 | 0 | 0 | 0 | 0 | 0 | 0 | 0 | 0 | 0 | 0 | 0 | 0 | 0 | 0 | 0 | 0 | 0 | 0 | 0 | 0 | 0 | 0 | 0 | 0 | 0 | 0 | 0 | 0 | 0 | 0 | 0 | 0 | 0 | 0 | 0 | 0 | 0 | 0 | 0 | 0 | 0 | 0 | 0 | 0 | 0 | 0 | 0 | 0 | 0 | 0 | 0 | 0 | 0 | 0 | 0 | 0 | 0 | 0 | 0 | 0 | 0 | 0 | 0
Ach | Manufactured Home | Space Heating | Baseboards | RIM | Existing | NE637 | Ceiling Insulation(R2 to R38) | Ceiling Insulation(R2 to R38) | NonEquip | 20 |  | 16.25% | Minsulate_existing | 48.55% | 0 | 0 | 0 | 0 | 0 | 0 | 0 | 0 | 0 | 0 | 0 | 0 | 0 | 0 | 0 | 0 | 0 | 0 | 0 | 0 | 0 | 0 | 0 | 0 | 0 | 0 | 0 | 0 | 0 | 0 | 0 | 0 | 0 | 0 | 0 | 0 | 0 | 0 | 0 | 0 | 0 | 0 | 0 | 0 | 0 | 0 | 0 | 0 | 0 | 0 | 0 | 0 | 0 | 0 | 0 | 0 | 0 | 0 | 0 | 0 | 0 | 0 | 0 | 0 | 0 | 0 | 0 | 0 | 0 | 0 | 0 | 0 | 0 | 0 | 0 | 0 | 0 | 0 | 0 | 0 | 0 | 0 | 0 | 0 | 0 | 0 | 0 | 0 | 0 | 0 | 0 | 0 | 0 | 0 | 0
Ach | Single Family | Space Heating | Room heating | RIM | New | NN854 | Spray Foam Insulation(Base R2) | Spray Foam Insulation(Base R2) | NonEquip | 20 |  | 0% | shell | 33.29% | 0 | 0 | 0 | 0 | 0 | 0 | 0 | 0 | 0 | 0 | 0 | 0 | 0 | 0 | 0 | 0 | 0 | 0 | 0 | 0 | 0 | 0 | 0 | 0 | 0 | 0 | 0 | 0 | 0 | 0 | 0 | 0 | 0 | 0 | 0 | 0 | 0 | 0 | 0 | 0 | 0 | 0 | 0 | 0 | 0 | 0 | 0 | 0 | 0 | 0 | 0 | 0 | 0 | 0 | 0 | 0 | 0 | 0 | 0 | 0 | 0 | 0 | 0 | 0 | 0 | 0 | 0 | 0 | 0 | 0 | 0 | 0 | 0 | 0 | 0 | 0 | 0 | 0 | 0 | 0 | 0 | 0 | 0 | 0 | 0 | 0 | 0 | 0 | 0 | 0 | 0 | 0 | 0 | 0 | 0
Ach | Manufactured Home | Space Cooling | Room AC | RIM | Existing | NE757 | Home Energy Management System | Home Energy Management System | NonEquip | 11 |  | 6.5% | average_misc_existing | 7.12% | 2017.8272 | 2644.2555 | 3181.5605 | 3686.5539 | 4050.7751 | 4236.227 | 4079.4753 | 3687.3307 | 3121.0747 | 2449.6697 | 2017.8272 | 4662.0827 | 7843.6432 | 11530.1971 | 15580.9722 | 19817.1992 | 23896.6745 | 27584.0052 | 30705.08 | 33154.7497 | 3.8634 | 8.9261 | 15.0176 | 22.0759 | 29.8316 | 37.9423 | 45.753 | 52.8128 | 58.7885 | 63.4787 | 0 | 0 | 0 | 0 | 0 | 0 | 0 | 0 | 0 | 0 | 98.8735 | 132.8077 | 163.7887 | 194.5308 | 219.0936 | 234.8522 | 231.8161 | 214.7708 | 186.3336 | 149.9058 | 1243.8721 | 197.8331 | 265.731 | 327.72 | 389.2308 | 438.3778 | 469.9088 | 463.8339 | 429.7285 | 372.8293 | 299.942 | 2488.8267 | 1193.8819 | 1603.6319 | 1977.7223 | 2348.9274 | 2645.5197 | 2835.8024 | 2799.1418 | 2593.3227 | 2249.9481 | 1810.0882 | 15019.5548 | 0 | 0 | 0 | 0 | 0 | 0 | 0 | 0 | 0 | 0 | 0 | 1193.8819 | 1603.6319 | 1977.7223 | 2348.9274 | 2645.5197 | 2835.8024 | 2799.1418 | 2593.3227 | 2249.9481 | 1810.0882 | 15019.5548
Ach | Manufactured Home | Space Cooling | Room AC | RIM | Existing | NE715 | Energy Star Windows | Energy Star Windows | NonEquip | 20 |  | 19% | CACI_existing | 19.12% | 10789.0713 | 11200.643 | 10937.2052 | 10624.4318 | 10205.9273 | 9827.9663 | 9252.0425 | 8718.0472 | 8203.0252 | 7596.2864 | 10789.0713 | 21989.7143 | 32926.9195 | 43551.3513 | 53757.2785 | 63585.2448 | 72837.2873 | 81555.3345 | 89758.3598 | 97354.6462 | 5.6452 | 11.5057 | 17.2285 | 22.7875 | 28.1276 | 33.2699 | 38.1109 | 42.6725 | 46.9645 | 50.9392 | 0 | 0 | 0 | 0 | 0 | 0 | 0 | 0 | 0 | 0 | 528.6645 | 562.5523 | 563.0542 | 560.6262 | 552.0063 | 544.8526 | 525.7471 | 507.7879 | 489.7349 | 464.8493 | 3738.1346 | 4235.3352 | 4506.8234 | 4510.844 | 4491.3927 | 4422.3351 | 4365.0247 | 4211.9629 | 4068.0848 | 3923.4551 | 3724.0872 | 29947.6381 | 17350.9611 | 18463.1711 | 18479.6424 | 18399.9559 | 18117.0467 | 17882.2622 | 17255.2114 | 16665.7839 | 16073.2776 | 15256.5238 | 122686.9383 | 560.4614 | 596.3874 | 596.9194 | 594.3454 | 585.2071 | 577.6232 | 557.3685 | 538.3292 | 519.1903 | 492.808 | 3962.9672 | 16790.4997 | 17866.7837 | 17882.723 | 17805.6104 | 17531.8396 | 17304.639 | 16697.8429 | 16127.4548 | 15554.0872 | 14763.7158 | 118723.971
Ach | Manufactured Home | Space Cooling | Room AC | RIM | Existing | NE679 | Duct Repair | Duct Repair | NonEquip | 11 |  | 65% | CACI_Duct_existing | 12% | 39552.8266 | 40059.007 | 38183.9447 | 36235.9124 | 34038.1966 | 32088.3335 | 29609.5546 | 27384.3388 | 25324.7521 | 23081.656 | 39552.8266 | 79611.8337 | 117795.7784 | 154031.6907 | 188069.8873 | 220158.2208 | 249767.7754 | 277152.1142 | 302476.8663 | 325558.5223 | 45.0633 | 90.7032 | 134.2069 | 175.4912 | 214.2715 | 250.8304 | 284.5651 | 315.7646 | 344.6175 | 370.9149 | 0 | 0 | 0 | 0 | 0 | 0 | 0 | 0 | 0 | 0 | 1938.0885 | 2011.9636 | 1965.7333 | 1912.0836 | 1841.0182 | 1778.9452 | 1682.5623 | 1595.0173 | 1511.9318 | 1412.4654 | 12591.5748 | 3877.8636 | 4025.6781 | 3933.1773 | 3825.8311 | 3683.6385 | 3559.4385 | 3366.5887 | 3191.4226 | 3025.1793 | 2826.16 | 25194.107 | 33976.3773 | 35271.4725 | 34461.0153 | 33520.4888 | 32274.6506 | 31186.4567 | 29496.7803 | 27962.0406 | 26505.4799 | 24761.7479 | 220741.2591 | 0 | 0 | 0 | 0 | 0 | 0 | 0 | 0 | 0 | 0 | 0 | 33976.3773 | 35271.4725 | 34461.0153 | 33520.4888 | 32274.6506 | 31186.4567 | 29496.7803 | 27962.0406 | 26505.4799 | 24761.7479 | 220741.2591
Ach | Single Family | Space Heating | Room heating | RIM | Existing | NE851 | Spray Foam Insulation(Base R2) | Spray Foam Insulation(Base R2) | NonEquip | 20 |  | 14.63% | shell_existing | 33.29% | 19521.651 | 14902.2687 | 9984.0598 | 6266.3532 | 3742.2328 | 2192.8903 | 1244.1215 | 704.7581 | 399.2825 | 223.4584 | 19521.651 | 34423.9197 | 44407.9795 | 50674.3326 | 54416.5654 | 56609.4557 | 57853.5773 | 58558.3354 | 58957.6178 | 59181.0763 | 0 | 0 | 0 | 0 | 0 | 0 | 0 | 0 | 0 | 0 | 29.8468 | 52.6309 | 67.8956 | 77.4763 | 83.1978 | 86.5505 | 88.4527 | 89.5302 | 90.1406 | 90.4823 | 956.5609 | 748.4664 | 513.9856 | 330.6607 | 202.4055 | 121.5717 | 70.6972 | 41.0491 | 23.8379 | 13.6744 | 2526.7692 | 8677.4722 | 6789.7368 | 4662.6368 | 2999.5987 | 1836.128 | 1102.8411 | 641.3317 | 372.3778 | 216.2459 | 124.0476 | 22921.6659 | 14603.2677 | 11426.4088 | 7846.7245 | 5048.0072 | 3090.0091 | 1855.9648 | 1079.2933 | 626.6725 | 363.9189 | 208.7589 | 38574.7387 | 0 | 0 | 0 | 0 | 0 | 0 | 0 | 0 | 0 | 0 | 0 | 14603.2677 | 11426.4088 | 7846.7245 | 5048.0072 | 3090.0091 | 1855.9648 | 1079.2933 | 626.6725 | 363.9189 | 208.7589 | 38574.7387
Ach | Single Family | Space Cooling | Room AC | RIM | New | NN860 | Spray Foam Insulation(Base R2) | Spray Foam Insulation(Base R2) | NonEquip | 20 |  | 0% | shell | 34.78% | 0 | 0 | 0 | 0 | 0 | 0 | 0 | 0 | 0 | 0 | 0 | 0 | 0 | 0 | 0 | 0 | 0 | 0 | 0 | 0 | 0 | 0 | 0 | 0 | 0 | 0 | 0 | 0 | 0 | 0 | 0 | 0 | 0 | 0 | 0 | 0 | 0 | 0 | 0 | 0 | 0 | 0 | 0 | 0 | 0 | 0 | 0 | 0 | 0 | 0 | 0 | 0 | 0 | 0 | 0 | 0 | 0 | 0 | 0 | 0 | 0 | 0 | 0 | 0 | 0 | 0 | 0 | 0 | 0 | 0 | 0 | 0 | 0 | 0 | 0 | 0 | 0 | 0 | 0 | 0 | 0 | 0 | 0 | 0 | 0 | 0 | 0 | 0 | 0 | 0 | 0 | 0 | 0 | 0 | 0
Ach | Manufactured Home | Space Cooling | Room AC | RIM | Existing | NE601 | Air Sealing-Infiltration Control | Air Sealing-Infiltration Control | NonEquip | 11 |  | 52% | Nmeasure_existing | 9% | 10205.601 | 13374.9197 | 16093.9187 | 18649.7282 | 20493.2671 | 21431.8028 | 20638.2275 | 18653.1559 | 15787.2198 | 12389.8753 | 10205.601 | 23580.5207 | 39674.4394 | 58324.1676 | 78817.4347 | 100249.2375 | 120887.465 | 139540.6209 | 155327.8406 | 167717.7159 | 11.6274 | 26.8657 | 45.2018 | 66.4498 | 89.7982 | 114.2158 | 137.7293 | 158.9812 | 176.9679 | 191.0839 | 0 | 0 | 0 | 0 | 0 | 0 | 0 | 0 | 0 | 0 | 500.0744 | 671.7553 | 828.525 | 984.1022 | 1108.4159 | 1188.1578 | 1172.7668 | 1086.4643 | 942.5245 | 758.1896 | 6292.284 | 1000.5841 | 1344.0953 | 1657.771 | 1969.0607 | 2217.7963 | 2377.3495 | 2346.5542 | 2173.874 | 1885.8692 | 1517.0389 | 12590.0436 | 6036.8027 | 8109.3015 | 10001.7946 | 11879.8922 | 13380.5837 | 14343.2123 | 14157.4157 | 13115.5882 | 11377.975 | 9152.7188 | 75959.2435 | 0 | 0 | 0 | 0 | 0 | 0 | 0 | 0 | 0 | 0 | 0 | 6036.8027 | 8109.3015 | 10001.7946 | 11879.8922 | 13380.5837 | 14343.2123 | 14157.4157 | 13115.5882 | 11377.975 | 9152.7188 | 75959.2435
Ach | Manufactured Home | Space Heating | Heat pump-heating | RIM | New | NN766 | Home Energy Management System | Home Energy Management System | NonEquip | 11 |  | 6.5% | average_misc | 15% | 692.7878 | 747.639 | 858.8145 | 953.3488 | 1007.6881 | 1017.993 | 950.194 | 833.1306 | 683.7456 | 520.0399 | 692.7878 | 1440.4268 | 2299.2413 | 3252.5901 | 4260.2782 | 5278.2711 | 6228.4652 | 7061.5957 | 7745.3413 | 8265.3812 | 0 | 0 | 0 | 0 | 0 | 0 | 0 | 0 | 0 | 0 | 0.58238 | 1.2109 | 1.9328 | 2.7342 | 3.5813 | 4.4371 | 5.2359 | 5.9362 | 6.511 | 6.9482 | 33.9466 | 37.5502 | 44.2123 | 50.306 | 54.5027 | 56.4365 | 53.9948 | 48.5262 | 40.8208 | 31.8235 | 314.215 | 67.9227 | 75.133 | 88.4631 | 100.6557 | 109.0527 | 112.9221 | 108.0365 | 97.0946 | 81.6771 | 63.6746 | 628.7034 | 409.8997 | 453.4122 | 533.8565 | 607.4364 | 658.1108 | 681.4618 | 651.9779 | 585.9459 | 492.9046 | 384.2632 | 3794.0954 | 0 | 0 | 0 | 0 | 0 | 0 | 0 | 0 | 0 | 0 | 0 | 409.8997 | 453.4122 | 533.8565 | 607.4364 | 658.1108 | 681.4618 | 651.9779 | 585.9459 | 492.9046 | 384.2632 | 3794.0954
Ach | Single Family | Space Cooling | Room AC | RIM | Existing | NE857 | Spray Foam Insulation(Base R2) | Spray Foam Insulation(Base R2) | NonEquip | 20 |  | 14.63% | shell_existing | 34.78% | 11617.2193 | 8978.96 | 6015.5608 | 3775.556 | 2254.7331 | 1321.2356 | 749.5932 | 424.6221 | 240.5706 | 134.6353 | 11617.2193 | 20596.1794 | 26611.7402 | 30387.2962 | 32642.0293 | 33963.265 | 34712.8582 | 35137.4803 | 35378.0509 | 35512.6862 | 8.8471 | 15.6851 | 20.2663 | 23.1416 | 24.8587 | 25.8649 | 26.4357 | 26.7591 | 26.9423 | 27.0448 | 0 | 0 | 0 | 0 | 0 | 0 | 0 | 0 | 0 | 0 | 569.2437 | 450.9683 | 309.6848 | 199.2272 | 121.9514 | 73.248 | 42.5956 | 24.7324 | 14.3625 | 8.2389 | 1515.7918 | 5163.9125 | 4090.9728 | 2809.3157 | 1807.2956 | 1106.2857 | 664.4714 | 386.4075 | 224.3605 | 130.2897 | 74.7396 | 13750.5526 | 8690.3185 | 6884.6744 | 4727.781 | 3041.4874 | 1861.7618 | 1118.2351 | 650.2829 | 377.5749 | 219.2638 | 125.7788 | 23140.7254 | 0 | 0 | 0 | 0 | 0 | 0 | 0 | 0 | 0 | 0 | 0 | 8690.3185 | 6884.6744 | 4727.781 | 3041.4874 | 1861.7618 | 1118.2351 | 650.2829 | 377.5749 | 219.2638 | 125.7788 | 23140.7254
Ach | Single Family | Space Heating | Heat pump-heating | RIM | New | NN854 | Spray Foam Insulation(Base R2) | Spray Foam Insulation(Base R2) | NonEquip | 20 |  | 0% | shell | 33.29% | 0 | 0 | 0 | 0 | 0 | 0 | 0 | 0 | 0 | 0 | 0 | 0 | 0 | 0 | 0 | 0 | 0 | 0 | 0 | 0 | 0 | 0 | 0 | 0 | 0 | 0 | 0 | 0 | 0 | 0 | 0 | 0 | 0 | 0 | 0 | 0 | 0 | 0 | 0 | 0 | 0 | 0 | 0 | 0 | 0 | 0 | 0 | 0 | 0 | 0 | 0 | 0 | 0 | 0 | 0 | 0 | 0 | 0 | 0 | 0 | 0 | 0 | 0 | 0 | 0 | 0 | 0 | 0 | 0 | 0 | 0 | 0 | 0 | 0 | 0 | 0 | 0 | 0 | 0 | 0 | 0 | 0 | 0 | 0 | 0 | 0 | 0 | 0 | 0 | 0 | 0 | 0 | 0 | 0 | 0
Ach | Single Family | Space Heating | Heat pump-heating | RIM | Existing | NE851 | Spray Foam Insulation(Base R2) | Spray Foam Insulation(Base R2) | NonEquip | 20 |  | 14.63% | shell_existing | 33.29% | 354848.2636 | 259029.9486 | 173542.0652 | 108921.2098 | 65047.167 | 38116.6305 | 21625.2129 | 12250.0448 | 6940.2934 | 3884.1353 | 354848.2636 | 613878.2121 | 787420.2773 | 896341.4871 | 961388.6541 | 999505.2846 | 1021130.4975 | 1033380.5423 | 1040320.8358 | 1044204.9711 | 0 | 0 | 0 | 0 | 0 | 0 | 0 | 0 | 0 | 0 | 542.5295 | 938.5619 | 1203.8914 | 1370.4216 | 1469.8726 | 1528.1493 | 1561.2123 | 1579.9414 | 1590.5525 | 1596.4909 | 17387.5649 | 13009.7792 | 8934.054 | 5747.5153 | 3518.1952 | 2113.148 | 1228.8522 | 713.5112 | 414.3476 | 237.6869 | 44630.3602 | 157731.8406 | 118018.6198 | 81045.5509 | 52138.7649 | 31915.4179 | 19169.4881 | 11147.5716 | 6472.6395 | 3758.7673 | 2156.184 | 404865.7124 | 265446.0005 | 198612.8514 | 136391.088 | 87744.0254 | 53710.2718 | 32260.2204 | 18760.1837 | 10892.7676 | 6325.6077 | 3628.6296 | 681346.1613 | 0 | 0 | 0 | 0 | 0 | 0 | 0 | 0 | 0 | 0 | 0 | 265446.0005 | 198612.8514 | 136391.088 | 87744.0254 | 53710.2718 | 32260.2204 | 18760.1837 | 10892.7676 | 6325.6077 | 3628.6296 | 681346.1613
Ach | Manufactured Home | Space Heating | Heat pump-heating | RIM | Existing | NE763 | Home Energy Management System | Home Energy Management System | NonEquip | 11 |  | 6.5% | average_misc_existing | 15% | 4070.5602 | 5039.1717 | 6064.298 | 7027.7258 | 7722.4419 | 8075.8397 | 7776.3773 | 7027.9391 | 5947.7103 | 4667.4446 | 4070.5602 | 9109.7319 | 15174.03 | 22201.7558 | 29924.1978 | 38000.0375 | 45776.4149 | 52804.354 | 58752.0643 | 63419.5089 | 0 | 0 | 0 | 0 | 0 | 0 | 0 | 0 | 0 | 0 | 3.4218 | 7.6579 | 12.7558 | 18.6635 | 25.1553 | 31.9441 | 38.4812 | 44.3891 | 49.3889 | 53.3125 | 199.4575 | 253.0924 | 312.1939 | 370.8365 | 417.6824 | 447.7165 | 441.8925 | 409.3465 | 355.0887 | 285.6209 | 2381.1835 | 399.0885 | 506.405 | 624.6594 | 741.9957 | 835.7283 | 895.8226 | 884.1695 | 819.0493 | 710.4863 | 571.4904 | 4764.4392 | 2408.4165 | 3056.0498 | 3769.6903 | 4477.7909 | 5043.4477 | 5406.1044 | 5335.7801 | 4942.7934 | 4287.6382 | 3448.8267 | 28752.4061 | 0 | 0 | 0 | 0 | 0 | 0 | 0 | 0 | 0 | 0 | 0 | 2408.4165 | 3056.0498 | 3769.6903 | 4477.7909 | 5043.4477 | 5406.1044 | 5335.7801 | 4942.7934 | 4287.6382 | 3448.8267 | 28752.4061
Ach | Manufactured Home | Space Heating | Heat pump-heating | RIM | Existing | NE721 | Energy Star Windows | Energy Star Windows | NonEquip | 20 |  | 19% | CACI_existing | 2.305% | 1242.8536 | 1218.9272 | 1190.5302 | 1156.6721 | 1111.2265 | 1070.1419 | 1007.4683 | 949.3407 | 893.2685 | 827.2031 | 1242.8536 | 2461.7809 | 3652.3111 | 4808.9832 | 5920.2096 | 6990.3515 | 7997.8198 | 8947.1604 | 9840.429 | 10667.6321 | 0 | 0 | 0 | 0 | 0 | 0 | 0 | 0 | 0 | 0 | 4.9904 | 9.8847 | 14.6651 | 19.3094 | 23.7713 | 28.0682 | 32.1135 | 35.9254 | 39.5121 | 42.8336 | 60.8998 | 61.2206 | 61.2892 | 61.0349 | 60.1027 | 59.3276 | 57.2494 | 55.2949 | 53.3297 | 50.6201 | 410.0999 | 487.892 | 490.462 | 491.0117 | 488.9738 | 481.5061 | 475.2963 | 458.6467 | 442.9889 | 427.2447 | 405.5372 | 3285.4684 | 1998.7545 | 2009.283 | 2011.5351 | 2003.1863 | 1972.5931 | 1947.1533 | 1878.9449 | 1814.7994 | 1750.2998 | 1661.3702 | 13459.6275 | 64.5627 | 64.9028 | 64.9755 | 64.7058 | 63.7176 | 62.8959 | 60.6927 | 58.6207 | 56.5372 | 53.6647 | 434.7656 | 1934.1918 | 1944.3803 | 1946.5596 | 1938.4805 | 1908.8754 | 1884.2574 | 1818.2522 | 1756.1787 | 1693.7625 | 1607.7055 | 13024.8619
Ach | Manufactured Home | Space Heating | Heat pump-heating | RIM | Existing | NE685 | Duct Repair | Duct Repair | NonEquip | 11 |  | 65% | CACI_Duct_existing | 12% | 37811.581 | 36175.0384 | 34486.7582 | 32730.3168 | 30746.8021 | 28986.4033 | 26747.9651 | 24738.5378 | 22878.6904 | 20852.9144 | 37811.581 | 73986.6194 | 108473.3776 | 141203.6944 | 171950.4965 | 200936.8998 | 227684.8649 | 252423.4027 | 275302.0931 | 296155.0075 | 0 | 0 | 0 | 0 | 0 | 0 | 0 | 0 | 0 | 0 | 39.8479 | 77.9712 | 114.3152 | 148.8083 | 181.2109 | 211.7584 | 239.9469 | 266.0177 | 290.1285 | 312.1045 | 1852.7675 | 1816.8913 | 1775.3999 | 1727.1016 | 1662.9971 | 1606.9773 | 1519.9525 | 1440.911 | 1365.8977 | 1276.0792 | 11468.9468 | 3707.1472 | 3635.3637 | 3552.3447 | 3455.7061 | 3327.4414 | 3215.353 | 3041.2277 | 2883.076 | 2732.984 | 2553.2689 | 22947.8741 | 32480.6254 | 31851.685 | 31124.304 | 30277.5933 | 29153.7859 | 28171.7096 | 26646.0897 | 25260.4236 | 23945.3743 | 22370.7784 | 201060.614 | 0 | 0 | 0 | 0 | 0 | 0 | 0 | 0 | 0 | 0 | 0 | 32480.6254 | 31851.685 | 31124.304 | 30277.5933 | 29153.7859 | 28171.7096 | 26646.0897 | 25260.4236 | 23945.3743 | 22370.7784 | 201060.614
Ach | Single Family | Space Cooling | Heat pump-cooling | RIM | New | NN860 | Spray Foam Insulation(Base R2) | Spray Foam Insulation(Base R2) | NonEquip | 20 |  | 0% | shell | 34.78% | 0 | 0 | 0 | 0 | 0 | 0 | 0 | 0 | 0 | 0 | 0 | 0 | 0 | 0 | 0 | 0 | 0 | 0 | 0 | 0 | 0 | 0 | 0 | 0 | 0 | 0 | 0 | 0 | 0 | 0 | 0 | 0 | 0 | 0 | 0 | 0 | 0 | 0 | 0 | 0 | 0 | 0 | 0 | 0 | 0 | 0 | 0 | 0 | 0 | 0 | 0 | 0 | 0 | 0 | 0 | 0 | 0 | 0 | 0 | 0 | 0 | 0 | 0 | 0 | 0 | 0 | 0 | 0 | 0 | 0 | 0 | 0 | 0 | 0 | 0 | 0 | 0 | 0 | 0 | 0 | 0 | 0 | 0 | 0 | 0 | 0 | 0 | 0 | 0 | 0 | 0 | 0 | 0 | 0 | 0
Ach | Single Family | Space Cooling | Heat pump-cooling | RIM | Existing | NE857 | Spray Foam Insulation(Base R2) | Spray Foam Insulation(Base R2) | NonEquip | 20 |  | 14.63% | shell_existing | 34.78% | 1987443.665 | 1450758.396 | 971952.8044 | 610028.2847 | 364304.215 | 213476.1375 | 121114.0922 | 68607.5102 | 38869.7408 | 21753.4463 | 1987443.665 | 3438202.061 | 4410154.8654 | 5020183.1501 | 5384487.3651 | 5597963.5027 | 5719077.5949 | 5787685.1051 | 5826554.8458 | 5848308.2922 | 1513.5466 | 2618.3781 | 3358.573 | 3823.1428 | 4100.5803 | 4263.154 | 4355.389 | 4407.6373 | 4437.2387 | 4453.8052 | 0 | 0 | 0 | 0 | 0 | 0 | 0 | 0 | 0 | 0 | 97384.7396 | 72864.3404 | 50036.7378 | 32189.7533 | 19704.0607 | 11834.9041 | 6882.3056 | 3996.0857 | 2320.5912 | 1331.1866 | 249962.774 | 883428.7202 | 660991.1501 | 453909.837 | 292010.3569 | 178746.0052 | 107360.7039 | 62433.0508 | 36250.617 | 21051.3162 | 12075.9011 | 2267545.146 | 1486717.0739 | 1112378.1761 | 763882.2343 | 491422.5374 | 300810.6163 | 180676.7064 | 105068.2195 | 61005.9533 | 35427.138 | 20322.4639 | 3816038.5861 | 0 | 0 | 0 | 0 | 0 | 0 | 0 | 0 | 0 | 0 | 0 | 1486717.0739 | 1112378.1761 | 763882.2343 | 491422.5374 | 300810.6163 | 180676.7064 | 105068.2195 | 61005.9533 | 35427.138 | 20322.4639 | 3816038.5861
Ach | Manufactured Home | Space Heating | Heat pump-heating | RIM | Existing | NE607 | Air Sealing-Infiltration Control | Air Sealing-Infiltration Control | NonEquip | 11 |  | 52% | Nmeasure_existing | 9% | 9756.3169 | 12078.1385 | 14535.6141 | 16845.4848 | 18511.6278 | 19360.0231 | 18643.6641 | 16850.9383 | 14262.3672 | 11193.5214 | 9756.3169 | 21834.4553 | 36370.0694 | 53215.5542 | 71727.1821 | 91087.2052 | 109730.8692 | 126581.8075 | 140844.1747 | 152037.6961 | 0 | 0 | 0 | 0 | 0 | 0 | 0 | 0 | 0 | 0 | 10.2817 | 23.0104 | 38.3288 | 56.0815 | 75.5901 | 95.9927 | 115.6404 | 133.3989 | 148.4294 | 160.2257 | 478.0595 | 606.6245 | 748.3025 | 888.8965 | 1001.2353 | 1073.3004 | 1059.4258 | 981.493 | 851.4882 | 684.9795 | 5708.3791 | 956.5351 | 1213.7769 | 1497.2562 | 1778.5665 | 2003.3419 | 2147.5347 | 2119.7735 | 1963.8402 | 1703.7173 | 1370.5552 | 11421.7256 | 5771.0428 | 7323.0545 | 9033.364 | 10730.5877 | 12086.7202 | 12956.6759 | 12789.1846 | 11848.3955 | 10279.0016 | 8268.9415 | 68910.4554 | 0 | 0 | 0 | 0 | 0 | 0 | 0 | 0 | 0 | 0 | 0 | 5771.0428 | 7323.0545 | 9033.364 | 10730.5877 | 12086.7202 | 12956.6759 | 12789.1846 | 11848.3955 | 10279.0016 | 8268.9415 | 68910.4554
Ach | Manufactured Home | Space Heating | Heat pump-heating | RIM | Turnover | ET157 | 14 SEER ASHP from base electric resistance heating | 14 SEER ASHP from base electric resistance heating | Equip | 15 | Heat pump-heating | 32% | CACI | 58.41% | 57359.2206 | 52159.9705 | 51006.7655 | 49617.2691 | 47726.4091 | 46017.3547 | 43373.5262 | 40919.184 | 38547.8501 | 35739.0898 | 57359.2206 | 109519.191 | 160525.9566 | 210143.2256 | 257869.6348 | 303886.9895 | 347260.5157 | 388179.6997 | 426727.5498 | 462466.6396 | 0 | 0 | 0 | 0 | 0 | 0 | 0 | 0 | 0 | 0 | 37.1674 | 70.9657 | 104.0168 | 136.1676 | 167.0931 | 196.9112 | 225.0162 | 251.5308 | 276.5089 | 299.6669 | 2810.6018 | 2619.7345 | 2625.8602 | 2618.1862 | 2581.3703 | 2551.1562 | 2464.6997 | 2383.3625 | 2301.3738 | 2187.0281 | 17802.4192 | 13066.552 | 12179.2056 | 12207.6839 | 12172.0075 | 12000.8492 | 11860.3836 | 11458.4449 | 11080.3067 | 10699.1393 | 10167.5434 | 82763.8532 | 50434.1948 | 47009.2208 | 47119.1412 | 46981.4378 | 46320.8022 | 45778.6338 | 44227.2335 | 42767.6978 | 41296.4705 | 39244.6199 | 319451.3983 | 0 | 0 | 0 | 0 | 0 | 0 | 0 | 0 | 0 | 0 | 0 | 50434.1948 | 47009.2208 | 47119.1412 | 46981.4378 | 46320.8022 | 45778.6338 | 44227.2335 | 42767.6978 | 41296.4705 | 39244.6199 | 319451.3983
Ach | Manufactured Home | Space Heating | Heat pump-heating | RIM | New | EN163 | 14 SEER ASHP from base electric resistance heating | 14 SEER ASHP from base electric resistance heating | Equip | 15 | Heat pump-heating | 32% | CACI | 58.41% | 16056.8503 | 13719.5926 | 12779.5599 | 11880.4277 | 10964.8968 | 10186.1402 | 9281.3599 | 8471.4534 | 7717.4065 | 6915.3085 | 16056.8503 | 29776.443 | 42556.0029 | 54436.4306 | 65401.3274 | 75587.4676 | 84868.8275 | 93340.2809 | 101057.6873 | 107972.9958 | 0 | 0 | 0 | 0 | 0 | 0 | 0 | 0 | 0 | 0 | 10.4044 | 19.2944 | 27.5752 | 35.2735 | 42.3784 | 48.9788 | 54.9929 | 60.4822 | 65.4829 | 69.9638 | 786.7857 | 689.0665 | 657.8997 | 626.9021 | 593.0565 | 564.7095 | 527.4131 | 493.4249 | 460.7426 | 423.1774 | 4215.417 | 3657.7845 | 3203.4861 | 3058.5909 | 2914.4824 | 2757.1333 | 2625.3471 | 2451.9554 | 2293.9436 | 2142.0029 | 1967.3612 | 19597.5698 | 14118.2936 | 12364.7953 | 11805.5298 | 11249.3006 | 10641.9659 | 10133.2983 | 9464.0419 | 8854.1491 | 8267.6893 | 7593.6084 | 75642.5763 | 0 | 0 | 0 | 0 | 0 | 0 | 0 | 0 | 0 | 0 | 0 | 14118.2936 | 12364.7953 | 11805.5298 | 11249.3006 | 10641.9659 | 10133.2983 | 9464.0419 | 8854.1491 | 8267.6893 | 7593.6084 | 75642.5763
Ach | Manufactured Home | Space Cooling | Heat pump-cooling | RIM | New | NN760 | Home Energy Management System | Home Energy Management System | NonEquip | 11 |  | 6.5% | average_misc | 7.12% | 2874.3606 | 3103.4594 | 3565.7932 | 3958.3418 | 4183.2108 | 4224.5989 | 3941.5167 | 3454.1876 | 2833.3322 | 2153.8388 | 2874.3606 | 5977.8201 | 9543.6133 | 13501.9551 | 17685.1659 | 21909.7647 | 25851.2815 | 29305.469 | 32138.8013 | 34292.6401 | 5.5033 | 11.4452 | 18.2724 | 25.8511 | 33.8603 | 41.9488 | 49.4953 | 56.1088 | 61.5335 | 65.6573 | 0 | 0 | 0 | 0 | 0 | 0 | 0 | 0 | 0 | 0 | 140.8437 | 155.8713 | 183.5693 | 208.8724 | 226.2566 | 234.2075 | 223.9766 | 201.1912 | 169.1549 | 131.8026 | 1303.7472 | 281.8099 | 311.8781 | 367.2983 | 417.9265 | 452.7101 | 468.6189 | 448.1481 | 402.5575 | 338.4569 | 263.72 | 2608.629 | 1700.6646 | 1882.1202 | 2216.5692 | 2522.0999 | 2732.0121 | 2828.0183 | 2704.4812 | 2429.3516 | 2042.5177 | 1591.4954 | 15742.5368 | 0 | 0 | 0 | 0 | 0 | 0 | 0 | 0 | 0 | 0 | 0 | 1700.6646 | 1882.1202 | 2216.5692 | 2522.0999 | 2732.0121 | 2828.0183 | 2704.4812 | 2429.3516 | 2042.5177 | 1591.4954 | 15742.5368
Ach | Single Family | Space Heating | Central forced air | RIM | New | NN854 | Spray Foam Insulation(Base R2) | Spray Foam Insulation(Base R2) | NonEquip | 20 |  | 0% | shell | 33.29% | 0 | 0 | 0 | 0 | 0 | 0 | 0 | 0 | 0 | 0 | 0 | 0 | 0 | 0 | 0 | 0 | 0 | 0 | 0 | 0 | 0 | 0 | 0 | 0 | 0 | 0 | 0 | 0 | 0 | 0 | 0 | 0 | 0 | 0 | 0 | 0 | 0 | 0 | 0 | 0 | 0 | 0 | 0 | 0 | 0 | 0 | 0 | 0 | 0 | 0 | 0 | 0 | 0 | 0 | 0 | 0 | 0 | 0 | 0 | 0 | 0 | 0 | 0 | 0 | 0 | 0 | 0 | 0 | 0 | 0 | 0 | 0 | 0 | 0 | 0 | 0 | 0 | 0 | 0 | 0 | 0 | 0 | 0 | 0 | 0 | 0 | 0 | 0 | 0 | 0 | 0 | 0 | 0 | 0 | 0
Ach | Single Family | Space Heating | Central forced air | RIM | Existing | NE851 | Spray Foam Insulation(Base R2) | Spray Foam Insulation(Base R2) | NonEquip | 20 |  | 14.63% | shell_existing | 33.29% | 154559.4106 | 113772.4296 | 76224.0138 | 47840.9186 | 28570.342 | 16741.7771 | 9498.3342 | 5380.526 | 3048.3504 | 1706.0093 | 154559.4106 | 268331.8401 | 344555.854 | 392396.7726 | 420967.1146 | 437708.8917 | 447207.2259 | 452587.7518 | 455636.1022 | 457342.1116 | 0 | 0 | 0 | 0 | 0 | 0 | 0 | 0 | 0 | 0 | 236.3068 | 410.2541 | 526.7934 | 599.9377 | 643.619 | 669.2156 | 683.7377 | 691.964 | 696.6246 | 699.233 | 7573.4111 | 5714.2203 | 3924.0599 | 2524.4524 | 1545.2793 | 928.1474 | 539.7426 | 313.392 | 181.9918 | 104.398 | 19543.3469 | 68702.4365 | 51836.7285 | 35597.2322 | 22900.6491 | 14018.0495 | 8419.7184 | 4896.2922 | 2842.9451 | 1650.9446 | 947.0499 | 177288.0849 | 115618.9323 | 87235.73 | 59906.3759 | 38539.3697 | 23590.8942 | 14169.4954 | 8239.9417 | 4784.3759 | 2778.3651 | 1593.7849 | 298357.0908 | 0 | 0 | 0 | 0 | 0 | 0 | 0 | 0 | 0 | 0 | 0 | 115618.9323 | 87235.73 | 59906.3759 | 38539.3697 | 23590.8942 | 14169.4954 | 8239.9417 | 4784.3759 | 2778.3651 | 1593.7849 | 298357.0908
Ach | Single Family | Space Cooling | CAC | RIM | New | NN860 | Spray Foam Insulation(Base R2) | Spray Foam Insulation(Base R2) | NonEquip | 20 |  | 0% | shell | 34.78% | 0 | 0 | 0 | 0 | 0 | 0 | 0 | 0 | 0 | 0 | 0 | 0 | 0 | 0 | 0 | 0 | 0 | 0 | 0 | 0 | 0 | 0 | 0 | 0 | 0 | 0 | 0 | 0 | 0 | 0 | 0 | 0 | 0 | 0 | 0 | 0 | 0 | 0 | 0 | 0 | 0 | 0 | 0 | 0 | 0 | 0 | 0 | 0 | 0 | 0 | 0 | 0 | 0 | 0 | 0 | 0 | 0 | 0 | 0 | 0 | 0 | 0 | 0 | 0 | 0 | 0 | 0 | 0 | 0 | 0 | 0 | 0 | 0 | 0 | 0 | 0 | 0 | 0 | 0 | 0 | 0 | 0 | 0 | 0 | 0 | 0 | 0 | 0 | 0 | 0 | 0 | 0 | 0 | 0 | 0
Ach | Manufactured Home | Space Cooling | Heat pump-cooling | RIM | Existing | NE757 | Home Energy Management System | Home Energy Management System | NonEquip | 11 |  | 6.5% | average_misc_existing | 7.12% | 16391.4003 | 20286.7244 | 24408.9272 | 28283.2359 | 31077.5404 | 32500.3275 | 31297.7284 | 28289.1958 | 23944.8806 | 18793.8625 | 16391.4003 | 36678.1246 | 61087.0519 | 89370.2878 | 120447.8281 | 152948.1556 | 184245.8841 | 212535.0799 | 236479.9604 | 255273.8229 | 31.3833 | 70.2246 | 116.9583 | 171.1099 | 230.6115 | 292.8372 | 352.7603 | 406.9233 | 452.7686 | 488.7516 | 0 | 0 | 0 | 0 | 0 | 0 | 0 | 0 | 0 | 0 | 803.1786 | 1018.9007 | 1256.5868 | 1492.4396 | 1680.8857 | 1801.7857 | 1778.4927 | 1647.7212 | 1429.5511 | 1150.077 | 9584.648 | 1607.0562 | 2038.6881 | 2514.2672 | 2986.178 | 3363.2341 | 3605.1394 | 3558.5331 | 3296.8764 | 2860.3462 | 2301.1548 | 19177.6368 | 9698.2519 | 12303.0616 | 15173.0828 | 18020.9672 | 20296.423 | 21756.2714 | 21475.012 | 19895.9676 | 17261.5982 | 13886.9937 | 115733.0753 | 0 | 0 | 0 | 0 | 0 | 0 | 0 | 0 | 0 | 0 | 0 | 9698.2519 | 12303.0616 | 15173.0828 | 18020.9672 | 20296.423 | 21756.2714 | 21475.012 | 19895.9676 | 17261.5982 | 13886.9937 | 115733.0753
Ach | Manufactured Home | Space Cooling | Heat pump-cooling | RIM | Existing | NE715 | Energy Star Windows | Energy Star Windows | NonEquip | 20 |  | 19% | CACI_existing | 19.12% | 87642.782 | 85931.3162 | 83910.2218 | 81510.6245 | 78299.8586 | 75400.1426 | 70981.6562 | 66884.8449 | 62933.5973 | 58278.6977 | 87642.782 | 173574.0982 | 257484.3199 | 338994.9445 | 417294.803 | 492694.9456 | 563676.6018 | 630561.4468 | 693495.0441 | 751773.7418 | 45.8576 | 90.8197 | 134.7243 | 177.3734 | 218.3425 | 257.7943 | 294.9343 | 329.9306 | 362.8596 | 393.3529 | 0 | 0 | 0 | 0 | 0 | 0 | 0 | 0 | 0 | 0 | 4294.4963 | 4315.9004 | 4319.7507 | 4301.1233 | 4234.9913 | 4180.1087 | 4033.531 | 3895.7481 | 3757.2454 | 3566.3233 | 28901.7297 | 34404.8664 | 34576.3424 | 34607.1886 | 34457.958 | 33928.1485 | 33488.463 | 32314.1727 | 31210.3402 | 30100.7419 | 28571.1912 | 231542.9039 | 140946.9322 | 141649.4206 | 141775.789 | 141164.4336 | 138993.9549 | 137192.6887 | 132381.9561 | 127859.8691 | 123314.1612 | 117048.0278 | 948565.2889 | 4552.7917 | 4575.4831 | 4579.565 | 4559.8173 | 4489.7077 | 4431.5242 | 4276.1305 | 4130.0605 | 3983.2275 | 3780.8222 | 30640.0438 | 136394.1405 | 137073.9375 | 137196.224 | 136604.6163 | 134504.2472 | 132761.1646 | 128105.8256 | 123729.8086 | 119330.9338 | 113267.2056 | 917925.2451
Ach | Manufactured Home | Space Cooling | Heat pump-cooling | RIM | Existing | NE679 | Duct Repair | Duct Repair | NonEquip | 11 |  | 65% | CACI_Duct_existing | 12% | 321299.1806 | 307332.6414 | 292947.1663 | 278001.8649 | 261140.9926 | 246181.646 | 227164.4585 | 210092.6057 | 194291.4599 | 177082.4299 | 321299.1806 | 628631.822 | 921578.9883 | 1199580.8532 | 1460721.8458 | 1706903.4918 | 1934067.9503 | 2144160.556 | 2338452.0159 | 2515534.4457 | 366.0622 | 716.212 | 1049.9721 | 1366.7049 | 1664.2277 | 1944.707 | 2203.5197 | 2442.8821 | 2664.242 | 2865.9953 | 0 | 0 | 0 | 0 | 0 | 0 | 0 | 0 | 0 | 0 | 15743.6598 | 15435.7819 | 15081.1032 | 14669.5025 | 14124.2889 | 13648.0649 | 12908.6152 | 12236.9703 | 11599.5386 | 10836.4328 | 97419.2074 | 31501.0201 | 30884.9963 | 30175.3302 | 29351.7706 | 28260.869 | 27308.0065 | 25828.4638 | 24484.5894 | 23209.1713 | 21682.2956 | 194923.1907 | 276000.0519 | 270602.6838 | 264384.8577 | 257169.1391 | 247611.0705 | 239262.449 | 226299.2538 | 214524.7334 | 203350.0017 | 189972.0927 | 1707843.4469 | 0 | 0 | 0 | 0 | 0 | 0 | 0 | 0 | 0 | 0 | 0 | 276000.0519 | 270602.6838 | 264384.8577 | 257169.1391 | 247611.0705 | 239262.449 | 226299.2538 | 214524.7334 | 203350.0017 | 189972.0927 | 1707843.4469
Ach | Single Family | Space Cooling | CAC | RIM | Existing | NE857 | Spray Foam Insulation(Base R2) | Spray Foam Insulation(Base R2) | NonEquip | 20 |  | 14.63% | shell_existing | 34.78% | 444961.5585 | 327534.493 | 219435.6207 | 137724.7277 | 82248.1515 | 48196.0323 | 27343.659 | 15489.3648 | 8775.5348 | 4911.2271 | 444961.5585 | 772496.0515 | 991931.6722 | 1129656.3998 | 1211904.5514 | 1260100.5836 | 1287444.2426 | 1302933.6074 | 1311709.1423 | 1316620.3694 | 338.8625 | 588.2978 | 755.41 | 860.2949 | 922.9313 | 959.6352 | 980.4589 | 992.2549 | 998.9379 | 1002.6781 | 0 | 0 | 0 | 0 | 0 | 0 | 0 | 0 | 0 | 0 | 21803.1164 | 16450.4199 | 11296.6829 | 7267.4089 | 4448.5419 | 2671.94 | 1553.8028 | 902.1874 | 523.9147 | 300.539 | 56262.4657 | 197787.6541 | 149230.5003 | 102478.2133 | 65926.5281 | 40355.0876 | 24238.5871 | 14095.3709 | 8184.2211 | 4752.7088 | 2726.3493 | 510386.7226 | 332855.6969 | 251139.1442 | 172459.9913 | 110947.3722 | 67913.3431 | 40790.9777 | 23721.018 | 13773.1783 | 7998.3061 | 4588.1574 | 858926.8578 | 0 | 0 | 0 | 0 | 0 | 0 | 0 | 0 | 0 | 0 | 0 | 332855.6969 | 251139.1442 | 172459.9913 | 110947.3722 | 67913.3431 | 40790.9777 | 23721.018 | 13773.1783 | 7998.3061 | 4588.1574 | 858926.8578
Ach | Single Family | Space Heating | Baseboards | RIM | New | NN854 | Spray Foam Insulation(Base R2) | Spray Foam Insulation(Base R2) | NonEquip | 20 |  | 0% | shell | 33.29% | 0 | 0 | 0 | 0 | 0 | 0 | 0 | 0 | 0 | 0 | 0 | 0 | 0 | 0 | 0 | 0 | 0 | 0 | 0 | 0 | 0 | 0 | 0 | 0 | 0 | 0 | 0 | 0 | 0 | 0 | 0 | 0 | 0 | 0 | 0 | 0 | 0 | 0 | 0 | 0 | 0 | 0 | 0 | 0 | 0 | 0 | 0 | 0 | 0 | 0 | 0 | 0 | 0 | 0 | 0 | 0 | 0 | 0 | 0 | 0 | 0 | 0 | 0 | 0 | 0 | 0 | 0 | 0 | 0 | 0 | 0 | 0 | 0 | 0 | 0 | 0 | 0 | 0 | 0 | 0 | 0 | 0 | 0 | 0 | 0 | 0 | 0 | 0 | 0 | 0 | 0 | 0 | 0 | 0 | 0
Ach | Manufactured Home | Space Cooling | Heat pump-cooling | RIM | Existing | NE601 | Air Sealing-Infiltration Control | Air Sealing-Infiltration Control | NonEquip | 11 |  | 52% | Nmeasure_existing | 9% | 82903.0823 | 102612.3637 | 123472.5201 | 143080.6865 | 157224.314 | 164424.7585 | 158336.4504 | 143106.9837 | 121119.5263 | 95055.1046 | 82903.0823 | 185515.4461 | 308987.9662 | 452068.6528 | 609292.9668 | 773717.7253 | 932054.1757 | 1075161.1594 | 1196280.6857 | 1291335.7903 | 94.453 | 211.3612 | 352.0358 | 515.0503 | 694.1788 | 881.511 | 1061.9067 | 1224.9512 | 1362.9449 | 1471.243 | 0 | 0 | 0 | 0 | 0 | 0 | 0 | 0 | 0 | 0 | 4062.251 | 5153.706 | 6356.4425 | 7550.0302 | 8503.765 | 9115.5446 | 8997.4652 | 8335.3524 | 7231.0467 | 5816.8292 | 48485.1127 | 8128.0371 | 10311.8968 | 12718.4165 | 15106.6307 | 17014.9301 | 18239.0217 | 18002.7602 | 16677.9584 | 14468.386 | 11638.7203 | 97012.4179 | 49038.7142 | 62214.5485 | 76733.753 | 91142.5149 | 102655.8177 | 110041.1033 | 108615.672 | 100622.7731 | 87291.8069 | 70219.6449 | 585302.9672 | 0 | 0 | 0 | 0 | 0 | 0 | 0 | 0 | 0 | 0 | 0 | 49038.7142 | 62214.5485 | 76733.753 | 91142.5149 | 102655.8177 | 110041.1033 | 108615.672 | 100622.7731 | 87291.8069 | 70219.6449 | 585302.9672
Ach | Manufactured Home | Space Cooling | Heat pump-cooling | RIM | Turnover | ET148 | 14 SEER ASHP from base electric resistance heating | 14 SEER ASHP from base electric resistance heating | Equip | 15 | Heat pump-cooling | 32% | CACI | 0% | 0 | 0 | 0 | 0 | 0 | 0 | 0 | 0 | 0 | 0 | 0 | 0 | 0 | 0 | 0 | 0 | 0 | 0 | 0 | 0 | 0 | 0 | 0 | 0 | 0 | 0 | 0 | 0 | 0 | 0 | 0 | 0 | 0 | 0 | 0 | 0 | 0 | 0 | 0 | 0 | 0 | 0 | 0 | 0 | 0 | 0 | 0 | 0 | 0 | 0 | 0 | 0 | 0 | 0 | 0 | 0 | 0 | 0 | 0 | 0 | 0 | 0 | 0 | 0 | 0 | 0 | 0 | 0 | 0 | 0 | 0 | 0 | 0 | 0 | 0 | 0 | 0 | 0 | 0 | 0 | 0 | 0 | 0 | 0 | 0 | 0 | 0 | 0 | 0 | 0 | 0 | 0 | 0 | 0 | 0
Ach | Manufactured Home | Space Cooling | Heat pump-cooling | RIM | New | EN154 | 14 SEER ASHP from base electric resistance heating | 14 SEER ASHP from base electric resistance heating | Equip | 15 | Heat pump-cooling | 32% | CACI | 0% | 0 | 0 | 0 | 0 | 0 | 0 | 0 | 0 | 0 | 0 | 0 | 0 | 0 | 0 | 0 | 0 | 0 | 0 | 0 | 0 | 0 | 0 | 0 | 0 | 0 | 0 | 0 | 0 | 0 | 0 | 0 | 0 | 0 | 0 | 0 | 0 | 0 | 0 | 0 | 0 | 0 | 0 | 0 | 0 | 0 | 0 | 0 | 0 | 0 | 0 | 0 | 0 | 0 | 0 | 0 | 0 | 0 | 0 | 0 | 0 | 0 | 0 | 0 | 0 | 0 | 0 | 0 | 0 | 0 | 0 | 0 | 0 | 0 | 0 | 0 | 0 | 0 | 0 | 0 | 0 | 0 | 0 | 0 | 0 | 0 | 0 | 0 | 0 | 0 | 0 | 0 | 0 | 0 | 0 | 0
Ach | Manufactured Home | Space Heating | Central forced air | RIM | New | NN766 | Home Energy Management System | Home Energy Management System | NonEquip | 11 |  | 6.5% | average_misc | 15% | 1444.4371 | 1541.0412 | 1749.5855 | 1919.1243 | 2004.0585 | 1999.8478 | 1843.6805 | 1596.5371 | 1294.0213 | 972.0037 | 1444.4371 | 2985.4783 | 4735.0638 | 6654.1881 | 8658.2466 | 10658.0944 | 12501.7748 | 14098.3119 | 15392.3332 | 16364.3369 | 0 | 0 | 0 | 0 | 0 | 0 | 0 | 0 | 0 | 0 | 1.2142 | 2.5097 | 3.9805 | 5.5937 | 7.2784 | 8.9595 | 10.5094 | 11.8515 | 12.9393 | 13.7564 | 70.7774 | 77.3988 | 90.0698 | 101.2677 | 108.3932 | 110.8696 | 104.7671 | 92.9913 | 77.2553 | 59.4811 | 624.3989 | 141.6164 | 154.8649 | 180.2179 | 202.6235 | 216.8807 | 221.8356 | 209.6254 | 186.0634 | 154.5779 | 119.0139 | 1249.3411 | 854.6259 | 934.578 | 1087.5777 | 1222.7907 | 1308.8301 | 1338.7321 | 1265.0458 | 1122.8545 | 932.8455 | 718.2243 | 7539.5154 | 0 | 0 | 0 | 0 | 0 | 0 | 0 | 0 | 0 | 0 | 0 | 854.6259 | 934.578 | 1087.5777 | 1222.7907 | 1308.8301 | 1338.7321 | 1265.0458 | 1122.8545 | 932.8455 | 718.2243 | 7539.5154
Ach | Single Family | Space Heating | Baseboards | RIM | Existing | NE851 | Spray Foam Insulation(Base R2) | Spray Foam Insulation(Base R2) | NonEquip | 20 |  | 14.63% | shell_existing | 33.29% | 186.4135 | 137.9242 | 92.4049 | 57.9966 | 34.6353 | 20.2957 | 11.5147 | 6.5227 | 3.6955 | 2.0682 | 186.4135 | 324.3376 | 416.7426 | 474.7392 | 509.3745 | 529.6702 | 541.1849 | 547.7076 | 551.4031 | 553.4712 | 0 | 0 | 0 | 0 | 0 | 0 | 0 | 0 | 0 | 0 | 0.28501 | 0.49588 | 0.63716 | 0.72583 | 0.77879 | 0.80982 | 0.82742 | 0.83739 | 0.84304 | 0.84621 | 9.1343 | 6.9272 | 4.7571 | 3.0603 | 1.8733 | 1.1252 | 0.65432 | 0.37992 | 0.22063 | 0.12656 | 23.6483 | 82.8617 | 62.8407 | 43.1539 | 27.762 | 16.9938 | 10.2071 | 5.9357 | 3.4464 | 2.0014 | 1.1481 | 214.5262 | 139.4475 | 105.7542 | 72.6234 | 46.7205 | 28.5988 | 17.1774 | 9.9891 | 5.8 | 3.3682 | 1.9321 | 361.0249 | 0 | 0 | 0 | 0 | 0 | 0 | 0 | 0 | 0 | 0 | 0 | 139.4475 | 105.7542 | 72.6234 | 46.7205 | 28.5988 | 17.1774 | 9.9891 | 5.8 | 3.3682 | 1.9321 | 361.0249
Ach | Single Family | Space Heating | Room heating | RIM | Existing | NE893 | Wall Insulation | Wall Insulation | NonEquip | 20 |  | 4.5% | shell_existing | 27.09% | 4803.0709 | 3667.0963 | 2457.1848 | 1542.3798 | 921.166 | 539.8124 | 306.2668 | 173.4936 | 98.2941 | 55.0105 | 4803.0709 | 8470.1672 | 10927.352 | 12469.7318 | 13390.8978 | 13930.7102 | 14236.977 | 14410.4707 | 14508.7647 | 14563.7753 | 0 | 0 | 0 | 0 | 0 | 0 | 0 | 0 | 0 | 0 | 3.9816 | 7.0214 | 9.0584 | 10.3369 | 11.1005 | 11.548 | 11.8019 | 11.9457 | 12.0272 | 12.0728 | 235.3505 | 184.1799 | 126.4974 | 81.3877 | 49.8229 | 29.9267 | 17.4036 | 10.1052 | 5.8683 | 3.3663 | 621.8004 | 2134.9892 | 1670.7938 | 1147.5252 | 738.3115 | 451.9704 | 271.4807 | 157.8773 | 91.67 | 53.2347 | 30.5378 | 5640.6817 | 2625.9397 | 2055.0005 | 1411.4039 | 908.0896 | 555.9031 | 333.9089 | 194.1819 | 112.7499 | 65.4763 | 37.5601 | 6937.7823 | 0 | 0 | 0 | 0 | 0 | 0 | 0 | 0 | 0 | 0 | 0 | 2625.9397 | 2055.0005 | 1411.4039 | 908.0896 | 555.9031 | 333.9089 | 194.1819 | 112.7499 | 65.4763 | 37.5601 | 6937.7823
Ach | Single Family | Space Cooling | Room AC | RIM | Existing | NE887 | Wall Insulation | Wall Insulation | NonEquip | 20 |  | 4.5% | shell_existing | 5.498% | 555.0919 | 429.129 | 287.5587 | 180.509 | 107.8101 | 63.1793 | 35.846 | 20.3063 | 11.5048 | 6.4388 | 555.0919 | 984.2209 | 1271.7796 | 1452.2887 | 1560.0988 | 1623.2781 | 1659.1241 | 1679.4304 | 1690.9352 | 1697.374 | 1.1156 | 1.9781 | 2.556 | 2.9188 | 3.1355 | 3.2624 | 3.3345 | 3.3753 | 3.3984 | 3.4114 | 0 | 0 | 0 | 0 | 0 | 0 | 0 | 0 | 0 | 0 | 27.1995 | 21.553 | 14.8037 | 9.525 | 5.8311 | 3.5026 | 2.0369 | 1.1828 | 0.68686 | 0.39402 | 72.4478 | 246.7412 | 195.5187 | 134.2923 | 86.4067 | 52.8971 | 31.7739 | 18.4782 | 10.7294 | 6.2309 | 3.5743 | 657.2123 | 303.4804 | 240.4792 | 165.1734 | 106.2763 | 65.061 | 39.0805 | 22.7274 | 13.1966 | 7.6637 | 4.3963 | 808.3413 | 0 | 0 | 0 | 0 | 0 | 0 | 0 | 0 | 0 | 0 | 0 | 303.4804 | 240.4792 | 165.1734 | 106.2763 | 65.061 | 39.0805 | 22.7274 | 13.1966 | 7.6637 | 4.3963 | 808.3413
Ach | Manufactured Home | Space Heating | Central forced air | RIM | Existing | NE763 | Home Energy Management System | Home Energy Management System | NonEquip | 11 |  | 6.5% | average_misc_existing | 15% | 8176.6412 | 10207.378 | 12283.8804 | 14235.4058 | 15642.6271 | 16358.4719 | 15751.879 | 14235.8379 | 12047.7195 | 9454.4053 | 8176.6412 | 18384.0192 | 30667.8996 | 44903.3054 | 60545.9325 | 76904.4045 | 92656.2835 | 106892.1213 | 118939.8408 | 128394.2461 | 0 | 0 | 0 | 0 | 0 | 0 | 0 | 0 | 0 | 0 | 6.8736 | 15.4542 | 25.7804 | 37.7472 | 50.8969 | 64.6484 | 77.8899 | 89.857 | 99.9847 | 107.9324 | 400.6554 | 512.6656 | 632.3818 | 751.1688 | 846.0601 | 906.8974 | 895.1002 | 829.1749 | 719.2698 | 578.5556 | 4820.1967 | 801.6595 | 1025.7772 | 1265.314 | 1502.9912 | 1692.8565 | 1814.5839 | 1790.9793 | 1659.0715 | 1439.1656 | 1157.6146 | 9644.588 | 4837.8494 | 6190.3537 | 7635.9085 | 9070.2415 | 10216.0394 | 10950.6391 | 10808.1898 | 10012.1534 | 8685.067 | 6985.965 | 58203.096 | 0 | 0 | 0 | 0 | 0 | 0 | 0 | 0 | 0 | 0 | 0 | 4837.8494 | 6190.3537 | 7635.9085 | 9070.2415 | 10216.0394 | 10950.6391 | 10808.1898 | 10012.1534 | 8685.067 | 6985.965 | 58203.096
Ach | Manufactured Home | Space Heating | Central forced air | RIM | Existing | NE721 | Energy Star Windows | Energy Star Windows | NonEquip | 20 |  | 19% | CACI_existing | 2.305% | 2496.5527 | 2469.0667 | 2411.5455 | 2342.9624 | 2250.9073 | 2167.6861 | 2040.7341 | 1922.9905 | 1809.4104 | 1675.5878 | 2496.5527 | 4965.6194 | 7377.1649 | 9720.1273 | 11971.0346 | 14138.7207 | 16179.4547 | 18102.4452 | 19911.8556 | 21587.4434 | 0 | 0 | 0 | 0 | 0 | 0 | 0 | 0 | 0 | 0 | 10.0244 | 19.9384 | 29.6214 | 39.0291 | 48.0671 | 56.771 | 64.9651 | 72.6864 | 79.9517 | 86.6797 | 122.3311 | 124.0089 | 124.1479 | 123.6326 | 121.7444 | 120.1744 | 115.9647 | 112.0057 | 108.025 | 102.5364 | 829.7411 | 980.0415 | 993.4829 | 994.5965 | 990.4684 | 975.3417 | 962.7631 | 929.0377 | 897.3212 | 865.4296 | 821.4587 | 6647.3758 | 4014.9507 | 4070.0164 | 4074.5782 | 4057.6668 | 3995.697 | 3944.1661 | 3806.0026 | 3676.0691 | 3545.4182 | 3365.282 | 27232.404 | 129.6888 | 131.4675 | 131.6148 | 131.0686 | 129.0668 | 127.4023 | 122.9394 | 118.7424 | 114.5222 | 108.7035 | 879.6464 | 3885.2619 | 3938.5489 | 3942.9634 | 3926.5982 | 3866.6302 | 3816.7638 | 3683.0631 | 3557.3267 | 3430.896 | 3256.5785 | 26352.7576
Ach | Manufactured Home | Space Heating | Central forced air | RIM | Existing | NE685 | Duct Repair | Duct Repair | NonEquip | 11 |  | 65% | CACI_Duct_existing | 12% | 75953.1155 | 73276.386 | 69856.5951 | 66298.7362 | 62280.9163 | 58715.0414 | 54180.8469 | 50110.5382 | 46343.2196 | 42239.7951 | 75953.1155 | 149229.5015 | 219086.0966 | 285384.8327 | 347665.7491 | 406380.7904 | 460561.6373 | 510672.1755 | 557015.3951 | 599255.1902 | 0 | 0 | 0 | 0 | 0 | 0 | 0 | 0 | 0 | 0 | 80.0436 | 157.2663 | 230.885 | 300.7543 | 366.3894 | 428.2665 | 485.3653 | 538.1745 | 587.0136 | 631.5282 | 3721.7027 | 3680.3065 | 3596.2612 | 3498.4279 | 3368.5774 | 3255.1033 | 3078.8254 | 2918.7185 | 2766.7709 | 2584.8341 | 23202.3695 | 7446.644 | 7363.8156 | 7195.6519 | 6999.9002 | 6740.0863 | 6513.0393 | 6160.3301 | 5839.9768 | 5535.9496 | 5171.9175 | 46424.9301 | 65244.685 | 64518.974 | 63045.5866 | 61330.4839 | 59054.0926 | 57064.7927 | 53974.4874 | 51167.6735 | 48503.9013 | 45314.3899 | 406757.7204 | 0 | 0 | 0 | 0 | 0 | 0 | 0 | 0 | 0 | 0 | 0 | 65244.685 | 64518.974 | 63045.5866 | 61330.4839 | 59054.0926 | 57064.7927 | 53974.4874 | 51167.6735 | 48503.9013 | 45314.3899 | 406757.7204
Ach | Single Family | Space Heating | Heat pump-heating | RIM | Existing | NE893 | Wall Insulation | Wall Insulation | NonEquip | 20 |  | 4.5% | shell_existing | 27.09% | 87306.2106 | 63741.1506 | 42710.5749 | 26809.5131 | 16011.6272 | 9382.9734 | 5323.5029 | 3015.6514 | 1708.5389 | 956.1882 | 87306.2106 | 151047.3612 | 193757.936 | 220567.4492 | 236579.0763 | 245962.0498 | 251285.5526 | 254301.204 | 256009.7428 | 256965.931 | 0 | 0 | 0 | 0 | 0 | 0 | 0 | 0 | 0 | 0 | 72.3735 | 125.2124 | 160.6179 | 182.8419 | 196.1149 | 203.8931 | 208.306 | 210.8059 | 212.2222 | 213.0148 | 4278.0043 | 3201.3993 | 2198.7671 | 1414.6748 | 866.0182 | 520.1827 | 302.5079 | 175.6484 | 102.0027 | 58.5133 | 10982.8358 | 38808.0504 | 29041.5941 | 19946.1846 | 12833.2664 | 7856.1111 | 4718.8536 | 2744.2102 | 1593.4002 | 925.3211 | 530.8048 | 99631.1394 | 47732.1387 | 35719.8412 | 24532.9008 | 15784.3346 | 9662.6597 | 5803.9755 | 3375.2538 | 1959.8099 | 1138.1029 | 652.8658 | 122541.7745 | 0 | 0 | 0 | 0 | 0 | 0 | 0 | 0 | 0 | 0 | 0 | 47732.1387 | 35719.8412 | 24532.9008 | 15784.3346 | 9662.6597 | 5803.9755 | 3375.2538 | 1959.8099 | 1138.1029 | 652.8658 | 122541.7745
Ach | Single Family | Space Cooling | Heat pump-cooling | RIM | Existing | NE887 | Wall Insulation | Wall Insulation | NonEquip | 20 |  | 4.5% | shell_existing | 5.498% | 94963.6831 | 69335.6977 | 46461.7574 | 29165.4011 | 17419.2161 | 10208.0809 | 5791.7417 | 3280.9487 | 1858.8695 | 1040.3334 | 94963.6831 | 164299.3808 | 210761.1382 | 239926.5393 | 257345.7554 | 267553.8363 | 273345.578 | 276626.5267 | 278485.3961 | 279525.7296 | 190.8571 | 330.2073 | 423.5857 | 482.2021 | 517.211 | 537.7271 | 549.3673 | 555.9613 | 559.6973 | 561.7881 | 0 | 0 | 0 | 0 | 0 | 0 | 0 | 0 | 0 | 0 | 4653.2205 | 3482.3854 | 2391.8803 | 1538.9894 | 942.1502 | 565.9258 | 329.1156 | 191.1008 | 110.9777 | 63.6625 | 11946.9868 | 42211.8355 | 31590.5686 | 21698.0173 | 13960.9906 | 8546.7452 | 5133.8138 | 2985.5824 | 1733.5772 | 1006.7381 | 577.516 | 108377.4655 | 51918.6397 | 38854.964 | 26687.5754 | 17171.3842 | 10512.1082 | 6314.3577 | 3672.1307 | 2132.2212 | 1238.2421 | 710.3185 | 133299.3582 | 0 | 0 | 0 | 0 | 0 | 0 | 0 | 0 | 0 | 0 | 0 | 51918.6397 | 38854.964 | 26687.5754 | 17171.3842 | 10512.1082 | 6314.3577 | 3672.1307 | 2132.2212 | 1238.2421 | 710.3185 | 133299.3582
Ach | Manufactured Home | Space Heating | Central forced air | RIM | Existing | NE607 | Air Sealing-Infiltration Control | Air Sealing-Infiltration Control | NonEquip | 11 |  | 52% | Nmeasure_existing | 9% | 19597.7698 | 24465.5535 | 29443.4316 | 34122.3203 | 37497.2701 | 39215.785 | 37764.7236 | 34133.3668 | 28889.941 | 22673.6675 | 19597.7698 | 44063.3233 | 73506.7549 | 107629.0752 | 145126.3454 | 184342.1303 | 222106.8539 | 256240.2207 | 285130.1617 | 307803.8292 | 0 | 0 | 0 | 0 | 0 | 0 | 0 | 0 | 0 | 0 | 20.6532 | 46.4364 | 77.4655 | 113.4255 | 152.9422 | 194.2699 | 234.0685 | 270.0401 | 300.4859 | 324.3807 | 960.2907 | 1228.7824 | 1515.7663 | 1800.5543 | 2028.1085 | 2174.084 | 2145.9796 | 1988.1185 | 1724.7798 | 1387.4989 | 11555.3939 | 1921.4171 | 2458.6342 | 3032.8516 | 3602.6755 | 4057.982 | 4350.0599 | 4293.8266 | 3977.9671 | 3451.0605 | 2776.2052 | 23120.8435 | 11592.4451 | 14833.6254 | 18298.0391 | 21735.9461 | 24482.9367 | 26245.1244 | 25905.8531 | 24000.1846 | 20821.2105 | 16749.62 | 139494.4957 | 0 | 0 | 0 | 0 | 0 | 0 | 0 | 0 | 0 | 0 | 0 | 11592.4451 | 14833.6254 | 18298.0391 | 21735.9461 | 24482.9367 | 26245.1244 | 25905.8531 | 24000.1846 | 20821.2105 | 16749.62 | 139494.4957
Ach | Manufactured Home | Space Cooling | CAC | RIM | New | NN760 | Home Energy Management System | Home Energy Management System | NonEquip | 11 |  | 6.5% | average_misc | 7.12% | 3357.3038 | 3611.8703 | 4135.0325 | 4573.7535 | 4816.2155 | 4846.3897 | 4505.3955 | 3934.1613 | 3215.4402 | 2435.5263 | 3357.3038 | 6969.1741 | 11104.2066 | 15677.96 | 20494.1755 | 25340.5652 | 29845.9608 | 33780.122 | 36995.5622 | 39431.0886 | 6.428 | 13.3433 | 21.2603 | 30.0173 | 39.2385 | 48.5175 | 57.1436 | 64.676 | 70.8323 | 75.4954 | 0 | 0 | 0 | 0 | 0 | 0 | 0 | 0 | 0 | 0 | 164.5079 | 181.4062 | 212.8741 | 241.3462 | 260.4938 | 268.679 | 256.019 | 229.1476 | 191.9674 | 149.0403 | 1500.7387 | 329.1589 | 362.9702 | 425.9334 | 482.9024 | 521.2144 | 537.5918 | 512.2608 | 458.4946 | 384.1018 | 298.2103 | 3002.7834 | 1986.4061 | 2190.4504 | 2570.4198 | 2914.2161 | 3145.421 | 3244.2556 | 3091.388 | 2766.9201 | 2317.9751 | 1799.6375 | 18121.1773 | 0 | 0 | 0 | 0 | 0 | 0 | 0 | 0 | 0 | 0 | 0 | 1986.4061 | 2190.4504 | 2570.4198 | 2914.2161 | 3145.421 | 3244.2556 | 3091.388 | 2766.9201 | 2317.9751 | 1799.6375 | 18121.1773
Ach | Single Family | Space Heating | Central forced air | RIM | Existing | NE893 | Wall Insulation | Wall Insulation | NonEquip | 20 |  | 4.5% | shell_existing | 27.09% | 38027.5116 | 27996.707 | 18759.5523 | 11775.4085 | 7032.707 | 4121.2365 | 2338.2156 | 1324.5495 | 750.433 | 419.9818 | 38027.5116 | 66024.2185 | 84783.7708 | 96559.1793 | 103591.8863 | 107713.1228 | 110051.3383 | 111375.8878 | 112126.3208 | 112546.3025 | 0 | 0 | 0 | 0 | 0 | 0 | 0 | 0 | 0 | 0 | 31.5233 | 54.7315 | 70.2825 | 80.0438 | 85.8737 | 89.29 | 91.2283 | 92.3263 | 92.9484 | 93.2965 | 1863.3481 | 1406.1346 | 965.7535 | 621.3605 | 380.3768 | 228.4772 | 132.869 | 77.1492 | 44.8022 | 25.7005 | 4809.3157 | 16903.4204 | 12755.7942 | 8760.863 | 5636.6915 | 3450.6004 | 2072.6385 | 1205.3257 | 699.8612 | 406.4242 | 233.1427 | 43627.8584 | 20790.4391 | 15689.0473 | 10775.4634 | 6932.8744 | 4244.0817 | 2549.2511 | 1482.4959 | 860.7975 | 499.8833 | 286.755 | 53660.2836 | 0 | 0 | 0 | 0 | 0 | 0 | 0 | 0 | 0 | 0 | 0 | 20790.4391 | 15689.0473 | 10775.4634 | 6932.8744 | 4244.0817 | 2549.2511 | 1482.4959 | 860.7975 | 499.8833 | 286.755 | 53660.2836
Ach | Single Family | Space Cooling | CAC | RIM | Existing | NE887 | Wall Insulation | Wall Insulation | NonEquip | 20 |  | 4.5% | shell_existing | 5.498% | 21261.0748 | 15653.7661 | 10489.5675 | 6584.6077 | 3932.6976 | 2304.6557 | 1307.5886 | 740.7325 | 419.6728 | 234.8738 | 21261.0748 | 36914.8409 | 47404.4084 | 53989.0161 | 57921.7137 | 60226.3694 | 61533.9581 | 62274.6905 | 62694.3634 | 62929.2371 | 42.7303 | 74.1911 | 95.2729 | 108.5066 | 116.4105 | 121.0424 | 123.6704 | 125.1591 | 126.0025 | 126.4746 | 0 | 0 | 0 | 0 | 0 | 0 | 0 | 0 | 0 | 0 | 1041.7927 | 786.2104 | 540.0095 | 347.4542 | 212.7072 | 127.7678 | 74.3037 | 43.1444 | 25.0552 | 14.3729 | 2689.0704 | 9450.6548 | 7132.1323 | 4898.7131 | 3151.9418 | 1929.5796 | 1159.0497 | 674.0483 | 391.3859 | 227.289 | 130.3845 | 24393.9866 | 11623.8761 | 8772.1987 | 6025.1945 | 3876.7452 | 2373.2953 | 1425.5785 | 829.0488 | 481.3868 | 279.5552 | 160.367 | 30003.4952 | 0 | 0 | 0 | 0 | 0 | 0 | 0 | 0 | 0 | 0 | 0 | 11623.8761 | 8772.1987 | 6025.1945 | 3876.7452 | 2373.2953 | 1425.5785 | 829.0488 | 481.3868 | 279.5552 | 160.367 | 30003.4952
Ach | Single Family | Space Heating | Baseboards | RIM | Existing | NE893 | Wall Insulation | Wall Insulation | NonEquip | 20 |  | 4.5% | shell_existing | 27.09% | 45.8648 | 33.9399 | 22.7419 | 14.2751 | 8.5256 | 4.9961 | 2.8346 | 1.6057 | 0.90974 | 0.50914 | 45.8648 | 79.8047 | 102.5466 | 116.8217 | 125.3473 | 130.3434 | 133.178 | 134.7837 | 135.6934 | 136.2025 | 0 | 0 | 0 | 0 | 0 | 0 | 0 | 0 | 0 | 0 | 0.03802 | 0.066155 | 0.085007 | 0.096841 | 0.10391 | 0.10805 | 0.1104 | 0.11173 | 0.11248 | 0.11291 | 2.2474 | 1.7046 | 1.1708 | 0.75326 | 0.46112 | 0.27698 | 0.16107 | 0.093526 | 0.054313 | 0.031156 | 5.8195 | 20.3871 | 15.4636 | 10.6206 | 6.8333 | 4.1831 | 2.5126 | 1.4612 | 0.84843 | 0.4927 | 0.28263 | 52.7916 | 25.0753 | 19.0195 | 13.0629 | 8.4046 | 5.145 | 3.0904 | 1.7972 | 1.0435 | 0.606 | 0.34763 | 64.9313 | 0 | 0 | 0 | 0 | 0 | 0 | 0 | 0 | 0 | 0 | 0 | 25.0753 | 19.0195 | 13.0629 | 8.4046 | 5.145 | 3.0904 | 1.7972 | 1.0435 | 0.606 | 0.34763 | 64.9313
Ach | Manufactured Home | Space Cooling | CAC | RIM | Existing | NE757 | Home Energy Management System | Home Energy Management System | NonEquip | 11 |  | 6.5% | average_misc_existing | 7.12% | 18985.8984 | 23695.2508 | 28510.0562 | 33035.3169 | 36299.1136 | 37960.954 | 36556.2972 | 33042.2781 | 27968.0415 | 21951.5618 | 18985.8984 | 42681.1492 | 71191.2054 | 104226.5222 | 140525.6358 | 178486.5898 | 215042.887 | 248085.1651 | 276053.2066 | 298004.7685 | 36.3507 | 81.7181 | 136.3039 | 199.5539 | 269.0528 | 341.7335 | 411.7248 | 474.9881 | 528.5362 | 570.565 | 0 | 0 | 0 | 0 | 0 | 0 | 0 | 0 | 0 | 0 | 930.309 | 1190.094 | 1467.7155 | 1743.1957 | 1963.304 | 2104.5174 | 2077.3108 | 1924.5674 | 1669.7408 | 1343.3101 | 11187.738 | 1861.4276 | 2381.2236 | 2936.7083 | 3487.9084 | 3928.3166 | 4210.8662 | 4156.4292 | 3850.8095 | 3340.9346 | 2687.7893 | 22385.2117 | 11233.331 | 14370.1923 | 17722.4275 | 21048.8066 | 23706.579 | 25411.7076 | 25083.1916 | 23238.84 | 20161.8502 | 16220.2528 | 135090.1272 | 0 | 0 | 0 | 0 | 0 | 0 | 0 | 0 | 0 | 0 | 0 | 11233.331 | 14370.1923 | 17722.4275 | 21048.8066 | 23706.579 | 25411.7076 | 25083.1916 | 23238.84 | 20161.8502 | 16220.2528 | 135090.1272
Ach | Manufactured Home | Space Cooling | CAC | RIM | Existing | NE715 | Energy Star Windows | Energy Star Windows | NonEquip | 20 |  | 19% | CACI_existing | 19.12% | 101515.2412 | 100369.2883 | 98008.6145 | 95205.8427 | 91455.6116 | 88068.6924 | 82907.8226 | 78122.675 | 73507.5483 | 68070.5437 | 101515.2412 | 201884.5295 | 299893.144 | 395098.9867 | 486554.5983 | 574623.2907 | 657531.1132 | 735653.7882 | 809161.3365 | 877231.8802 | 53.1161 | 105.6327 | 156.914 | 206.7289 | 254.5815 | 300.6619 | 344.0421 | 384.9184 | 423.38 | 458.9968 | 0 | 0 | 0 | 0 | 0 | 0 | 0 | 0 | 0 | 0 | 4974.2468 | 5041.0475 | 5045.5447 | 5023.7877 | 4946.5443 | 4882.4405 | 4711.2352 | 4550.3022 | 4388.5287 | 4165.5283 | 33718.6992 | 39850.6098 | 40385.7759 | 40421.8049 | 40247.5008 | 39628.674 | 39115.1136 | 37743.5219 | 36454.2262 | 35158.1959 | 33371.6537 | 270133.5043 | 163256.5911 | 165449.014 | 165596.6145 | 164882.5406 | 162347.3833 | 160243.4728 | 154624.4525 | 149342.5754 | 144033.1086 | 136714.1546 | 1106659.9806 | 5273.4263 | 5344.2447 | 5349.0124 | 5325.9468 | 5244.0575 | 5176.0981 | 4994.5956 | 4823.9832 | 4652.4797 | 4416.0668 | 35746.7332 | 157983.1648 | 160104.7693 | 160247.6021 | 159556.5938 | 157103.3258 | 155067.3746 | 149629.8569 | 144518.5921 | 139380.6289 | 132298.0877 | 1070913.2474
Ach | Manufactured Home | Space Cooling | CAC | RIM | Existing | NE679 | Duct Repair | Duct Repair | NonEquip | 11 |  | 65% | CACI_Duct_existing | 12% | 372155.7335 | 358969.9292 | 342167.4413 | 324711.0665 | 305017.2712 | 287544.4914 | 265332.0819 | 245391.8577 | 226935.8416 | 206835.3919 | 372155.7335 | 731125.6627 | 1073293.104 | 1398004.1705 | 1703021.4418 | 1990565.9332 | 2255898.0151 | 2501289.8728 | 2728225.7144 | 2935061.1063 | 424.004 | 832.9851 | 1222.8229 | 1592.7722 | 1940.2841 | 2267.8889 | 2570.1867 | 2849.7662 | 3108.3185 | 3343.9699 | 0 | 0 | 0 | 0 | 0 | 0 | 0 | 0 | 0 | 0 | 18235.6309 | 18029.2647 | 17614.9937 | 17134.2369 | 16497.4178 | 15941.1798 | 15077.4896 | 14292.9965 | 13548.4651 | 12657.144 | 113644.2655 | 36487.1308 | 36074.2187 | 35245.3163 | 34283.3842 | 33009.1919 | 31896.2318 | 30168.0998 | 28598.4309 | 27108.7202 | 25325.3025 | 227387.4261 | 319686.4727 | 316068.6929 | 308806.1626 | 300378.0765 | 289214.0843 | 279462.7477 | 264321.5076 | 250568.6608 | 237516.3777 | 221890.7447 | 1992282.8283 | 0 | 0 | 0 | 0 | 0 | 0 | 0 | 0 | 0 | 0 | 0 | 319686.4727 | 316068.6929 | 308806.1626 | 300378.0765 | 289214.0843 | 279462.7477 | 264321.5076 | 250568.6608 | 237516.3777 | 221890.7447 | 1992282.8283
Ach | Manufactured Home | Space Heating | Room heating | RIM | Existing | NE895 | Wall Insulation | Wall Insulation | NonEquip | 20 |  | 6.75% | shell_existing | 34.34% | 8373.8512 | 6393.712 | 4284.1957 | 2689.1495 | 1606.0283 | 941.1353 | 533.9556 | 302.4728 | 171.3676 | 95.9062 | 8373.8512 | 14767.5632 | 19051.7589 | 21740.9084 | 23346.9367 | 24288.072 | 24822.0275 | 25124.5004 | 25295.868 | 25391.7742 | 0 | 0 | 0 | 0 | 0 | 0 | 0 | 0 | 0 | 0 | 6.6968 | 11.81 | 15.2362 | 17.3868 | 18.6712 | 19.4239 | 19.8509 | 20.0928 | 20.2298 | 20.3065 | 410.3187 | 321.1242 | 220.5531 | 141.9001 | 86.865 | 52.1756 | 30.342 | 17.6177 | 10.2309 | 5.8689 | 1084.1016 | 3722.219 | 2913.0881 | 2000.7541 | 1287.251 | 787.9984 | 473.3126 | 275.2485 | 159.8196 | 92.8103 | 53.24 | 9834.4618 | 6474.8966 | 5067.3924 | 3480.3637 | 2239.2065 | 1370.7437 | 823.3396 | 478.8019 | 278.0104 | 161.446 | 92.6123 | 17107.3014 | 0 | 0 | 0 | 0 | 0 | 0 | 0 | 0 | 0 | 0 | 0 | 6474.8966 | 5067.3924 | 3480.3637 | 2239.2065 | 1370.7437 | 823.3396 | 478.8019 | 278.0104 | 161.446 | 92.6123 | 17107.3014
Ach | Manufactured Home | Space Cooling | Room AC | RIM | Existing | NE889 | Wall Insulation | Wall Insulation | NonEquip | 20 |  | 6.75% | shell_existing | 4.781% | 1289.3306 | 996.6875 | 667.8244 | 419.1836 | 250.3479 | 146.7056 | 83.2349 | 47.1512 | 26.7142 | 14.9509 | 1289.3306 | 2286.0181 | 2953.8425 | 3373.0261 | 3623.374 | 3770.0797 | 3853.3145 | 3900.4657 | 3927.1799 | 3942.1308 | 2.9815 | 5.2862 | 6.8305 | 7.7999 | 8.3788 | 8.718 | 8.9105 | 9.0195 | 9.0813 | 9.1159 | 0 | 0 | 0 | 0 | 0 | 0 | 0 | 0 | 0 | 0 | 63.1772 | 50.0586 | 34.38 | 22.1193 | 13.5405 | 8.1332 | 4.7298 | 2.7463 | 1.5949 | 0.91491 | 168.2604 | 573.1139 | 454.1084 | 311.8794 | 200.6562 | 122.8333 | 73.7807 | 42.9067 | 24.9136 | 14.468 | 8.2996 | 1526.3791 | 996.9466 | 789.9334 | 542.5223 | 349.0467 | 213.6717 | 128.3435 | 74.6373 | 43.3379 | 25.1675 | 14.4374 | 2655.176 | 0 | 0 | 0 | 0 | 0 | 0 | 0 | 0 | 0 | 0 | 0 | 996.9466 | 789.9334 | 542.5223 | 349.0467 | 213.6717 | 128.3435 | 74.6373 | 43.3379 | 25.1675 | 14.4374 | 2655.176
Ach | Manufactured Home | Space Cooling | CAC | RIM | Existing | NE601 | Air Sealing-Infiltration Control | Air Sealing-Infiltration Control | NonEquip | 11 |  | 52% | Nmeasure_existing | 9% | 96025.3224 | 119853.0452 | 144218.0746 | 167120.7578 | 183640.7633 | 192051.0091 | 184939.7583 | 167151.4733 | 141469.7365 | 111026.0336 | 96025.3224 | 215878.3676 | 360096.4422 | 527217.2 | 710857.9633 | 902908.9724 | 1087848.7307 | 1255000.204 | 1396469.9405 | 1507495.974 | 109.4034 | 245.9543 | 410.2646 | 600.6684 | 809.8937 | 1028.701 | 1239.4064 | 1429.8452 | 1591.0243 | 1717.5183 | 0 | 0 | 0 | 0 | 0 | 0 | 0 | 0 | 0 | 0 | 4705.2408 | 6019.6192 | 7424.4366 | 8818.5681 | 9932.547 | 10647.1164 | 10509.1976 | 9735.8382 | 8445.9897 | 6794.1588 | 56594.5456 | 9414.5762 | 12044.4768 | 14855.3341 | 17644.8102 | 19873.7376 | 21303.498 | 21027.5405 | 19480.1486 | 16899.3292 | 13594.23 | 113238.3406 | 56800.7631 | 72667.6866 | 89626.3727 | 106456.06 | 119903.8001 | 128529.9435 | 126865.0148 | 117529.1684 | 101958.3654 | 82017.78 | 683198.483 | 0 | 0 | 0 | 0 | 0 | 0 | 0 | 0 | 0 | 0 | 0 | 56800.7631 | 72667.6866 | 89626.3727 | 106456.06 | 119903.8001 | 128529.9435 | 126865.0148 | 117529.1684 | 101958.3654 | 82017.78 | 683198.483
Ach | Manufactured Home | Space Heating | Baseboards | RIM | New | NN766 | Home Energy Management System | Home Energy Management System | NonEquip | 11 |  | 6.5% | average_misc | 15% | 0 | 0 | 0 | 0 | 0 | 0 | 0 | 0 | 0 | 0 | 0 | 0 | 0 | 0 | 0 | 0 | 0 | 0 | 0 | 0 | 0 | 0 | 0 | 0 | 0 | 0 | 0 | 0 | 0 | 0 | 0 | 0 | 0 | 0 | 0 | 0 | 0 | 0 | 0 | 0 | 0 | 0 | 0 | 0 | 0 | 0 | 0 | 0 | 0 | 0 | 0 | 0 | 0 | 0 | 0 | 0 | 0 | 0 | 0 | 0 | 0 | 0 | 0 | 0 | 0 | 0 | 0 | 0 | 0 | 0 | 0 | 0 | 0 | 0 | 0 | 0 | 0 | 0 | 0 | 0 | 0 | 0 | 0 | 0 | 0 | 0 | 0 | 0 | 0 | 0 | 0 | 0 | 0 | 0 | 0
Ach | Manufactured Home | Space Heating | Heat pump-heating | RIM | Existing | NE895 | Wall Insulation | Wall Insulation | NonEquip | 20 |  | 6.75% | shell_existing | 34.34% | 8858.0806 | 6467.5368 | 4333.6631 | 2720.1997 | 1624.5722 | 952.0021 | 540.1209 | 305.9653 | 173.3463 | 97.0135 | 8858.0806 | 15325.6174 | 19659.2805 | 22379.4802 | 24004.0524 | 24956.0545 | 25496.1754 | 25802.1407 | 25975.487 | 26072.5005 | 0 | 0 | 0 | 0 | 0 | 0 | 0 | 0 | 0 | 0 | 7.0841 | 12.2563 | 15.7221 | 17.8975 | 19.1967 | 19.9581 | 20.39 | 20.6347 | 20.7733 | 20.8509 | 434.046 | 324.832 | 223.0997 | 143.5385 | 87.868 | 52.778 | 30.6924 | 17.8211 | 10.3491 | 5.9367 | 1114.3498 | 3937.4615 | 2946.724 | 2023.8558 | 1302.1142 | 797.097 | 478.7777 | 278.4267 | 161.665 | 93.882 | 53.8547 | 10108.8591 | 6849.3164 | 5125.9029 | 3520.5497 | 2265.0614 | 1386.5709 | 832.8462 | 484.3304 | 281.2204 | 163.3101 | 93.6817 | 17584.6227 | 0 | 0 | 0 | 0 | 0 | 0 | 0 | 0 | 0 | 0 | 0 | 6849.3164 | 5125.9029 | 3520.5497 | 2265.0614 | 1386.5709 | 832.8462 | 484.3304 | 281.2204 | 163.3101 | 93.6817 | 17584.6227
Ach | Manufactured Home | Space Cooling | Heat pump-cooling | RIM | Existing | NE889 | Wall Insulation | Wall Insulation | NonEquip | 20 |  | 6.75% | shell_existing | 4.781% | 10473.6094 | 7646.5853 | 5123.5478 | 3215.976 | 1920.6686 | 1125.5255 | 638.5778 | 361.7439 | 204.951 | 114.7029 | 10473.6094 | 18120.1947 | 23243.7426 | 26459.7185 | 28380.3872 | 29505.9127 | 30144.4905 | 30506.2344 | 30711.1855 | 30825.8884 | 24.2194 | 41.9016 | 53.7494 | 61.1861 | 65.6275 | 68.2302 | 69.7068 | 70.5433 | 71.0173 | 71.2825 | 0 | 0 | 0 | 0 | 0 | 0 | 0 | 0 | 0 | 0 | 513.2069 | 384.0497 | 263.7634 | 169.6995 | 103.8829 | 62.398 | 36.2872 | 21.07 | 12.2359 | 7.0192 | 1317.5146 | 4655.5721 | 3483.9193 | 2392.7384 | 1539.434 | 942.3768 | 566.0455 | 329.1802 | 191.1371 | 110.9987 | 63.6746 | 11951.8747 | 8098.4885 | 6060.3681 | 4162.2305 | 2677.8854 | 1639.2889 | 984.6509 | 572.6175 | 332.4879 | 193.085 | 110.7635 | 20790.5961 | 0 | 0 | 0 | 0 | 0 | 0 | 0 | 0 | 0 | 0 | 0 | 8098.4885 | 6060.3681 | 4162.2305 | 2677.8854 | 1639.2889 | 984.6509 | 572.6175 | 332.4879 | 193.085 | 110.7635 | 20790.5961
Ach | Manufactured Home | Space Heating | Central forced air | RIM | Existing | NE895 | Wall Insulation | Wall Insulation | NonEquip | 20 |  | 6.75% | shell_existing | 34.34% | 17793.4591 | 13100.6834 | 8778.2953 | 5510.0536 | 3290.7438 | 1928.3814 | 1094.0722 | 619.7653 | 351.1314 | 196.5112 | 17793.4591 | 30894.1425 | 39672.4378 | 45182.4914 | 48473.2351 | 50401.6166 | 51495.6888 | 52115.4541 | 52466.5855 | 52663.0967 | 0 | 0 | 0 | 0 | 0 | 0 | 0 | 0 | 0 | 0 | 14.2299 | 24.7069 | 31.7272 | 36.1337 | 38.7654 | 40.3076 | 41.1825 | 41.6782 | 41.959 | 42.1162 | 871.8795 | 657.9818 | 451.9121 | 290.7525 | 177.9859 | 106.9075 | 62.1706 | 36.0986 | 20.9632 | 12.0254 | 2250.393 | 7909.2822 | 5968.9027 | 4099.535 | 2637.5707 | 1614.6047 | 969.8151 | 563.9828 | 327.4696 | 190.1679 | 109.0885 | 20414.5103 | 13758.4016 | 10383.0612 | 7131.2476 | 4588.1226 | 2808.6468 | 1687.0186 | 981.0628 | 569.6419 | 330.802 | 189.7622 | 35511.5705 | 0 | 0 | 0 | 0 | 0 | 0 | 0 | 0 | 0 | 0 | 0 | 13758.4016 | 10383.0612 | 7131.2476 | 4588.1226 | 2808.6468 | 1687.0186 | 981.0628 | 569.6419 | 330.802 | 189.7622 | 35511.5705
Ach | Manufactured Home | Space Heating | Baseboards | RIM | Existing | NE763 | Home Energy Management System | Home Energy Management System | NonEquip | 11 |  | 6.5% | average_misc_existing | 15% | 0 | 0 | 0 | 0 | 0 | 0 | 0 | 0 | 0 | 0 | 0 | 0 | 0 | 0 | 0 | 0 | 0 | 0 | 0 | 0 | 0 | 0 | 0 | 0 | 0 | 0 | 0 | 0 | 0 | 0 | 0 | 0 | 0 | 0 | 0 | 0 | 0 | 0 | 0 | 0 | 0 | 0 | 0 | 0 | 0 | 0 | 0 | 0 | 0 | 0 | 0 | 0 | 0 | 0 | 0 | 0 | 0 | 0 | 0 | 0 | 0 | 0 | 0 | 0 | 0 | 0 | 0 | 0 | 0 | 0 | 0 | 0 | 0 | 0 | 0 | 0 | 0 | 0 | 0 | 0 | 0 | 0 | 0 | 0 | 0 | 0 | 0 | 0 | 0 | 0 | 0 | 0 | 0 | 0 | 0
Ach | Manufactured Home | Space Heating | Baseboards | RIM | Existing | NE721 | Energy Star Windows | Energy Star Windows | NonEquip | 20 |  | 19% | CACI_existing | 2.305% | 0 | 0 | 0 | 0 | 0 | 0 | 0 | 0 | 0 | 0 | 0 | 0 | 0 | 0 | 0 | 0 | 0 | 0 | 0 | 0 | 0 | 0 | 0 | 0 | 0 | 0 | 0 | 0 | 0 | 0 | 0 | 0 | 0 | 0 | 0 | 0 | 0 | 0 | 0 | 0 | 0 | 0 | 0 | 0 | 0 | 0 | 0 | 0 | 0 | 0 | 0 | 0 | 0 | 0 | 0 | 0 | 0 | 0 | 0 | 0 | 0 | 0 | 0 | 0 | 0 | 0 | 0 | 0 | 0 | 0 | 0 | 0 | 0 | 0 | 0 | 0 | 0 | 0 | 0 | 0 | 0 | 0 | 0 | 0 | 0 | 0 | 0 | 0 | 0 | 0 | 0 | 0 | 0 | 0 | 0
Ach | Manufactured Home | Space Heating | Baseboards | RIM | Existing | NE685 | Duct Repair | Duct Repair | NonEquip | 11 |  | 65% | CACI_Duct_existing | 12% | 0 | 0 | 0 | 0 | 0 | 0 | 0 | 0 | 0 | 0 | 0 | 0 | 0 | 0 | 0 | 0 | 0 | 0 | 0 | 0 | 0 | 0 | 0 | 0 | 0 | 0 | 0 | 0 | 0 | 0 | 0 | 0 | 0 | 0 | 0 | 0 | 0 | 0 | 0 | 0 | 0 | 0 | 0 | 0 | 0 | 0 | 0 | 0 | 0 | 0 | 0 | 0 | 0 | 0 | 0 | 0 | 0 | 0 | 0 | 0 | 0 | 0 | 0 | 0 | 0 | 0 | 0 | 0 | 0 | 0 | 0 | 0 | 0 | 0 | 0 | 0 | 0 | 0 | 0 | 0 | 0 | 0 | 0 | 0 | 0 | 0 | 0 | 0 | 0 | 0 | 0 | 0 | 0 | 0 | 0
Ach | Manufactured Home | Space Cooling | CAC | RIM | Existing | NE889 | Wall Insulation | Wall Insulation | NonEquip | 20 |  | 6.75% | shell_existing | 4.781% | 12131.4153 | 8931.3461 | 5984.394 | 3756.3165 | 2243.3747 | 1314.6336 | 745.8701 | 422.5233 | 239.3864 | 133.975 | 12131.4153 | 21062.7614 | 27047.1554 | 30803.4718 | 33046.8466 | 34361.4802 | 35107.3503 | 35529.8736 | 35769.26 | 35903.235 | 28.053 | 48.706 | 62.5445 | 71.2307 | 76.4183 | 79.4583 | 81.1831 | 82.1601 | 82.7137 | 83.0235 | 0 | 0 | 0 | 0 | 0 | 0 | 0 | 0 | 0 | 0 | 594.4393 | 448.5769 | 308.0803 | 198.212 | 121.337 | 72.882 | 42.3841 | 24.6101 | 14.2918 | 8.1985 | 1534.216 | 5392.4752 | 4069.279 | 2794.7605 | 1798.086 | 1100.7127 | 661.1511 | 384.4883 | 223.2515 | 129.6484 | 74.373 | 13917.6889 | 9380.3505 | 7078.6165 | 4861.5584 | 3127.8172 | 1914.7183 | 1150.0895 | 668.8273 | 388.3518 | 225.5267 | 129.3738 | 24210.181 | 0 | 0 | 0 | 0 | 0 | 0 | 0 | 0 | 0 | 0 | 0 | 9380.3505 | 7078.6165 | 4861.5584 | 3127.8172 | 1914.7183 | 1150.0895 | 668.8273 | 388.3518 | 225.5267 | 129.3738 | 24210.181
Ach | Manufactured Home | Space Heating | Baseboards | RIM | Existing | NE895 | Wall Insulation | Wall Insulation | NonEquip | 20 |  | 6.75% | shell_existing | 34.34% | 0 | 0 | 0 | 0 | 0 | 0 | 0 | 0 | 0 | 0 | 0 | 0 | 0 | 0 | 0 | 0 | 0 | 0 | 0 | 0 | 0 | 0 | 0 | 0 | 0 | 0 | 0 | 0 | 0 | 0 | 0 | 0 | 0 | 0 | 0 | 0 | 0 | 0 | 0 | 0 | 0 | 0 | 0 | 0 | 0 | 0 | 0 | 0 | 0 | 0 | 0 | 0 | 0 | 0 | 0 | 0 | 0 | 0 | 0 | 0 | 0 | 0 | 0 | 0 | 0 | 0 | 0 | 0 | 0 | 0 | 0 | 0 | 0 | 0 | 0 | 0 | 0 | 0 | 0 | 0 | 0 | 0 | 0 | 0 | 0 | 0 | 0 | 0 | 0 | 0 | 0 | 0 | 0 | 0 | 0
Ach | Manufactured Home | Space Heating | Baseboards | RIM | Existing | NE607 | Air Sealing-Infiltration Control | Air Sealing-Infiltration Control | NonEquip | 11 |  | 52% | Nmeasure_existing | 9% | 0 | 0 | 0 | 0 | 0 | 0 | 0 | 0 | 0 | 0 | 0 | 0 | 0 | 0 | 0 | 0 | 0 | 0 | 0 | 0 | 0 | 0 | 0 | 0 | 0 | 0 | 0 | 0 | 0 | 0 | 0 | 0 | 0 | 0 | 0 | 0 | 0 | 0 | 0 | 0 | 0 | 0 | 0 | 0 | 0 | 0 | 0 | 0 | 0 | 0 | 0 | 0 | 0 | 0 | 0 | 0 | 0 | 0 | 0 | 0 | 0 | 0 | 0 | 0 | 0 | 0 | 0 | 0 | 0 | 0 | 0 | 0 | 0 | 0 | 0 | 0 | 0 | 0 | 0 | 0 | 0 | 0 | 0 | 0 | 0 | 0 | 0 | 0 | 0 | 0 | 0 | 0 | 0 | 0 | 0

## DEF_Ach_COM_TRC
Scenario | Segment | EndUse | EquipType | CE Test | Vintage | Measure Code | Name | Description | Type | Measure Life | Competition Group | Applicability | Adoption Curve | Energy Savings % | 2020 | 2021 | 2022 | 2023 | 2024 | 2025 | 2026 | 2027 | 2028 | 2029 | Cumulative2020 | Cumulative2021 | Cumulative2022 | Cumulative2023 | Cumulative2024 | Cumulative2025 | Cumulative2026 | Cumulative2027 | Cumulative2028 | Cumulative2029 | CumulativeSD2020 | CumulativeSD2021 | CumulativeSD2022 | CumulativeSD2023 | CumulativeSD2024 | CumulativeSD2025 | CumulativeSD2026 | CumulativeSD2027 | CumulativeSD2028 | CumulativeSD2029 | CumulativeWD2020 | CumulativeWD2021 | CumulativeWD2022 | CumulativeWD2023 | CumulativeWD2024 | CumulativeWD2025 | CumulativeWD2026 | CumulativeWD2027 | CumulativeWD2028 | CumulativeWD2029 | Program Cost Yr 1 | Program Cost Yr 2 | Program Cost Yr 3 | Program Cost Yr 4 | Program Cost Yr 5 | Program Cost Yr 6 | Program Cost Yr 7 | Program Cost Yr 8 | Program Cost Yr 9 | Program Cost Yr 10 | NPV Program Cost ($) | Incentive Yr 1 | Incentive Yr 2 | Incentive Yr 3 | Incentive Yr 4 | Incentive Yr 5 | Incentive Yr 6 | Incentive Yr 7 | Incentive Yr 8 | Incentive Yr 9 | Incentive Yr 10 | NPV Incentive Cost ($) | TRC Net Benefit Yr 1 | TRC Net Benefit Yr 2 | TRC Net Benefit Yr 3 | TRC Net Benefit Yr 4 | TRC Net Benefit Yr 5 | TRC Net Benefit Yr 6 | TRC Net Benefit Yr 7 | TRC Net Benefit Yr 8 | TRC Net Benefit Yr 9 | TRC Net Benefit Yr 10 | NPV TRC Net Benefit ($) | RIM Net Benefit Yr 1 | RIM Net Benefit Yr 2 | RIM Net Benefit Yr 3 | RIM Net Benefit Yr 4 | RIM Net Benefit Yr 5 | RIM Net Benefit Yr 6 | RIM Net Benefit Yr 7 | RIM Net Benefit Yr 8 | RIM Net Benefit Yr 9 | RIM Net Benefit Yr 10 | NPV RIM Net Benefit ($) | PCT Net Benefit Yr 1 | PCT Net Benefit Yr 2 | PCT Net Benefit Yr 3 | PCT Net Benefit Yr 4 | PCT Net Benefit Yr 5 | PCT Net Benefit Yr 6 | PCT Net Benefit Yr 7 | PCT Net Benefit Yr 8 | PCT Net Benefit Yr 9 | PCT Net Benefit Yr 10 | NPV PCT Net Benefit ($)
Ach | Assembly | Refrigeration | Walk-in cooler | RIM | New | NN5313 | Retro-Commissioning | Retro-Commissioning | NonEquip | 5 |  | 0% | Custom_improvement | 16% | 0 | 0 | 0 | 0 | 0 | 0 | 0 | 0 | 0 | 0 | 0 | 0 | 0 | 0 | 0 | 0 | 0 | 0 | 0 | 0 | 0 | 0 | 0 | 0 | 0 | 0 | 0 | 0 | 0 | 0 | 0 | 0 | 0 | 0 | 0 | 0 | 0 | 0 | 0 | 0 | 0 | 0 | 0 | 0 | 0 | 0 | 0 | 0 | 0 | 0 | 0 | 0 | 0 | 0 | 0 | 0 | 0 | 0 | 0 | 0 | 0 | 0 | 0 | 0 | 0 | 0 | 0 | 0 | 0 | 0 | 0 | 0 | 0 | 0 | 0 | 0 | 0 | 0 | 0 | 0 | 0 | 0 | 0 | 0 | 0 | 0 | 0 | 0 | 0 | 0 | 0 | 0 | 0 | 0 | 0
Ach | Assembly | Refrigeration | Walk-in cooler | TRC | New | NN4845 | PSC to ECM Evaporator Fan Motor (Walk-In, Refrigerator) | PSC to ECM Evaporator Fan Motor (Walk-In, Refrigerator) | NonEquip | 15 | Walk-in cooler | 68.68% | Prescriptive_ECM | 37.5% | 384.677 | 438.9164 | 538.559 | 544.4864 | 460.6916 | 280.6222 | 122.0847 | 42.0311 | 12.8407 | 3.7087 | 384.677 | 823.5934 | 1362.1524 | 1906.6388 | 2367.3304 | 2647.9527 | 2770.0374 | 2812.0685 | 2824.9092 | 2828.6178 | 0.05354 | 0.11463 | 0.18959 | 0.26537 | 0.32949 | 0.36855 | 0.38554 | 0.39139 | 0.39318 | 0.3937 | 0.0049047 | 0.010501 | 0.017368 | 0.02431 | 0.030184 | 0.033762 | 0.035319 | 0.035855 | 0.036018 | 0.036066 | 15.0024 | 17.5457 | 22.0671 | 22.8677 | 19.8322 | 12.3824 | 5.5217 | 1.9485 | 0.61016 | 0.18063 | 91.8888 | 135.9521 | 158.9994 | 199.9728 | 207.228 | 179.7197 | 112.2099 | 50.0374 | 17.6574 | 5.5293 | 1.6369 | 832.6982 | 25.0705 | 29.3206 | 36.8763 | 38.2142 | 33.1415 | 20.6923 | 9.2272 | 3.2562 | 1.0196 | 0.30186 | 153.5551 | -328.7121 | -384.437 | -483.5045 | -501.0466 | -434.5355 | -271.3069 | -120.9829 | -42.6931 | -13.369 | -3.9578 | -2013.3407 | 353.7826 | 413.7576 | 520.3808 | 539.2608 | 467.6771 | 291.9992 | 130.2102 | 45.9492 | 14.3886 | 4.2596 | 2166.8958
Ach | Assembly | Refrigeration | Walk-in cooler | TRC | New | NN4819 | PSC to ECM Evaporator Fan Motor (Reach-In) | PSC to ECM Evaporator Fan Motor (Reach-In) | NonEquip | 15 | Display cases | 0% | Prescriptive_ECM | 37.5% | 0 | 0 | 0 | 0 | 0 | 0 | 0 | 0 | 0 | 0 | 0 | 0 | 0 | 0 | 0 | 0 | 0 | 0 | 0 | 0 | 0 | 0 | 0 | 0 | 0 | 0 | 0 | 0 | 0 | 0 | 0 | 0 | 0 | 0 | 0 | 0 | 0 | 0 | 0 | 0 | 0 | 0 | 0 | 0 | 0 | 0 | 0 | 0 | 0 | 0 | 0 | 0 | 0 | 0 | 0 | 0 | 0 | 0 | 0 | 0 | 0 | 0 | 0 | 0 | 0 | 0 | 0 | 0 | 0 | 0 | 0 | 0 | 0 | 0 | 0 | 0 | 0 | 0 | 0 | 0 | 0 | 0 | 0 | 0 | 0 | 0 | 0 | 0 | 0 | 0 | 0 | 0 | 0 | 0 | 0
Ach | Assembly | Refrigeration | Walk-in cooler | TRC | Existing | NE5300 | Retro-Commissioning | Retro-Commissioning | NonEquip | 5 |  | 21.99% | Custom_improvement_existing | 16% | 46.6759 | 68.894 | 98.5535 | 134.4053 | 170.7791 | 199.1793 | 201.3436 | 175.4163 | 129.1405 | 79.9266 | 46.6759 | 115.5699 | 214.1233 | 348.5287 | 519.3078 | 718.4871 | 919.8307 | 1095.2471 | 1224.3876 | 1304.3142 | 0.0078034 | 0.019321 | 0.035798 | 0.058268 | 0.086819 | 0.12012 | 0.15378 | 0.18311 | 0.2047 | 0.21806 | 0.024193 | 0.059903 | 0.11099 | 0.18065 | 0.26917 | 0.37241 | 0.47678 | 0.5677 | 0.63464 | 0.67606 | 1.8204 | 2.754 | 4.0382 | 5.6449 | 7.3518 | 8.7888 | 9.1064 | 8.1321 | 6.1365 | 3.8929 | 38.3213 | 5.1375 | 7.7726 | 11.3968 | 15.9313 | 20.7488 | 24.8042 | 25.7006 | 22.9509 | 17.3187 | 10.9867 | 108.1527 | 2.5779 | 3.9002 | 5.7187 | 7.994 | 10.4114 | 12.4464 | 12.8961 | 11.5164 | 8.6902 | 5.513 | 54.2692 | -8.3879 | -12.6902 | -18.6073 | -26.0106 | -33.8761 | -40.4973 | -41.9608 | -37.4714 | -28.2759 | -17.9378 | -176.5785 | 10.9659 | 16.5904 | 24.326 | 34.0047 | 44.2874 | 52.9437 | 54.8569 | 48.9878 | 36.9661 | 23.4507 | 230.8477
Ach | Assembly | Refrigeration | Walk-in cooler | TRC | Existing | NE4832 | PSC to ECM Evaporator Fan Motor (Walk-In, Refrigerator) | PSC to ECM Evaporator Fan Motor (Walk-In, Refrigerator) | NonEquip | 15 | Walk-in cooler | 17.17% | Prescriptive_ECM_existing | 37.5% | 495.4226 | 725.274 | 954.7295 | 1029.7496 | 925.0095 | 595.3962 | 272.8141 | 98.8244 | 31.7854 | 9.6701 | 495.4226 | 1220.6966 | 2175.426 | 3205.1756 | 4130.1851 | 4725.5813 | 4998.3954 | 5097.2199 | 5129.0053 | 5138.6753 | 0.068954 | 0.1699 | 0.30278 | 0.44611 | 0.57485 | 0.65772 | 0.69569 | 0.70945 | 0.71387 | 0.71522 | 0.0063168 | 0.015564 | 0.027737 | 0.040867 | 0.052661 | 0.060252 | 0.063731 | 0.064991 | 0.065396 | 0.065519 | 19.3215 | 28.9928 | 39.1194 | 43.2482 | 39.8205 | 26.2718 | 12.3388 | 4.5814 | 1.5104 | 0.47099 | 165.031 | 175.0918 | 262.7337 | 354.5014 | 391.9161 | 360.854 | 238.0758 | 111.815 | 41.5166 | 13.687 | 4.2681 | 1495.5148 | 32.2881 | 48.4499 | 65.3724 | 72.272 | 66.5439 | 43.9028 | 20.6194 | 7.6559 | 2.524 | 0.78707 | 275.7829 | -423.3459 | -635.2511 | -857.1317 | -947.5949 | -872.4914 | -575.6319 | -270.352 | -100.3809 | -33.0931 | -10.3196 | -3615.9328 | 455.634 | 683.701 | 922.5041 | 1019.8669 | 939.0353 | 619.5347 | 290.9714 | 108.0368 | 35.6171 | 11.1067 | 3891.7158
Ach | Assembly | Refrigeration | Walk-in cooler | TRC | Existing | NE4806 | PSC to ECM Evaporator Fan Motor (Reach-In) | PSC to ECM Evaporator Fan Motor (Reach-In) | NonEquip | 15 | Display cases | 0% | Prescriptive_ECM_existing | 37.5% | 0 | 0 | 0 | 0 | 0 | 0 | 0 | 0 | 0 | 0 | 0 | 0 | 0 | 0 | 0 | 0 | 0 | 0 | 0 | 0 | 0 | 0 | 0 | 0 | 0 | 0 | 0 | 0 | 0 | 0 | 0 | 0 | 0 | 0 | 0 | 0 | 0 | 0 | 0 | 0 | 0 | 0 | 0 | 0 | 0 | 0 | 0 | 0 | 0 | 0 | 0 | 0 | 0 | 0 | 0 | 0 | 0 | 0 | 0 | 0 | 0 | 0 | 0 | 0 | 0 | 0 | 0 | 0 | 0 | 0 | 0 | 0 | 0 | 0 | 0 | 0 | 0 | 0 | 0 | 0 | 0 | 0 | 0 | 0 | 0 | 0 | 0 | 0 | 0 | 0 | 0 | 0 | 0 | 0 | 0
Ach | Assembly | Refrigeration | Vending and ice makers | TRC | New | NN5313 | Retro-Commissioning | Retro-Commissioning | NonEquip | 5 |  | 0% | Custom_improvement | 16% | 0 | 0 | 0 | 0 | 0 | 0 | 0 | 0 | 0 | 0 | 0 | 0 | 0 | 0 | 0 | 0 | 0 | 0 | 0 | 0 | 0 | 0 | 0 | 0 | 0 | 0 | 0 | 0 | 0 | 0 | 0 | 0 | 0 | 0 | 0 | 0 | 0 | 0 | 0 | 0 | 0 | 0 | 0 | 0 | 0 | 0 | 0 | 0 | 0 | 0 | 0 | 0 | 0 | 0 | 0 | 0 | 0 | 0 | 0 | 0 | 0 | 0 | 0 | 0 | 0 | 0 | 0 | 0 | 0 | 0 | 0 | 0 | 0 | 0 | 0 | 0 | 0 | 0 | 0 | 0 | 0 | 0 | 0 | 0 | 0 | 0 | 0 | 0 | 0 | 0 | 0 | 0 | 0 | 0 | 0
Ach | Assembly | Refrigeration | Vending and ice makers | TRC | New | NN4845 | PSC to ECM Evaporator Fan Motor (Walk-In, Refrigerator) | PSC to ECM Evaporator Fan Motor (Walk-In, Refrigerator) | NonEquip | 15 | Walk-in cooler | 0% | Prescriptive_ECM | 37.5% | 0 | 0 | 0 | 0 | 0 | 0 | 0 | 0 | 0 | 0 | 0 | 0 | 0 | 0 | 0 | 0 | 0 | 0 | 0 | 0 | 0 | 0 | 0 | 0 | 0 | 0 | 0 | 0 | 0 | 0 | 0 | 0 | 0 | 0 | 0 | 0 | 0 | 0 | 0 | 0 | 0 | 0 | 0 | 0 | 0 | 0 | 0 | 0 | 0 | 0 | 0 | 0 | 0 | 0 | 0 | 0 | 0 | 0 | 0 | 0 | 0 | 0 | 0 | 0 | 0 | 0 | 0 | 0 | 0 | 0 | 0 | 0 | 0 | 0 | 0 | 0 | 0 | 0 | 0 | 0 | 0 | 0 | 0 | 0 | 0 | 0 | 0 | 0 | 0 | 0 | 0 | 0 | 0 | 0 | 0
Ach | Assembly | Refrigeration | Vending and ice makers | TRC | New | NN4819 | PSC to ECM Evaporator Fan Motor (Reach-In) | PSC to ECM Evaporator Fan Motor (Reach-In) | NonEquip | 15 | Display cases | 0% | Prescriptive_ECM | 37.5% | 0 | 0 | 0 | 0 | 0 | 0 | 0 | 0 | 0 | 0 | 0 | 0 | 0 | 0 | 0 | 0 | 0 | 0 | 0 | 0 | 0 | 0 | 0 | 0 | 0 | 0 | 0 | 0 | 0 | 0 | 0 | 0 | 0 | 0 | 0 | 0 | 0 | 0 | 0 | 0 | 0 | 0 | 0 | 0 | 0 | 0 | 0 | 0 | 0 | 0 | 0 | 0 | 0 | 0 | 0 | 0 | 0 | 0 | 0 | 0 | 0 | 0 | 0 | 0 | 0 | 0 | 0 | 0 | 0 | 0 | 0 | 0 | 0 | 0 | 0 | 0 | 0 | 0 | 0 | 0 | 0 | 0 | 0 | 0 | 0 | 0 | 0 | 0 | 0 | 0 | 0 | 0 | 0 | 0 | 0
Ach | Assembly | Refrigeration | Vending and ice makers | TRC | Existing | NE5300 | Retro-Commissioning | Retro-Commissioning | NonEquip | 5 |  | 21.99% | Custom_improvement_existing | 16% | 604.759 | 911.7574 | 1304.277 | 1778.748 | 2260.126 | 2635.9807 | 2664.623 | 2321.4962 | 1709.0719 | 1057.7652 | 604.759 | 1516.5164 | 2820.7934 | 4599.5415 | 6859.6675 | 9495.6481 | 12160.2711 | 14481.7673 | 16190.8392 | 17248.6044 | 0.1011 | 0.25353 | 0.47159 | 0.76896 | 1.1468 | 1.5875 | 2.033 | 2.4211 | 2.7068 | 2.8837 | 0.31346 | 0.78606 | 1.4621 | 2.3841 | 3.5556 | 4.9219 | 6.303 | 7.5063 | 8.3922 | 8.9405 | 23.5856 | 36.4475 | 53.4419 | 74.7052 | 97.2955 | 116.3124 | 120.5157 | 107.6216 | 81.2112 | 51.5191 | 506.6795 | 66.5648 | 102.8645 | 150.8273 | 210.8378 | 274.5937 | 328.2645 | 340.1272 | 303.7368 | 229.1995 | 145.4007 | 1429.9838 | 33.4011 | 51.6157 | 75.6826 | 105.7948 | 137.7865 | 164.7176 | 170.6701 | 152.41 | 115.0084 | 72.9596 | 717.5417 | -108.6788 | -167.9445 | -246.2523 | -344.23 | -448.3228 | -535.9499 | -555.3178 | -495.9041 | -374.2087 | -237.3924 | -2334.7015 | 142.08 | 219.5602 | 321.9349 | 450.0248 | 586.1092 | 700.6675 | 725.9879 | 648.3141 | 489.2172 | 310.352 | 3052.2432
Ach | Assembly | Refrigeration | Vending and ice makers | TRC | Existing | NE4832 | PSC to ECM Evaporator Fan Motor (Walk-In, Refrigerator) | PSC to ECM Evaporator Fan Motor (Walk-In, Refrigerator) | NonEquip | 15 | Walk-in cooler | 0% | Prescriptive_ECM_existing | 37.5% | 0 | 0 | 0 | 0 | 0 | 0 | 0 | 0 | 0 | 0 | 0 | 0 | 0 | 0 | 0 | 0 | 0 | 0 | 0 | 0 | 0 | 0 | 0 | 0 | 0 | 0 | 0 | 0 | 0 | 0 | 0 | 0 | 0 | 0 | 0 | 0 | 0 | 0 | 0 | 0 | 0 | 0 | 0 | 0 | 0 | 0 | 0 | 0 | 0 | 0 | 0 | 0 | 0 | 0 | 0 | 0 | 0 | 0 | 0 | 0 | 0 | 0 | 0 | 0 | 0 | 0 | 0 | 0 | 0 | 0 | 0 | 0 | 0 | 0 | 0 | 0 | 0 | 0 | 0 | 0 | 0 | 0 | 0 | 0 | 0 | 0 | 0 | 0 | 0 | 0 | 0 | 0 | 0 | 0 | 0
Ach | Assembly | Refrigeration | Vending and ice makers | TRC | Existing | NE4806 | PSC to ECM Evaporator Fan Motor (Reach-In) | PSC to ECM Evaporator Fan Motor (Reach-In) | NonEquip | 15 | Display cases | 0% | Prescriptive_ECM_existing | 37.5% | 0 | 0 | 0 | 0 | 0 | 0 | 0 | 0 | 0 | 0 | 0 | 0 | 0 | 0 | 0 | 0 | 0 | 0 | 0 | 0 | 0 | 0 | 0 | 0 | 0 | 0 | 0 | 0 | 0 | 0 | 0 | 0 | 0 | 0 | 0 | 0 | 0 | 0 | 0 | 0 | 0 | 0 | 0 | 0 | 0 | 0 | 0 | 0 | 0 | 0 | 0 | 0 | 0 | 0 | 0 | 0 | 0 | 0 | 0 | 0 | 0 | 0 | 0 | 0 | 0 | 0 | 0 | 0 | 0 | 0 | 0 | 0 | 0 | 0 | 0 | 0 | 0 | 0 | 0 | 0 | 0 | 0 | 0 | 0 | 0 | 0 | 0 | 0 | 0 | 0 | 0 | 0 | 0 | 0 | 0
Ach | Assembly | Exterior Lighting | Street lighting | TRC | New | NN5287 | Retro-Commissioning | Retro-Commissioning | NonEquip | 5 |  | 0% | Custom_improvement | 16% | 0 | 0 | 0 | 0 | 0 | 0 | 0 | 0 | 0 | 0 | 0 | 0 | 0 | 0 | 0 | 0 | 0 | 0 | 0 | 0 | 0 | 0 | 0 | 0 | 0 | 0 | 0 | 0 | 0 | 0 | 0 | 0 | 0 | 0 | 0 | 0 | 0 | 0 | 0 | 0 | 0 | 0 | 0 | 0 | 0 | 0 | 0 | 0 | 0 | 0 | 0 | 0 | 0 | 0 | 0 | 0 | 0 | 0 | 0 | 0 | 0 | 0 | 0 | 0 | 0 | 0 | 0 | 0 | 0 | 0 | 0 | 0 | 0 | 0 | 0 | 0 | 0 | 0 | 0 | 0 | 0 | 0 | 0 | 0 | 0 | 0 | 0 | 0 | 0 | 0 | 0 | 0 | 0 | 0 | 0
Ach | Assembly | Exterior Lighting | Street lighting | TRC | Existing | NE5274 | Retro-Commissioning | Retro-Commissioning | NonEquip | 5 |  | 21.99% | Custom_improvement_existing | 16% | 0 | 0 | 0 | 0 | 0 | 0 | 0 | 0 | 0 | 0 | 0 | 0 | 0 | 0 | 0 | 0 | 0 | 0 | 0 | 0 | 0 | 0 | 0 | 0 | 0 | 0 | 0 | 0 | 0 | 0 | 0 | 0 | 0 | 0 | 0 | 0 | 0 | 0 | 0 | 0 | 0 | 0 | 0 | 0 | 0 | 0 | 0 | 0 | 0 | 0 | 0 | 0 | 0 | 0 | 0 | 0 | 0 | 0 | 0 | 0 | 0 | 0 | 0 | 0 | 0 | 0 | 0 | 0 | 0 | 0 | 0 | 0 | 0 | 0 | 0 | 0 | 0 | 0 | 0 | 0 | 0 | 0 | 0 | 0 | 0 | 0 | 0 | 0 | 0 | 0 | 0 | 0 | 0 | 0 | 0
Ach | Assembly | Exterior Lighting | Spot lighting/Security/Flood | TRC | New | NN5287 | Retro-Commissioning | Retro-Commissioning | NonEquip | 5 |  | 0% | Custom_improvement | 16% | 0 | 0 | 0 | 0 | 0 | 0 | 0 | 0 | 0 | 0 | 0 | 0 | 0 | 0 | 0 | 0 | 0 | 0 | 0 | 0 | 0 | 0 | 0 | 0 | 0 | 0 | 0 | 0 | 0 | 0 | 0 | 0 | 0 | 0 | 0 | 0 | 0 | 0 | 0 | 0 | 0 | 0 | 0 | 0 | 0 | 0 | 0 | 0 | 0 | 0 | 0 | 0 | 0 | 0 | 0 | 0 | 0 | 0 | 0 | 0 | 0 | 0 | 0 | 0 | 0 | 0 | 0 | 0 | 0 | 0 | 0 | 0 | 0 | 0 | 0 | 0 | 0 | 0 | 0 | 0 | 0 | 0 | 0 | 0 | 0 | 0 | 0 | 0 | 0 | 0 | 0 | 0 | 0 | 0 | 0
Ach | Assembly | Exterior Lighting | Spot lighting/Security/Flood | TRC | Existing | NE5274 | Retro-Commissioning | Retro-Commissioning | NonEquip | 5 |  | 21.99% | Custom_improvement_existing | 16% | 0 | 0 | 0 | 0 | 0 | 0 | 0 | 0 | 0 | 0 | 0 | 0 | 0 | 0 | 0 | 0 | 0 | 0 | 0 | 0 | 0 | 0 | 0 | 0 | 0 | 0 | 0 | 0 | 0 | 0 | 0 | 0 | 0 | 0 | 0 | 0 | 0 | 0 | 0 | 0 | 0 | 0 | 0 | 0 | 0 | 0 | 0 | 0 | 0 | 0 | 0 | 0 | 0 | 0 | 0 | 0 | 0 | 0 | 0 | 0 | 0 | 0 | 0 | 0 | 0 | 0 | 0 | 0 | 0 | 0 | 0 | 0 | 0 | 0 | 0 | 0 | 0 | 0 | 0 | 0 | 0 | 0 | 0 | 0 | 0 | 0 | 0 | 0 | 0 | 0 | 0 | 0 | 0 | 0 | 0
Ach | Assembly | Interior Lighting | Spot lighting | TRC | New | NN5261 | Retro-Commissioning | Retro-Commissioning | NonEquip | 5 |  | 0% | Custom_improvement | 16% | 0 | 0 | 0 | 0 | 0 | 0 | 0 | 0 | 0 | 0 | 0 | 0 | 0 | 0 | 0 | 0 | 0 | 0 | 0 | 0 | 0 | 0 | 0 | 0 | 0 | 0 | 0 | 0 | 0 | 0 | 0 | 0 | 0 | 0 | 0 | 0 | 0 | 0 | 0 | 0 | 0 | 0 | 0 | 0 | 0 | 0 | 0 | 0 | 0 | 0 | 0 | 0 | 0 | 0 | 0 | 0 | 0 | 0 | 0 | 0 | 0 | 0 | 0 | 0 | 0 | 0 | 0 | 0 | 0 | 0 | 0 | 0 | 0 | 0 | 0 | 0 | 0 | 0 | 0 | 0 | 0 | 0 | 0 | 0 | 0 | 0 | 0 | 0 | 0 | 0 | 0 | 0 | 0 | 0 | 0
Ach | Assembly | Interior Lighting | Spot lighting | TRC | Existing | NE5248 | Retro-Commissioning | Retro-Commissioning | NonEquip | 5 |  | 21.99% | Custom_improvement_existing | 16% | 22.4792 | 33.8301 | 48.3943 | 65.9992 | 83.8604 | 97.8062 | 98.8689 | 86.1374 | 63.4139 | 39.2476 | 22.4792 | 56.3093 | 104.7036 | 170.7027 | 254.5631 | 352.3693 | 451.2382 | 537.3756 | 600.7895 | 640.0371 | 0.0037581 | 0.0094139 | 0.017505 | 0.028538 | 0.042558 | 0.05891 | 0.075439 | 0.089839 | 0.10044 | 0.107 | 0.011652 | 0.029187 | 0.054271 | 0.08848 | 0.13195 | 0.18264 | 0.23389 | 0.27854 | 0.31141 | 0.33175 | 0.87669 | 1.3524 | 1.9829 | 2.7719 | 3.6101 | 4.3157 | 4.4716 | 3.9932 | 3.0133 | 1.9116 | 18.8014 | 2.4743 | 3.8167 | 5.5963 | 7.823 | 10.1886 | 12.18 | 12.6202 | 11.2699 | 8.5043 | 5.395 | 53.0626 | 1.2415 | 1.9152 | 2.8081 | 3.9254 | 5.1125 | 6.1117 | 6.3326 | 5.6551 | 4.2673 | 2.7071 | 26.6259 | -4.0397 | -6.2315 | -9.137 | -12.7724 | -16.6347 | -19.886 | -20.6047 | -18.4002 | -13.8847 | -8.8083 | -86.6341 | 5.2812 | 8.1466 | 11.9452 | 16.6978 | 21.7472 | 25.9978 | 26.9373 | 24.0552 | 18.1521 | 11.5154 | 113.2601
Ach | Assembly | Space Cooling | Residential-type central air conditioners | TRC | New | NN5365 | Retro-Commissioning | Retro-Commissioning | NonEquip | 5 |  | 0% | Custom_improvement | 16% | 0 | 0 | 0 | 0 | 0 | 0 | 0 | 0 | 0 | 0 | 0 | 0 | 0 | 0 | 0 | 0 | 0 | 0 | 0 | 0 | 0 | 0 | 0 | 0 | 0 | 0 | 0 | 0 | 0 | 0 | 0 | 0 | 0 | 0 | 0 | 0 | 0 | 0 | 0 | 0 | 0 | 0 | 0 | 0 | 0 | 0 | 0 | 0 | 0 | 0 | 0 | 0 | 0 | 0 | 0 | 0 | 0 | 0 | 0 | 0 | 0 | 0 | 0 | 0 | 0 | 0 | 0 | 0 | 0 | 0 | 0 | 0 | 0 | 0 | 0 | 0 | 0 | 0 | 0 | 0 | 0 | 0 | 0 | 0 | 0 | 0 | 0 | 0 | 0 | 0 | 0 | 0 | 0 | 0 | 0
Ach | Assembly | Space Cooling | Residential-type central air conditioners | TRC | New | NN4195 | Thermal Energy Storage | Thermal Energy Storage | NonEquip | 20 |  | 50% | Prescriptive_HVACnonequip | 0% | 0 | 0 | 0 | 0 | 0 | 0 | 0 | 0 | 0 | 0 | 0 | 0 | 0 | 0 | 0 | 0 | 0 | 0 | 0 | 0 | 0 | 0 | 0 | 0 | 0 | 0 | 0 | 0 | 0 | 0 | 0 | 0 | 0 | 0 | 0 | 0 | 0 | 0 | 0 | 0 | 0 | 0 | 0 | 0 | 0 | 0 | 0 | 0 | 0 | 0 | 0 | 0 | 0 | 0 | 0 | 0 | 0 | 0 | 0 | 0 | 0 | 0 | 0 | 0 | 0 | 0 | 0 | 0 | 0 | 0 | 0 | 0 | 0 | 0 | 0 | 0 | 0 | 0 | 0 | 0 | 0 | 0 | 0 | 0 | 0 | 0 | 0 | 0 | 0 | 0 | 0 | 0 | 0 | 0 | 0
Ach | Assembly | Space Cooling | Residential-type central air conditioners | TRC | New | NN3883 | HVAC tune-up | HVAC tune-up | NonEquip | 5 | Residential-type central air conditioners | 49.09% | Prescriptive_HVACnonequip | 5% | 344.3687 | 266.2695 | 180.4997 | 88.2426 | 32.6068 | 10.3553 | 3.0342 | 0.8779 | 0.2538 | 0.072596 | 344.3687 | 610.6382 | 791.1379 | 879.3805 | 911.9874 | 922.3427 | 925.3769 | 926.2548 | 926.5086 | 926.5812 | 0.16397 | 0.29076 | 0.37671 | 0.41873 | 0.43425 | 0.43918 | 0.44063 | 0.44105 | 0.44117 | 0.4412 | 0 | 0 | 0 | 0 | 0 | 0 | 0 | 0 | 0 | 0 | 13.4304 | 10.6441 | 7.3959 | 3.7061 | 1.4037 | 0.45693 | 0.13723 | 0.040698 | 0.01206 | 0.0035358 | 32.0724 | 50.5909 | 40.0953 | 27.8595 | 13.9604 | 5.2875 | 1.7212 | 0.51693 | 0.15331 | 0.045428 | 0.013319 | 120.8136 | 10.067 | 7.9785 | 5.5437 | 2.778 | 1.0522 | 0.3425 | 0.10286 | 0.030506 | 0.0090397 | 0.0026504 | 24.0406 | -70.8377 | -56.1418 | -39.009 | -19.5475 | -7.4036 | -2.41 | -0.72381 | -0.21466 | -0.063609 | -0.01865 | -169.1641 | 80.9048 | 64.1203 | 44.5528 | 22.3255 | 8.4558 | 2.7525 | 0.82667 | 0.24517 | 0.072648 | 0.0213 | 193.2046
Ach | Assembly | Space Cooling | Residential-type central air conditioners | TRC | New | NN3519 | Duct Sealing Repair | Duct Sealing Repair | NonEquip | 15 |  | 0% | Prescriptive_duct | 12% | 0 | 0 | 0 | 0 | 0 | 0 | 0 | 0 | 0 | 0 | 0 | 0 | 0 | 0 | 0 | 0 | 0 | 0 | 0 | 0 | 0 | 0 | 0 | 0 | 0 | 0 | 0 | 0 | 0 | 0 | 0 | 0 | 0 | 0 | 0 | 0 | 0 | 0 | 0 | 0 | 0 | 0 | 0 | 0 | 0 | 0 | 0 | 0 | 0 | 0 | 0 | 0 | 0 | 0 | 0 | 0 | 0 | 0 | 0 | 0 | 0 | 0 | 0 | 0 | 0 | 0 | 0 | 0 | 0 | 0 | 0 | 0 | 0 | 0 | 0 | 0 | 0 | 0 | 0 | 0 | 0 | 0 | 0 | 0 | 0 | 0 | 0 | 0 | 0 | 0 | 0 | 0 | 0 | 0 | 0
Ach | Assembly | Space Cooling | Residential-type central air conditioners | TRC | New | NN3311 | Chilled Water System - Variable Speed Drives | Chilled Water System - Variable Speed Drives | NonEquip | 13 | Central chillers inside | 0% | Prescriptive_HVACnonequip | 24.74% | 0 | 0 | 0 | 0 | 0 | 0 | 0 | 0 | 0 | 0 | 0 | 0 | 0 | 0 | 0 | 0 | 0 | 0 | 0 | 0 | 0 | 0 | 0 | 0 | 0 | 0 | 0 | 0 | 0 | 0 | 0 | 0 | 0 | 0 | 0 | 0 | 0 | 0 | 0 | 0 | 0 | 0 | 0 | 0 | 0 | 0 | 0 | 0 | 0 | 0 | 0 | 0 | 0 | 0 | 0 | 0 | 0 | 0 | 0 | 0 | 0 | 0 | 0 | 0 | 0 | 0 | 0 | 0 | 0 | 0 | 0 | 0 | 0 | 0 | 0 | 0 | 0 | 0 | 0 | 0 | 0 | 0 | 0 | 0 | 0 | 0 | 0 | 0 | 0 | 0 | 0 | 0 | 0 | 0 | 0
Ach | Assembly | Space Cooling | Residential-type central air conditioners | TRC | New | NN3207 | Ceiling Insulation(R2 to R38) | Ceiling Insulation(R2 to R38) | NonEquip | 20 |  | 0% | Prescriptive_shell | 44.99% | 0 | 0 | 0 | 0 | 0 | 0 | 0 | 0 | 0 | 0 | 0 | 0 | 0 | 0 | 0 | 0 | 0 | 0 | 0 | 0 | 0 | 0 | 0 | 0 | 0 | 0 | 0 | 0 | 0 | 0 | 0 | 0 | 0 | 0 | 0 | 0 | 0 | 0 | 0 | 0 | 0 | 0 | 0 | 0 | 0 | 0 | 0 | 0 | 0 | 0 | 0 | 0 | 0 | 0 | 0 | 0 | 0 | 0 | 0 | 0 | 0 | 0 | 0 | 0 | 0 | 0 | 0 | 0 | 0 | 0 | 0 | 0 | 0 | 0 | 0 | 0 | 0 | 0 | 0 | 0 | 0 | 0 | 0 | 0 | 0 | 0 | 0 | 0 | 0 | 0 | 0 | 0 | 0 | 0 | 0
Ach | Assembly | Space Cooling | Residential-type central air conditioners | TRC | Existing | NE5352 | Retro-Commissioning | Retro-Commissioning | NonEquip | 5 |  | 21.99% | Custom_improvement_existing | 16% | 238.5945 | 349.6292 | 500.1945 | 682.1829 | 866.814 | 1010.9695 | 1021.9569 | 890.359 | 655.4773 | 405.6828 | 238.5945 | 588.2236 | 1088.4181 | 1770.601 | 2637.415 | 3648.3846 | 4670.3415 | 5560.7005 | 6216.1777 | 6621.8606 | 0.039889 | 0.09834 | 0.18196 | 0.29601 | 0.44093 | 0.60994 | 0.7808 | 0.92965 | 1.0392 | 1.1071 | 0 | 0 | 0 | 0 | 0 | 0 | 0 | 0 | 0 | 0 | 9.3052 | 13.9764 | 20.4952 | 28.6508 | 37.3152 | 44.609 | 46.2211 | 41.2759 | 31.1468 | 19.759 | 194.5642 | 26.2617 | 39.4452 | 57.8428 | 80.8602 | 105.3134 | 125.8983 | 130.4482 | 116.4916 | 87.9045 | 55.7653 | 549.1116 | 13.1777 | 19.7929 | 29.0245 | 40.5743 | 52.8445 | 63.1736 | 65.4567 | 58.4535 | 44.109 | 27.9821 | 275.535 | -42.8769 | -64.4012 | -94.4385 | -132.0186 | -171.9428 | -205.5512 | -212.9798 | -190.1932 | -143.5196 | -91.0467 | -896.5219 | 56.0545 | 84.1942 | 123.4631 | 172.5929 | 224.7873 | 268.7249 | 278.4365 | 248.6467 | 187.6286 | 119.0287 | 1172.0568
Ach | Assembly | Space Cooling | Residential-type central air conditioners | TRC | Existing | NE4208 | Wall Insulation | Wall Insulation | NonEquip | 20 |  | 0% | newshell_existing | 26.77% | 0 | 0 | 0 | 0 | 0 | 0 | 0 | 0 | 0 | 0 | 0 | 0 | 0 | 0 | 0 | 0 | 0 | 0 | 0 | 0 | 0 | 0 | 0 | 0 | 0 | 0 | 0 | 0 | 0 | 0 | 0 | 0 | 0 | 0 | 0 | 0 | 0 | 0 | 0 | 0 | 0 | 0 | 0 | 0 | 0 | 0 | 0 | 0 | 0 | 0 | 0 | 0 | 0 | 0 | 0 | 0 | 0 | 0 | 0 | 0 | 0 | 0 | 0 | 0 | 0 | 0 | 0 | 0 | 0 | 0 | 0 | 0 | 0 | 0 | 0 | 0 | 0 | 0 | 0 | 0 | 0 | 0 | 0 | 0 | 0 | 0 | 0 | 0 | 0 | 0 | 0 | 0 | 0 | 0 | 0
Ach | Assembly | Space Cooling | Residential-type central air conditioners | TRC | Existing | NE4182 | Thermal Energy Storage | Thermal Energy Storage | NonEquip | 20 |  | 50% | Prescriptive_HVACnonequip_existing | 0% | 0 | 0 | 0 | 0 | 0 | 0 | 0 | 0 | 0 | 0 | 0 | 0 | 0 | 0 | 0 | 0 | 0 | 0 | 0 | 0 | 0 | 0 | 0 | 0 | 0 | 0 | 0 | 0 | 0 | 0 | 0 | 0 | 0 | 0 | 0 | 0 | 0 | 0 | 0 | 0 | 0 | 0 | 0 | 0 | 0 | 0 | 0 | 0 | 0 | 0 | 0 | 0 | 0 | 0 | 0 | 0 | 0 | 0 | 0 | 0 | 0 | 0 | 0 | 0 | 0 | 0 | 0 | 0 | 0 | 0 | 0 | 0 | 0 | 0 | 0 | 0 | 0 | 0 | 0 | 0 | 0 | 0 | 0 | 0 | 0 | 0 | 0 | 0 | 0 | 0 | 0 | 0 | 0 | 0 | 0
Ach | Assembly | Space Cooling | Residential-type central air conditioners | TRC | Existing | NE3974 | Low U-Value Windows | Low U-Value Windows | NonEquip | 20 |  | 5.375% | newshell_existing | 46% | 288.0499 | 134.5114 | 55.9006 | 21.8089 | 8.2699 | 3.134 | 1.1653 | 0.43674 | 0.1647 | 0.061608 | 288.0499 | 422.5613 | 478.4619 | 500.2708 | 508.5407 | 511.6746 | 512.84 | 513.2767 | 513.4414 | 513.503 | 0.10707 | 0.15707 | 0.17785 | 0.18595 | 0.18903 | 0.19019 | 0.19062 | 0.19079 | 0.19085 | 0.19087 | 0 | 0 | 0 | 0 | 0 | 0 | 0 | 0 | 0 | 0 | 11.2339 | 5.3771 | 2.2905 | 0.91595 | 0.35601 | 0.13829 | 0.052704 | 0.020247 | 0.0078264 | 0.0030007 | 18.132 | 247.2924 | 118.3657 | 50.4205 | 20.1627 | 7.8368 | 3.0441 | 1.1602 | 0.44569 | 0.17228 | 0.066053 | 399.1384 | 128.2078 | 61.3662 | 26.1403 | 10.4533 | 4.0629 | 1.5782 | 0.60149 | 0.23107 | 0.089319 | 0.034245 | 206.9318 | -211.8594 | -101.4058 | -43.1961 | -17.2737 | -6.7139 | -2.6079 | -0.99395 | -0.38183 | -0.1476 | -0.056589 | -341.9483 | 340.0671 | 162.772 | 69.3364 | 27.727 | 10.7768 | 4.1861 | 1.5954 | 0.6129 | 0.23692 | 0.090834 | 548.8801
Ach | Assembly | Space Cooling | Residential-type central air conditioners | TRC | Existing | NE3870 | HVAC tune-up | HVAC tune-up | NonEquip | 5 | Residential-type central air conditioners | 49.09% | Prescriptive_HVACnonequip_existing | 5% | 1191.0903 | 1159.7828 | 833.9396 | 430.0181 | 166.7824 | 55.334 | 16.882 | 5.081 | 1.5289 | 0.45542 | 1191.0903 | 2350.8731 | 3184.8127 | 3614.8307 | 3781.6132 | 3836.9472 | 3853.8292 | 3858.9102 | 3860.4391 | 3860.8946 | 0.56715 | 1.1194 | 1.5165 | 1.7212 | 1.8007 | 1.827 | 1.835 | 1.8375 | 1.8382 | 1.8384 | 0 | 0 | 0 | 0 | 0 | 0 | 0 | 0 | 0 | 0 | 46.4525 | 46.3623 | 34.1702 | 18.0602 | 7.1798 | 2.4416 | 0.76354 | 0.23555 | 0.072649 | 0.022181 | 132.7056 | 174.982 | 174.6422 | 128.7156 | 68.031 | 27.0455 | 9.1973 | 2.8762 | 0.8873 | 0.27366 | 0.083555 | 499.8889 | 34.8195 | 34.7519 | 25.613 | 13.5374 | 5.3817 | 1.8302 | 0.57233 | 0.17656 | 0.054456 | 0.016627 | 99.4724 | -245.0111 | -244.5353 | -180.2284 | -95.2575 | -37.8693 | -12.8781 | -4.0272 | -1.2424 | -0.38318 | -0.11699 | -699.9479 | 279.8305 | 279.2872 | 205.8414 | 108.795 | 43.251 | 14.7083 | 4.5996 | 1.419 | 0.43764 | 0.13362 | 799.4203
Ach | Assembly | Space Cooling | Residential-type central air conditioners | TRC | Existing | NE3506 | Duct Sealing Repair | Duct Sealing Repair | NonEquip | 15 |  | 0% | Prescriptive_duct_existing | 12% | 0 | 0 | 0 | 0 | 0 | 0 | 0 | 0 | 0 | 0 | 0 | 0 | 0 | 0 | 0 | 0 | 0 | 0 | 0 | 0 | 0 | 0 | 0 | 0 | 0 | 0 | 0 | 0 | 0 | 0 | 0 | 0 | 0 | 0 | 0 | 0 | 0 | 0 | 0 | 0 | 0 | 0 | 0 | 0 | 0 | 0 | 0 | 0 | 0 | 0 | 0 | 0 | 0 | 0 | 0 | 0 | 0 | 0 | 0 | 0 | 0 | 0 | 0 | 0 | 0 | 0 | 0 | 0 | 0 | 0 | 0 | 0 | 0 | 0 | 0 | 0 | 0 | 0 | 0 | 0 | 0 | 0 | 0 | 0 | 0 | 0 | 0 | 0 | 0 | 0 | 0 | 0 | 0 | 0 | 0
Ach | Assembly | Space Cooling | Residential-type central air conditioners | TRC | Existing | NE3298 | Chilled Water System - Variable Speed Drives | Chilled Water System - Variable Speed Drives | NonEquip | 13 | Central chillers inside | 0% | Prescriptive_HVACnonequip_existing | 24.74% | 0 | 0 | 0 | 0 | 0 | 0 | 0 | 0 | 0 | 0 | 0 | 0 | 0 | 0 | 0 | 0 | 0 | 0 | 0 | 0 | 0 | 0 | 0 | 0 | 0 | 0 | 0 | 0 | 0 | 0 | 0 | 0 | 0 | 0 | 0 | 0 | 0 | 0 | 0 | 0 | 0 | 0 | 0 | 0 | 0 | 0 | 0 | 0 | 0 | 0 | 0 | 0 | 0 | 0 | 0 | 0 | 0 | 0 | 0 | 0 | 0 | 0 | 0 | 0 | 0 | 0 | 0 | 0 | 0 | 0 | 0 | 0 | 0 | 0 | 0 | 0 | 0 | 0 | 0 | 0 | 0 | 0 | 0 | 0 | 0 | 0 | 0 | 0 | 0 | 0 | 0 | 0 | 0 | 0 | 0
Ach | Assembly | Space Cooling | Residential-type central air conditioners | TRC | Existing | NE3194 | Ceiling Insulation(R2 to R38) | Ceiling Insulation(R2 to R38) | NonEquip | 20 |  | 0% | Prescriptive_shell_existing | 44.99% | 0 | 0 | 0 | 0 | 0 | 0 | 0 | 0 | 0 | 0 | 0 | 0 | 0 | 0 | 0 | 0 | 0 | 0 | 0 | 0 | 0 | 0 | 0 | 0 | 0 | 0 | 0 | 0 | 0 | 0 | 0 | 0 | 0 | 0 | 0 | 0 | 0 | 0 | 0 | 0 | 0 | 0 | 0 | 0 | 0 | 0 | 0 | 0 | 0 | 0 | 0 | 0 | 0 | 0 | 0 | 0 | 0 | 0 | 0 | 0 | 0 | 0 | 0 | 0 | 0 | 0 | 0 | 0 | 0 | 0 | 0 | 0 | 0 | 0 | 0 | 0 | 0 | 0 | 0 | 0 | 0 | 0 | 0 | 0 | 0 | 0 | 0 | 0 | 0 | 0 | 0 | 0 | 0 | 0 | 0
Ach | Assembly | Space Heating | Residential/split system heat pump | TRC | New | NN5339 | Retro-Commissioning | Retro-Commissioning | NonEquip | 5 |  | 0% | Custom_improvement | 16% | 0 | 0 | 0 | 0 | 0 | 0 | 0 | 0 | 0 | 0 | 0 | 0 | 0 | 0 | 0 | 0 | 0 | 0 | 0 | 0 | 0 | 0 | 0 | 0 | 0 | 0 | 0 | 0 | 0 | 0 | 0 | 0 | 0 | 0 | 0 | 0 | 0 | 0 | 0 | 0 | 0 | 0 | 0 | 0 | 0 | 0 | 0 | 0 | 0 | 0 | 0 | 0 | 0 | 0 | 0 | 0 | 0 | 0 | 0 | 0 | 0 | 0 | 0 | 0 | 0 | 0 | 0 | 0 | 0 | 0 | 0 | 0 | 0 | 0 | 0 | 0 | 0 | 0 | 0 | 0 | 0 | 0 | 0 | 0 | 0 | 0 | 0 | 0 | 0 | 0 | 0 | 0 | 0 | 0 | 0
Ach | Assembly | Space Heating | Residential/split system heat pump | TRC | New | NN3545 | Duct Sealing Repair | Duct Sealing Repair | NonEquip | 15 |  | 0% | Prescriptive_duct | 12% | 0 | 0 | 0 | 0 | 0 | 0 | 0 | 0 | 0 | 0 | 0 | 0 | 0 | 0 | 0 | 0 | 0 | 0 | 0 | 0 | 0 | 0 | 0 | 0 | 0 | 0 | 0 | 0 | 0 | 0 | 0 | 0 | 0 | 0 | 0 | 0 | 0 | 0 | 0 | 0 | 0 | 0 | 0 | 0 | 0 | 0 | 0 | 0 | 0 | 0 | 0 | 0 | 0 | 0 | 0 | 0 | 0 | 0 | 0 | 0 | 0 | 0 | 0 | 0 | 0 | 0 | 0 | 0 | 0 | 0 | 0 | 0 | 0 | 0 | 0 | 0 | 0 | 0 | 0 | 0 | 0 | 0 | 0 | 0 | 0 | 0 | 0 | 0 | 0 | 0 | 0 | 0 | 0 | 0 | 0
Ach | Assembly | Space Heating | Residential/split system heat pump | TRC | New | NN3181 | Ceiling Insulation(R2 to R38) | Ceiling Insulation(R2 to R38) | NonEquip | 20 |  | 0% | Prescriptive_shell | 55.59% | 0 | 0 | 0 | 0 | 0 | 0 | 0 | 0 | 0 | 0 | 0 | 0 | 0 | 0 | 0 | 0 | 0 | 0 | 0 | 0 | 0 | 0 | 0 | 0 | 0 | 0 | 0 | 0 | 0 | 0 | 0 | 0 | 0 | 0 | 0 | 0 | 0 | 0 | 0 | 0 | 0 | 0 | 0 | 0 | 0 | 0 | 0 | 0 | 0 | 0 | 0 | 0 | 0 | 0 | 0 | 0 | 0 | 0 | 0 | 0 | 0 | 0 | 0 | 0 | 0 | 0 | 0 | 0 | 0 | 0 | 0 | 0 | 0 | 0 | 0 | 0 | 0 | 0 | 0 | 0 | 0 | 0 | 0 | 0 | 0 | 0 | 0 | 0 | 0 | 0 | 0 | 0 | 0 | 0 | 0
Ach | Assembly | Space Heating | Residential/split system heat pump | TRC | Existing | NE5326 | Retro-Commissioning | Retro-Commissioning | NonEquip | 5 |  | 21.99% | Custom_improvement_existing | 16% | 587.5832 | 859.1751 | 1229.1726 | 1676.3892 | 2130.0996 | 2484.3459 | 2511.3462 | 2187.9589 | 1610.763 | 996.9207 | 587.5832 | 1446.7582 | 2675.9308 | 4352.3201 | 6482.4197 | 8966.7656 | 11478.1118 | 13666.0707 | 15276.8337 | 16273.7544 | 0 | 0 | 0 | 0 | 0 | 0 | 0 | 0 | 0 | 0 | 0.30456 | 0.7499 | 1.387 | 2.2559 | 3.36 | 4.6477 | 5.9494 | 7.0835 | 7.9184 | 8.4352 | 22.9157 | 34.3455 | 50.3646 | 70.4062 | 91.698 | 109.6216 | 113.5833 | 101.431 | 76.5398 | 48.5557 | 478.1659 | 64.6743 | 96.9322 | 142.1422 | 198.705 | 258.7961 | 309.3811 | 320.5621 | 286.2653 | 216.0155 | 137.037 | 1349.511 | 32.4525 | 48.6389 | 71.3246 | 99.7068 | 129.8595 | 155.2422 | 160.8527 | 143.6431 | 108.393 | 68.7629 | 677.1619 | -105.5922 | -158.2589 | -232.0723 | -324.4211 | -422.5305 | -505.1194 | -523.3744 | -467.3787 | -352.6836 | -223.7371 | -2203.3155 | 138.0447 | 206.8978 | 303.3968 | 424.128 | 552.39 | 660.3617 | 684.227 | 611.0217 | 461.0765 | 292.5 | 2880.4774
Ach | Assembly | Space Heating | Residential/split system heat pump | TRC | Existing | NE4234 | Wall Insulation | Wall Insulation | NonEquip | 20 |  | 0% | newshell_existing | 5.33% | 0 | 0 | 0 | 0 | 0 | 0 | 0 | 0 | 0 | 0 | 0 | 0 | 0 | 0 | 0 | 0 | 0 | 0 | 0 | 0 | 0 | 0 | 0 | 0 | 0 | 0 | 0 | 0 | 0 | 0 | 0 | 0 | 0 | 0 | 0 | 0 | 0 | 0 | 0 | 0 | 0 | 0 | 0 | 0 | 0 | 0 | 0 | 0 | 0 | 0 | 0 | 0 | 0 | 0 | 0 | 0 | 0 | 0 | 0 | 0 | 0 | 0 | 0 | 0 | 0 | 0 | 0 | 0 | 0 | 0 | 0 | 0 | 0 | 0 | 0 | 0 | 0 | 0 | 0 | 0 | 0 | 0 | 0 | 0 | 0 | 0 | 0 | 0 | 0 | 0 | 0 | 0 | 0 | 0 | 0
Ach | Assembly | Space Heating | Residential/split system heat pump | TRC | Existing | NE4000 | Low U-Value Windows | Low U-Value Windows | NonEquip | 20 |  | 5.375% | newshell_existing | 46% | 709.3764 | 330.5469 | 137.3696 | 53.593 | 20.3223 | 7.7014 | 2.8636 | 1.0732 | 0.40474 | 0.15139 | 709.3764 | 1039.9232 | 1177.2928 | 1230.8858 | 1251.2081 | 1258.9095 | 1261.7731 | 1262.8463 | 1263.251 | 1263.4024 | 0 | 0 | 0 | 0 | 0 | 0 | 0 | 0 | 0 | 0 | 0.0029482 | 0.004322 | 0.0048929 | 0.0051157 | 0.0052001 | 0.0052321 | 0.005244 | 0.0052485 | 0.0052502 | 0.0052508 | 27.6657 | 13.2136 | 5.6286 | 2.2508 | 0.87485 | 0.33982 | 0.12952 | 0.049754 | 0.019233 | 0.0073738 | 44.6129 | 609.0033 | 290.8706 | 123.9028 | 49.5476 | 19.258 | 7.4805 | 2.851 | 1.0952 | 0.42336 | 0.16232 | 982.0613 | 315.7355 | 150.8008 | 64.2369 | 25.6878 | 9.9842 | 3.8782 | 1.4781 | 0.56782 | 0.21949 | 0.084154 | 509.1459 | -521.743 | -249.1936 | -106.1495 | -42.4482 | -16.4986 | -6.4087 | -2.4425 | -0.93831 | -0.3627 | -0.13906 | -841.3478 | 837.4785 | 399.9943 | 170.3865 | 68.136 | 26.4828 | 10.2869 | 3.9206 | 1.5061 | 0.5822 | 0.22321 | 1350.4938
Ach | Assembly | Space Heating | Residential/split system heat pump | TRC | Existing | NE3532 | Duct Sealing Repair | Duct Sealing Repair | NonEquip | 15 |  | 0% | Prescriptive_duct_existing | 12% | 0 | 0 | 0 | 0 | 0 | 0 | 0 | 0 | 0 | 0 | 0 | 0 | 0 | 0 | 0 | 0 | 0 | 0 | 0 | 0 | 0 | 0 | 0 | 0 | 0 | 0 | 0 | 0 | 0 | 0 | 0 | 0 | 0 | 0 | 0 | 0 | 0 | 0 | 0 | 0 | 0 | 0 | 0 | 0 | 0 | 0 | 0 | 0 | 0 | 0 | 0 | 0 | 0 | 0 | 0 | 0 | 0 | 0 | 0 | 0 | 0 | 0 | 0 | 0 | 0 | 0 | 0 | 0 | 0 | 0 | 0 | 0 | 0 | 0 | 0 | 0 | 0 | 0 | 0 | 0 | 0 | 0 | 0 | 0 | 0 | 0 | 0 | 0 | 0 | 0 | 0 | 0 | 0 | 0 | 0
Ach | Assembly | Space Heating | Residential/split system heat pump | TRC | Existing | NE3168 | Ceiling Insulation(R2 to R38) | Ceiling Insulation(R2 to R38) | NonEquip | 20 |  | 0% | Prescriptive_shell_existing | 61.34% | 0 | 0 | 0 | 0 | 0 | 0 | 0 | 0 | 0 | 0 | 0 | 0 | 0 | 0 | 0 | 0 | 0 | 0 | 0 | 0 | 0 | 0 | 0 | 0 | 0 | 0 | 0 | 0 | 0 | 0 | 0 | 0 | 0 | 0 | 0 | 0 | 0 | 0 | 0 | 0 | 0 | 0 | 0 | 0 | 0 | 0 | 0 | 0 | 0 | 0 | 0 | 0 | 0 | 0 | 0 | 0 | 0 | 0 | 0 | 0 | 0 | 0 | 0 | 0 | 0 | 0 | 0 | 0 | 0 | 0 | 0 | 0 | 0 | 0 | 0 | 0 | 0 | 0 | 0 | 0 | 0 | 0 | 0 | 0 | 0 | 0 | 0 | 0 | 0 | 0 | 0 | 0 | 0 | 0 | 0
Ach | Assembly | Refrigeration | Residential style | TRC | New | NN5313 | Retro-Commissioning | Retro-Commissioning | NonEquip | 5 |  | 0% | Custom_improvement | 16% | 0 | 0 | 0 | 0 | 0 | 0 | 0 | 0 | 0 | 0 | 0 | 0 | 0 | 0 | 0 | 0 | 0 | 0 | 0 | 0 | 0 | 0 | 0 | 0 | 0 | 0 | 0 | 0 | 0 | 0 | 0 | 0 | 0 | 0 | 0 | 0 | 0 | 0 | 0 | 0 | 0 | 0 | 0 | 0 | 0 | 0 | 0 | 0 | 0 | 0 | 0 | 0 | 0 | 0 | 0 | 0 | 0 | 0 | 0 | 0 | 0 | 0 | 0 | 0 | 0 | 0 | 0 | 0 | 0 | 0 | 0 | 0 | 0 | 0 | 0 | 0 | 0 | 0 | 0 | 0 | 0 | 0 | 0 | 0 | 0 | 0 | 0 | 0 | 0 | 0 | 0 | 0 | 0 | 0 | 0
Ach | Assembly | Refrigeration | Residential style | TRC | New | NN4845 | PSC to ECM Evaporator Fan Motor (Walk-In, Refrigerator) | PSC to ECM Evaporator Fan Motor (Walk-In, Refrigerator) | NonEquip | 15 | Walk-in cooler | 0% | Prescriptive_ECM | 37.5% | 0 | 0 | 0 | 0 | 0 | 0 | 0 | 0 | 0 | 0 | 0 | 0 | 0 | 0 | 0 | 0 | 0 | 0 | 0 | 0 | 0 | 0 | 0 | 0 | 0 | 0 | 0 | 0 | 0 | 0 | 0 | 0 | 0 | 0 | 0 | 0 | 0 | 0 | 0 | 0 | 0 | 0 | 0 | 0 | 0 | 0 | 0 | 0 | 0 | 0 | 0 | 0 | 0 | 0 | 0 | 0 | 0 | 0 | 0 | 0 | 0 | 0 | 0 | 0 | 0 | 0 | 0 | 0 | 0 | 0 | 0 | 0 | 0 | 0 | 0 | 0 | 0 | 0 | 0 | 0 | 0 | 0 | 0 | 0 | 0 | 0 | 0 | 0 | 0 | 0 | 0 | 0 | 0 | 0 | 0
Ach | Assembly | Refrigeration | Residential style | TRC | New | NN4819 | PSC to ECM Evaporator Fan Motor (Reach-In) | PSC to ECM Evaporator Fan Motor (Reach-In) | NonEquip | 15 | Display cases | 0% | Prescriptive_ECM | 37.5% | 0 | 0 | 0 | 0 | 0 | 0 | 0 | 0 | 0 | 0 | 0 | 0 | 0 | 0 | 0 | 0 | 0 | 0 | 0 | 0 | 0 | 0 | 0 | 0 | 0 | 0 | 0 | 0 | 0 | 0 | 0 | 0 | 0 | 0 | 0 | 0 | 0 | 0 | 0 | 0 | 0 | 0 | 0 | 0 | 0 | 0 | 0 | 0 | 0 | 0 | 0 | 0 | 0 | 0 | 0 | 0 | 0 | 0 | 0 | 0 | 0 | 0 | 0 | 0 | 0 | 0 | 0 | 0 | 0 | 0 | 0 | 0 | 0 | 0 | 0 | 0 | 0 | 0 | 0 | 0 | 0 | 0 | 0 | 0 | 0 | 0 | 0 | 0 | 0 | 0 | 0 | 0 | 0 | 0 | 0
Ach | Assembly | Refrigeration | Residential style | TRC | Existing | NE5300 | Retro-Commissioning | Retro-Commissioning | NonEquip | 5 |  | 21.99% | Custom_improvement_existing | 16% | 1367.5954 | 2056.3787 | 2941.668 | 4011.7904 | 5097.4909 | 5945.1939 | 6009.7938 | 5235.9053 | 3854.6427 | 2385.6849 | 1367.5954 | 3423.974 | 6365.642 | 10377.4324 | 15474.9233 | 21420.1172 | 27429.911 | 32665.8163 | 36520.459 | 38906.1438 | 0.22864 | 0.57243 | 1.0642 | 1.7349 | 2.5871 | 3.5811 | 4.5858 | 5.4611 | 6.1056 | 6.5044 | 0.70887 | 1.7747 | 3.2995 | 5.3789 | 8.0211 | 11.1027 | 14.2177 | 16.9317 | 18.9296 | 20.1662 | 53.3362 | 82.2037 | 120.533 | 168.4901 | 219.4404 | 262.3312 | 271.8112 | 242.73 | 183.1638 | 116.1963 | 1142.8973 | 150.529 | 232.0007 | 340.1761 | 475.5238 | 619.3189 | 740.3682 | 767.1233 | 685.0484 | 516.9368 | 327.9369 | 3225.5593 | 75.5329 | 116.4141 | 170.6946 | 238.6098 | 310.7638 | 371.5043 | 384.9295 | 343.7457 | 259.3902 | 164.5532 | 1618.5312 | -245.7651 | -378.7823 | -555.3977 | -776.3767 | -1011.1477 | -1208.7821 | -1252.4645 | -1118.4627 | -843.9908 | -535.415 | -5266.2961 | 321.298 | 495.1963 | 726.0923 | 1014.9865 | 1321.9115 | 1580.2864 | 1637.3941 | 1462.2084 | 1103.381 | 699.9682 | 6884.8273
Ach | Assembly | Refrigeration | Residential style | TRC | Existing | NE4832 | PSC to ECM Evaporator Fan Motor (Walk-In, Refrigerator) | PSC to ECM Evaporator Fan Motor (Walk-In, Refrigerator) | NonEquip | 15 | Walk-in cooler | 0% | Prescriptive_ECM_existing | 37.5% | 0 | 0 | 0 | 0 | 0 | 0 | 0 | 0 | 0 | 0 | 0 | 0 | 0 | 0 | 0 | 0 | 0 | 0 | 0 | 0 | 0 | 0 | 0 | 0 | 0 | 0 | 0 | 0 | 0 | 0 | 0 | 0 | 0 | 0 | 0 | 0 | 0 | 0 | 0 | 0 | 0 | 0 | 0 | 0 | 0 | 0 | 0 | 0 | 0 | 0 | 0 | 0 | 0 | 0 | 0 | 0 | 0 | 0 | 0 | 0 | 0 | 0 | 0 | 0 | 0 | 0 | 0 | 0 | 0 | 0 | 0 | 0 | 0 | 0 | 0 | 0 | 0 | 0 | 0 | 0 | 0 | 0 | 0 | 0 | 0 | 0 | 0 | 0 | 0 | 0 | 0 | 0 | 0 | 0 | 0
Ach | Assembly | Refrigeration | Residential style | TRC | Existing | NE4806 | PSC to ECM Evaporator Fan Motor (Reach-In) | PSC to ECM Evaporator Fan Motor (Reach-In) | NonEquip | 15 | Display cases | 0% | Prescriptive_ECM_existing | 37.5% | 0 | 0 | 0 | 0 | 0 | 0 | 0 | 0 | 0 | 0 | 0 | 0 | 0 | 0 | 0 | 0 | 0 | 0 | 0 | 0 | 0 | 0 | 0 | 0 | 0 | 0 | 0 | 0 | 0 | 0 | 0 | 0 | 0 | 0 | 0 | 0 | 0 | 0 | 0 | 0 | 0 | 0 | 0 | 0 | 0 | 0 | 0 | 0 | 0 | 0 | 0 | 0 | 0 | 0 | 0 | 0 | 0 | 0 | 0 | 0 | 0 | 0 | 0 | 0 | 0 | 0 | 0 | 0 | 0 | 0 | 0 | 0 | 0 | 0 | 0 | 0 | 0 | 0 | 0 | 0 | 0 | 0 | 0 | 0 | 0 | 0 | 0 | 0 | 0 | 0 | 0 | 0 | 0 | 0 | 0
Ach | Assembly | Miscellaneous | Pool pump | TRC | New | NN5443 | Retro-Commissioning | Retro-Commissioning | NonEquip | 5 |  | 0% | Custom_improvement | 16% | 0 | 0 | 0 | 0 | 0 | 0 | 0 | 0 | 0 | 0 | 0 | 0 | 0 | 0 | 0 | 0 | 0 | 0 | 0 | 0 | 0 | 0 | 0 | 0 | 0 | 0 | 0 | 0 | 0 | 0 | 0 | 0 | 0 | 0 | 0 | 0 | 0 | 0 | 0 | 0 | 0 | 0 | 0 | 0 | 0 | 0 | 0 | 0 | 0 | 0 | 0 | 0 | 0 | 0 | 0 | 0 | 0 | 0 | 0 | 0 | 0 | 0 | 0 | 0 | 0 | 0 | 0 | 0 | 0 | 0 | 0 | 0 | 0 | 0 | 0 | 0 | 0 | 0 | 0 | 0 | 0 | 0 | 0 | 0 | 0 | 0 | 0 | 0 | 0 | 0 | 0 | 0 | 0 | 0 | 0
Ach | Assembly | Miscellaneous | Pool pump | TRC | New | NN4533 | VSD Controlled Compressor | VSD Controlled Compressor | NonEquip | 15 | Others | 0% | Prescriptive_ECM | 20.79% | 0 | 0 | 0 | 0 | 0 | 0 | 0 | 0 | 0 | 0 | 0 | 0 | 0 | 0 | 0 | 0 | 0 | 0 | 0 | 0 | 0 | 0 | 0 | 0 | 0 | 0 | 0 | 0 | 0 | 0 | 0 | 0 | 0 | 0 | 0 | 0 | 0 | 0 | 0 | 0 | 0 | 0 | 0 | 0 | 0 | 0 | 0 | 0 | 0 | 0 | 0 | 0 | 0 | 0 | 0 | 0 | 0 | 0 | 0 | 0 | 0 | 0 | 0 | 0 | 0 | 0 | 0 | 0 | 0 | 0 | 0 | 0 | 0 | 0 | 0 | 0 | 0 | 0 | 0 | 0 | 0 | 0 | 0 | 0 | 0 | 0 | 0 | 0 | 0 | 0 | 0 | 0 | 0 | 0 | 0
Ach | Assembly | Miscellaneous | Pool pump | TRC | Existing | NE5430 | Retro-Commissioning | Retro-Commissioning | NonEquip | 5 |  | 21.99% | Custom_improvement_existing | 16% | 17.0501 | 26.7068 | 38.2043 | 52.1023 | 66.2027 | 77.212 | 78.051 | 68.0003 | 50.0614 | 30.9836 | 17.0501 | 43.7569 | 81.9612 | 134.0635 | 200.2662 | 277.4782 | 355.5293 | 423.5296 | 473.591 | 504.5746 | 0.0028505 | 0.0073154 | 0.013702 | 0.022413 | 0.033481 | 0.046389 | 0.059438 | 0.070806 | 0.079176 | 0.084356 | 0.0088375 | 0.02268 | 0.042483 | 0.069489 | 0.1038 | 0.14383 | 0.18428 | 0.21953 | 0.24548 | 0.26154 | 0.66495 | 1.0676 | 1.5654 | 2.1882 | 2.8499 | 3.407 | 3.5301 | 3.1524 | 2.3788 | 1.5091 | 14.8173 | 1.8767 | 3.0131 | 4.418 | 6.1758 | 8.0433 | 9.6154 | 9.9629 | 8.8969 | 6.7136 | 4.259 | 41.8182 | 0.94168 | 1.5119 | 2.2169 | 3.0989 | 4.036 | 4.8248 | 4.9992 | 4.4643 | 3.3688 | 2.1371 | 20.9837 | -3.064 | -4.9194 | -7.2131 | -10.083 | -13.1321 | -15.6988 | -16.2661 | -14.5258 | -10.9612 | -6.9536 | -68.2756 | 4.0057 | 6.4313 | 9.43 | 13.1819 | 17.1681 | 20.5237 | 21.2653 | 18.9901 | 14.3299 | 9.0907 | 89.2593
Ach | Assembly | Miscellaneous | Pool pump | TRC | Existing | NE4520 | VSD Controlled Compressor | VSD Controlled Compressor | NonEquip | 15 | Others | 0% | Prescriptive_ECM_existing | 20.79% | 0 | 0 | 0 | 0 | 0 | 0 | 0 | 0 | 0 | 0 | 0 | 0 | 0 | 0 | 0 | 0 | 0 | 0 | 0 | 0 | 0 | 0 | 0 | 0 | 0 | 0 | 0 | 0 | 0 | 0 | 0 | 0 | 0 | 0 | 0 | 0 | 0 | 0 | 0 | 0 | 0 | 0 | 0 | 0 | 0 | 0 | 0 | 0 | 0 | 0 | 0 | 0 | 0 | 0 | 0 | 0 | 0 | 0 | 0 | 0 | 0 | 0 | 0 | 0 | 0 | 0 | 0 | 0 | 0 | 0 | 0 | 0 | 0 | 0 | 0 | 0 | 0 | 0 | 0 | 0 | 0 | 0 | 0 | 0 | 0 | 0 | 0 | 0 | 0 | 0 | 0 | 0 | 0 | 0 | 0
Ach | Assembly | Miscellaneous | Pool pump | TRC | Turnover | ET2105 | Variable Speed Pool Pump | Variable Speed Pool Pump | Equip | 10 | Pool pump | 54.15% | Prescriptive_all | 64.36% | 1407.5298 | 1435.9988 | 1436.4077 | 1263.8874 | 958.4559 | 614.5245 | 323.1904 | 147.7783 | 61.0756 | 23.4109 | 1407.5298 | 2843.5286 | 4279.9363 | 5543.8238 | 6502.2797 | 7116.8042 | 7439.9946 | 7587.7728 | 7648.8485 | 7672.2594 | 0.33125 | 0.66919 | 1.0072 | 1.3047 | 1.5302 | 1.6749 | 1.7509 | 1.7857 | 1.8001 | 1.8056 | 0.051417 | 0.10387 | 0.15634 | 0.20251 | 0.23753 | 0.25997 | 0.27178 | 0.27718 | 0.27941 | 0.28027 | 54.8937 | 57.4041 | 58.8559 | 53.0817 | 41.2603 | 27.1158 | 14.6173 | 6.8508 | 2.9022 | 1.1402 | 251.9433 | 208.4698 | 218.0035 | 223.5173 | 201.5884 | 156.6943 | 102.9779 | 55.512 | 26.0174 | 11.0216 | 4.3303 | 956.8057 | 251.3157 | 262.8088 | 269.4557 | 243.02 | 188.899 | 124.1425 | 66.9212 | 31.3646 | 13.2868 | 5.2203 | 1153.4535 | -594.1926 | -621.3661 | -637.0816 | -574.5788 | -446.619 | -293.5135 | -158.2236 | -74.1562 | -31.4144 | -12.3425 | -2727.1422 | 845.5082 | 884.1749 | 906.5374 | 817.5988 | 635.518 | 417.656 | 225.1448 | 105.5208 | 44.7012 | 17.5628 | 3880.5957
Ach | Assembly | Miscellaneous | Pool pump | TRC | New | EN2129 | Variable Speed Pool Pump | Variable Speed Pool Pump | Equip | 10 | Pool pump | 54.15% | Prescriptive_all | 64.36% | 202.8975 | 179.617 | 170.3206 | 142.8756 | 103.8076 | 64.079 | 32.5595 | 14.4015 | 5.755 | 2.1319 | 202.8975 | 382.5145 | 552.8351 | 695.7107 | 799.5183 | 863.5973 | 896.1568 | 910.5583 | 916.3134 | 918.4452 | 0.04775 | 0.09002 | 0.1301 | 0.16373 | 0.18816 | 0.20324 | 0.2109 | 0.21429 | 0.21564 | 0.21615 | 0.0074118 | 0.013973 | 0.020195 | 0.025414 | 0.029206 | 0.031547 | 0.032736 | 0.033262 | 0.033473 | 0.033551 | 7.913 | 7.1802 | 6.9788 | 6.0006 | 4.4688 | 2.8275 | 1.4726 | 0.66764 | 0.27347 | 0.10383 | 30.4312 | 30.0512 | 27.2682 | 26.5033 | 22.7885 | 16.9711 | 10.7379 | 5.5925 | 2.5355 | 1.0385 | 0.39433 | 115.5686 | 36.2275 | 32.8725 | 31.9505 | 27.4721 | 20.4591 | 12.9448 | 6.7419 | 3.0566 | 1.252 | 0.47538 | 139.3208 | -85.6537 | -77.7214 | -75.5413 | -64.953 | -48.372 | -30.6059 | -15.9401 | -7.2268 | -2.9601 | -1.1239 | -329.4001 | 121.8813 | 110.594 | 107.4918 | 92.4251 | 68.8311 | 43.5507 | 22.682 | 10.2834 | 4.2121 | 1.5993 | 468.721
Ach | Assembly | Space Heating | Packaged central unit | TRC | New | NN5339 | Retro-Commissioning | Retro-Commissioning | NonEquip | 5 |  | 0% | Custom_improvement | 16% | 0 | 0 | 0 | 0 | 0 | 0 | 0 | 0 | 0 | 0 | 0 | 0 | 0 | 0 | 0 | 0 | 0 | 0 | 0 | 0 | 0 | 0 | 0 | 0 | 0 | 0 | 0 | 0 | 0 | 0 | 0 | 0 | 0 | 0 | 0 | 0 | 0 | 0 | 0 | 0 | 0 | 0 | 0 | 0 | 0 | 0 | 0 | 0 | 0 | 0 | 0 | 0 | 0 | 0 | 0 | 0 | 0 | 0 | 0 | 0 | 0 | 0 | 0 | 0 | 0 | 0 | 0 | 0 | 0 | 0 | 0 | 0 | 0 | 0 | 0 | 0 | 0 | 0 | 0 | 0 | 0 | 0 | 0 | 0 | 0 | 0 | 0 | 0 | 0 | 0 | 0 | 0 | 0 | 0 | 0
Ach | Assembly | Space Heating | Packaged central unit | TRC | New | NN3545 | Duct Sealing Repair | Duct Sealing Repair | NonEquip | 15 |  | 0% | Prescriptive_duct | 12% | 0 | 0 | 0 | 0 | 0 | 0 | 0 | 0 | 0 | 0 | 0 | 0 | 0 | 0 | 0 | 0 | 0 | 0 | 0 | 0 | 0 | 0 | 0 | 0 | 0 | 0 | 0 | 0 | 0 | 0 | 0 | 0 | 0 | 0 | 0 | 0 | 0 | 0 | 0 | 0 | 0 | 0 | 0 | 0 | 0 | 0 | 0 | 0 | 0 | 0 | 0 | 0 | 0 | 0 | 0 | 0 | 0 | 0 | 0 | 0 | 0 | 0 | 0 | 0 | 0 | 0 | 0 | 0 | 0 | 0 | 0 | 0 | 0 | 0 | 0 | 0 | 0 | 0 | 0 | 0 | 0 | 0 | 0 | 0 | 0 | 0 | 0 | 0 | 0 | 0 | 0 | 0 | 0 | 0 | 0
Ach | Assembly | Space Heating | Packaged central unit | TRC | New | NN3181 | Ceiling Insulation(R2 to R38) | Ceiling Insulation(R2 to R38) | NonEquip | 20 |  | 0% | Prescriptive_shell | 55.59% | 0 | 0 | 0 | 0 | 0 | 0 | 0 | 0 | 0 | 0 | 0 | 0 | 0 | 0 | 0 | 0 | 0 | 0 | 0 | 0 | 0 | 0 | 0 | 0 | 0 | 0 | 0 | 0 | 0 | 0 | 0 | 0 | 0 | 0 | 0 | 0 | 0 | 0 | 0 | 0 | 0 | 0 | 0 | 0 | 0 | 0 | 0 | 0 | 0 | 0 | 0 | 0 | 0 | 0 | 0 | 0 | 0 | 0 | 0 | 0 | 0 | 0 | 0 | 0 | 0 | 0 | 0 | 0 | 0 | 0 | 0 | 0 | 0 | 0 | 0 | 0 | 0 | 0 | 0 | 0 | 0 | 0 | 0 | 0 | 0 | 0 | 0 | 0 | 0 | 0 | 0 | 0 | 0 | 0 | 0
Ach | Assembly | Space Heating | Packaged central unit | TRC | Existing | NE5326 | Retro-Commissioning | Retro-Commissioning | NonEquip | 5 |  | 21.99% | Custom_improvement_existing | 16% | 1038.1316 | 1537.8681 | 2200.14 | 3000.6289 | 3812.7414 | 4446.8195 | 4495.1482 | 3916.3057 | 2883.1621 | 1784.424 | 1038.1316 | 2575.9997 | 4776.1396 | 7776.7686 | 11589.5099 | 16036.3295 | 20531.4777 | 24447.7834 | 27330.9456 | 29115.3696 | 0 | 0 | 0 | 0 | 0 | 0 | 0 | 0 | 0 | 0 | 0.53809 | 1.3352 | 2.4756 | 4.0309 | 6.0072 | 8.3121 | 10.6421 | 12.672 | 14.1664 | 15.0914 | 40.4871 | 61.4763 | 90.1494 | 126.0226 | 164.1336 | 196.2156 | 203.3068 | 181.555 | 137.0013 | 86.9115 | 855.3909 | 114.2654 | 173.5024 | 254.4254 | 355.6692 | 463.2285 | 553.7723 | 573.7856 | 512.3964 | 386.6539 | 245.2874 | 2414.1399 | 57.3365 | 87.0606 | 127.6664 | 178.4688 | 232.4402 | 277.8736 | 287.9159 | 257.1119 | 194.0164 | 123.0811 | 1211.3747 | -186.5585 | -283.2733 | -415.3945 | -580.693 | -756.3024 | -904.1313 | -936.8065 | -836.5778 | -631.2809 | -400.4751 | -3941.5103 | 243.895 | 370.3338 | 543.0608 | 759.1618 | 988.7426 | 1182.0049 | 1224.7224 | 1093.6896 | 825.2973 | 523.5562 | 5152.885
Ach | Assembly | Space Heating | Packaged central unit | TRC | Existing | NE4234 | Wall Insulation | Wall Insulation | NonEquip | 20 |  | 0% | newshell_existing | 5.33% | 0 | 0 | 0 | 0 | 0 | 0 | 0 | 0 | 0 | 0 | 0 | 0 | 0 | 0 | 0 | 0 | 0 | 0 | 0 | 0 | 0 | 0 | 0 | 0 | 0 | 0 | 0 | 0 | 0 | 0 | 0 | 0 | 0 | 0 | 0 | 0 | 0 | 0 | 0 | 0 | 0 | 0 | 0 | 0 | 0 | 0 | 0 | 0 | 0 | 0 | 0 | 0 | 0 | 0 | 0 | 0 | 0 | 0 | 0 | 0 | 0 | 0 | 0 | 0 | 0 | 0 | 0 | 0 | 0 | 0 | 0 | 0 | 0 | 0 | 0 | 0 | 0 | 0 | 0 | 0 | 0 | 0 | 0 | 0 | 0 | 0 | 0 | 0 | 0 | 0 | 0 | 0 | 0 | 0 | 0
Ach | Assembly | Space Heating | Packaged central unit | TRC | Existing | NE4000 | Low U-Value Windows | Low U-Value Windows | NonEquip | 20 |  | 5.375% | newshell_existing | 46% | 1253.3136 | 591.6576 | 245.8827 | 95.928 | 36.3755 | 13.785 | 5.1257 | 1.921 | 0.72447 | 0.27099 | 1253.3136 | 1844.9713 | 2090.8539 | 2186.782 | 2223.1575 | 2236.9425 | 2242.0682 | 2243.9892 | 2244.7137 | 2244.9847 | 0 | 0 | 0 | 0 | 0 | 0 | 0 | 0 | 0 | 0 | 0.0052089 | 0.0076678 | 0.0086897 | 0.0090884 | 0.0092396 | 0.0092969 | 0.0093182 | 0.0093262 | 0.0093292 | 0.0093303 | 48.8792 | 23.6515 | 10.0749 | 4.0289 | 1.5659 | 0.60826 | 0.23182 | 0.089057 | 0.034425 | 0.013199 | 79.2561 | 1075.9763 | 520.6397 | 221.7781 | 88.687 | 34.4705 | 13.3897 | 5.1031 | 1.9604 | 0.7578 | 0.29054 | 1744.6609 | 557.8358 | 269.9237 | 114.98 | 45.9795 | 17.8711 | 6.9418 | 2.6457 | 1.0164 | 0.39288 | 0.15063 | 904.5128 | -921.8063 | -446.0405 | -190.0009 | -75.9796 | -29.5314 | -11.4711 | -4.3719 | -1.6795 | -0.64922 | -0.24891 | -1494.6792 | 1479.6421 | 715.9641 | 304.9809 | 121.9591 | 47.4025 | 18.4129 | 7.0176 | 2.6959 | 1.0421 | 0.39954 | 2399.192
Ach | Assembly | Space Heating | Packaged central unit | TRC | Existing | NE3532 | Duct Sealing Repair | Duct Sealing Repair | NonEquip | 15 |  | 0% | Prescriptive_duct_existing | 12% | 0 | 0 | 0 | 0 | 0 | 0 | 0 | 0 | 0 | 0 | 0 | 0 | 0 | 0 | 0 | 0 | 0 | 0 | 0 | 0 | 0 | 0 | 0 | 0 | 0 | 0 | 0 | 0 | 0 | 0 | 0 | 0 | 0 | 0 | 0 | 0 | 0 | 0 | 0 | 0 | 0 | 0 | 0 | 0 | 0 | 0 | 0 | 0 | 0 | 0 | 0 | 0 | 0 | 0 | 0 | 0 | 0 | 0 | 0 | 0 | 0 | 0 | 0 | 0 | 0 | 0 | 0 | 0 | 0 | 0 | 0 | 0 | 0 | 0 | 0 | 0 | 0 | 0 | 0 | 0 | 0 | 0 | 0 | 0 | 0 | 0 | 0 | 0 | 0 | 0 | 0 | 0 | 0 | 0 | 0
Ach | Assembly | Space Heating | Packaged central unit | TRC | Existing | NE3168 | Ceiling Insulation(R2 to R38) | Ceiling Insulation(R2 to R38) | NonEquip | 20 |  | 0% | Prescriptive_shell_existing | 61.34% | 0 | 0 | 0 | 0 | 0 | 0 | 0 | 0 | 0 | 0 | 0 | 0 | 0 | 0 | 0 | 0 | 0 | 0 | 0 | 0 | 0 | 0 | 0 | 0 | 0 | 0 | 0 | 0 | 0 | 0 | 0 | 0 | 0 | 0 | 0 | 0 | 0 | 0 | 0 | 0 | 0 | 0 | 0 | 0 | 0 | 0 | 0 | 0 | 0 | 0 | 0 | 0 | 0 | 0 | 0 | 0 | 0 | 0 | 0 | 0 | 0 | 0 | 0 | 0 | 0 | 0 | 0 | 0 | 0 | 0 | 0 | 0 | 0 | 0 | 0 | 0 | 0 | 0 | 0 | 0 | 0 | 0 | 0 | 0 | 0 | 0 | 0 | 0 | 0 | 0 | 0 | 0 | 0 | 0 | 0
Ach | Assembly | Space Cooling | Packaged air conditioning units (RTUs) | TRC | New | NN5365 | Retro-Commissioning | Retro-Commissioning | NonEquip | 5 |  | 0% | Custom_improvement | 16% | 0 | 0 | 0 | 0 | 0 | 0 | 0 | 0 | 0 | 0 | 0 | 0 | 0 | 0 | 0 | 0 | 0 | 0 | 0 | 0 | 0 | 0 | 0 | 0 | 0 | 0 | 0 | 0 | 0 | 0 | 0 | 0 | 0 | 0 | 0 | 0 | 0 | 0 | 0 | 0 | 0 | 0 | 0 | 0 | 0 | 0 | 0 | 0 | 0 | 0 | 0 | 0 | 0 | 0 | 0 | 0 | 0 | 0 | 0 | 0 | 0 | 0 | 0 | 0 | 0 | 0 | 0 | 0 | 0 | 0 | 0 | 0 | 0 | 0 | 0 | 0 | 0 | 0 | 0 | 0 | 0 | 0 | 0 | 0 | 0 | 0 | 0 | 0 | 0 | 0 | 0 | 0 | 0 | 0 | 0
Ach | Assembly | Space Cooling | Packaged air conditioning units (RTUs) | TRC | New | NN4195 | Thermal Energy Storage | Thermal Energy Storage | NonEquip | 20 |  | 50% | Prescriptive_HVACnonequip | 0% | 0 | 0 | 0 | 0 | 0 | 0 | 0 | 0 | 0 | 0 | 0 | 0 | 0 | 0 | 0 | 0 | 0 | 0 | 0 | 0 | 0 | 0 | 0 | 0 | 0 | 0 | 0 | 0 | 0 | 0 | 0 | 0 | 0 | 0 | 0 | 0 | 0 | 0 | 0 | 0 | 0 | 0 | 0 | 0 | 0 | 0 | 0 | 0 | 0 | 0 | 0 | 0 | 0 | 0 | 0 | 0 | 0 | 0 | 0 | 0 | 0 | 0 | 0 | 0 | 0 | 0 | 0 | 0 | 0 | 0 | 0 | 0 | 0 | 0 | 0 | 0 | 0 | 0 | 0 | 0 | 0 | 0 | 0 | 0 | 0 | 0 | 0 | 0 | 0 | 0 | 0 | 0 | 0 | 0 | 0
Ach | Assembly | Space Cooling | Packaged air conditioning units (RTUs) | TRC | New | NN3883 | HVAC tune-up | HVAC tune-up | NonEquip | 5 | Residential-type central air conditioners | 0% | Prescriptive_HVACnonequip | 5% | 0 | 0 | 0 | 0 | 0 | 0 | 0 | 0 | 0 | 0 | 0 | 0 | 0 | 0 | 0 | 0 | 0 | 0 | 0 | 0 | 0 | 0 | 0 | 0 | 0 | 0 | 0 | 0 | 0 | 0 | 0 | 0 | 0 | 0 | 0 | 0 | 0 | 0 | 0 | 0 | 0 | 0 | 0 | 0 | 0 | 0 | 0 | 0 | 0 | 0 | 0 | 0 | 0 | 0 | 0 | 0 | 0 | 0 | 0 | 0 | 0 | 0 | 0 | 0 | 0 | 0 | 0 | 0 | 0 | 0 | 0 | 0 | 0 | 0 | 0 | 0 | 0 | 0 | 0 | 0 | 0 | 0 | 0 | 0 | 0 | 0 | 0 | 0 | 0 | 0 | 0 | 0 | 0 | 0 | 0
Ach | Assembly | Space Cooling | Packaged air conditioning units (RTUs) | TRC | New | NN3519 | Duct Sealing Repair | Duct Sealing Repair | NonEquip | 15 |  | 0% | Prescriptive_duct | 12% | 0 | 0 | 0 | 0 | 0 | 0 | 0 | 0 | 0 | 0 | 0 | 0 | 0 | 0 | 0 | 0 | 0 | 0 | 0 | 0 | 0 | 0 | 0 | 0 | 0 | 0 | 0 | 0 | 0 | 0 | 0 | 0 | 0 | 0 | 0 | 0 | 0 | 0 | 0 | 0 | 0 | 0 | 0 | 0 | 0 | 0 | 0 | 0 | 0 | 0 | 0 | 0 | 0 | 0 | 0 | 0 | 0 | 0 | 0 | 0 | 0 | 0 | 0 | 0 | 0 | 0 | 0 | 0 | 0 | 0 | 0 | 0 | 0 | 0 | 0 | 0 | 0 | 0 | 0 | 0 | 0 | 0 | 0 | 0 | 0 | 0 | 0 | 0 | 0 | 0 | 0 | 0 | 0 | 0 | 0
Ach | Assembly | Space Cooling | Packaged air conditioning units (RTUs) | TRC | New | NN3311 | Chilled Water System - Variable Speed Drives | Chilled Water System - Variable Speed Drives | NonEquip | 13 | Central chillers inside | 0% | Prescriptive_HVACnonequip | 24.74% | 0 | 0 | 0 | 0 | 0 | 0 | 0 | 0 | 0 | 0 | 0 | 0 | 0 | 0 | 0 | 0 | 0 | 0 | 0 | 0 | 0 | 0 | 0 | 0 | 0 | 0 | 0 | 0 | 0 | 0 | 0 | 0 | 0 | 0 | 0 | 0 | 0 | 0 | 0 | 0 | 0 | 0 | 0 | 0 | 0 | 0 | 0 | 0 | 0 | 0 | 0 | 0 | 0 | 0 | 0 | 0 | 0 | 0 | 0 | 0 | 0 | 0 | 0 | 0 | 0 | 0 | 0 | 0 | 0 | 0 | 0 | 0 | 0 | 0 | 0 | 0 | 0 | 0 | 0 | 0 | 0 | 0 | 0 | 0 | 0 | 0 | 0 | 0 | 0 | 0 | 0 | 0 | 0 | 0 | 0
Ach | Assembly | Space Cooling | Packaged air conditioning units (RTUs) | TRC | New | NN3207 | Ceiling Insulation(R2 to R38) | Ceiling Insulation(R2 to R38) | NonEquip | 20 |  | 0% | Prescriptive_shell | 44.99% | 0 | 0 | 0 | 0 | 0 | 0 | 0 | 0 | 0 | 0 | 0 | 0 | 0 | 0 | 0 | 0 | 0 | 0 | 0 | 0 | 0 | 0 | 0 | 0 | 0 | 0 | 0 | 0 | 0 | 0 | 0 | 0 | 0 | 0 | 0 | 0 | 0 | 0 | 0 | 0 | 0 | 0 | 0 | 0 | 0 | 0 | 0 | 0 | 0 | 0 | 0 | 0 | 0 | 0 | 0 | 0 | 0 | 0 | 0 | 0 | 0 | 0 | 0 | 0 | 0 | 0 | 0 | 0 | 0 | 0 | 0 | 0 | 0 | 0 | 0 | 0 | 0 | 0 | 0 | 0 | 0 | 0 | 0 | 0 | 0 | 0 | 0 | 0 | 0 | 0 | 0 | 0 | 0 | 0 | 0
Ach | Assembly | Space Cooling | Packaged air conditioning units (RTUs) | TRC | Existing | NE5352 | Retro-Commissioning | Retro-Commissioning | NonEquip | 5 |  | 21.99% | Custom_improvement_existing | 16% | 44535.4796 | 65411.3235 | 93580.2402 | 127628.0511 | 162170.2527 | 189139.9843 | 191195.5873 | 166575.2349 | 122631.7457 | 75898.276 | 44535.4796 | 109946.8032 | 203527.0434 | 331155.0945 | 493325.3472 | 682465.3314 | 873660.9188 | 1040236.1536 | 1162867.8994 | 1238766.1754 | 7.4455 | 18.3811 | 34.026 | 55.3631 | 82.475 | 114.0958 | 146.0602 | 173.9085 | 194.4103 | 207.0991 | 0 | 0 | 0 | 0 | 0 | 0 | 0 | 0 | 0 | 0 | 1736.8837 | 2614.8177 | 3834.3919 | 5360.2166 | 6981.219 | 8345.7867 | 8647.4023 | 7722.2187 | 5827.1801 | 3696.6753 | 36396.8269 | 4901.9464 | 7379.7089 | 10821.6707 | 15127.9528 | 19702.8514 | 23554.0234 | 24405.2625 | 21794.1491 | 16445.8476 | 10432.998 | 102721.4976 | 2459.714 | 3703.0134 | 5430.1318 | 7590.9515 | 9886.5585 | 11819.0117 | 12246.1491 | 10935.9364 | 8252.2489 | 5235.1025 | 51543.9149 | -8003.2946 | -12048.68 | -17668.2914 | -24699.0587 | -32168.3898 | -38456.1093 | -39845.9077 | -35582.8033 | -26850.755 | -17033.7146 | -167711.0136 | 10463.0086 | 15751.6934 | 23098.4232 | 32290.0102 | 42054.9483 | 50275.1209 | 52092.0568 | 46518.7397 | 35103.0039 | 22268.8171 | 219254.9285
Ach | Assembly | Space Cooling | Packaged air conditioning units (RTUs) | TRC | Existing | NE4208 | Wall Insulation | Wall Insulation | NonEquip | 20 |  | 0% | newshell_existing | 26.77% | 0 | 0 | 0 | 0 | 0 | 0 | 0 | 0 | 0 | 0 | 0 | 0 | 0 | 0 | 0 | 0 | 0 | 0 | 0 | 0 | 0 | 0 | 0 | 0 | 0 | 0 | 0 | 0 | 0 | 0 | 0 | 0 | 0 | 0 | 0 | 0 | 0 | 0 | 0 | 0 | 0 | 0 | 0 | 0 | 0 | 0 | 0 | 0 | 0 | 0 | 0 | 0 | 0 | 0 | 0 | 0 | 0 | 0 | 0 | 0 | 0 | 0 | 0 | 0 | 0 | 0 | 0 | 0 | 0 | 0 | 0 | 0 | 0 | 0 | 0 | 0 | 0 | 0 | 0 | 0 | 0 | 0 | 0 | 0 | 0 | 0 | 0 | 0 | 0 | 0 | 0 | 0 | 0 | 0 | 0
Ach | Assembly | Space Cooling | Packaged air conditioning units (RTUs) | TRC | Existing | NE4182 | Thermal Energy Storage | Thermal Energy Storage | NonEquip | 20 |  | 50% | Prescriptive_HVACnonequip_existing | 0% | 0 | 0 | 0 | 0 | 0 | 0 | 0 | 0 | 0 | 0 | 0 | 0 | 0 | 0 | 0 | 0 | 0 | 0 | 0 | 0 | 0 | 0 | 0 | 0 | 0 | 0 | 0 | 0 | 0 | 0 | 0 | 0 | 0 | 0 | 0 | 0 | 0 | 0 | 0 | 0 | 0 | 0 | 0 | 0 | 0 | 0 | 0 | 0 | 0 | 0 | 0 | 0 | 0 | 0 | 0 | 0 | 0 | 0 | 0 | 0 | 0 | 0 | 0 | 0 | 0 | 0 | 0 | 0 | 0 | 0 | 0 | 0 | 0 | 0 | 0 | 0 | 0 | 0 | 0 | 0 | 0 | 0 | 0 | 0 | 0 | 0 | 0 | 0 | 0 | 0 | 0 | 0 | 0 | 0 | 0
Ach | Assembly | Space Cooling | Packaged air conditioning units (RTUs) | TRC | Existing | NE3974 | Low U-Value Windows | Low U-Value Windows | NonEquip | 20 |  | 5.375% | newshell_existing | 46% | 53766.7151 | 25165.4276 | 10458.3161 | 4080.1807 | 1547.1882 | 586.3284 | 218.0141 | 81.709 | 30.8143 | 11.5261 | 53766.7151 | 78932.1427 | 89390.4588 | 93470.6395 | 95017.8277 | 95604.1561 | 95822.1702 | 95903.8792 | 95934.6935 | 95946.2196 | 19.9852 | 29.3393 | 33.2267 | 34.7433 | 35.3184 | 35.5363 | 35.6174 | 35.6478 | 35.6592 | 35.6635 | 0 | 0 | 0 | 0 | 0 | 0 | 0 | 0 | 0 | 0 | 2096.9019 | 1005.988 | 428.523 | 171.3624 | 66.6044 | 25.8717 | 9.8604 | 3.7879 | 1.4642 | 0.56139 | 3387.7588 | 46159.0058 | 22144.7674 | 9433.0565 | 3772.1933 | 1466.1606 | 569.5124 | 217.0554 | 83.3835 | 32.2319 | 12.3578 | 74574.5811 | 23930.9603 | 11480.8701 | 4890.5321 | 1955.6792 | 760.1254 | 295.2616 | 112.5316 | 43.2299 | 16.7105 | 6.4068 | 38662.9069 | -39545.1678 | -18971.7808 | -8081.4523 | -3231.6991 | -1256.0835 | -487.9105 | -185.9549 | -71.436 | -27.6136 | -10.5871 | -63889.2513 | 63476.1282 | 30452.6509 | 12971.9844 | 5187.3783 | 2016.2089 | 783.1721 | 298.4865 | 114.6658 | 44.3241 | 16.9939 | 102552.1582
Ach | Assembly | Space Cooling | Packaged air conditioning units (RTUs) | TRC | Existing | NE3870 | HVAC tune-up | HVAC tune-up | NonEquip | 5 | Residential-type central air conditioners | 0% | Prescriptive_HVACnonequip_existing | 5% | 0 | 0 | 0 | 0 | 0 | 0 | 0 | 0 | 0 | 0 | 0 | 0 | 0 | 0 | 0 | 0 | 0 | 0 | 0 | 0 | 0 | 0 | 0 | 0 | 0 | 0 | 0 | 0 | 0 | 0 | 0 | 0 | 0 | 0 | 0 | 0 | 0 | 0 | 0 | 0 | 0 | 0 | 0 | 0 | 0 | 0 | 0 | 0 | 0 | 0 | 0 | 0 | 0 | 0 | 0 | 0 | 0 | 0 | 0 | 0 | 0 | 0 | 0 | 0 | 0 | 0 | 0 | 0 | 0 | 0 | 0 | 0 | 0 | 0 | 0 | 0 | 0 | 0 | 0 | 0 | 0 | 0 | 0 | 0 | 0 | 0 | 0 | 0 | 0 | 0 | 0 | 0 | 0 | 0 | 0
Ach | Assembly | Space Cooling | Packaged air conditioning units (RTUs) | TRC | Existing | NE3506 | Duct Sealing Repair | Duct Sealing Repair | NonEquip | 15 |  | 0% | Prescriptive_duct_existing | 12% | 0 | 0 | 0 | 0 | 0 | 0 | 0 | 0 | 0 | 0 | 0 | 0 | 0 | 0 | 0 | 0 | 0 | 0 | 0 | 0 | 0 | 0 | 0 | 0 | 0 | 0 | 0 | 0 | 0 | 0 | 0 | 0 | 0 | 0 | 0 | 0 | 0 | 0 | 0 | 0 | 0 | 0 | 0 | 0 | 0 | 0 | 0 | 0 | 0 | 0 | 0 | 0 | 0 | 0 | 0 | 0 | 0 | 0 | 0 | 0 | 0 | 0 | 0 | 0 | 0 | 0 | 0 | 0 | 0 | 0 | 0 | 0 | 0 | 0 | 0 | 0 | 0 | 0 | 0 | 0 | 0 | 0 | 0 | 0 | 0 | 0 | 0 | 0 | 0 | 0 | 0 | 0 | 0 | 0 | 0
Ach | Assembly | Space Cooling | Packaged air conditioning units (RTUs) | TRC | Existing | NE3298 | Chilled Water System - Variable Speed Drives | Chilled Water System - Variable Speed Drives | NonEquip | 13 | Central chillers inside | 0% | Prescriptive_HVACnonequip_existing | 24.74% | 0 | 0 | 0 | 0 | 0 | 0 | 0 | 0 | 0 | 0 | 0 | 0 | 0 | 0 | 0 | 0 | 0 | 0 | 0 | 0 | 0 | 0 | 0 | 0 | 0 | 0 | 0 | 0 | 0 | 0 | 0 | 0 | 0 | 0 | 0 | 0 | 0 | 0 | 0 | 0 | 0 | 0 | 0 | 0 | 0 | 0 | 0 | 0 | 0 | 0 | 0 | 0 | 0 | 0 | 0 | 0 | 0 | 0 | 0 | 0 | 0 | 0 | 0 | 0 | 0 | 0 | 0 | 0 | 0 | 0 | 0 | 0 | 0 | 0 | 0 | 0 | 0 | 0 | 0 | 0 | 0 | 0 | 0 | 0 | 0 | 0 | 0 | 0 | 0 | 0 | 0 | 0 | 0 | 0 | 0
Ach | Assembly | Space Cooling | Packaged air conditioning units (RTUs) | TRC | Existing | NE3194 | Ceiling Insulation(R2 to R38) | Ceiling Insulation(R2 to R38) | NonEquip | 20 |  | 0% | Prescriptive_shell_existing | 44.99% | 0 | 0 | 0 | 0 | 0 | 0 | 0 | 0 | 0 | 0 | 0 | 0 | 0 | 0 | 0 | 0 | 0 | 0 | 0 | 0 | 0 | 0 | 0 | 0 | 0 | 0 | 0 | 0 | 0 | 0 | 0 | 0 | 0 | 0 | 0 | 0 | 0 | 0 | 0 | 0 | 0 | 0 | 0 | 0 | 0 | 0 | 0 | 0 | 0 | 0 | 0 | 0 | 0 | 0 | 0 | 0 | 0 | 0 | 0 | 0 | 0 | 0 | 0 | 0 | 0 | 0 | 0 | 0 | 0 | 0 | 0 | 0 | 0 | 0 | 0 | 0 | 0 | 0 | 0 | 0 | 0 | 0 | 0 | 0 | 0 | 0 | 0 | 0 | 0 | 0 | 0 | 0 | 0 | 0 | 0
Ach | Assembly | Interior Lighting | Overhead (fluorescent/LED/CFL U-shape) | TRC | New | NN5261 | Retro-Commissioning | Retro-Commissioning | NonEquip | 5 |  | 0% | Custom_improvement | 16% | 0 | 0 | 0 | 0 | 0 | 0 | 0 | 0 | 0 | 0 | 0 | 0 | 0 | 0 | 0 | 0 | 0 | 0 | 0 | 0 | 0 | 0 | 0 | 0 | 0 | 0 | 0 | 0 | 0 | 0 | 0 | 0 | 0 | 0 | 0 | 0 | 0 | 0 | 0 | 0 | 0 | 0 | 0 | 0 | 0 | 0 | 0 | 0 | 0 | 0 | 0 | 0 | 0 | 0 | 0 | 0 | 0 | 0 | 0 | 0 | 0 | 0 | 0 | 0 | 0 | 0 | 0 | 0 | 0 | 0 | 0 | 0 | 0 | 0 | 0 | 0 | 0 | 0 | 0 | 0 | 0 | 0 | 0 | 0 | 0 | 0 | 0 | 0 | 0 | 0 | 0 | 0 | 0 | 0 | 0
Ach | Assembly | Interior Lighting | Overhead (fluorescent/LED/CFL U-shape) | TRC | Existing | NE5248 | Retro-Commissioning | Retro-Commissioning | NonEquip | 5 |  | 21.99% | Custom_improvement_existing | 16% | 7951.2375 | 11749.1945 | 16807.327 | 22921.5105 | 29124.6999 | 33968.082 | 34337.176 | 29915.5357 | 22023.6414 | 13630.6974 | 7951.2375 | 19700.432 | 36507.759 | 59429.2695 | 88553.9694 | 122522.0514 | 156859.2274 | 186774.763 | 208798.4044 | 222429.1019 | 1.3293 | 3.2936 | 6.1034 | 9.9355 | 14.8046 | 20.4835 | 26.224 | 31.2253 | 34.9073 | 37.1861 | 4.1214 | 10.2113 | 18.923 | 30.8039 | 45.9001 | 63.5068 | 81.3048 | 96.8109 | 108.2264 | 115.2916 | 310.0983 | 469.6741 | 688.6697 | 962.6744 | 1253.7805 | 1498.8389 | 1553.0033 | 1386.8467 | 1046.5131 | 663.8921 | 6534.9899 | 875.1795 | 1325.5447 | 1943.6086 | 2716.9225 | 3538.5012 | 4230.1209 | 4382.9871 | 3914.0491 | 2953.5374 | 1873.6794 | 18443.4746 | 439.1503 | 665.136 | 975.27 | 1363.3059 | 1775.5602 | 2122.6033 | 2199.309 | 1964.0038 | 1482.0353 | 940.1807 | 9254.6245 | -1428.8854 | -2164.1862 | -3173.2848 | -4435.8566 | -5777.2291 | -6906.4205 | -7156.0017 | -6390.3774 | -4822.1722 | -3059.1131 | -30112.2344 | 1868.0357 | 2829.3222 | 4148.5548 | 5799.1625 | 7552.7893 | 9029.0239 | 9355.3107 | 8354.3812 | 6304.2075 | 3999.2938 | 39366.8588
Ach | Assembly | Miscellaneous | Others | TRC | New | NN5443 | Retro-Commissioning | Retro-Commissioning | NonEquip | 5 |  | 0% | Custom_improvement | 16% | 0 | 0 | 0 | 0 | 0 | 0 | 0 | 0 | 0 | 0 | 0 | 0 | 0 | 0 | 0 | 0 | 0 | 0 | 0 | 0 | 0 | 0 | 0 | 0 | 0 | 0 | 0 | 0 | 0 | 0 | 0 | 0 | 0 | 0 | 0 | 0 | 0 | 0 | 0 | 0 | 0 | 0 | 0 | 0 | 0 | 0 | 0 | 0 | 0 | 0 | 0 | 0 | 0 | 0 | 0 | 0 | 0 | 0 | 0 | 0 | 0 | 0 | 0 | 0 | 0 | 0 | 0 | 0 | 0 | 0 | 0 | 0 | 0 | 0 | 0 | 0 | 0 | 0 | 0 | 0 | 0 | 0 | 0 | 0 | 0 | 0 | 0 | 0 | 0 | 0 | 0 | 0 | 0 | 0 | 0
Ach | Assembly | Miscellaneous | Others | TRC | New | NN4533 | VSD Controlled Compressor | VSD Controlled Compressor | NonEquip | 15 | Others | 27.75% | Prescriptive_ECM | 20.79% | 27174.7581 | 31990.0666 | 40497.7069 | 42242.3401 | 36875.2593 | 23174.5122 | 10401.9258 | 3694.7674 | 1164.5739 | 347.0257 | 27174.7581 | 59164.8247 | 99662.5316 | 141904.8717 | 178780.131 | 201954.6432 | 212356.569 | 216051.3364 | 217215.9103 | 217562.936 | 4.0975 | 8.9211 | 15.0275 | 21.397 | 26.9572 | 30.4515 | 32.02 | 32.5771 | 32.7527 | 32.805 | 1.9178 | 4.1755 | 7.0335 | 10.0147 | 12.6171 | 14.2526 | 14.9867 | 15.2474 | 15.3296 | 15.3541 | 1059.8156 | 1278.8029 | 1659.3682 | 1774.1248 | 1587.4321 | 1022.5735 | 470.4588 | 171.2848 | 55.3379 | 16.9021 | 7036.0943 | 3127.9194 | 3774.2345 | 4897.4277 | 5236.1181 | 4685.1167 | 3018.0039 | 1388.503 | 505.5266 | 163.3232 | 49.8846 | 20766.1944 | 8977.0157 | 10831.9166 | 14055.4406 | 15027.4698 | 13446.1157 | 8661.5622 | 3984.9534 | 1450.8431 | 468.7317 | 143.1669 | 59598.2275 | -16015.2683 | -19324.4677 | -25075.3321 | -26809.4618 | -23988.2781 | -15452.4896 | -7109.2776 | -2588.3481 | -836.2315 | -255.4142 | -106325.0449 | 24992.284 | 30156.3843 | 39130.7727 | 41836.9316 | 37434.3937 | 24114.0518 | 11094.231 | 4039.1913 | 1304.9631 | 398.5811 | 165923.2725
Ach | Assembly | Miscellaneous | Others | TRC | Existing | NE5430 | Retro-Commissioning | Retro-Commissioning | NonEquip | 5 |  | 21.99% | Custom_improvement_existing | 16% | 15474.8818 | 24233.2702 | 34657.229 | 47261.3545 | 60059.0318 | 70073.1957 | 70859.6666 | 61746.8052 | 45460.9611 | 28137.0021 | 15474.8818 | 39708.152 | 74365.381 | 121626.7356 | 181685.7674 | 251758.9631 | 322618.6297 | 384365.435 | 429826.396 | 457963.3981 | 2.5871 | 6.6385 | 12.4325 | 20.3338 | 30.3746 | 42.0895 | 53.936 | 64.2589 | 71.8591 | 76.5631 | 8.0211 | 20.5819 | 38.5458 | 63.0427 | 94.1731 | 130.4941 | 167.2228 | 199.2279 | 222.7917 | 237.3759 | 603.5204 | 968.725 | 1420.0583 | 1984.9171 | 2585.4634 | 3091.9742 | 3204.8441 | 2862.5044 | 2160.2009 | 1370.4311 | 13448.0002 | 1703.2946 | 2733.9988 | 4007.7811 | 5601.9624 | 7296.8634 | 8726.3711 | 9044.9199 | 8078.7464 | 6096.6598 | 3867.7201 | 37953.8229 | 854.6845 | 1371.8745 | 2011.037 | 2810.9702 | 3661.443 | 4378.7458 | 4538.5882 | 4053.7787 | 3059.2011 | 1940.7567 | 19044.5882 | -2780.9297 | -4463.7366 | -6543.4115 | -9146.1944 | -11913.4201 | -14247.3443 | -14767.4315 | -13189.9825 | -9953.8755 | -6314.7372 | -61966.329 | 3635.6142 | 5835.6111 | 8554.4485 | 11957.1646 | 15574.8631 | 18626.0901 | 19306.0197 | 17243.7611 | 13013.0765 | 8255.4939 | 81010.9172
Ach | Assembly | Miscellaneous | Others | TRC | Existing | NE4520 | VSD Controlled Compressor | VSD Controlled Compressor | NonEquip | 15 | Others | 5.549% | Prescriptive_ECM_existing | 20.79% | 26392.1404 | 41008.6578 | 53993.6226 | 58250.5523 | 52338.5686 | 33694.4115 | 15439.1887 | 5591.6441 | 1797.8782 | 546.7872 | 26392.1404 | 67400.7982 | 121394.4208 | 179644.9731 | 231983.5417 | 265677.9533 | 281117.1419 | 286708.7861 | 288506.6643 | 289053.4515 | 3.9795 | 10.163 | 18.3043 | 27.0876 | 34.9794 | 40.06 | 42.388 | 43.2311 | 43.5022 | 43.5847 | 1.8626 | 4.7567 | 8.5672 | 12.6781 | 16.3718 | 18.7497 | 19.8393 | 20.234 | 20.3608 | 20.3994 | 1029.2935 | 1639.3211 | 2212.3549 | 2446.4495 | 2253.1075 | 1486.7632 | 698.2843 | 259.2216 | 85.4311 | 26.6316 | 9275.9077 | 3037.8371 | 4838.261 | 6529.5021 | 7220.4043 | 6649.7784 | 4388.0046 | 2060.9029 | 765.0617 | 252.1396 | 78.6001 | 27376.7369 | 8718.4828 | 13885.6342 | 18739.4352 | 20722.2993 | 19084.6237 | 12593.4146 | 5914.7169 | 2195.6994 | 723.6315 | 225.5794 | 78570.2457 | -15554.0376 | -24772.3924 | -33431.7206 | -36969.2103 | -34047.5474 | -22467.0335 | -10552.0344 | -3917.1943 | -1290.9806 | -402.4405 | -140171.7006 | 24272.5203 | 38658.0266 | 52171.1558 | 57691.5097 | 53132.1711 | 35060.4482 | 16466.7513 | 6112.8937 | 2014.6122 | 628.0198 | 218741.9463
Ach | Assembly | Miscellaneous | Others | TRC | Turnover | ET1835 | Efficient Battery Charger | Efficient Battery Charger | Equip | 7 | Others | 17.92% | Prescriptive_all | 13.68% | 91260.8718 | 93106.7332 | 93133.2462 | 81947.4427 | 62143.9946 | 39844.298 | 20954.8949 | 9581.5901 | 3959.9983 | 1517.9078 | 91260.8718 | 184367.605 | 277500.8512 | 359448.2939 | 421592.2885 | 461436.5864 | 482391.4814 | 491973.0715 | 495933.0698 | 497450.9776 | 50.006 | 101.0233 | 152.0553 | 196.958 | 231.0095 | 252.842 | 264.3241 | 269.5743 | 271.7441 | 272.5759 | 0 | 0 | 0 | 0 | 0 | 0 | 0 | 0 | 0 | 0 | 3559.174 | 3721.9417 | 3816.0766 | 3441.6889 | 2675.2183 | 1758.1265 | 947.7489 | 444.1905 | 188.1701 | 73.9307 | 16335.3999 | 15714.1419 | 16432.7788 | 16848.3947 | 15195.4322 | 11811.3811 | 7762.3204 | 4184.4149 | 1961.1495 | 830.7914 | 326.4121 | 72122.5742 | 17133.2387 | 17916.7737 | 18369.9225 | 16567.686 | 12878.0314 | 8463.3122 | 4562.2968 | 2138.255 | 905.8177 | 355.8894 | 78635.7469 | -18108.6398 | -18936.7817 | -19415.7285 | -17510.89 | -13611.1821 | -8945.1314 | -4822.0299 | -2259.9866 | -957.3862 | -376.1503 | -83112.5067 | 35241.8786 | 36853.5554 | 37785.651 | 34078.576 | 26489.2136 | 17408.4436 | 9384.3267 | 4398.2416 | 1863.2038 | 732.0397 | 161748.2536
Ach | Assembly | Miscellaneous | Others | TRC | New | EN1861 | Efficient Battery Charger | Efficient Battery Charger | Equip | 7 | Others | 17.92% | Prescriptive_all | 13.68% | 12778.7857 | 11163.1312 | 10447.243 | 8729.4344 | 6384.2063 | 4019.2755 | 2079.5788 | 928.7652 | 372.5116 | 138.1549 | 12778.7857 | 23941.9169 | 34389.1599 | 43118.5943 | 49502.8006 | 53522.0761 | 55601.6549 | 56530.4201 | 56902.9317 | 57041.0866 | 7.0021 | 13.1189 | 18.8434 | 23.6266 | 27.1248 | 29.3272 | 30.4667 | 30.9756 | 31.1797 | 31.2554 | 0 | 0 | 0 | 0 | 0 | 0 | 0 | 0 | 0 | 0 | 498.3726 | 446.2462 | 428.0693 | 366.6252 | 274.8318 | 177.3502 | 94.0553 | 43.0564 | 17.7009 | 6.7289 | 1890.0364 | 2200.3696 | 1970.2256 | 1889.9725 | 1618.6903 | 1213.4124 | 783.0205 | 415.2643 | 190.0987 | 78.1514 | 29.7089 | 8344.7172 | 2399.0784 | 2148.1507 | 2060.6502 | 1764.8693 | 1322.992 | 853.7328 | 452.7656 | 207.2659 | 85.209 | 32.3919 | 9098.3035 | -2535.6587 | -2270.4457 | -2177.9637 | -1865.3439 | -1398.3104 | -902.3361 | -478.5417 | -219.0656 | -90.06 | -34.2359 | -9616.273 | 4934.7371 | 4418.5964 | 4238.614 | 3630.2133 | 2721.3024 | 1756.0689 | 931.3073 | 426.3315 | 175.269 | 66.6278 | 18714.5765
Ach | Assembly | Office Equipment | Other office | TRC | Turnover | ET2258 | Energy Star Uninterruptable Power Supply | Energy Star Uninterruptable Power Supply | Equip | 10 | Other office | 0% | Prescriptive_all | 1.878% | 0 | 0 | 0 | 0 | 0 | 0 | 0 | 0 | 0 | 0 | 0 | 0 | 0 | 0 | 0 | 0 | 0 | 0 | 0 | 0 | 0 | 0 | 0 | 0 | 0 | 0 | 0 | 0 | 0 | 0 | 0 | 0 | 0 | 0 | 0 | 0 | 0 | 0 | 0 | 0 | 0 | 0 | 0 | 0 | 0 | 0 | 0 | 0 | 0 | 0 | 0 | 0 | 0 | 0 | 0 | 0 | 0 | 0 | 0 | 0 | 0 | 0 | 0 | 0 | 0 | 0 | 0 | 0 | 0 | 0 | 0 | 0 | 0 | 0 | 0 | 0 | 0 | 0 | 0 | 0 | 0 | 0 | 0 | 0 | 0 | 0 | 0 | 0 | 0 | 0 | 0 | 0 | 0 | 0 | 0
Ach | Assembly | Office Equipment | Other office | TRC | New | EN2284 | Energy Star Uninterruptable Power Supply | Energy Star Uninterruptable Power Supply | Equip | 10 | Other office | 0% | Prescriptive_all | 1.878% | 0 | 0 | 0 | 0 | 0 | 0 | 0 | 0 | 0 | 0 | 0 | 0 | 0 | 0 | 0 | 0 | 0 | 0 | 0 | 0 | 0 | 0 | 0 | 0 | 0 | 0 | 0 | 0 | 0 | 0 | 0 | 0 | 0 | 0 | 0 | 0 | 0 | 0 | 0 | 0 | 0 | 0 | 0 | 0 | 0 | 0 | 0 | 0 | 0 | 0 | 0 | 0 | 0 | 0 | 0 | 0 | 0 | 0 | 0 | 0 | 0 | 0 | 0 | 0 | 0 | 0 | 0 | 0 | 0 | 0 | 0 | 0 | 0 | 0 | 0 | 0 | 0 | 0 | 0 | 0 | 0 | 0 | 0 | 0 | 0 | 0 | 0 | 0 | 0 | 0 | 0 | 0 | 0 | 0 | 0
Ach | Assembly | Ventilation and Circulation | Motor/Fan | TRC | New | NN5391 | Retro-Commissioning | Retro-Commissioning | NonEquip | 5 |  | 0% | Custom_improvement | 16% | 0 | 0 | 0 | 0 | 0 | 0 | 0 | 0 | 0 | 0 | 0 | 0 | 0 | 0 | 0 | 0 | 0 | 0 | 0 | 0 | 0 | 0 | 0 | 0 | 0 | 0 | 0 | 0 | 0 | 0 | 0 | 0 | 0 | 0 | 0 | 0 | 0 | 0 | 0 | 0 | 0 | 0 | 0 | 0 | 0 | 0 | 0 | 0 | 0 | 0 | 0 | 0 | 0 | 0 | 0 | 0 | 0 | 0 | 0 | 0 | 0 | 0 | 0 | 0 | 0 | 0 | 0 | 0 | 0 | 0 | 0 | 0 | 0 | 0 | 0 | 0 | 0 | 0 | 0 | 0 | 0 | 0 | 0 | 0 | 0 | 0 | 0 | 0 | 0 | 0 | 0 | 0 | 0 | 0 | 0
Ach | Assembly | Ventilation and Circulation | Motor/Fan | TRC | New | NN4949 | Demand Controlled Ventilation | Demand Controlled Ventilation | NonEquip | 10 |  | 17.54% | Prescriptive_vent | 50% | 3.0688 | 3.5424 | 4.3872 | 4.466 | 3.7855 | 2.3064 | 1.0053 | 0.34862 | 0.10779 | 0.031581 | 3.0688 | 6.6112 | 10.9984 | 15.4644 | 19.25 | 21.5564 | 22.5617 | 22.9103 | 23.0181 | 23.0497 | 0.0003195 | 0.00068832 | 0.0011451 | 0.0016101 | 0.0020042 | 0.0022443 | 0.002349 | 0.0023853 | 0.0023965 | 0.0023998 | 0.0017988 | 0.0038752 | 0.0064469 | 0.0090647 | 0.011284 | 0.012636 | 0.013225 | 0.013429 | 0.013492 | 0.013511 | 0.11968 | 0.14161 | 0.17976 | 0.18757 | 0.16296 | 0.10177 | 0.045468 | 0.016161 | 0.005122 | 0.0015382 | 0.74818 | 0.40764 | 0.48231 | 0.61227 | 0.63885 | 0.55505 | 0.34663 | 0.15486 | 0.055046 | 0.017445 | 0.005239 | 2.5483 | 1.9325 | 2.2864 | 2.9026 | 3.0286 | 2.6313 | 1.6432 | 0.73415 | 0.26095 | 0.082702 | 0.024836 | 12.0805 | 0.089023 | 0.10533 | 0.13371 | 0.13952 | 0.12122 | 0.0757 | 0.03382 | 0.012021 | 0.0038099 | 0.0011441 | 0.55652 | 1.8434 | 2.1811 | 2.7689 | 2.889 | 2.5101 | 1.5675 | 0.70033 | 0.24893 | 0.078892 | 0.023692 | 11.524
Ach | Assembly | Ventilation and Circulation | Motor/Fan | TRC | Existing | NE5378 | Retro-Commissioning | Retro-Commissioning | NonEquip | 5 |  | 21.99% | Custom_improvement_existing | 16% | 1.1898 | 1.7303 | 2.4702 | 3.3671 | 4.2831 | 5.011 | 5.0798 | 4.4323 | 3.2649 | 2.0211 | 1.1898 | 2.9202 | 5.3904 | 8.7575 | 13.0406 | 18.0517 | 23.1315 | 27.5638 | 30.8287 | 32.8498 | 0.00019892 | 0.0004882 | 0.00090118 | 0.0014641 | 0.0021802 | 0.0030179 | 0.0038672 | 0.0046082 | 0.005154 | 0.0054919 | 0.00061672 | 0.0015136 | 0.002794 | 0.0045393 | 0.0067593 | 0.0093567 | 0.01199 | 0.014287 | 0.015979 | 0.017027 | 0.046403 | 0.06917 | 0.10122 | 0.14141 | 0.18438 | 0.22111 | 0.22975 | 0.20548 | 0.15514 | 0.098437 | 0.96496 | 0.13096 | 0.19522 | 0.28566 | 0.39911 | 0.52038 | 0.62404 | 0.64842 | 0.57991 | 0.43785 | 0.27781 | 2.7234 | 0.065715 | 0.097956 | 0.14334 | 0.20026 | 0.26112 | 0.31313 | 0.32537 | 0.29099 | 0.2197 | 0.1394 | 1.3665 | -0.21382 | -0.31872 | -0.46639 | -0.65161 | -0.84961 | -1.0188 | -1.0587 | -0.94681 | -0.71486 | -0.45358 | -4.4464 | 0.27953 | 0.41668 | 0.60973 | 0.85188 | 1.1107 | 1.332 | 1.384 | 1.2378 | 0.93457 | 0.59298 | 5.813
Ach | Assembly | Ventilation and Circulation | Motor/Fan | TRC | Existing | NE4936 | Demand Controlled Ventilation | Demand Controlled Ventilation | NonEquip | 10 |  | 18.71% | Prescriptive_vent_existing | 50% | 17.0849 | 24.6038 | 32.1958 | 34.4365 | 30.5216 | 19.3522 | 8.7478 | 3.1422 | 1.0068 | 0.30586 | 17.0849 | 41.6887 | 73.8846 | 108.3211 | 138.8428 | 158.1949 | 166.9427 | 170.085 | 171.0918 | 171.3977 | 0.0017788 | 0.0043404 | 0.0076925 | 0.011278 | 0.014456 | 0.01647 | 0.017381 | 0.017708 | 0.017813 | 0.017845 | 0.010015 | 0.024436 | 0.043309 | 0.063494 | 0.081385 | 0.092728 | 0.097856 | 0.099698 | 0.10029 | 0.10047 | 0.66631 | 0.98354 | 1.3192 | 1.4463 | 1.3139 | 0.85391 | 0.39565 | 0.14567 | 0.047843 | 0.014897 | 5.5132 | 2.2694 | 3.3499 | 4.4932 | 4.926 | 4.4752 | 2.9084 | 1.3476 | 0.49615 | 0.16295 | 0.050739 | 18.7778 | 10.7586 | 15.8807 | 21.3005 | 23.3525 | 21.2151 | 13.7877 | 6.3883 | 2.3521 | 0.7725 | 0.24053 | 89.0188 | 0.49562 | 0.73158 | 0.98126 | 1.0758 | 0.97733 | 0.63517 | 0.29429 | 0.10835 | 0.035587 | 0.011081 | 4.1009 | 10.263 | 15.1491 | 20.3193 | 22.2767 | 20.2378 | 13.1525 | 6.094 | 2.2437 | 0.73691 | 0.22945 | 84.9179
Ach | Assembly | Miscellaneous | Medical equipment | TRC | New | NN5443 | Retro-Commissioning | Retro-Commissioning | NonEquip | 5 |  | 0% | Custom_improvement | 16% | 0 | 0 | 0 | 0 | 0 | 0 | 0 | 0 | 0 | 0 | 0 | 0 | 0 | 0 | 0 | 0 | 0 | 0 | 0 | 0 | 0 | 0 | 0 | 0 | 0 | 0 | 0 | 0 | 0 | 0 | 0 | 0 | 0 | 0 | 0 | 0 | 0 | 0 | 0 | 0 | 0 | 0 | 0 | 0 | 0 | 0 | 0 | 0 | 0 | 0 | 0 | 0 | 0 | 0 | 0 | 0 | 0 | 0 | 0 | 0 | 0 | 0 | 0 | 0 | 0 | 0 | 0 | 0 | 0 | 0 | 0 | 0 | 0 | 0 | 0 | 0 | 0 | 0 | 0 | 0 | 0 | 0 | 0 | 0 | 0 | 0 | 0 | 0 | 0 | 0 | 0 | 0 | 0 | 0 | 0
Ach | Assembly | Miscellaneous | Medical equipment | TRC | New | NN4533 | VSD Controlled Compressor | VSD Controlled Compressor | NonEquip | 15 | Others | 0% | Prescriptive_ECM | 20.79% | 0 | 0 | 0 | 0 | 0 | 0 | 0 | 0 | 0 | 0 | 0 | 0 | 0 | 0 | 0 | 0 | 0 | 0 | 0 | 0 | 0 | 0 | 0 | 0 | 0 | 0 | 0 | 0 | 0 | 0 | 0 | 0 | 0 | 0 | 0 | 0 | 0 | 0 | 0 | 0 | 0 | 0 | 0 | 0 | 0 | 0 | 0 | 0 | 0 | 0 | 0 | 0 | 0 | 0 | 0 | 0 | 0 | 0 | 0 | 0 | 0 | 0 | 0 | 0 | 0 | 0 | 0 | 0 | 0 | 0 | 0 | 0 | 0 | 0 | 0 | 0 | 0 | 0 | 0 | 0 | 0 | 0 | 0 | 0 | 0 | 0 | 0 | 0 | 0 | 0 | 0 | 0 | 0 | 0 | 0
Ach | Assembly | Miscellaneous | Medical equipment | TRC | Existing | NE5430 | Retro-Commissioning | Retro-Commissioning | NonEquip | 5 |  | 21.99% | Custom_improvement_existing | 16% | 0 | 0 | 0 | 0 | 0 | 0 | 0 | 0 | 0 | 0 | 0 | 0 | 0 | 0 | 0 | 0 | 0 | 0 | 0 | 0 | 0 | 0 | 0 | 0 | 0 | 0 | 0 | 0 | 0 | 0 | 0 | 0 | 0 | 0 | 0 | 0 | 0 | 0 | 0 | 0 | 0 | 0 | 0 | 0 | 0 | 0 | 0 | 0 | 0 | 0 | 0 | 0 | 0 | 0 | 0 | 0 | 0 | 0 | 0 | 0 | 0 | 0 | 0 | 0 | 0 | 0 | 0 | 0 | 0 | 0 | 0 | 0 | 0 | 0 | 0 | 0 | 0 | 0 | 0 | 0 | 0 | 0 | 0 | 0 | 0 | 0 | 0 | 0 | 0 | 0 | 0 | 0 | 0 | 0 | 0
Ach | Assembly | Miscellaneous | Medical equipment | TRC | Existing | NE4520 | VSD Controlled Compressor | VSD Controlled Compressor | NonEquip | 15 | Others | 0% | Prescriptive_ECM_existing | 20.79% | 0 | 0 | 0 | 0 | 0 | 0 | 0 | 0 | 0 | 0 | 0 | 0 | 0 | 0 | 0 | 0 | 0 | 0 | 0 | 0 | 0 | 0 | 0 | 0 | 0 | 0 | 0 | 0 | 0 | 0 | 0 | 0 | 0 | 0 | 0 | 0 | 0 | 0 | 0 | 0 | 0 | 0 | 0 | 0 | 0 | 0 | 0 | 0 | 0 | 0 | 0 | 0 | 0 | 0 | 0 | 0 | 0 | 0 | 0 | 0 | 0 | 0 | 0 | 0 | 0 | 0 | 0 | 0 | 0 | 0 | 0 | 0 | 0 | 0 | 0 | 0 | 0 | 0 | 0 | 0 | 0 | 0 | 0 | 0 | 0 | 0 | 0 | 0 | 0 | 0 | 0 | 0 | 0 | 0 | 0
Ach | Assembly | Refrigeration | Large cold storage | TRC | New | NN5313 | Retro-Commissioning | Retro-Commissioning | NonEquip | 5 |  | 0% | Custom_improvement | 16% | 0 | 0 | 0 | 0 | 0 | 0 | 0 | 0 | 0 | 0 | 0 | 0 | 0 | 0 | 0 | 0 | 0 | 0 | 0 | 0 | 0 | 0 | 0 | 0 | 0 | 0 | 0 | 0 | 0 | 0 | 0 | 0 | 0 | 0 | 0 | 0 | 0 | 0 | 0 | 0 | 0 | 0 | 0 | 0 | 0 | 0 | 0 | 0 | 0 | 0 | 0 | 0 | 0 | 0 | 0 | 0 | 0 | 0 | 0 | 0 | 0 | 0 | 0 | 0 | 0 | 0 | 0 | 0 | 0 | 0 | 0 | 0 | 0 | 0 | 0 | 0 | 0 | 0 | 0 | 0 | 0 | 0 | 0 | 0 | 0 | 0 | 0 | 0 | 0 | 0 | 0 | 0 | 0 | 0 | 0
Ach | Assembly | Refrigeration | Large cold storage | TRC | New | NN4845 | PSC to ECM Evaporator Fan Motor (Walk-In, Refrigerator) | PSC to ECM Evaporator Fan Motor (Walk-In, Refrigerator) | NonEquip | 15 | Walk-in cooler | 0% | Prescriptive_ECM | 37.5% | 0 | 0 | 0 | 0 | 0 | 0 | 0 | 0 | 0 | 0 | 0 | 0 | 0 | 0 | 0 | 0 | 0 | 0 | 0 | 0 | 0 | 0 | 0 | 0 | 0 | 0 | 0 | 0 | 0 | 0 | 0 | 0 | 0 | 0 | 0 | 0 | 0 | 0 | 0 | 0 | 0 | 0 | 0 | 0 | 0 | 0 | 0 | 0 | 0 | 0 | 0 | 0 | 0 | 0 | 0 | 0 | 0 | 0 | 0 | 0 | 0 | 0 | 0 | 0 | 0 | 0 | 0 | 0 | 0 | 0 | 0 | 0 | 0 | 0 | 0 | 0 | 0 | 0 | 0 | 0 | 0 | 0 | 0 | 0 | 0 | 0 | 0 | 0 | 0 | 0 | 0 | 0 | 0 | 0 | 0
Ach | Assembly | Refrigeration | Large cold storage | TRC | New | NN4819 | PSC to ECM Evaporator Fan Motor (Reach-In) | PSC to ECM Evaporator Fan Motor (Reach-In) | NonEquip | 15 | Display cases | 0% | Prescriptive_ECM | 37.5% | 0 | 0 | 0 | 0 | 0 | 0 | 0 | 0 | 0 | 0 | 0 | 0 | 0 | 0 | 0 | 0 | 0 | 0 | 0 | 0 | 0 | 0 | 0 | 0 | 0 | 0 | 0 | 0 | 0 | 0 | 0 | 0 | 0 | 0 | 0 | 0 | 0 | 0 | 0 | 0 | 0 | 0 | 0 | 0 | 0 | 0 | 0 | 0 | 0 | 0 | 0 | 0 | 0 | 0 | 0 | 0 | 0 | 0 | 0 | 0 | 0 | 0 | 0 | 0 | 0 | 0 | 0 | 0 | 0 | 0 | 0 | 0 | 0 | 0 | 0 | 0 | 0 | 0 | 0 | 0 | 0 | 0 | 0 | 0 | 0 | 0 | 0 | 0 | 0 | 0 | 0 | 0 | 0 | 0 | 0
Ach | Assembly | Refrigeration | Large cold storage | TRC | Existing | NE5300 | Retro-Commissioning | Retro-Commissioning | NonEquip | 5 |  | 21.99% | Custom_improvement_existing | 16% | 0 | 0 | 0 | 0 | 0 | 0 | 0 | 0 | 0 | 0 | 0 | 0 | 0 | 0 | 0 | 0 | 0 | 0 | 0 | 0 | 0 | 0 | 0 | 0 | 0 | 0 | 0 | 0 | 0 | 0 | 0 | 0 | 0 | 0 | 0 | 0 | 0 | 0 | 0 | 0 | 0 | 0 | 0 | 0 | 0 | 0 | 0 | 0 | 0 | 0 | 0 | 0 | 0 | 0 | 0 | 0 | 0 | 0 | 0 | 0 | 0 | 0 | 0 | 0 | 0 | 0 | 0 | 0 | 0 | 0 | 0 | 0 | 0 | 0 | 0 | 0 | 0 | 0 | 0 | 0 | 0 | 0 | 0 | 0 | 0 | 0 | 0 | 0 | 0 | 0 | 0 | 0 | 0 | 0 | 0
Ach | Assembly | Refrigeration | Large cold storage | TRC | Existing | NE4832 | PSC to ECM Evaporator Fan Motor (Walk-In, Refrigerator) | PSC to ECM Evaporator Fan Motor (Walk-In, Refrigerator) | NonEquip | 15 | Walk-in cooler | 0% | Prescriptive_ECM_existing | 37.5% | 0 | 0 | 0 | 0 | 0 | 0 | 0 | 0 | 0 | 0 | 0 | 0 | 0 | 0 | 0 | 0 | 0 | 0 | 0 | 0 | 0 | 0 | 0 | 0 | 0 | 0 | 0 | 0 | 0 | 0 | 0 | 0 | 0 | 0 | 0 | 0 | 0 | 0 | 0 | 0 | 0 | 0 | 0 | 0 | 0 | 0 | 0 | 0 | 0 | 0 | 0 | 0 | 0 | 0 | 0 | 0 | 0 | 0 | 0 | 0 | 0 | 0 | 0 | 0 | 0 | 0 | 0 | 0 | 0 | 0 | 0 | 0 | 0 | 0 | 0 | 0 | 0 | 0 | 0 | 0 | 0 | 0 | 0 | 0 | 0 | 0 | 0 | 0 | 0 | 0 | 0 | 0 | 0 | 0 | 0
Ach | Assembly | Refrigeration | Large cold storage | TRC | Existing | NE4806 | PSC to ECM Evaporator Fan Motor (Reach-In) | PSC to ECM Evaporator Fan Motor (Reach-In) | NonEquip | 15 | Display cases | 0% | Prescriptive_ECM_existing | 37.5% | 0 | 0 | 0 | 0 | 0 | 0 | 0 | 0 | 0 | 0 | 0 | 0 | 0 | 0 | 0 | 0 | 0 | 0 | 0 | 0 | 0 | 0 | 0 | 0 | 0 | 0 | 0 | 0 | 0 | 0 | 0 | 0 | 0 | 0 | 0 | 0 | 0 | 0 | 0 | 0 | 0 | 0 | 0 | 0 | 0 | 0 | 0 | 0 | 0 | 0 | 0 | 0 | 0 | 0 | 0 | 0 | 0 | 0 | 0 | 0 | 0 | 0 | 0 | 0 | 0 | 0 | 0 | 0 | 0 | 0 | 0 | 0 | 0 | 0 | 0 | 0 | 0 | 0 | 0 | 0 | 0 | 0 | 0 | 0 | 0 | 0 | 0 | 0 | 0 | 0 | 0 | 0 | 0 | 0 | 0
Ach | Assembly | Miscellaneous | Laboratory equipment | TRC | New | NN5443 | Retro-Commissioning | Retro-Commissioning | NonEquip | 5 |  | 0% | Custom_improvement | 16% | 0 | 0 | 0 | 0 | 0 | 0 | 0 | 0 | 0 | 0 | 0 | 0 | 0 | 0 | 0 | 0 | 0 | 0 | 0 | 0 | 0 | 0 | 0 | 0 | 0 | 0 | 0 | 0 | 0 | 0 | 0 | 0 | 0 | 0 | 0 | 0 | 0 | 0 | 0 | 0 | 0 | 0 | 0 | 0 | 0 | 0 | 0 | 0 | 0 | 0 | 0 | 0 | 0 | 0 | 0 | 0 | 0 | 0 | 0 | 0 | 0 | 0 | 0 | 0 | 0 | 0 | 0 | 0 | 0 | 0 | 0 | 0 | 0 | 0 | 0 | 0 | 0 | 0 | 0 | 0 | 0 | 0 | 0 | 0 | 0 | 0 | 0 | 0 | 0 | 0 | 0 | 0 | 0 | 0 | 0
Ach | Assembly | Miscellaneous | Laboratory equipment | TRC | New | NN4533 | VSD Controlled Compressor | VSD Controlled Compressor | NonEquip | 15 | Others | 0% | Prescriptive_ECM | 20.79% | 0 | 0 | 0 | 0 | 0 | 0 | 0 | 0 | 0 | 0 | 0 | 0 | 0 | 0 | 0 | 0 | 0 | 0 | 0 | 0 | 0 | 0 | 0 | 0 | 0 | 0 | 0 | 0 | 0 | 0 | 0 | 0 | 0 | 0 | 0 | 0 | 0 | 0 | 0 | 0 | 0 | 0 | 0 | 0 | 0 | 0 | 0 | 0 | 0 | 0 | 0 | 0 | 0 | 0 | 0 | 0 | 0 | 0 | 0 | 0 | 0 | 0 | 0 | 0 | 0 | 0 | 0 | 0 | 0 | 0 | 0 | 0 | 0 | 0 | 0 | 0 | 0 | 0 | 0 | 0 | 0 | 0 | 0 | 0 | 0 | 0 | 0 | 0 | 0 | 0 | 0 | 0 | 0 | 0 | 0
Ach | Assembly | Miscellaneous | Laboratory equipment | TRC | Existing | NE5430 | Retro-Commissioning | Retro-Commissioning | NonEquip | 5 |  | 21.99% | Custom_improvement_existing | 16% | 0 | 0 | 0 | 0 | 0 | 0 | 0 | 0 | 0 | 0 | 0 | 0 | 0 | 0 | 0 | 0 | 0 | 0 | 0 | 0 | 0 | 0 | 0 | 0 | 0 | 0 | 0 | 0 | 0 | 0 | 0 | 0 | 0 | 0 | 0 | 0 | 0 | 0 | 0 | 0 | 0 | 0 | 0 | 0 | 0 | 0 | 0 | 0 | 0 | 0 | 0 | 0 | 0 | 0 | 0 | 0 | 0 | 0 | 0 | 0 | 0 | 0 | 0 | 0 | 0 | 0 | 0 | 0 | 0 | 0 | 0 | 0 | 0 | 0 | 0 | 0 | 0 | 0 | 0 | 0 | 0 | 0 | 0 | 0 | 0 | 0 | 0 | 0 | 0 | 0 | 0 | 0 | 0 | 0 | 0
Ach | Assembly | Miscellaneous | Laboratory equipment | TRC | Existing | NE4520 | VSD Controlled Compressor | VSD Controlled Compressor | NonEquip | 15 | Others | 0% | Prescriptive_ECM_existing | 20.79% | 0 | 0 | 0 | 0 | 0 | 0 | 0 | 0 | 0 | 0 | 0 | 0 | 0 | 0 | 0 | 0 | 0 | 0 | 0 | 0 | 0 | 0 | 0 | 0 | 0 | 0 | 0 | 0 | 0 | 0 | 0 | 0 | 0 | 0 | 0 | 0 | 0 | 0 | 0 | 0 | 0 | 0 | 0 | 0 | 0 | 0 | 0 | 0 | 0 | 0 | 0 | 0 | 0 | 0 | 0 | 0 | 0 | 0 | 0 | 0 | 0 | 0 | 0 | 0 | 0 | 0 | 0 | 0 | 0 | 0 | 0 | 0 | 0 | 0 | 0 | 0 | 0 | 0 | 0 | 0 | 0 | 0 | 0 | 0 | 0 | 0 | 0 | 0 | 0 | 0 | 0 | 0 | 0 | 0 | 0
Ach | Assembly | Ventilation and Circulation | Individual room ventilation | TRC | New | NN5391 | Retro-Commissioning | Retro-Commissioning | NonEquip | 5 |  | 0% | Custom_improvement | 16% | 0 | 0 | 0 | 0 | 0 | 0 | 0 | 0 | 0 | 0 | 0 | 0 | 0 | 0 | 0 | 0 | 0 | 0 | 0 | 0 | 0 | 0 | 0 | 0 | 0 | 0 | 0 | 0 | 0 | 0 | 0 | 0 | 0 | 0 | 0 | 0 | 0 | 0 | 0 | 0 | 0 | 0 | 0 | 0 | 0 | 0 | 0 | 0 | 0 | 0 | 0 | 0 | 0 | 0 | 0 | 0 | 0 | 0 | 0 | 0 | 0 | 0 | 0 | 0 | 0 | 0 | 0 | 0 | 0 | 0 | 0 | 0 | 0 | 0 | 0 | 0 | 0 | 0 | 0 | 0 | 0 | 0 | 0 | 0 | 0 | 0 | 0 | 0 | 0 | 0 | 0 | 0 | 0 | 0 | 0
Ach | Assembly | Ventilation and Circulation | Individual room ventilation | TRC | New | NN4949 | Demand Controlled Ventilation | Demand Controlled Ventilation | NonEquip | 10 |  | 17.54% | Prescriptive_vent | 50% | 146.3947 | 168.9874 | 209.2916 | 213.0506 | 180.5876 | 110.0274 | 47.9576 | 16.6306 | 5.1421 | 1.5066 | 146.3947 | 315.3821 | 524.6737 | 737.7243 | 918.3119 | 1028.3393 | 1076.2969 | 1092.9276 | 1098.0697 | 1099.5763 | 0.015242 | 0.032836 | 0.054626 | 0.076808 | 0.09561 | 0.10707 | 0.11206 | 0.11379 | 0.11433 | 0.11448 | 0.085812 | 0.18487 | 0.30755 | 0.43243 | 0.53828 | 0.60278 | 0.63089 | 0.64064 | 0.64365 | 0.64453 | 5.7094 | 6.7553 | 8.5756 | 8.9479 | 7.7741 | 4.855 | 2.169 | 0.77098 | 0.24434 | 0.073378 | 35.6917 | 19.4461 | 23.0083 | 29.2083 | 30.4762 | 26.4783 | 16.5359 | 7.3877 | 2.6259 | 0.83222 | 0.24992 | 121.5652 | 92.1867 | 109.0739 | 138.4657 | 144.4764 | 125.5238 | 78.3904 | 35.0222 | 12.4485 | 3.9453 | 1.1848 | 576.2954 | 4.2468 | 5.0248 | 6.3788 | 6.6557 | 5.7826 | 3.6113 | 1.6134 | 0.57347 | 0.18175 | 0.054581 | 26.5485 | 87.9399 | 104.0491 | 132.0869 | 137.8208 | 119.7412 | 74.7791 | 33.4088 | 11.8751 | 3.7635 | 1.1302 | 549.7469
Ach | Assembly | Ventilation and Circulation | Individual room ventilation | TRC | Existing | NE5378 | Retro-Commissioning | Retro-Commissioning | NonEquip | 5 |  | 21.99% | Custom_improvement_existing | 16% | 56.3293 | 82.5443 | 117.842 | 160.6253 | 204.3256 | 239.0491 | 242.3311 | 211.4423 | 155.7506 | 96.4134 | 56.3293 | 138.8736 | 256.7156 | 417.3409 | 621.6665 | 860.7156 | 1103.0467 | 1314.489 | 1470.2396 | 1566.6531 | 0.0094172 | 0.023217 | 0.042918 | 0.069772 | 0.10393 | 0.1439 | 0.18441 | 0.21976 | 0.2458 | 0.26192 | 0.029197 | 0.071982 | 0.13306 | 0.21632 | 0.32223 | 0.44613 | 0.57174 | 0.68134 | 0.76207 | 0.81204 | 2.1968 | 3.2997 | 4.8285 | 6.7461 | 8.796 | 10.548 | 10.9602 | 9.8022 | 7.4009 | 4.6959 | 46.0175 | 6.2001 | 9.3127 | 13.6273 | 19.0392 | 24.8245 | 29.7693 | 30.9325 | 27.6644 | 20.8873 | 13.253 | 129.8736 | 3.1111 | 4.6729 | 6.838 | 9.5535 | 12.4565 | 14.9377 | 15.5214 | 13.8815 | 10.4809 | 6.6501 | 65.1684 | -10.1227 | -15.2046 | -22.249 | -31.0848 | -40.5304 | -48.6037 | -50.5027 | -45.167 | -34.1023 | -21.6379 | -212.0416 | 13.2338 | 19.8775 | 29.087 | 40.6383 | 52.9869 | 63.5414 | 66.0241 | 59.0486 | 44.5832 | 28.288 | 277.21
Ach | Assembly | Ventilation and Circulation | Individual room ventilation | TRC | Existing | NE4936 | Demand Controlled Ventilation | Demand Controlled Ventilation | NonEquip | 10 |  | 18.71% | Prescriptive_vent_existing | 50% | 808.8386 | 1173.713 | 1535.8884 | 1642.7795 | 1456.021 | 923.1869 | 417.3098 | 149.8994 | 48.0312 | 14.5907 | 808.8386 | 1982.5516 | 3518.4399 | 5161.2194 | 6617.2404 | 7540.4273 | 7957.7371 | 8107.6365 | 8155.6677 | 8170.2584 | 0.084212 | 0.20641 | 0.36632 | 0.53736 | 0.68895 | 0.78507 | 0.82852 | 0.84412 | 0.84912 | 0.85064 | 0.47411 | 1.1621 | 2.0624 | 3.0253 | 3.8788 | 4.4199 | 4.6646 | 4.7524 | 4.7806 | 4.7891 | 31.5447 | 46.9192 | 62.9321 | 68.9947 | 62.6798 | 40.7355 | 18.8741 | 6.9492 | 2.2823 | 0.71065 | 262.7792 | 107.4406 | 159.8057 | 214.3453 | 234.9943 | 213.4861 | 138.7444 | 64.2848 | 23.6687 | 7.7736 | 2.4205 | 895.0204 | 509.3361 | 757.5798 | 1016.1317 | 1114.0213 | 1012.0587 | 657.7359 | 304.7505 | 112.2044 | 36.8516 | 11.4745 | 4242.9607 | 23.4639 | 34.8998 | 46.8107 | 51.3202 | 46.6231 | 30.3003 | 14.0391 | 5.169 | 1.6977 | 0.5286 | 195.4628 | 485.8723 | 722.68 | 969.321 | 1062.7011 | 965.4357 | 627.4357 | 290.7114 | 107.0354 | 35.154 | 10.9459 | 4047.498
Ach | Assembly | Space Heating | Individual room heating | TRC | New | NN5339 | Retro-Commissioning | Retro-Commissioning | NonEquip | 5 |  | 0% | Custom_improvement | 16% | 0 | 0 | 0 | 0 | 0 | 0 | 0 | 0 | 0 | 0 | 0 | 0 | 0 | 0 | 0 | 0 | 0 | 0 | 0 | 0 | 0 | 0 | 0 | 0 | 0 | 0 | 0 | 0 | 0 | 0 | 0 | 0 | 0 | 0 | 0 | 0 | 0 | 0 | 0 | 0 | 0 | 0 | 0 | 0 | 0 | 0 | 0 | 0 | 0 | 0 | 0 | 0 | 0 | 0 | 0 | 0 | 0 | 0 | 0 | 0 | 0 | 0 | 0 | 0 | 0 | 0 | 0 | 0 | 0 | 0 | 0 | 0 | 0 | 0 | 0 | 0 | 0 | 0 | 0 | 0 | 0 | 0 | 0 | 0 | 0 | 0 | 0 | 0 | 0 | 0 | 0 | 0 | 0 | 0 | 0
Ach | Assembly | Space Heating | Individual room heating | TRC | New | NN3545 | Duct Sealing Repair | Duct Sealing Repair | NonEquip | 15 |  | 0% | Prescriptive_duct | 12% | 0 | 0 | 0 | 0 | 0 | 0 | 0 | 0 | 0 | 0 | 0 | 0 | 0 | 0 | 0 | 0 | 0 | 0 | 0 | 0 | 0 | 0 | 0 | 0 | 0 | 0 | 0 | 0 | 0 | 0 | 0 | 0 | 0 | 0 | 0 | 0 | 0 | 0 | 0 | 0 | 0 | 0 | 0 | 0 | 0 | 0 | 0 | 0 | 0 | 0 | 0 | 0 | 0 | 0 | 0 | 0 | 0 | 0 | 0 | 0 | 0 | 0 | 0 | 0 | 0 | 0 | 0 | 0 | 0 | 0 | 0 | 0 | 0 | 0 | 0 | 0 | 0 | 0 | 0 | 0 | 0 | 0 | 0 | 0 | 0 | 0 | 0 | 0 | 0 | 0 | 0 | 0 | 0 | 0 | 0
Ach | Assembly | Space Heating | Individual room heating | TRC | New | NN3181 | Ceiling Insulation(R2 to R38) | Ceiling Insulation(R2 to R38) | NonEquip | 20 |  | 0% | Prescriptive_shell | 55.59% | 0 | 0 | 0 | 0 | 0 | 0 | 0 | 0 | 0 | 0 | 0 | 0 | 0 | 0 | 0 | 0 | 0 | 0 | 0 | 0 | 0 | 0 | 0 | 0 | 0 | 0 | 0 | 0 | 0 | 0 | 0 | 0 | 0 | 0 | 0 | 0 | 0 | 0 | 0 | 0 | 0 | 0 | 0 | 0 | 0 | 0 | 0 | 0 | 0 | 0 | 0 | 0 | 0 | 0 | 0 | 0 | 0 | 0 | 0 | 0 | 0 | 0 | 0 | 0 | 0 | 0 | 0 | 0 | 0 | 0 | 0 | 0 | 0 | 0 | 0 | 0 | 0 | 0 | 0 | 0 | 0 | 0 | 0 | 0 | 0 | 0 | 0 | 0 | 0 | 0 | 0 | 0 | 0 | 0 | 0
Ach | Assembly | Space Heating | Individual room heating | TRC | Existing | NE5326 | Retro-Commissioning | Retro-Commissioning | NonEquip | 5 |  | 21.99% | Custom_improvement_existing | 16% | 0.59899 | 0.88733 | 1.2694 | 1.7313 | 2.1999 | 2.5657 | 2.5936 | 2.2596 | 1.6635 | 1.0296 | 0.59899 | 1.4863 | 2.7558 | 4.4871 | 6.687 | 9.2527 | 11.8463 | 14.106 | 15.7695 | 16.7991 | 0 | 0 | 0 | 0 | 0 | 0 | 0 | 0 | 0 | 0 | 0.00031047 | 0.0007704 | 0.0014284 | 0.0023258 | 0.0034661 | 0.004796 | 0.0061403 | 0.0073115 | 0.0081738 | 0.0087075 | 0.02336 | 0.035471 | 0.052015 | 0.072713 | 0.094702 | 0.11321 | 0.1173 | 0.10475 | 0.079048 | 0.050147 | 0.49355 | 0.065929 | 0.10011 | 0.1468 | 0.20522 | 0.26728 | 0.31952 | 0.33107 | 0.29564 | 0.22309 | 0.14153 | 1.3929 | 0.033082 | 0.050233 | 0.073661 | 0.10297 | 0.13411 | 0.16033 | 0.16612 | 0.14835 | 0.11194 | 0.071016 | 0.69894 | -0.10764 | -0.16344 | -0.23968 | -0.33505 | -0.43637 | -0.52167 | -0.54052 | -0.48269 | -0.36424 | -0.23107 | -2.2742 | 0.14072 | 0.21368 | 0.31334 | 0.43802 | 0.57049 | 0.682 | 0.70665 | 0.63104 | 0.47618 | 0.30208 | 2.9731
Ach | Assembly | Space Heating | Individual room heating | TRC | Existing | NE4234 | Wall Insulation | Wall Insulation | NonEquip | 20 |  | 0% | newshell_existing | 5.33% | 0 | 0 | 0 | 0 | 0 | 0 | 0 | 0 | 0 | 0 | 0 | 0 | 0 | 0 | 0 | 0 | 0 | 0 | 0 | 0 | 0 | 0 | 0 | 0 | 0 | 0 | 0 | 0 | 0 | 0 | 0 | 0 | 0 | 0 | 0 | 0 | 0 | 0 | 0 | 0 | 0 | 0 | 0 | 0 | 0 | 0 | 0 | 0 | 0 | 0 | 0 | 0 | 0 | 0 | 0 | 0 | 0 | 0 | 0 | 0 | 0 | 0 | 0 | 0 | 0 | 0 | 0 | 0 | 0 | 0 | 0 | 0 | 0 | 0 | 0 | 0 | 0 | 0 | 0 | 0 | 0 | 0 | 0 | 0 | 0 | 0 | 0 | 0 | 0 | 0 | 0 | 0 | 0 | 0 | 0
Ach | Assembly | Space Heating | Individual room heating | TRC | Existing | NE4000 | Low U-Value Windows | Low U-Value Windows | NonEquip | 20 |  | 5.375% | newshell_existing | 46% | 0.72314 | 0.34138 | 0.14187 | 0.055349 | 0.020988 | 0.0079537 | 0.0029574 | 0.0011084 | 0.00041801 | 0.00015636 | 0.72314 | 1.0645 | 1.2064 | 1.2617 | 1.2827 | 1.2907 | 1.2936 | 1.2947 | 1.2952 | 1.2953 | 0 | 0 | 0 | 0 | 0 | 0 | 0 | 0 | 0 | 0 | 3.0054e-06 | 4.4242e-06 | 5.0138e-06 | 5.2439e-06 | 5.3311e-06 | 5.3642e-06 | 5.3765e-06 | 5.3811e-06 | 5.3828e-06 | 5.3835e-06 | 0.028203 | 0.013647 | 0.0058131 | 0.0023246 | 0.00090351 | 0.00035096 | 0.00013376 | 5.1384e-05 | 1.9863e-05 | 7.6154e-06 | 0.04573 | 0.62082 | 0.3004 | 0.12796 | 0.051171 | 0.019889 | 0.0077256 | 0.0029444 | 0.0011311 | 0.00043724 | 0.00016764 | 1.0066 | 0.32186 | 0.15574 | 0.066342 | 0.026529 | 0.010311 | 0.0040053 | 0.0015265 | 0.00058643 | 0.00022668 | 8.6911e-05 | 0.52189 | -0.53187 | -0.25736 | -0.10963 | -0.043839 | -0.017039 | -0.0066187 | -0.0025225 | -0.00096905 | -0.00037459 | -0.00014362 | -0.86241 | 0.85373 | 0.4131 | 0.17597 | 0.070368 | 0.027351 | 0.010624 | 0.0040491 | 0.0015555 | 0.00060127 | 0.00023053 | 1.3843
Ach | Assembly | Space Heating | Individual room heating | TRC | Existing | NE3532 | Duct Sealing Repair | Duct Sealing Repair | NonEquip | 15 |  | 0% | Prescriptive_duct_existing | 12% | 0 | 0 | 0 | 0 | 0 | 0 | 0 | 0 | 0 | 0 | 0 | 0 | 0 | 0 | 0 | 0 | 0 | 0 | 0 | 0 | 0 | 0 | 0 | 0 | 0 | 0 | 0 | 0 | 0 | 0 | 0 | 0 | 0 | 0 | 0 | 0 | 0 | 0 | 0 | 0 | 0 | 0 | 0 | 0 | 0 | 0 | 0 | 0 | 0 | 0 | 0 | 0 | 0 | 0 | 0 | 0 | 0 | 0 | 0 | 0 | 0 | 0 | 0 | 0 | 0 | 0 | 0 | 0 | 0 | 0 | 0 | 0 | 0 | 0 | 0 | 0 | 0 | 0 | 0 | 0 | 0 | 0 | 0 | 0 | 0 | 0 | 0 | 0 | 0 | 0 | 0 | 0 | 0 | 0 | 0
Ach | Assembly | Space Heating | Individual room heating | TRC | Existing | NE3168 | Ceiling Insulation(R2 to R38) | Ceiling Insulation(R2 to R38) | NonEquip | 20 |  | 0% | Prescriptive_shell_existing | 61.34% | 0 | 0 | 0 | 0 | 0 | 0 | 0 | 0 | 0 | 0 | 0 | 0 | 0 | 0 | 0 | 0 | 0 | 0 | 0 | 0 | 0 | 0 | 0 | 0 | 0 | 0 | 0 | 0 | 0 | 0 | 0 | 0 | 0 | 0 | 0 | 0 | 0 | 0 | 0 | 0 | 0 | 0 | 0 | 0 | 0 | 0 | 0 | 0 | 0 | 0 | 0 | 0 | 0 | 0 | 0 | 0 | 0 | 0 | 0 | 0 | 0 | 0 | 0 | 0 | 0 | 0 | 0 | 0 | 0 | 0 | 0 | 0 | 0 | 0 | 0 | 0 | 0 | 0 | 0 | 0 | 0 | 0 | 0 | 0 | 0 | 0 | 0 | 0 | 0 | 0 | 0 | 0 | 0 | 0 | 0
Ach | Assembly | Space Cooling | Individual room air conditioners | TRC | New | NN5365 | Retro-Commissioning | Retro-Commissioning | NonEquip | 5 |  | 0% | Custom_improvement | 16% | 0 | 0 | 0 | 0 | 0 | 0 | 0 | 0 | 0 | 0 | 0 | 0 | 0 | 0 | 0 | 0 | 0 | 0 | 0 | 0 | 0 | 0 | 0 | 0 | 0 | 0 | 0 | 0 | 0 | 0 | 0 | 0 | 0 | 0 | 0 | 0 | 0 | 0 | 0 | 0 | 0 | 0 | 0 | 0 | 0 | 0 | 0 | 0 | 0 | 0 | 0 | 0 | 0 | 0 | 0 | 0 | 0 | 0 | 0 | 0 | 0 | 0 | 0 | 0 | 0 | 0 | 0 | 0 | 0 | 0 | 0 | 0 | 0 | 0 | 0 | 0 | 0 | 0 | 0 | 0 | 0 | 0 | 0 | 0 | 0 | 0 | 0 | 0 | 0 | 0 | 0 | 0 | 0 | 0 | 0
Ach | Assembly | Space Cooling | Individual room air conditioners | TRC | New | NN4195 | Thermal Energy Storage | Thermal Energy Storage | NonEquip | 20 |  | 50% | Prescriptive_HVACnonequip | 0% | 0 | 0 | 0 | 0 | 0 | 0 | 0 | 0 | 0 | 0 | 0 | 0 | 0 | 0 | 0 | 0 | 0 | 0 | 0 | 0 | 0 | 0 | 0 | 0 | 0 | 0 | 0 | 0 | 0 | 0 | 0 | 0 | 0 | 0 | 0 | 0 | 0 | 0 | 0 | 0 | 0 | 0 | 0 | 0 | 0 | 0 | 0 | 0 | 0 | 0 | 0 | 0 | 0 | 0 | 0 | 0 | 0 | 0 | 0 | 0 | 0 | 0 | 0 | 0 | 0 | 0 | 0 | 0 | 0 | 0 | 0 | 0 | 0 | 0 | 0 | 0 | 0 | 0 | 0 | 0 | 0 | 0 | 0 | 0 | 0 | 0 | 0 | 0 | 0 | 0 | 0 | 0 | 0 | 0 | 0
Ach | Assembly | Space Cooling | Individual room air conditioners | TRC | New | NN3883 | HVAC tune-up | HVAC tune-up | NonEquip | 5 | Residential-type central air conditioners | 0% | Prescriptive_HVACnonequip | 5% | 0 | 0 | 0 | 0 | 0 | 0 | 0 | 0 | 0 | 0 | 0 | 0 | 0 | 0 | 0 | 0 | 0 | 0 | 0 | 0 | 0 | 0 | 0 | 0 | 0 | 0 | 0 | 0 | 0 | 0 | 0 | 0 | 0 | 0 | 0 | 0 | 0 | 0 | 0 | 0 | 0 | 0 | 0 | 0 | 0 | 0 | 0 | 0 | 0 | 0 | 0 | 0 | 0 | 0 | 0 | 0 | 0 | 0 | 0 | 0 | 0 | 0 | 0 | 0 | 0 | 0 | 0 | 0 | 0 | 0 | 0 | 0 | 0 | 0 | 0 | 0 | 0 | 0 | 0 | 0 | 0 | 0 | 0 | 0 | 0 | 0 | 0 | 0 | 0 | 0 | 0 | 0 | 0 | 0 | 0
Ach | Assembly | Space Cooling | Individual room air conditioners | TRC | New | NN3519 | Duct Sealing Repair | Duct Sealing Repair | NonEquip | 15 |  | 0% | Prescriptive_duct | 12% | 0 | 0 | 0 | 0 | 0 | 0 | 0 | 0 | 0 | 0 | 0 | 0 | 0 | 0 | 0 | 0 | 0 | 0 | 0 | 0 | 0 | 0 | 0 | 0 | 0 | 0 | 0 | 0 | 0 | 0 | 0 | 0 | 0 | 0 | 0 | 0 | 0 | 0 | 0 | 0 | 0 | 0 | 0 | 0 | 0 | 0 | 0 | 0 | 0 | 0 | 0 | 0 | 0 | 0 | 0 | 0 | 0 | 0 | 0 | 0 | 0 | 0 | 0 | 0 | 0 | 0 | 0 | 0 | 0 | 0 | 0 | 0 | 0 | 0 | 0 | 0 | 0 | 0 | 0 | 0 | 0 | 0 | 0 | 0 | 0 | 0 | 0 | 0 | 0 | 0 | 0 | 0 | 0 | 0 | 0
Ach | Assembly | Space Cooling | Individual room air conditioners | TRC | New | NN3311 | Chilled Water System - Variable Speed Drives | Chilled Water System - Variable Speed Drives | NonEquip | 13 | Central chillers inside | 0% | Prescriptive_HVACnonequip | 24.74% | 0 | 0 | 0 | 0 | 0 | 0 | 0 | 0 | 0 | 0 | 0 | 0 | 0 | 0 | 0 | 0 | 0 | 0 | 0 | 0 | 0 | 0 | 0 | 0 | 0 | 0 | 0 | 0 | 0 | 0 | 0 | 0 | 0 | 0 | 0 | 0 | 0 | 0 | 0 | 0 | 0 | 0 | 0 | 0 | 0 | 0 | 0 | 0 | 0 | 0 | 0 | 0 | 0 | 0 | 0 | 0 | 0 | 0 | 0 | 0 | 0 | 0 | 0 | 0 | 0 | 0 | 0 | 0 | 0 | 0 | 0 | 0 | 0 | 0 | 0 | 0 | 0 | 0 | 0 | 0 | 0 | 0 | 0 | 0 | 0 | 0 | 0 | 0 | 0 | 0 | 0 | 0 | 0 | 0 | 0
Ach | Assembly | Space Cooling | Individual room air conditioners | TRC | New | NN3207 | Ceiling Insulation(R2 to R38) | Ceiling Insulation(R2 to R38) | NonEquip | 20 |  | 0% | Prescriptive_shell | 44.99% | 0 | 0 | 0 | 0 | 0 | 0 | 0 | 0 | 0 | 0 | 0 | 0 | 0 | 0 | 0 | 0 | 0 | 0 | 0 | 0 | 0 | 0 | 0 | 0 | 0 | 0 | 0 | 0 | 0 | 0 | 0 | 0 | 0 | 0 | 0 | 0 | 0 | 0 | 0 | 0 | 0 | 0 | 0 | 0 | 0 | 0 | 0 | 0 | 0 | 0 | 0 | 0 | 0 | 0 | 0 | 0 | 0 | 0 | 0 | 0 | 0 | 0 | 0 | 0 | 0 | 0 | 0 | 0 | 0 | 0 | 0 | 0 | 0 | 0 | 0 | 0 | 0 | 0 | 0 | 0 | 0 | 0 | 0 | 0 | 0 | 0 | 0 | 0 | 0 | 0 | 0 | 0 | 0 | 0 | 0
Ach | Assembly | Space Cooling | Individual room air conditioners | TRC | Existing | NE5352 | Retro-Commissioning | Retro-Commissioning | NonEquip | 5 |  | 21.99% | Custom_improvement_existing | 16% | 4722.9357 | 7062.9181 | 10104.5131 | 13780.8933 | 17510.6564 | 20422.767 | 20644.7248 | 17986.2932 | 13241.4073 | 8195.2677 | 4722.9357 | 11785.8538 | 21890.3668 | 35671.2602 | 53181.9166 | 73604.6836 | 94249.4084 | 112235.7016 | 125477.1089 | 133672.3766 | 0.78959 | 1.9704 | 3.6597 | 5.9636 | 8.891 | 12.3054 | 15.7568 | 18.7638 | 20.9775 | 22.3476 | 0 | 0 | 0 | 0 | 0 | 0 | 0 | 0 | 0 | 0 | 184.1945 | 282.3402 | 414.0261 | 578.7801 | 753.811 | 901.153 | 933.7205 | 833.822 | 629.2014 | 399.1559 | 3926.893 | 519.8457 | 796.8388 | 1168.4915 | 1633.4709 | 2127.4547 | 2543.2926 | 2635.2069 | 2353.2667 | 1775.7732 | 1126.5238 | 11082.7334 | 260.8498 | 399.8403 | 586.3293 | 819.6481 | 1067.5209 | 1276.1814 | 1322.3024 | 1180.8295 | 891.053 | 565.2706 | 5561.1287 | -848.7401 | -1300.9802 | -1907.769 | -2666.9301 | -3473.446 | -4152.3751 | -4302.4414 | -3842.1241 | -2899.2638 | -1839.2493 | -18094.5225 | 1109.5899 | 1700.8205 | 2494.0983 | 3486.5782 | 4540.9669 | 5428.5564 | 5624.7437 | 5022.9537 | 3790.3169 | 2404.5199 | 23655.6512
Ach | Assembly | Space Cooling | Individual room air conditioners | TRC | Existing | NE4208 | Wall Insulation | Wall Insulation | NonEquip | 20 |  | 0% | newshell_existing | 26.77% | 0 | 0 | 0 | 0 | 0 | 0 | 0 | 0 | 0 | 0 | 0 | 0 | 0 | 0 | 0 | 0 | 0 | 0 | 0 | 0 | 0 | 0 | 0 | 0 | 0 | 0 | 0 | 0 | 0 | 0 | 0 | 0 | 0 | 0 | 0 | 0 | 0 | 0 | 0 | 0 | 0 | 0 | 0 | 0 | 0 | 0 | 0 | 0 | 0 | 0 | 0 | 0 | 0 | 0 | 0 | 0 | 0 | 0 | 0 | 0 | 0 | 0 | 0 | 0 | 0 | 0 | 0 | 0 | 0 | 0 | 0 | 0 | 0 | 0 | 0 | 0 | 0 | 0 | 0 | 0 | 0 | 0 | 0 | 0 | 0 | 0 | 0 | 0 | 0 | 0 | 0 | 0 | 0 | 0 | 0
Ach | Assembly | Space Cooling | Individual room air conditioners | TRC | Existing | NE4182 | Thermal Energy Storage | Thermal Energy Storage | NonEquip | 20 |  | 50% | Prescriptive_HVACnonequip_existing | 0% | 0 | 0 | 0 | 0 | 0 | 0 | 0 | 0 | 0 | 0 | 0 | 0 | 0 | 0 | 0 | 0 | 0 | 0 | 0 | 0 | 0 | 0 | 0 | 0 | 0 | 0 | 0 | 0 | 0 | 0 | 0 | 0 | 0 | 0 | 0 | 0 | 0 | 0 | 0 | 0 | 0 | 0 | 0 | 0 | 0 | 0 | 0 | 0 | 0 | 0 | 0 | 0 | 0 | 0 | 0 | 0 | 0 | 0 | 0 | 0 | 0 | 0 | 0 | 0 | 0 | 0 | 0 | 0 | 0 | 0 | 0 | 0 | 0 | 0 | 0 | 0 | 0 | 0 | 0 | 0 | 0 | 0 | 0 | 0 | 0 | 0 | 0 | 0 | 0 | 0 | 0 | 0 | 0 | 0 | 0
Ach | Assembly | Space Cooling | Individual room air conditioners | TRC | Existing | NE3974 | Low U-Value Windows | Low U-Value Windows | NonEquip | 20 |  | 5.375% | newshell_existing | 46% | 5701.8974 | 2717.2872 | 1129.2575 | 440.5657 | 167.0607 | 63.31 | 23.5405 | 8.8227 | 3.3272 | 1.2446 | 5701.8974 | 8419.1847 | 9548.4422 | 9989.0078 | 10156.0686 | 10219.3786 | 10242.9191 | 10251.7418 | 10255.069 | 10256.3135 | 2.1194 | 3.1294 | 3.5492 | 3.7129 | 3.775 | 3.7986 | 3.8073 | 3.8106 | 3.8118 | 3.8123 | 0 | 0 | 0 | 0 | 0 | 0 | 0 | 0 | 0 | 0 | 222.374 | 108.6236 | 46.2706 | 18.5032 | 7.1917 | 2.7935 | 1.0647 | 0.40901 | 0.1581 | 0.060617 | 362.0249 | 4895.1087 | 2391.1254 | 1018.5531 | 407.3101 | 158.3116 | 61.4942 | 23.437 | 9.0035 | 3.4803 | 1.3344 | 7969.2374 | 2537.8504 | 1239.6698 | 528.065 | 211.1684 | 82.0761 | 31.8815 | 12.1508 | 4.6678 | 1.8043 | 0.69179 | 4131.6207 | -4193.7189 | -2048.5159 | -872.6109 | -348.9492 | -135.6281 | -52.6831 | -20.0789 | -7.7134 | -2.9816 | -1.1432 | -6827.3747 | 6731.5694 | 3288.1857 | 1400.6759 | 560.1175 | 217.7042 | 84.5646 | 32.2297 | 12.3813 | 4.786 | 1.835 | 10958.9954
Ach | Assembly | Space Cooling | Individual room air conditioners | TRC | Existing | NE3870 | HVAC tune-up | HVAC tune-up | NonEquip | 5 | Residential-type central air conditioners | 0% | Prescriptive_HVACnonequip_existing | 5% | 0 | 0 | 0 | 0 | 0 | 0 | 0 | 0 | 0 | 0 | 0 | 0 | 0 | 0 | 0 | 0 | 0 | 0 | 0 | 0 | 0 | 0 | 0 | 0 | 0 | 0 | 0 | 0 | 0 | 0 | 0 | 0 | 0 | 0 | 0 | 0 | 0 | 0 | 0 | 0 | 0 | 0 | 0 | 0 | 0 | 0 | 0 | 0 | 0 | 0 | 0 | 0 | 0 | 0 | 0 | 0 | 0 | 0 | 0 | 0 | 0 | 0 | 0 | 0 | 0 | 0 | 0 | 0 | 0 | 0 | 0 | 0 | 0 | 0 | 0 | 0 | 0 | 0 | 0 | 0 | 0 | 0 | 0 | 0 | 0 | 0 | 0 | 0 | 0 | 0 | 0 | 0 | 0 | 0 | 0
Ach | Assembly | Space Cooling | Individual room air conditioners | TRC | Existing | NE3506 | Duct Sealing Repair | Duct Sealing Repair | NonEquip | 15 |  | 0% | Prescriptive_duct_existing | 12% | 0 | 0 | 0 | 0 | 0 | 0 | 0 | 0 | 0 | 0 | 0 | 0 | 0 | 0 | 0 | 0 | 0 | 0 | 0 | 0 | 0 | 0 | 0 | 0 | 0 | 0 | 0 | 0 | 0 | 0 | 0 | 0 | 0 | 0 | 0 | 0 | 0 | 0 | 0 | 0 | 0 | 0 | 0 | 0 | 0 | 0 | 0 | 0 | 0 | 0 | 0 | 0 | 0 | 0 | 0 | 0 | 0 | 0 | 0 | 0 | 0 | 0 | 0 | 0 | 0 | 0 | 0 | 0 | 0 | 0 | 0 | 0 | 0 | 0 | 0 | 0 | 0 | 0 | 0 | 0 | 0 | 0 | 0 | 0 | 0 | 0 | 0 | 0 | 0 | 0 | 0 | 0 | 0 | 0 | 0
Ach | Assembly | Space Cooling | Individual room air conditioners | TRC | Existing | NE3298 | Chilled Water System - Variable Speed Drives | Chilled Water System - Variable Speed Drives | NonEquip | 13 | Central chillers inside | 0% | Prescriptive_HVACnonequip_existing | 24.74% | 0 | 0 | 0 | 0 | 0 | 0 | 0 | 0 | 0 | 0 | 0 | 0 | 0 | 0 | 0 | 0 | 0 | 0 | 0 | 0 | 0 | 0 | 0 | 0 | 0 | 0 | 0 | 0 | 0 | 0 | 0 | 0 | 0 | 0 | 0 | 0 | 0 | 0 | 0 | 0 | 0 | 0 | 0 | 0 | 0 | 0 | 0 | 0 | 0 | 0 | 0 | 0 | 0 | 0 | 0 | 0 | 0 | 0 | 0 | 0 | 0 | 0 | 0 | 0 | 0 | 0 | 0 | 0 | 0 | 0 | 0 | 0 | 0 | 0 | 0 | 0 | 0 | 0 | 0 | 0 | 0 | 0 | 0 | 0 | 0 | 0 | 0 | 0 | 0 | 0 | 0 | 0 | 0 | 0 | 0
Ach | Assembly | Space Cooling | Individual room air conditioners | TRC | Existing | NE3194 | Ceiling Insulation(R2 to R38) | Ceiling Insulation(R2 to R38) | NonEquip | 20 |  | 0% | Prescriptive_shell_existing | 44.99% | 0 | 0 | 0 | 0 | 0 | 0 | 0 | 0 | 0 | 0 | 0 | 0 | 0 | 0 | 0 | 0 | 0 | 0 | 0 | 0 | 0 | 0 | 0 | 0 | 0 | 0 | 0 | 0 | 0 | 0 | 0 | 0 | 0 | 0 | 0 | 0 | 0 | 0 | 0 | 0 | 0 | 0 | 0 | 0 | 0 | 0 | 0 | 0 | 0 | 0 | 0 | 0 | 0 | 0 | 0 | 0 | 0 | 0 | 0 | 0 | 0 | 0 | 0 | 0 | 0 | 0 | 0 | 0 | 0 | 0 | 0 | 0 | 0 | 0 | 0 | 0 | 0 | 0 | 0 | 0 | 0 | 0 | 0 | 0 | 0 | 0 | 0 | 0 | 0 | 0 | 0 | 0 | 0 | 0 | 0
Ach | Assembly | Interior Lighting | High bay | TRC | New | NN5261 | Retro-Commissioning | Retro-Commissioning | NonEquip | 5 |  | 0% | Custom_improvement | 16% | 0 | 0 | 0 | 0 | 0 | 0 | 0 | 0 | 0 | 0 | 0 | 0 | 0 | 0 | 0 | 0 | 0 | 0 | 0 | 0 | 0 | 0 | 0 | 0 | 0 | 0 | 0 | 0 | 0 | 0 | 0 | 0 | 0 | 0 | 0 | 0 | 0 | 0 | 0 | 0 | 0 | 0 | 0 | 0 | 0 | 0 | 0 | 0 | 0 | 0 | 0 | 0 | 0 | 0 | 0 | 0 | 0 | 0 | 0 | 0 | 0 | 0 | 0 | 0 | 0 | 0 | 0 | 0 | 0 | 0 | 0 | 0 | 0 | 0 | 0 | 0 | 0 | 0 | 0 | 0 | 0 | 0 | 0 | 0 | 0 | 0 | 0 | 0 | 0 | 0 | 0 | 0 | 0 | 0 | 0
Ach | Assembly | Interior Lighting | High bay | TRC | Existing | NE5248 | Retro-Commissioning | Retro-Commissioning | NonEquip | 5 |  | 21.99% | Custom_improvement_existing | 16% | 9532.9549 | 14094.4664 | 20162.2592 | 27496.9027 | 34938.3187 | 40748.4946 | 41191.2639 | 35887.0143 | 26419.8088 | 16351.5385 | 9532.9549 | 23627.4213 | 43789.6804 | 71286.5832 | 106224.9019 | 146973.3965 | 188164.6603 | 224051.6746 | 250471.4834 | 266823.0219 | 1.5937 | 3.9501 | 7.3208 | 11.9178 | 17.7589 | 24.5713 | 31.4577 | 37.4574 | 41.8743 | 44.6079 | 4.9412 | 12.2468 | 22.6975 | 36.9499 | 55.0595 | 76.1806 | 97.5313 | 116.1326 | 129.8268 | 138.3022 | 371.7852 | 563.4263 | 826.136 | 1154.8351 | 1504.0493 | 1798.0241 | 1863.0003 | 1663.6769 | 1255.4089 | 796.4124 | 7839.2496 | 1049.2765 | 1590.1384 | 2331.5748 | 3259.2509 | 4244.826 | 5074.5008 | 5257.8808 | 4695.3375 | 3543.0968 | 2247.687 | 22124.4413 | 526.5093 | 797.9046 | 1169.9449 | 1635.4372 | 2129.9821 | 2546.2989 | 2638.3159 | 2356.0411 | 1777.8662 | 1127.8514 | 11101.6715 | -1713.1296 | -2596.1822 | -3806.7082 | -5321.3036 | -6930.4292 | -8285.02 | -8584.4204 | -7665.9689 | -5784.7322 | -3669.7466 | -36122.0636 | 2239.6388 | 3394.0868 | 4976.6531 | 6956.7408 | 9060.4113 | 10831.3189 | 11222.7363 | 10022.01 | 7562.5985 | 4797.598 | 47223.735
Ach | Assembly | Interior Lighting | High bay | TRC | Turnover | ET1523 | High Bay LED | High Bay LED | Equip | 15 | High bay | 65.91% | Prescriptive_lightequip | 64.78% | 209294.6693 | 70384.7565 | 22494.0871 | 6785.1079 | 2004.1622 | 594.2481 | 173.244 | 50.9546 | 15.0858 | 4.4306 | 209294.6693 | 279679.4258 | 302173.5128 | 308958.6208 | 310962.783 | 311557.0311 | 311730.2751 | 311781.2297 | 311796.3155 | 311800.7462 | 38.7049 | 51.7211 | 55.8809 | 57.1357 | 57.5063 | 57.6162 | 57.6483 | 57.6577 | 57.6605 | 57.6613 | 37.9739 | 50.7443 | 54.8256 | 56.0567 | 56.4203 | 56.5281 | 56.5596 | 56.5688 | 56.5716 | 56.5724 | 8162.4921 | 2813.6306 | 921.6812 | 284.9659 | 86.2766 | 26.2212 | 7.8355 | 2.3622 | 0.71684 | 0.2158 | 11126.4802 | 14289.185 | 4925.5164 | 1613.4867 | 498.8588 | 151.035 | 45.9025 | 13.7167 | 4.1352 | 1.2549 | 0.37777 | 19477.9159 | 95484.5672 | 32913.7598 | 10781.7962 | 3333.5224 | 1009.2607 | 306.7342 | 91.6593 | 27.6328 | 8.3856 | 2.5244 | 130157.2039 | -97001.1135 | -33436.5169 | -10953.0395 | -3386.4675 | -1025.2904 | -311.6059 | -93.1151 | -28.0717 | -8.5188 | -2.5645 | -132224.443 | 192485.6806 | 66350.2767 | 21734.8357 | 6719.9899 | 2034.551 | 618.3401 | 184.7743 | 55.7046 | 16.9044 | 5.0889 | 262381.647
Ach | Assembly | Interior Lighting | High bay | TRC | New | EN1549 | High Bay LED | High Bay LED | Equip | 15 | High bay | 0% | Prescriptive_lightequip | 64.78% | 0 | 0 | 0 | 0 | 0 | 0 | 0 | 0 | 0 | 0 | 0 | 0 | 0 | 0 | 0 | 0 | 0 | 0 | 0 | 0 | 0 | 0 | 0 | 0 | 0 | 0 | 0 | 0 | 0 | 0 | 0 | 0 | 0 | 0 | 0 | 0 | 0 | 0 | 0 | 0 | 0 | 0 | 0 | 0 | 0 | 0 | 0 | 0 | 0 | 0 | 0 | 0 | 0 | 0 | 0 | 0 | 0 | 0 | 0 | 0 | 0 | 0 | 0 | 0 | 0 | 0 | 0 | 0 | 0 | 0 | 0 | 0 | 0 | 0 | 0 | 0 | 0 | 0 | 0 | 0 | 0 | 0 | 0 | 0 | 0 | 0 | 0 | 0 | 0 | 0 | 0 | 0 | 0 | 0 | 0
Ach | Assembly | Space Heating | Forced air furnace | TRC | New | NN5339 | Retro-Commissioning | Retro-Commissioning | NonEquip | 5 |  | 0% | Custom_improvement | 16% | 0 | 0 | 0 | 0 | 0 | 0 | 0 | 0 | 0 | 0 | 0 | 0 | 0 | 0 | 0 | 0 | 0 | 0 | 0 | 0 | 0 | 0 | 0 | 0 | 0 | 0 | 0 | 0 | 0 | 0 | 0 | 0 | 0 | 0 | 0 | 0 | 0 | 0 | 0 | 0 | 0 | 0 | 0 | 0 | 0 | 0 | 0 | 0 | 0 | 0 | 0 | 0 | 0 | 0 | 0 | 0 | 0 | 0 | 0 | 0 | 0 | 0 | 0 | 0 | 0 | 0 | 0 | 0 | 0 | 0 | 0 | 0 | 0 | 0 | 0 | 0 | 0 | 0 | 0 | 0 | 0 | 0 | 0 | 0 | 0 | 0 | 0 | 0 | 0 | 0 | 0 | 0 | 0 | 0 | 0
Ach | Assembly | Space Heating | Forced air furnace | TRC | New | NN3545 | Duct Sealing Repair | Duct Sealing Repair | NonEquip | 15 |  | 0% | Prescriptive_duct | 12% | 0 | 0 | 0 | 0 | 0 | 0 | 0 | 0 | 0 | 0 | 0 | 0 | 0 | 0 | 0 | 0 | 0 | 0 | 0 | 0 | 0 | 0 | 0 | 0 | 0 | 0 | 0 | 0 | 0 | 0 | 0 | 0 | 0 | 0 | 0 | 0 | 0 | 0 | 0 | 0 | 0 | 0 | 0 | 0 | 0 | 0 | 0 | 0 | 0 | 0 | 0 | 0 | 0 | 0 | 0 | 0 | 0 | 0 | 0 | 0 | 0 | 0 | 0 | 0 | 0 | 0 | 0 | 0 | 0 | 0 | 0 | 0 | 0 | 0 | 0 | 0 | 0 | 0 | 0 | 0 | 0 | 0 | 0 | 0 | 0 | 0 | 0 | 0 | 0 | 0 | 0 | 0 | 0 | 0 | 0
Ach | Assembly | Space Heating | Forced air furnace | TRC | New | NN3181 | Ceiling Insulation(R2 to R38) | Ceiling Insulation(R2 to R38) | NonEquip | 20 |  | 0% | Prescriptive_shell | 55.59% | 0 | 0 | 0 | 0 | 0 | 0 | 0 | 0 | 0 | 0 | 0 | 0 | 0 | 0 | 0 | 0 | 0 | 0 | 0 | 0 | 0 | 0 | 0 | 0 | 0 | 0 | 0 | 0 | 0 | 0 | 0 | 0 | 0 | 0 | 0 | 0 | 0 | 0 | 0 | 0 | 0 | 0 | 0 | 0 | 0 | 0 | 0 | 0 | 0 | 0 | 0 | 0 | 0 | 0 | 0 | 0 | 0 | 0 | 0 | 0 | 0 | 0 | 0 | 0 | 0 | 0 | 0 | 0 | 0 | 0 | 0 | 0 | 0 | 0 | 0 | 0 | 0 | 0 | 0 | 0 | 0 | 0 | 0 | 0 | 0 | 0 | 0 | 0 | 0 | 0 | 0 | 0 | 0 | 0 | 0
Ach | Assembly | Space Heating | Forced air furnace | TRC | Existing | NE5326 | Retro-Commissioning | Retro-Commissioning | NonEquip | 5 |  | 21.99% | Custom_improvement_existing | 16% | 64.7653 | 95.9421 | 137.2588 | 187.1985 | 237.8632 | 277.4211 | 280.4361 | 244.3242 | 179.8701 | 111.3238 | 64.7653 | 160.7074 | 297.9662 | 485.1646 | 723.0279 | 1000.449 | 1280.8851 | 1525.2093 | 1705.0795 | 1816.4033 | 0 | 0 | 0 | 0 | 0 | 0 | 0 | 0 | 0 | 0 | 0.03357 | 0.083299 | 0.15444 | 0.25148 | 0.37477 | 0.51856 | 0.66392 | 0.79056 | 0.88379 | 0.9415 | 2.5258 | 3.8353 | 5.6241 | 7.8621 | 10.2397 | 12.2412 | 12.6836 | 11.3266 | 8.547 | 5.4221 | 53.3648 | 7.1286 | 10.8242 | 15.8727 | 22.1889 | 28.8992 | 34.5479 | 35.7964 | 31.9666 | 24.1219 | 15.3026 | 150.6095 | 3.577 | 5.4314 | 7.9646 | 11.134 | 14.5011 | 17.3355 | 17.962 | 16.0403 | 12.104 | 7.6786 | 75.5733 | -11.6387 | -17.6724 | -25.915 | -36.2273 | -47.183 | -56.4055 | -58.444 | -52.1911 | -39.3833 | -24.9842 | -245.8967 | 15.2157 | 23.1038 | 33.8796 | 47.3614 | 61.6841 | 73.741 | 76.406 | 68.2314 | 51.4873 | 32.6628 | 321.47
Ach | Assembly | Space Heating | Forced air furnace | TRC | Existing | NE4234 | Wall Insulation | Wall Insulation | NonEquip | 20 |  | 0% | newshell_existing | 5.33% | 0 | 0 | 0 | 0 | 0 | 0 | 0 | 0 | 0 | 0 | 0 | 0 | 0 | 0 | 0 | 0 | 0 | 0 | 0 | 0 | 0 | 0 | 0 | 0 | 0 | 0 | 0 | 0 | 0 | 0 | 0 | 0 | 0 | 0 | 0 | 0 | 0 | 0 | 0 | 0 | 0 | 0 | 0 | 0 | 0 | 0 | 0 | 0 | 0 | 0 | 0 | 0 | 0 | 0 | 0 | 0 | 0 | 0 | 0 | 0 | 0 | 0 | 0 | 0 | 0 | 0 | 0 | 0 | 0 | 0 | 0 | 0 | 0 | 0 | 0 | 0 | 0 | 0 | 0 | 0 | 0 | 0 | 0 | 0 | 0 | 0 | 0 | 0 | 0 | 0 | 0 | 0 | 0 | 0 | 0
Ach | Assembly | Space Heating | Forced air furnace | TRC | Existing | NE4000 | Low U-Value Windows | Low U-Value Windows | NonEquip | 20 |  | 5.375% | newshell_existing | 46% | 78.1897 | 36.9114 | 15.3397 | 5.9846 | 2.2693 | 0.86 | 0.31977 | 0.11985 | 0.045197 | 0.016906 | 78.1897 | 115.1011 | 130.4409 | 136.4255 | 138.6948 | 139.5548 | 139.8746 | 139.9944 | 140.0396 | 140.0565 | 0 | 0 | 0 | 0 | 0 | 0 | 0 | 0 | 0 | 0 | 0.00032496 | 0.00047837 | 0.00054212 | 0.00056699 | 0.00057643 | 0.00058 | 0.00058133 | 0.00058183 | 0.00058202 | 0.00058209 | 3.0494 | 1.4755 | 0.62854 | 0.25135 | 0.097692 | 0.037947 | 0.014463 | 0.0055559 | 0.0021477 | 0.00082341 | 4.9445 | 67.1263 | 32.4808 | 13.8359 | 5.5329 | 2.1505 | 0.83533 | 0.31837 | 0.1223 | 0.047276 | 0.018126 | 108.8431 | 34.8014 | 16.8396 | 7.1732 | 2.8685 | 1.1149 | 0.43307 | 0.16506 | 0.063407 | 0.02451 | 0.0093972 | 56.4293 | -57.5082 | -27.8269 | -11.8535 | -4.7401 | -1.8424 | -0.71564 | -0.27275 | -0.10478 | -0.040502 | -0.015529 | -93.2477 | 92.3096 | 44.6664 | 19.0267 | 7.6086 | 2.9573 | 1.1487 | 0.43781 | 0.16819 | 0.065012 | 0.024926 | 149.677
Ach | Assembly | Space Heating | Forced air furnace | TRC | Existing | NE3532 | Duct Sealing Repair | Duct Sealing Repair | NonEquip | 15 |  | 0% | Prescriptive_duct_existing | 12% | 0 | 0 | 0 | 0 | 0 | 0 | 0 | 0 | 0 | 0 | 0 | 0 | 0 | 0 | 0 | 0 | 0 | 0 | 0 | 0 | 0 | 0 | 0 | 0 | 0 | 0 | 0 | 0 | 0 | 0 | 0 | 0 | 0 | 0 | 0 | 0 | 0 | 0 | 0 | 0 | 0 | 0 | 0 | 0 | 0 | 0 | 0 | 0 | 0 | 0 | 0 | 0 | 0 | 0 | 0 | 0 | 0 | 0 | 0 | 0 | 0 | 0 | 0 | 0 | 0 | 0 | 0 | 0 | 0 | 0 | 0 | 0 | 0 | 0 | 0 | 0 | 0 | 0 | 0 | 0 | 0 | 0 | 0 | 0 | 0 | 0 | 0 | 0 | 0 | 0 | 0 | 0 | 0 | 0 | 0
Ach | Assembly | Space Heating | Forced air furnace | TRC | Existing | NE3168 | Ceiling Insulation(R2 to R38) | Ceiling Insulation(R2 to R38) | NonEquip | 20 |  | 0% | Prescriptive_shell_existing | 61.34% | 0 | 0 | 0 | 0 | 0 | 0 | 0 | 0 | 0 | 0 | 0 | 0 | 0 | 0 | 0 | 0 | 0 | 0 | 0 | 0 | 0 | 0 | 0 | 0 | 0 | 0 | 0 | 0 | 0 | 0 | 0 | 0 | 0 | 0 | 0 | 0 | 0 | 0 | 0 | 0 | 0 | 0 | 0 | 0 | 0 | 0 | 0 | 0 | 0 | 0 | 0 | 0 | 0 | 0 | 0 | 0 | 0 | 0 | 0 | 0 | 0 | 0 | 0 | 0 | 0 | 0 | 0 | 0 | 0 | 0 | 0 | 0 | 0 | 0 | 0 | 0 | 0 | 0 | 0 | 0 | 0 | 0 | 0 | 0 | 0 | 0 | 0 | 0 | 0 | 0 | 0 | 0 | 0 | 0 | 0
Ach | Assembly | Exterior Lighting | Exterior parking/lot lighting | TRC | New | NN5287 | Retro-Commissioning | Retro-Commissioning | NonEquip | 5 |  | 0% | Custom_improvement | 16% | 0 | 0 | 0 | 0 | 0 | 0 | 0 | 0 | 0 | 0 | 0 | 0 | 0 | 0 | 0 | 0 | 0 | 0 | 0 | 0 | 0 | 0 | 0 | 0 | 0 | 0 | 0 | 0 | 0 | 0 | 0 | 0 | 0 | 0 | 0 | 0 | 0 | 0 | 0 | 0 | 0 | 0 | 0 | 0 | 0 | 0 | 0 | 0 | 0 | 0 | 0 | 0 | 0 | 0 | 0 | 0 | 0 | 0 | 0 | 0 | 0 | 0 | 0 | 0 | 0 | 0 | 0 | 0 | 0 | 0 | 0 | 0 | 0 | 0 | 0 | 0 | 0 | 0 | 0 | 0 | 0 | 0 | 0 | 0 | 0 | 0 | 0 | 0 | 0 | 0 | 0 | 0 | 0 | 0 | 0
Ach | Assembly | Exterior Lighting | Exterior parking/lot lighting | TRC | Existing | NE5274 | Retro-Commissioning | Retro-Commissioning | NonEquip | 5 |  | 21.99% | Custom_improvement_existing | 16% | 3433.6686 | 4982.9464 | 7128.149 | 9721.233 | 12352.0653 | 14406.1902 | 14562.7265 | 12687.4663 | 9340.4381 | 5780.9098 | 3433.6686 | 8416.615 | 15544.7639 | 25265.9969 | 37618.0622 | 52024.2524 | 66586.9788 | 79274.4451 | 88614.8832 | 94395.7931 | 0 | 0 | 0 | 0 | 0 | 0 | 0 | 0 | 0 | 0 | 1.7798 | 4.3626 | 8.0573 | 13.0961 | 19.4986 | 26.9657 | 34.514 | 41.0903 | 45.9317 | 48.9281 | 133.9131 | 199.1933 | 292.0714 | 408.2795 | 531.7404 | 635.672 | 658.6436 | 588.175 | 443.8363 | 281.563 | 2773.7905 | 377.9382 | 562.1763 | 824.3031 | 1152.273 | 1500.7124 | 1794.0349 | 1858.867 | 1659.9859 | 1252.6236 | 794.6455 | 7828.3725 | 189.643 | 282.0906 | 413.6214 | 578.1911 | 753.0322 | 900.2165 | 932.7481 | 832.9529 | 628.5454 | 398.7397 | 3928.1453 | -617.051 | -917.8522 | -1345.8206 | -1881.2894 | -2450.1784 | -2929.0794 | -3034.9291 | -2710.2205 | -2045.1296 | -1297.3993 | -12781.2027 | 806.694 | 1199.9427 | 1759.442 | 2459.4806 | 3203.2106 | 3829.2958 | 3967.6772 | 3543.1734 | 2673.675 | 1696.139 | 16709.348
Ach | Assembly | Exterior Lighting | Exterior marquis | TRC | New | NN5287 | Retro-Commissioning | Retro-Commissioning | NonEquip | 5 |  | 0% | Custom_improvement | 16% | 0 | 0 | 0 | 0 | 0 | 0 | 0 | 0 | 0 | 0 | 0 | 0 | 0 | 0 | 0 | 0 | 0 | 0 | 0 | 0 | 0 | 0 | 0 | 0 | 0 | 0 | 0 | 0 | 0 | 0 | 0 | 0 | 0 | 0 | 0 | 0 | 0 | 0 | 0 | 0 | 0 | 0 | 0 | 0 | 0 | 0 | 0 | 0 | 0 | 0 | 0 | 0 | 0 | 0 | 0 | 0 | 0 | 0 | 0 | 0 | 0 | 0 | 0 | 0 | 0 | 0 | 0 | 0 | 0 | 0 | 0 | 0 | 0 | 0 | 0 | 0 | 0 | 0 | 0 | 0 | 0 | 0 | 0 | 0 | 0 | 0 | 0 | 0 | 0 | 0 | 0 | 0 | 0 | 0 | 0
Ach | Assembly | Exterior Lighting | Exterior marquis | TRC | Existing | NE5274 | Retro-Commissioning | Retro-Commissioning | NonEquip | 5 |  | 21.99% | Custom_improvement_existing | 16% | 0 | 0 | 0 | 0 | 0 | 0 | 0 | 0 | 0 | 0 | 0 | 0 | 0 | 0 | 0 | 0 | 0 | 0 | 0 | 0 | 0 | 0 | 0 | 0 | 0 | 0 | 0 | 0 | 0 | 0 | 0 | 0 | 0 | 0 | 0 | 0 | 0 | 0 | 0 | 0 | 0 | 0 | 0 | 0 | 0 | 0 | 0 | 0 | 0 | 0 | 0 | 0 | 0 | 0 | 0 | 0 | 0 | 0 | 0 | 0 | 0 | 0 | 0 | 0 | 0 | 0 | 0 | 0 | 0 | 0 | 0 | 0 | 0 | 0 | 0 | 0 | 0 | 0 | 0 | 0 | 0 | 0 | 0 | 0 | 0 | 0 | 0 | 0 | 0 | 0 | 0 | 0 | 0 | 0 | 0
Ach | Assembly | Miscellaneous | Elevators/Escalators | TRC | New | NN5443 | Retro-Commissioning | Retro-Commissioning | NonEquip | 5 |  | 0% | Custom_improvement | 16% | 0 | 0 | 0 | 0 | 0 | 0 | 0 | 0 | 0 | 0 | 0 | 0 | 0 | 0 | 0 | 0 | 0 | 0 | 0 | 0 | 0 | 0 | 0 | 0 | 0 | 0 | 0 | 0 | 0 | 0 | 0 | 0 | 0 | 0 | 0 | 0 | 0 | 0 | 0 | 0 | 0 | 0 | 0 | 0 | 0 | 0 | 0 | 0 | 0 | 0 | 0 | 0 | 0 | 0 | 0 | 0 | 0 | 0 | 0 | 0 | 0 | 0 | 0 | 0 | 0 | 0 | 0 | 0 | 0 | 0 | 0 | 0 | 0 | 0 | 0 | 0 | 0 | 0 | 0 | 0 | 0 | 0 | 0 | 0 | 0 | 0 | 0 | 0 | 0 | 0 | 0 | 0 | 0 | 0 | 0
Ach | Assembly | Miscellaneous | Elevators/Escalators | TRC | New | NN4533 | VSD Controlled Compressor | VSD Controlled Compressor | NonEquip | 15 | Others | 0% | Prescriptive_ECM | 20.79% | 0 | 0 | 0 | 0 | 0 | 0 | 0 | 0 | 0 | 0 | 0 | 0 | 0 | 0 | 0 | 0 | 0 | 0 | 0 | 0 | 0 | 0 | 0 | 0 | 0 | 0 | 0 | 0 | 0 | 0 | 0 | 0 | 0 | 0 | 0 | 0 | 0 | 0 | 0 | 0 | 0 | 0 | 0 | 0 | 0 | 0 | 0 | 0 | 0 | 0 | 0 | 0 | 0 | 0 | 0 | 0 | 0 | 0 | 0 | 0 | 0 | 0 | 0 | 0 | 0 | 0 | 0 | 0 | 0 | 0 | 0 | 0 | 0 | 0 | 0 | 0 | 0 | 0 | 0 | 0 | 0 | 0 | 0 | 0 | 0 | 0 | 0 | 0 | 0 | 0 | 0 | 0 | 0 | 0 | 0
Ach | Assembly | Miscellaneous | Elevators/Escalators | TRC | Existing | NE5430 | Retro-Commissioning | Retro-Commissioning | NonEquip | 5 |  | 21.99% | Custom_improvement_existing | 16% | 495.7969 | 776.6047 | 1110.9399 | 1515.0786 | 1925.1004 | 2245.2409 | 2269.6375 | 1977.3735 | 1455.7307 | 900.9693 | 495.7969 | 1272.4016 | 2383.3416 | 3898.4201 | 5823.5206 | 8068.7615 | 10338.399 | 12315.7725 | 13771.5033 | 14672.4726 | 0.082888 | 0.21272 | 0.39845 | 0.65174 | 0.97359 | 1.3489 | 1.7284 | 2.059 | 2.3023 | 2.453 | 0.25699 | 0.65952 | 1.2354 | 2.0207 | 3.0185 | 4.1823 | 5.3587 | 6.3836 | 7.1382 | 7.6052 | 19.3361 | 31.0448 | 45.5201 | 63.6314 | 82.8731 | 99.0711 | 102.6513 | 91.6686 | 69.173 | 43.8823 | 430.8694 | 54.5715 | 87.6166 | 128.4697 | 179.5846 | 233.8898 | 279.6049 | 289.7091 | 258.713 | 195.2245 | 123.8475 | 1216.0276 | 27.3831 | 43.9645 | 64.4639 | 90.1125 | 117.362 | 140.301 | 145.3711 | 129.8178 | 97.9604 | 62.1446 | 610.1821 | -89.0977 | -143.0496 | -209.7495 | -293.2037 | -381.8665 | -456.5044 | -473.0013 | -422.3947 | -318.7386 | -202.2029 | -1985.3801 | 116.4808 | 187.0141 | 274.2135 | 383.3162 | 499.2284 | 596.8054 | 618.3725 | 552.2125 | 416.699 | 264.3475 | 2595.5622
Ach | Assembly | Miscellaneous | Elevators/Escalators | TRC | Existing | NE4520 | VSD Controlled Compressor | VSD Controlled Compressor | NonEquip | 15 | Others | 0% | Prescriptive_ECM_existing | 20.79% | 0 | 0 | 0 | 0 | 0 | 0 | 0 | 0 | 0 | 0 | 0 | 0 | 0 | 0 | 0 | 0 | 0 | 0 | 0 | 0 | 0 | 0 | 0 | 0 | 0 | 0 | 0 | 0 | 0 | 0 | 0 | 0 | 0 | 0 | 0 | 0 | 0 | 0 | 0 | 0 | 0 | 0 | 0 | 0 | 0 | 0 | 0 | 0 | 0 | 0 | 0 | 0 | 0 | 0 | 0 | 0 | 0 | 0 | 0 | 0 | 0 | 0 | 0 | 0 | 0 | 0 | 0 | 0 | 0 | 0 | 0 | 0 | 0 | 0 | 0 | 0 | 0 | 0 | 0 | 0 | 0 | 0 | 0 | 0 | 0 | 0 | 0 | 0 | 0 | 0 | 0 | 0 | 0 | 0 | 0
Ach | Assembly | Space Cooling | District chilled water piped | TRC | New | NN5365 | Retro-Commissioning | Retro-Commissioning | NonEquip | 5 |  | 0% | Custom_improvement | 16% | 0 | 0 | 0 | 0 | 0 | 0 | 0 | 0 | 0 | 0 | 0 | 0 | 0 | 0 | 0 | 0 | 0 | 0 | 0 | 0 | 0 | 0 | 0 | 0 | 0 | 0 | 0 | 0 | 0 | 0 | 0 | 0 | 0 | 0 | 0 | 0 | 0 | 0 | 0 | 0 | 0 | 0 | 0 | 0 | 0 | 0 | 0 | 0 | 0 | 0 | 0 | 0 | 0 | 0 | 0 | 0 | 0 | 0 | 0 | 0 | 0 | 0 | 0 | 0 | 0 | 0 | 0 | 0 | 0 | 0 | 0 | 0 | 0 | 0 | 0 | 0 | 0 | 0 | 0 | 0 | 0 | 0 | 0 | 0 | 0 | 0 | 0 | 0 | 0 | 0 | 0 | 0 | 0 | 0 | 0
Ach | Assembly | Space Cooling | District chilled water piped | TRC | New | NN4195 | Thermal Energy Storage | Thermal Energy Storage | NonEquip | 20 |  | 50% | Prescriptive_HVACnonequip | 0% | 0 | 0 | 0 | 0 | 0 | 0 | 0 | 0 | 0 | 0 | 0 | 0 | 0 | 0 | 0 | 0 | 0 | 0 | 0 | 0 | 0 | 0 | 0 | 0 | 0 | 0 | 0 | 0 | 0 | 0 | 0 | 0 | 0 | 0 | 0 | 0 | 0 | 0 | 0 | 0 | 0 | 0 | 0 | 0 | 0 | 0 | 0 | 0 | 0 | 0 | 0 | 0 | 0 | 0 | 0 | 0 | 0 | 0 | 0 | 0 | 0 | 0 | 0 | 0 | 0 | 0 | 0 | 0 | 0 | 0 | 0 | 0 | 0 | 0 | 0 | 0 | 0 | 0 | 0 | 0 | 0 | 0 | 0 | 0 | 0 | 0 | 0 | 0 | 0 | 0 | 0 | 0 | 0 | 0 | 0
Ach | Assembly | Space Cooling | District chilled water piped | TRC | New | NN3883 | HVAC tune-up | HVAC tune-up | NonEquip | 5 | Residential-type central air conditioners | 0% | Prescriptive_HVACnonequip | 5% | 0 | 0 | 0 | 0 | 0 | 0 | 0 | 0 | 0 | 0 | 0 | 0 | 0 | 0 | 0 | 0 | 0 | 0 | 0 | 0 | 0 | 0 | 0 | 0 | 0 | 0 | 0 | 0 | 0 | 0 | 0 | 0 | 0 | 0 | 0 | 0 | 0 | 0 | 0 | 0 | 0 | 0 | 0 | 0 | 0 | 0 | 0 | 0 | 0 | 0 | 0 | 0 | 0 | 0 | 0 | 0 | 0 | 0 | 0 | 0 | 0 | 0 | 0 | 0 | 0 | 0 | 0 | 0 | 0 | 0 | 0 | 0 | 0 | 0 | 0 | 0 | 0 | 0 | 0 | 0 | 0 | 0 | 0 | 0 | 0 | 0 | 0 | 0 | 0 | 0 | 0 | 0 | 0 | 0 | 0
Ach | Assembly | Space Cooling | District chilled water piped | TRC | New | NN3519 | Duct Sealing Repair | Duct Sealing Repair | NonEquip | 15 |  | 0% | Prescriptive_duct | 12% | 0 | 0 | 0 | 0 | 0 | 0 | 0 | 0 | 0 | 0 | 0 | 0 | 0 | 0 | 0 | 0 | 0 | 0 | 0 | 0 | 0 | 0 | 0 | 0 | 0 | 0 | 0 | 0 | 0 | 0 | 0 | 0 | 0 | 0 | 0 | 0 | 0 | 0 | 0 | 0 | 0 | 0 | 0 | 0 | 0 | 0 | 0 | 0 | 0 | 0 | 0 | 0 | 0 | 0 | 0 | 0 | 0 | 0 | 0 | 0 | 0 | 0 | 0 | 0 | 0 | 0 | 0 | 0 | 0 | 0 | 0 | 0 | 0 | 0 | 0 | 0 | 0 | 0 | 0 | 0 | 0 | 0 | 0 | 0 | 0 | 0 | 0 | 0 | 0 | 0 | 0 | 0 | 0 | 0 | 0
Ach | Assembly | Space Cooling | District chilled water piped | TRC | New | NN3311 | Chilled Water System - Variable Speed Drives | Chilled Water System - Variable Speed Drives | NonEquip | 13 | Central chillers inside | 0% | Prescriptive_HVACnonequip | 24.74% | 0 | 0 | 0 | 0 | 0 | 0 | 0 | 0 | 0 | 0 | 0 | 0 | 0 | 0 | 0 | 0 | 0 | 0 | 0 | 0 | 0 | 0 | 0 | 0 | 0 | 0 | 0 | 0 | 0 | 0 | 0 | 0 | 0 | 0 | 0 | 0 | 0 | 0 | 0 | 0 | 0 | 0 | 0 | 0 | 0 | 0 | 0 | 0 | 0 | 0 | 0 | 0 | 0 | 0 | 0 | 0 | 0 | 0 | 0 | 0 | 0 | 0 | 0 | 0 | 0 | 0 | 0 | 0 | 0 | 0 | 0 | 0 | 0 | 0 | 0 | 0 | 0 | 0 | 0 | 0 | 0 | 0 | 0 | 0 | 0 | 0 | 0 | 0 | 0 | 0 | 0 | 0 | 0 | 0 | 0
Ach | Assembly | Space Cooling | District chilled water piped | TRC | New | NN3207 | Ceiling Insulation(R2 to R38) | Ceiling Insulation(R2 to R38) | NonEquip | 20 |  | 0% | Prescriptive_shell | 44.99% | 0 | 0 | 0 | 0 | 0 | 0 | 0 | 0 | 0 | 0 | 0 | 0 | 0 | 0 | 0 | 0 | 0 | 0 | 0 | 0 | 0 | 0 | 0 | 0 | 0 | 0 | 0 | 0 | 0 | 0 | 0 | 0 | 0 | 0 | 0 | 0 | 0 | 0 | 0 | 0 | 0 | 0 | 0 | 0 | 0 | 0 | 0 | 0 | 0 | 0 | 0 | 0 | 0 | 0 | 0 | 0 | 0 | 0 | 0 | 0 | 0 | 0 | 0 | 0 | 0 | 0 | 0 | 0 | 0 | 0 | 0 | 0 | 0 | 0 | 0 | 0 | 0 | 0 | 0 | 0 | 0 | 0 | 0 | 0 | 0 | 0 | 0 | 0 | 0 | 0 | 0 | 0 | 0 | 0 | 0
Ach | Assembly | Space Cooling | District chilled water piped | TRC | Existing | NE5352 | Retro-Commissioning | Retro-Commissioning | NonEquip | 5 |  | 21.99% | Custom_improvement_existing | 16% | 842.9378 | 1216.3415 | 1740.1502 | 2373.2786 | 3015.6003 | 3517.1098 | 3555.3343 | 3097.5121 | 2280.3709 | 1411.3492 | 842.9378 | 2059.2793 | 3799.4295 | 6172.708 | 9188.3083 | 12705.4181 | 16260.7524 | 19358.2645 | 21638.6354 | 23049.9846 | 0.14092 | 0.34427 | 0.6352 | 1.032 | 1.5361 | 2.1241 | 2.7185 | 3.2363 | 3.6176 | 3.8535 | 0 | 0 | 0 | 0 | 0 | 0 | 0 | 0 | 0 | 0 | 32.8746 | 48.6233 | 71.3016 | 99.6747 | 129.8177 | 155.1922 | 160.8008 | 143.5968 | 108.358 | 68.7407 | 677.3475 | 92.7808 | 137.2277 | 201.2319 | 281.3084 | 366.3799 | 437.9935 | 453.8225 | 405.2682 | 305.815 | 194.0045 | 1911.6542 | 46.5558 | 68.8585 | 100.9748 | 141.1558 | 183.8433 | 219.7778 | 227.7205 | 203.3567 | 153.4528 | 97.3482 | 959.2358 | -151.481 | -224.0485 | -328.5467 | -459.2858 | -598.18 | -715.1019 | -740.9456 | -661.672 | -499.2971 | -316.7466 | -3121.1136 | 198.0368 | 292.9071 | 429.5215 | 600.4416 | 782.0233 | 934.8796 | 968.6661 | 865.0287 | 652.75 | 414.0948 | 4080.3494
Ach | Assembly | Space Cooling | District chilled water piped | TRC | Existing | NE4208 | Wall Insulation | Wall Insulation | NonEquip | 20 |  | 0% | newshell_existing | 26.77% | 0 | 0 | 0 | 0 | 0 | 0 | 0 | 0 | 0 | 0 | 0 | 0 | 0 | 0 | 0 | 0 | 0 | 0 | 0 | 0 | 0 | 0 | 0 | 0 | 0 | 0 | 0 | 0 | 0 | 0 | 0 | 0 | 0 | 0 | 0 | 0 | 0 | 0 | 0 | 0 | 0 | 0 | 0 | 0 | 0 | 0 | 0 | 0 | 0 | 0 | 0 | 0 | 0 | 0 | 0 | 0 | 0 | 0 | 0 | 0 | 0 | 0 | 0 | 0 | 0 | 0 | 0 | 0 | 0 | 0 | 0 | 0 | 0 | 0 | 0 | 0 | 0 | 0 | 0 | 0 | 0 | 0 | 0 | 0 | 0 | 0 | 0 | 0 | 0 | 0 | 0 | 0 | 0 | 0 | 0
Ach | Assembly | Space Cooling | District chilled water piped | TRC | Existing | NE4182 | Thermal Energy Storage | Thermal Energy Storage | NonEquip | 20 |  | 50% | Prescriptive_HVACnonequip_existing | 0% | 0 | 0 | 0 | 0 | 0 | 0 | 0 | 0 | 0 | 0 | 0 | 0 | 0 | 0 | 0 | 0 | 0 | 0 | 0 | 0 | 0 | 0 | 0 | 0 | 0 | 0 | 0 | 0 | 0 | 0 | 0 | 0 | 0 | 0 | 0 | 0 | 0 | 0 | 0 | 0 | 0 | 0 | 0 | 0 | 0 | 0 | 0 | 0 | 0 | 0 | 0 | 0 | 0 | 0 | 0 | 0 | 0 | 0 | 0 | 0 | 0 | 0 | 0 | 0 | 0 | 0 | 0 | 0 | 0 | 0 | 0 | 0 | 0 | 0 | 0 | 0 | 0 | 0 | 0 | 0 | 0 | 0 | 0 | 0 | 0 | 0 | 0 | 0 | 0 | 0 | 0 | 0 | 0 | 0 | 0
Ach | Assembly | Space Cooling | District chilled water piped | TRC | Existing | NE3974 | Low U-Value Windows | Low U-Value Windows | NonEquip | 20 |  | 5.375% | newshell_existing | 46% | 1017.6605 | 467.958 | 194.4753 | 75.8721 | 28.7704 | 10.9029 | 4.054 | 1.5194 | 0.573 | 0.21433 | 1017.6605 | 1485.6185 | 1680.0938 | 1755.9658 | 1784.7362 | 1795.6392 | 1799.6932 | 1801.2126 | 1801.7856 | 1801.9999 | 0.37827 | 0.55221 | 0.6245 | 0.6527 | 0.66339 | 0.66744 | 0.66895 | 0.66952 | 0.66973 | 0.66981 | 0 | 0 | 0 | 0 | 0 | 0 | 0 | 0 | 0 | 0 | 39.6888 | 18.7066 | 7.9685 | 3.1865 | 1.2385 | 0.48109 | 0.18336 | 0.070438 | 0.027228 | 0.010439 | 63.6464 | 873.6668 | 411.788 | 175.4103 | 70.145 | 27.2637 | 10.5902 | 4.0362 | 1.5505 | 0.59936 | 0.2298 | 1401.0461 | 452.9492 | 213.4899 | 90.9408 | 36.3664 | 14.1347 | 5.4905 | 2.0926 | 0.80387 | 0.31074 | 0.11914 | 726.367 | -748.4845 | -352.7855 | -150.2768 | -60.0943 | -23.3572 | -9.0728 | -3.4579 | -1.3284 | -0.51348 | -0.19687 | -1200.2989 | 1201.4338 | 566.2754 | 241.2176 | 96.4607 | 37.492 | 14.5633 | 5.5504 | 2.1322 | 0.82422 | 0.31601 | 1926.6659
Ach | Assembly | Space Cooling | District chilled water piped | TRC | Existing | NE3870 | HVAC tune-up | HVAC tune-up | NonEquip | 5 | Residential-type central air conditioners | 0% | Prescriptive_HVACnonequip_existing | 5% | 0 | 0 | 0 | 0 | 0 | 0 | 0 | 0 | 0 | 0 | 0 | 0 | 0 | 0 | 0 | 0 | 0 | 0 | 0 | 0 | 0 | 0 | 0 | 0 | 0 | 0 | 0 | 0 | 0 | 0 | 0 | 0 | 0 | 0 | 0 | 0 | 0 | 0 | 0 | 0 | 0 | 0 | 0 | 0 | 0 | 0 | 0 | 0 | 0 | 0 | 0 | 0 | 0 | 0 | 0 | 0 | 0 | 0 | 0 | 0 | 0 | 0 | 0 | 0 | 0 | 0 | 0 | 0 | 0 | 0 | 0 | 0 | 0 | 0 | 0 | 0 | 0 | 0 | 0 | 0 | 0 | 0 | 0 | 0 | 0 | 0 | 0 | 0 | 0 | 0 | 0 | 0 | 0 | 0 | 0
Ach | Assembly | Space Cooling | District chilled water piped | TRC | Existing | NE3506 | Duct Sealing Repair | Duct Sealing Repair | NonEquip | 15 |  | 0% | Prescriptive_duct_existing | 12% | 0 | 0 | 0 | 0 | 0 | 0 | 0 | 0 | 0 | 0 | 0 | 0 | 0 | 0 | 0 | 0 | 0 | 0 | 0 | 0 | 0 | 0 | 0 | 0 | 0 | 0 | 0 | 0 | 0 | 0 | 0 | 0 | 0 | 0 | 0 | 0 | 0 | 0 | 0 | 0 | 0 | 0 | 0 | 0 | 0 | 0 | 0 | 0 | 0 | 0 | 0 | 0 | 0 | 0 | 0 | 0 | 0 | 0 | 0 | 0 | 0 | 0 | 0 | 0 | 0 | 0 | 0 | 0 | 0 | 0 | 0 | 0 | 0 | 0 | 0 | 0 | 0 | 0 | 0 | 0 | 0 | 0 | 0 | 0 | 0 | 0 | 0 | 0 | 0 | 0 | 0 | 0 | 0 | 0 | 0
Ach | Assembly | Space Cooling | District chilled water piped | TRC | Existing | NE3298 | Chilled Water System - Variable Speed Drives | Chilled Water System - Variable Speed Drives | NonEquip | 13 | Central chillers inside | 0% | Prescriptive_HVACnonequip_existing | 24.74% | 0 | 0 | 0 | 0 | 0 | 0 | 0 | 0 | 0 | 0 | 0 | 0 | 0 | 0 | 0 | 0 | 0 | 0 | 0 | 0 | 0 | 0 | 0 | 0 | 0 | 0 | 0 | 0 | 0 | 0 | 0 | 0 | 0 | 0 | 0 | 0 | 0 | 0 | 0 | 0 | 0 | 0 | 0 | 0 | 0 | 0 | 0 | 0 | 0 | 0 | 0 | 0 | 0 | 0 | 0 | 0 | 0 | 0 | 0 | 0 | 0 | 0 | 0 | 0 | 0 | 0 | 0 | 0 | 0 | 0 | 0 | 0 | 0 | 0 | 0 | 0 | 0 | 0 | 0 | 0 | 0 | 0 | 0 | 0 | 0 | 0 | 0 | 0 | 0 | 0 | 0 | 0 | 0 | 0 | 0
Ach | Assembly | Space Cooling | District chilled water piped | TRC | Existing | NE3194 | Ceiling Insulation(R2 to R38) | Ceiling Insulation(R2 to R38) | NonEquip | 20 |  | 0% | Prescriptive_shell_existing | 44.99% | 0 | 0 | 0 | 0 | 0 | 0 | 0 | 0 | 0 | 0 | 0 | 0 | 0 | 0 | 0 | 0 | 0 | 0 | 0 | 0 | 0 | 0 | 0 | 0 | 0 | 0 | 0 | 0 | 0 | 0 | 0 | 0 | 0 | 0 | 0 | 0 | 0 | 0 | 0 | 0 | 0 | 0 | 0 | 0 | 0 | 0 | 0 | 0 | 0 | 0 | 0 | 0 | 0 | 0 | 0 | 0 | 0 | 0 | 0 | 0 | 0 | 0 | 0 | 0 | 0 | 0 | 0 | 0 | 0 | 0 | 0 | 0 | 0 | 0 | 0 | 0 | 0 | 0 | 0 | 0 | 0 | 0 | 0 | 0 | 0 | 0 | 0 | 0 | 0 | 0 | 0 | 0 | 0 | 0 | 0
Ach | Assembly | Space Cooling | District chilled water piped | TRC | Turnover | ET938 | High Efficiency Chiller (Air Cooled, 50 tons) | High Efficiency Chiller (Air Cooled, 50 tons) | Equip | 20 | District chilled water piped | 31.91% | Prescriptive_HVACequip | 8.759% | 4048.7865 | 2778.961 | 1504.6901 | 604.3314 | 201.1316 | 62.3466 | 18.5141 | 5.5019 | 1.6418 | 0.48567 | 4048.7865 | 6827.7476 | 8332.4377 | 8936.769 | 9137.9006 | 9200.2472 | 9218.7614 | 9224.2633 | 9225.9051 | 9226.3908 | 1.1029 | 1.8599 | 2.2697 | 2.4344 | 2.4892 | 2.5061 | 2.5112 | 2.5127 | 2.5131 | 2.5133 | 0.050192 | 0.084642 | 0.10329 | 0.11079 | 0.11328 | 0.11405 | 0.11428 | 0.11435 | 0.11437 | 0.11438 | 157.9027 | 111.089 | 61.6537 | 25.3812 | 8.6585 | 2.751 | 0.83736 | 0.25506 | 0.078016 | 0.023655 | 322.4479 | 1476.1081 | 1038.4835 | 576.3524 | 237.2685 | 80.9411 | 25.7173 | 7.8278 | 2.3844 | 0.72931 | 0.22113 | 3014.3122 | 2518.8455 | 1772.0786 | 983.4934 | 404.8772 | 138.1186 | 43.8843 | 13.3574 | 4.0687 | 1.2445 | 0.37734 | 5143.6521 | -2261.0875 | -1590.7385 | -882.8507 | -363.4454 | -123.9847 | -39.3935 | -11.9906 | -3.6524 | -1.1172 | -0.33873 | -4617.2928 | 4779.933 | 3362.8171 | 1866.3441 | 768.3227 | 262.1034 | 83.2778 | 25.348 | 7.7211 | 2.3617 | 0.71607 | 9760.945
Ach | Assembly | Space Cooling | District chilled water piped | TRC | Turnover | ET1094 | High Efficiency Chiller (Water cooled-positive displacement, 100 tons) | High Efficiency Chiller (Water cooled-positive displacement, 100 tons) | Equip | 20 | District chilled water piped | 31.91% | Prescriptive_HVACequip | 2.683% | 1281.4126 | 885.9376 | 484.4006 | 195.861 | 65.3791 | 20.2868 | 6.0262 | 1.791 | 0.53447 | 0.1581 | 1281.4126 | 2167.3503 | 2651.7508 | 2847.6118 | 2912.9909 | 2933.2777 | 2939.3039 | 2941.0949 | 2941.6293 | 2941.7874 | 0.48285 | 0.81668 | 0.99921 | 1.073 | 1.0976 | 1.1053 | 1.1076 | 1.1082 | 1.1084 | 1.1085 | 0.00093788 | 0.0015863 | 0.0019409 | 0.0020842 | 0.0021321 | 0.0021469 | 0.0021513 | 0.0021526 | 0.002153 | 0.0021531 | 49.9751 | 35.4154 | 19.848 | 8.2259 | 2.8145 | 0.89515 | 0.27255 | 0.083028 | 0.025397 | 0.0077005 | 102.7708 | 1138.5658 | 806.8562 | 452.1906 | 187.4082 | 64.1215 | 20.394 | 6.2095 | 1.8916 | 0.5786 | 0.17544 | 2341.3924 | 617.1273 | 437.3335 | 245.0971 | 101.5793 | 34.7552 | 11.054 | 3.3657 | 1.0253 | 0.31361 | 0.095091 | 1269.0855 | -895.688 | -634.7384 | -355.7297 | -147.4305 | -50.4431 | -16.0436 | -4.8849 | -1.4881 | -0.45518 | -0.13801 | -1841.9289 | 1512.8154 | 1072.072 | 600.8268 | 249.0098 | 85.1983 | 27.0976 | 8.2505 | 2.5134 | 0.76879 | 0.2331 | 3111.0144
Ach | Assembly | Space Cooling | District chilled water piped | TRC | Turnover | ET1016 | High Efficiency Chiller (Water cooled-centrifugal, 200 tons) | High Efficiency Chiller (Water cooled-centrifugal, 200 tons) | Equip | 20 | District chilled water piped | 31.91% | Prescriptive_HVACequip | 4.362% | 2075.8211 | 1419.694 | 765.0083 | 306.2302 | 101.7686 | 31.5302 | 9.3616 | 2.7819 | 0.83013 | 0.24556 | 2075.8211 | 3495.5151 | 4260.5234 | 4566.7536 | 4668.5221 | 4700.0523 | 4709.4139 | 4712.1958 | 4713.0259 | 4713.2714 | 0.78219 | 1.3171 | 1.6054 | 1.7208 | 1.7591 | 1.771 | 1.7746 | 1.7756 | 1.7759 | 1.776 | 0.0015193 | 0.0025584 | 0.0031183 | 0.0033425 | 0.003417 | 0.00344 | 0.0034469 | 0.0034489 | 0.0034495 | 0.0034497 | 80.957 | 56.7523 | 31.3457 | 12.8613 | 4.381 | 1.3913 | 0.42341 | 0.12896 | 0.039446 | 0.01196 | 164.753 | 909.9135 | 637.8651 | 352.3093 | 144.5539 | 49.2401 | 15.6371 | 4.7589 | 1.4495 | 0.44335 | 0.13443 | 1851.7351 | 1934.2169 | 1355.9194 | 748.9092 | 307.2804 | 104.6705 | 33.24 | 10.116 | 3.0812 | 0.94244 | 0.28575 | 3936.2612 | -516.4644 | -362.0504 | -199.9698 | -82.0484 | -27.9486 | -8.8756 | -2.7011 | -0.82273 | -0.25165 | -0.0763 | -1051.0397 | 2450.6813 | 1717.9698 | 948.879 | 389.3288 | 132.6191 | 42.1156 | 12.8171 | 3.9039 | 1.1941 | 0.36205 | 4987.3009
Ach | Assembly | Space Cooling | District chilled water piped | TRC | New | EN964 | High Efficiency Chiller (Air Cooled, 50 tons) | High Efficiency Chiller (Air Cooled, 50 tons) | Equip | 20 | District chilled water piped | 31.91% | Prescriptive_HVACequip | 8.759% | 1459.0964 | 868.9919 | 446.0429 | 170.7909 | 54.46 | 16.2529 | 4.663 | 1.3404 | 0.38677 | 0.11057 | 1459.0964 | 2328.0883 | 2774.1312 | 2944.9221 | 2999.3821 | 3015.6349 | 3020.2979 | 3021.6384 | 3022.0251 | 3022.1357 | 0.39746 | 0.63417 | 0.75567 | 0.80219 | 0.81703 | 0.82145 | 0.82272 | 0.82309 | 0.8232 | 0.82323 | 0.018088 | 0.028861 | 0.03439 | 0.036507 | 0.037182 | 0.037384 | 0.037442 | 0.037458 | 0.037463 | 0.037465 | 56.9048 | 34.7379 | 18.2763 | 7.173 | 2.3444 | 0.71716 | 0.2109 | 0.062142 | 0.018378 | 0.0053853 | 106.0642 | 531.9579 | 324.7378 | 170.8511 | 67.0548 | 21.9162 | 6.7041 | 1.9715 | 0.58091 | 0.1718 | 0.050342 | 991.5107 | 907.7383 | 554.1358 | 291.5419 | 114.4229 | 37.3981 | 11.44 | 3.3642 | 0.99128 | 0.29317 | 0.085905 | 1691.9237 | -814.8478 | -497.4301 | -261.7079 | -102.7138 | -33.5711 | -10.2693 | -3.0199 | -0.88984 | -0.26317 | -0.077114 | -1518.7861 | 1722.586 | 1051.5659 | 553.2498 | 217.1367 | 70.9692 | 21.7093 | 6.3842 | 1.8811 | 0.55633 | 0.16302 | 3210.7098
Ach | Assembly | Space Cooling | District chilled water piped | TRC | New | EN1120 | High Efficiency Chiller (Water cooled-positive displacement, 100 tons) | High Efficiency Chiller (Water cooled-positive displacement, 100 tons) | Equip | 20 | District chilled water piped | 31.91% | Prescriptive_HVACequip | 2.683% | 461.7938 | 277.0361 | 143.5933 | 55.3525 | 17.7026 | 5.2885 | 1.5178 | 0.43634 | 0.1259 | 0.035993 | 461.7938 | 738.8299 | 882.4233 | 937.7758 | 955.4784 | 960.7668 | 962.2846 | 962.7209 | 962.8468 | 962.8828 | 0.17401 | 0.2784 | 0.33251 | 0.35336 | 0.36003 | 0.36203 | 0.3626 | 0.36276 | 0.36281 | 0.36282 | 0.00033799 | 0.00054076 | 0.00064586 | 0.00068637 | 0.00069933 | 0.0007032 | 0.00070431 | 0.00070463 | 0.00070472 | 0.00070475 | 18.01 | 11.0745 | 5.8836 | 2.3247 | 0.76207 | 0.23335 | 0.068645 | 0.020228 | 0.0059827 | 0.0017531 | 33.7809 | 410.3149 | 252.307 | 134.0451 | 52.9637 | 17.362 | 5.3164 | 1.5639 | 0.46086 | 0.1363 | 0.03994 | 769.6182 | 222.3995 | 136.7559 | 72.6554 | 28.7075 | 9.4106 | 2.8816 | 0.84768 | 0.24979 | 0.073878 | 0.021648 | 417.1497 | -322.7869 | -198.4852 | -105.4508 | -41.6655 | -13.6584 | -4.1823 | -1.2303 | -0.36255 | -0.10723 | -0.03142 | -605.444 | 545.1864 | 335.241 | 178.1061 | 70.373 | 23.069 | 7.0639 | 2.078 | 0.61234 | 0.1811 | 0.053068 | 1022.5937
Ach | Assembly | Space Cooling | District chilled water piped | TRC | New | EN1042 | High Efficiency Chiller (Water cooled-centrifugal, 200 tons) | High Efficiency Chiller (Water cooled-centrifugal, 200 tons) | Equip | 20 | District chilled water piped | 31.91% | Prescriptive_HVACequip | 4.362% | 748.0817 | 443.9438 | 226.7753 | 86.5441 | 27.5557 | 8.2195 | 2.3578 | 0.67776 | 0.19555 | 0.055904 | 748.0817 | 1192.0255 | 1418.8008 | 1505.3449 | 1532.9006 | 1541.12 | 1543.4778 | 1544.1556 | 1544.3512 | 1544.4071 | 0.28189 | 0.44917 | 0.53462 | 0.56723 | 0.57761 | 0.58071 | 0.5816 | 0.58185 | 0.58193 | 0.58195 | 0.00054753 | 0.00087246 | 0.0010384 | 0.0011018 | 0.001122 | 0.001128 | 0.0011297 | 0.0011302 | 0.0011303 | 0.0011304 | 29.1752 | 17.7467 | 9.292 | 3.6347 | 1.1862 | 0.36268 | 0.10664 | 0.03142 | 0.0092923 | 0.0027228 | 54.2118 | 327.9135 | 199.4629 | 104.4368 | 40.8526 | 13.3327 | 4.0764 | 1.1986 | 0.35314 | 0.10444 | 0.030603 | 609.3115 | 697.0506 | 424.0012 | 222.0029 | 86.8409 | 28.3414 | 8.6652 | 2.5478 | 0.75068 | 0.22201 | 0.065054 | 1295.2226 | -186.1228 | -113.2146 | -59.2781 | -23.1878 | -7.5676 | -2.3137 | -0.6803 | -0.20044 | -0.05928 | -0.01737 | -345.8435 | 883.1734 | 537.2158 | 281.281 | 110.0287 | 35.909 | 10.9789 | 3.2281 | 0.95113 | 0.28129 | 0.082424 | 1641.0661
Ach | Assembly | Refrigeration | Display cases | TRC | New | NN5313 | Retro-Commissioning | Retro-Commissioning | NonEquip | 5 |  | 0% | Custom_improvement | 16% | 0 | 0 | 0 | 0 | 0 | 0 | 0 | 0 | 0 | 0 | 0 | 0 | 0 | 0 | 0 | 0 | 0 | 0 | 0 | 0 | 0 | 0 | 0 | 0 | 0 | 0 | 0 | 0 | 0 | 0 | 0 | 0 | 0 | 0 | 0 | 0 | 0 | 0 | 0 | 0 | 0 | 0 | 0 | 0 | 0 | 0 | 0 | 0 | 0 | 0 | 0 | 0 | 0 | 0 | 0 | 0 | 0 | 0 | 0 | 0 | 0 | 0 | 0 | 0 | 0 | 0 | 0 | 0 | 0 | 0 | 0 | 0 | 0 | 0 | 0 | 0 | 0 | 0 | 0 | 0 | 0 | 0 | 0 | 0 | 0 | 0 | 0 | 0 | 0 | 0 | 0 | 0 | 0 | 0 | 0
Ach | Assembly | Refrigeration | Display cases | TRC | New | NN4845 | PSC to ECM Evaporator Fan Motor (Walk-In, Refrigerator) | PSC to ECM Evaporator Fan Motor (Walk-In, Refrigerator) | NonEquip | 15 | Walk-in cooler | 0% | Prescriptive_ECM | 37.5% | 0 | 0 | 0 | 0 | 0 | 0 | 0 | 0 | 0 | 0 | 0 | 0 | 0 | 0 | 0 | 0 | 0 | 0 | 0 | 0 | 0 | 0 | 0 | 0 | 0 | 0 | 0 | 0 | 0 | 0 | 0 | 0 | 0 | 0 | 0 | 0 | 0 | 0 | 0 | 0 | 0 | 0 | 0 | 0 | 0 | 0 | 0 | 0 | 0 | 0 | 0 | 0 | 0 | 0 | 0 | 0 | 0 | 0 | 0 | 0 | 0 | 0 | 0 | 0 | 0 | 0 | 0 | 0 | 0 | 0 | 0 | 0 | 0 | 0 | 0 | 0 | 0 | 0 | 0 | 0 | 0 | 0 | 0 | 0 | 0 | 0 | 0 | 0 | 0 | 0 | 0 | 0 | 0 | 0 | 0
Ach | Assembly | Refrigeration | Display cases | TRC | New | NN4819 | PSC to ECM Evaporator Fan Motor (Reach-In) | PSC to ECM Evaporator Fan Motor (Reach-In) | NonEquip | 15 | Display cases | 68.68% | Prescriptive_ECM | 37.5% | 367.4863 | 419.3018 | 514.4916 | 520.154 | 440.104 | 268.0816 | 116.6289 | 40.1528 | 12.2668 | 3.5429 | 367.4863 | 786.7881 | 1301.2797 | 1821.4337 | 2261.5377 | 2529.6193 | 2646.2482 | 2686.401 | 2698.6678 | 2702.2108 | 0.051148 | 0.10951 | 0.18112 | 0.25351 | 0.31477 | 0.35208 | 0.36831 | 0.3739 | 0.37561 | 0.3761 | 0.0046855 | 0.010032 | 0.016592 | 0.023224 | 0.028835 | 0.032253 | 0.03374 | 0.034252 | 0.034409 | 0.034454 | 14.332 | 16.7616 | 21.081 | 21.8458 | 18.9459 | 11.8291 | 5.2749 | 1.8614 | 0.58289 | 0.17256 | 87.7824 | 60.0684 | 70.2515 | 88.355 | 91.5606 | 79.4065 | 49.5783 | 22.1083 | 7.8017 | 2.443 | 0.72324 | 367.9152 | 93.7583 | 109.6527 | 137.9097 | 142.9132 | 123.9423 | 77.3847 | 34.5079 | 12.1773 | 3.8132 | 1.1289 | 574.2638 | -244.2142 | -285.6146 | -359.2161 | -372.2488 | -322.8349 | -201.5654 | -89.8834 | -31.7185 | -9.9324 | -2.9404 | -1495.7964 | 337.9725 | 395.2673 | 497.1257 | 515.162 | 446.7772 | 278.9501 | 124.3912 | 43.8958 | 13.7456 | 4.0693 | 2070.0602
Ach | Assembly | Refrigeration | Display cases | TRC | Existing | NE5300 | Retro-Commissioning | Retro-Commissioning | NonEquip | 5 |  | 21.99% | Custom_improvement_existing | 16% | 47.4876 | 70.547 | 100.7765 | 137.3797 | 174.6801 | 204.1608 | 206.788 | 180.3526 | 132.8287 | 82.2202 | 47.4876 | 118.0346 | 218.8111 | 356.1908 | 530.8709 | 735.0317 | 941.8197 | 1122.1723 | 1255.001 | 1337.2212 | 0.0079391 | 0.019733 | 0.036581 | 0.059549 | 0.088752 | 0.12288 | 0.15746 | 0.18761 | 0.20981 | 0.22356 | 0.024614 | 0.061181 | 0.11342 | 0.18462 | 0.27517 | 0.38099 | 0.48817 | 0.58165 | 0.6505 | 0.69312 | 1.852 | 2.8201 | 4.1293 | 5.7698 | 7.5198 | 9.0086 | 9.3526 | 8.3609 | 6.3117 | 4.0046 | 39.2777 | 5.2269 | 7.9591 | 11.6538 | 16.2838 | 21.2227 | 25.4246 | 26.3956 | 23.5967 | 17.8133 | 11.302 | 110.852 | 2.6228 | 3.9937 | 5.8477 | 8.171 | 10.6492 | 12.7576 | 13.2448 | 11.8404 | 8.9384 | 5.6712 | 55.6237 | -8.5338 | -12.9947 | -19.027 | -26.5862 | -34.6499 | -41.5101 | -43.0954 | -38.5258 | -29.0834 | -18.4525 | -180.9855 | 11.1566 | 16.9884 | 24.8747 | 34.7572 | 45.2991 | 54.2678 | 56.3403 | 50.3663 | 38.0219 | 24.1237 | 236.6091
Ach | Assembly | Refrigeration | Display cases | TRC | Existing | NE4832 | PSC to ECM Evaporator Fan Motor (Walk-In, Refrigerator) | PSC to ECM Evaporator Fan Motor (Walk-In, Refrigerator) | NonEquip | 15 | Walk-in cooler | 0% | Prescriptive_ECM_existing | 37.5% | 0 | 0 | 0 | 0 | 0 | 0 | 0 | 0 | 0 | 0 | 0 | 0 | 0 | 0 | 0 | 0 | 0 | 0 | 0 | 0 | 0 | 0 | 0 | 0 | 0 | 0 | 0 | 0 | 0 | 0 | 0 | 0 | 0 | 0 | 0 | 0 | 0 | 0 | 0 | 0 | 0 | 0 | 0 | 0 | 0 | 0 | 0 | 0 | 0 | 0 | 0 | 0 | 0 | 0 | 0 | 0 | 0 | 0 | 0 | 0 | 0 | 0 | 0 | 0 | 0 | 0 | 0 | 0 | 0 | 0 | 0 | 0 | 0 | 0 | 0 | 0 | 0 | 0 | 0 | 0 | 0 | 0 | 0 | 0 | 0 | 0 | 0 | 0 | 0 | 0 | 0 | 0 | 0 | 0 | 0
Ach | Assembly | Refrigeration | Display cases | TRC | Existing | NE4806 | PSC to ECM Evaporator Fan Motor (Reach-In) | PSC to ECM Evaporator Fan Motor (Reach-In) | NonEquip | 15 | Display cases | 17.17% | Prescriptive_ECM_existing | 37.5% | 469.7147 | 693.2039 | 912.6997 | 984.6582 | 884.7229 | 569.565 | 260.9816 | 94.5203 | 30.3911 | 9.2428 | 469.7147 | 1162.9186 | 2075.6183 | 3060.2765 | 3944.9995 | 4514.5645 | 4775.5461 | 4870.0664 | 4900.4574 | 4909.7002 | 0.065376 | 0.16186 | 0.28889 | 0.42594 | 0.54908 | 0.62835 | 0.66467 | 0.67783 | 0.68206 | 0.68335 | 0.005989 | 0.014828 | 0.026465 | 0.039019 | 0.0503 | 0.057562 | 0.060889 | 0.062095 | 0.062482 | 0.0626 | 18.3189 | 27.7108 | 37.3973 | 41.3544 | 38.0862 | 25.132 | 11.8037 | 4.3818 | 1.4441 | 0.45018 | 157.6574 | 76.7784 | 116.1422 | 156.7403 | 173.3254 | 159.6275 | 105.3338 | 49.4719 | 18.3653 | 6.0526 | 1.8868 | 660.7767 | 119.8403 | 181.2815 | 244.6495 | 270.5365 | 249.1561 | 164.4112 | 77.2186 | 28.6656 | 9.4472 | 2.945 | 1031.3792 | -312.1504 | -472.1877 | -637.2435 | -704.6717 | -648.9818 | -428.2451 | -201.1328 | -74.6658 | -24.6074 | -7.6709 | -2686.4541 | 431.9907 | 653.4692 | 881.893 | 975.2082 | 898.1379 | 592.6563 | 278.3514 | 103.3314 | 34.0547 | 10.6159 | 3717.8333
Ach | Assembly | Refrigeration | Display cases | TRC | Turnover | ET2453 | Energy Star Commercial Solid Door Refrigerator | Energy Star Commercial Solid Door Refrigerator | Equip | 12 | Display cases | 0% | refrigupdate | 50.28% | 0 | 0 | 0 | 0 | 0 | 0 | 0 | 0 | 0 | 0 | 0 | 0 | 0 | 0 | 0 | 0 | 0 | 0 | 0 | 0 | 0 | 0 | 0 | 0 | 0 | 0 | 0 | 0 | 0 | 0 | 0 | 0 | 0 | 0 | 0 | 0 | 0 | 0 | 0 | 0 | 0 | 0 | 0 | 0 | 0 | 0 | 0 | 0 | 0 | 0 | 0 | 0 | 0 | 0 | 0 | 0 | 0 | 0 | 0 | 0 | 0 | 0 | 0 | 0 | 0 | 0 | 0 | 0 | 0 | 0 | 0 | 0 | 0 | 0 | 0 | 0 | 0 | 0 | 0 | 0 | 0 | 0 | 0 | 0 | 0 | 0 | 0 | 0 | 0 | 0 | 0 | 0 | 0 | 0 | 0
Ach | Assembly | Refrigeration | Display cases | TRC | New | EN2479 | Energy Star Commercial Solid Door Refrigerator | Energy Star Commercial Solid Door Refrigerator | Equip | 12 | Display cases | 0% | refrigupdate | 50.28% | 0 | 0 | 0 | 0 | 0 | 0 | 0 | 0 | 0 | 0 | 0 | 0 | 0 | 0 | 0 | 0 | 0 | 0 | 0 | 0 | 0 | 0 | 0 | 0 | 0 | 0 | 0 | 0 | 0 | 0 | 0 | 0 | 0 | 0 | 0 | 0 | 0 | 0 | 0 | 0 | 0 | 0 | 0 | 0 | 0 | 0 | 0 | 0 | 0 | 0 | 0 | 0 | 0 | 0 | 0 | 0 | 0 | 0 | 0 | 0 | 0 | 0 | 0 | 0 | 0 | 0 | 0 | 0 | 0 | 0 | 0 | 0 | 0 | 0 | 0 | 0 | 0 | 0 | 0 | 0 | 0 | 0 | 0 | 0 | 0 | 0 | 0 | 0 | 0 | 0 | 0 | 0 | 0 | 0 | 0
Ach | Assembly | Cooking | Cooking Other | TRC | Turnover | ET2 | Efficient Exhaust Hood | Efficient Exhaust Hood | Equip | 15 | Cooking Other | 0% | Prescriptive_cooking | 42.5% | 0 | 0 | 0 | 0 | 0 | 0 | 0 | 0 | 0 | 0 | 0 | 0 | 0 | 0 | 0 | 0 | 0 | 0 | 0 | 0 | 0 | 0 | 0 | 0 | 0 | 0 | 0 | 0 | 0 | 0 | 0 | 0 | 0 | 0 | 0 | 0 | 0 | 0 | 0 | 0 | 0 | 0 | 0 | 0 | 0 | 0 | 0 | 0 | 0 | 0 | 0 | 0 | 0 | 0 | 0 | 0 | 0 | 0 | 0 | 0 | 0 | 0 | 0 | 0 | 0 | 0 | 0 | 0 | 0 | 0 | 0 | 0 | 0 | 0 | 0 | 0 | 0 | 0 | 0 | 0 | 0 | 0 | 0 | 0 | 0 | 0 | 0 | 0 | 0 | 0 | 0 | 0 | 0 | 0 | 0
Ach | Assembly | Cooking | Cooking Other | TRC | Turnover | ET158 | Energy Star Hot Food Holding Cabinet | Energy Star Hot Food Holding Cabinet | Equip | 12 | Cooking Other | 0% | Prescriptive_cooking | 52.67% | 0 | 0 | 0 | 0 | 0 | 0 | 0 | 0 | 0 | 0 | 0 | 0 | 0 | 0 | 0 | 0 | 0 | 0 | 0 | 0 | 0 | 0 | 0 | 0 | 0 | 0 | 0 | 0 | 0 | 0 | 0 | 0 | 0 | 0 | 0 | 0 | 0 | 0 | 0 | 0 | 0 | 0 | 0 | 0 | 0 | 0 | 0 | 0 | 0 | 0 | 0 | 0 | 0 | 0 | 0 | 0 | 0 | 0 | 0 | 0 | 0 | 0 | 0 | 0 | 0 | 0 | 0 | 0 | 0 | 0 | 0 | 0 | 0 | 0 | 0 | 0 | 0 | 0 | 0 | 0 | 0 | 0 | 0 | 0 | 0 | 0 | 0 | 0 | 0 | 0 | 0 | 0 | 0 | 0 | 0
Ach | Assembly | Cooking | Cooking Other | TRC | New | EN28 | Efficient Exhaust Hood | Efficient Exhaust Hood | Equip | 15 | Cooking Other | 0% | Prescriptive_cooking | 42.5% | 0 | 0 | 0 | 0 | 0 | 0 | 0 | 0 | 0 | 0 | 0 | 0 | 0 | 0 | 0 | 0 | 0 | 0 | 0 | 0 | 0 | 0 | 0 | 0 | 0 | 0 | 0 | 0 | 0 | 0 | 0 | 0 | 0 | 0 | 0 | 0 | 0 | 0 | 0 | 0 | 0 | 0 | 0 | 0 | 0 | 0 | 0 | 0 | 0 | 0 | 0 | 0 | 0 | 0 | 0 | 0 | 0 | 0 | 0 | 0 | 0 | 0 | 0 | 0 | 0 | 0 | 0 | 0 | 0 | 0 | 0 | 0 | 0 | 0 | 0 | 0 | 0 | 0 | 0 | 0 | 0 | 0 | 0 | 0 | 0 | 0 | 0 | 0 | 0 | 0 | 0 | 0 | 0 | 0 | 0
Ach | Assembly | Cooking | Cooking Other | TRC | New | EN184 | Energy Star Hot Food Holding Cabinet | Energy Star Hot Food Holding Cabinet | Equip | 12 | Cooking Other | 0% | Prescriptive_cooking | 52.67% | 0 | 0 | 0 | 0 | 0 | 0 | 0 | 0 | 0 | 0 | 0 | 0 | 0 | 0 | 0 | 0 | 0 | 0 | 0 | 0 | 0 | 0 | 0 | 0 | 0 | 0 | 0 | 0 | 0 | 0 | 0 | 0 | 0 | 0 | 0 | 0 | 0 | 0 | 0 | 0 | 0 | 0 | 0 | 0 | 0 | 0 | 0 | 0 | 0 | 0 | 0 | 0 | 0 | 0 | 0 | 0 | 0 | 0 | 0 | 0 | 0 | 0 | 0 | 0 | 0 | 0 | 0 | 0 | 0 | 0 | 0 | 0 | 0 | 0 | 0 | 0 | 0 | 0 | 0 | 0 | 0 | 0 | 0 | 0 | 0 | 0 | 0 | 0 | 0 | 0 | 0 | 0 | 0 | 0 | 0
Ach | Assembly | Domestic Hot Water | Centralized water heaters | TRC | New | NN5417 | Retro-Commissioning | Retro-Commissioning | NonEquip | 5 |  | 0% | Custom_improvement | 16% | 0 | 0 | 0 | 0 | 0 | 0 | 0 | 0 | 0 | 0 | 0 | 0 | 0 | 0 | 0 | 0 | 0 | 0 | 0 | 0 | 0 | 0 | 0 | 0 | 0 | 0 | 0 | 0 | 0 | 0 | 0 | 0 | 0 | 0 | 0 | 0 | 0 | 0 | 0 | 0 | 0 | 0 | 0 | 0 | 0 | 0 | 0 | 0 | 0 | 0 | 0 | 0 | 0 | 0 | 0 | 0 | 0 | 0 | 0 | 0 | 0 | 0 | 0 | 0 | 0 | 0 | 0 | 0 | 0 | 0 | 0 | 0 | 0 | 0 | 0 | 0 | 0 | 0 | 0 | 0 | 0 | 0 | 0 | 0 | 0 | 0 | 0 | 0 | 0 | 0 | 0 | 0 | 0 | 0 | 0
Ach | Assembly | Domestic Hot Water | Centralized water heaters | TRC | Existing | NE5404 | Retro-Commissioning | Retro-Commissioning | NonEquip | 5 |  | 21.99% | Custom_improvement_existing | 16% | 245.9476 | 374.5453 | 535.7904 | 730.7007 | 928.4483 | 1082.8475 | 1094.6136 | 953.6589 | 702.0781 | 434.5246 | 245.9476 | 620.4929 | 1156.2833 | 1886.984 | 2815.4323 | 3898.2798 | 4992.8934 | 5946.5523 | 6648.6304 | 7083.155 | 0.041118 | 0.10374 | 0.19331 | 0.31547 | 0.47069 | 0.65172 | 0.83472 | 0.99416 | 1.1115 | 1.1842 | 0.12748 | 0.32162 | 0.59934 | 0.97808 | 1.4593 | 2.0206 | 2.588 | 3.0823 | 3.4462 | 3.6714 | 9.592 | 14.9724 | 21.9537 | 30.6885 | 39.9685 | 47.7806 | 49.5072 | 44.2104 | 33.3611 | 21.1638 | 208.0509 | 27.071 | 42.2562 | 61.9591 | 86.6111 | 112.8017 | 134.8494 | 139.7225 | 124.7736 | 94.154 | 59.7299 | 587.1748 | 13.5838 | 21.2035 | 31.09 | 43.46 | 56.602 | 67.6652 | 70.1104 | 62.6093 | 47.2449 | 29.9714 | 294.6344 | -44.1983 | -68.9908 | -101.1592 | -141.4079 | -184.1687 | -220.1655 | -228.1218 | -203.7149 | -153.723 | -97.5196 | -958.6667 | 57.7821 | 90.1942 | 132.2492 | 184.8679 | 240.7707 | 287.8307 | 298.2322 | 266.3242 | 200.9679 | 127.491 | 1253.3011
Ach | Assembly | Domestic Hot Water | Centralized water heaters | TRC | Turnover | ET353 | Heat Pump Water Heater | Heat Pump Water Heater | Equip | 10 | Centralized water heaters | 46.98% | Prescriptive_water heater | 65.32% | 255.7878 | 374.2524 | 595.5459 | 942.346 | 1475.4111 | 2299.72 | 3461.8093 | 5085.0264 | 7140.0882 | 9176.3479 | 255.7878 | 630.0401 | 1225.586 | 2167.932 | 3643.3432 | 5943.0632 | 9404.8725 | 14489.8989 | 21629.9871 | 30806.335 | 0.043226 | 0.10647 | 0.20712 | 0.36637 | 0.6157 | 1.0043 | 1.5894 | 2.4487 | 3.6553 | 5.2061 | 0.028751 | 0.070817 | 0.13776 | 0.24368 | 0.40952 | 0.66801 | 1.0571 | 1.6287 | 2.4312 | 3.4627 | 9.9757 | 14.9607 | 24.4021 | 39.5773 | 63.5145 | 101.475 | 156.5709 | 235.7354 | 339.2807 | 446.94 | 825.7528 | 6.7385 | 10.1058 | 16.4833 | 26.7339 | 42.9032 | 68.5449 | 105.7614 | 159.2359 | 229.1792 | 301.9016 | 557.7842 | 52.6995 | 79.0342 | 128.9109 | 209.0782 | 335.5331 | 536.0695 | 827.1289 | 1245.3376 | 1792.3439 | 2361.0843 | 4362.2673 | -100.9531 | -151.4009 | -246.9465 | -400.5179 | -642.7595 | -1026.9145 | -1584.4784 | -2385.6144 | -3433.4797 | -4522.9797 | -8356.5191 | 153.6526 | 230.4351 | 375.8575 | 609.5962 | 978.2926 | 1562.984 | 2411.6072 | 3630.9521 | 5225.8236 | 6884.0641 | 12718.7864
Ach | Assembly | Domestic Hot Water | Centralized water heaters | TRC | New | EN379 | Heat Pump Water Heater | Heat Pump Water Heater | Equip | 10 | Centralized water heaters | 46.98% | Prescriptive_water heater | 65.32% | 46.0902 | 58.5151 | 88.2703 | 133.1588 | 199.747 | 299.7516 | 435.9462 | 619.4422 | 840.9947 | 1044.5331 | 46.0902 | 104.6053 | 192.8757 | 326.0345 | 525.7815 | 825.533 | 1261.4793 | 1880.9214 | 2721.9161 | 3766.4491 | 0.0077889 | 0.017678 | 0.032595 | 0.055098 | 0.088854 | 0.13951 | 0.21318 | 0.31786 | 0.45999 | 0.63651 | 0.0051806 | 0.011758 | 0.021679 | 0.036647 | 0.059098 | 0.092791 | 0.14179 | 0.21142 | 0.30595 | 0.42335 | 1.7975 | 2.3391 | 3.6168 | 5.5925 | 8.5988 | 13.2265 | 19.717 | 28.7166 | 39.9621 | 50.8747 | 101.7428 | 1.2142 | 1.5801 | 2.4431 | 3.7777 | 5.8084 | 8.9343 | 13.3185 | 19.3976 | 26.9939 | 34.3651 | 68.7258 | 9.4959 | 12.3572 | 19.1069 | 29.5439 | 45.4258 | 69.8727 | 104.1605 | 151.7032 | 211.1111 | 268.7595 | 537.4844 | -18.1907 | -23.6718 | -36.6018 | -56.5955 | -87.0193 | -133.8507 | -199.5336 | -290.6082 | -404.4121 | -514.8455 | -1029.6248 | 27.6866 | 36.029 | 55.7087 | 86.1394 | 132.4451 | 203.7235 | 303.6941 | 442.3113 | 615.5232 | 783.605 | 1567.1091
Ach | Assembly | Space Cooling | Central chillers inside | TRC | New | NN5365 | Retro-Commissioning | Retro-Commissioning | NonEquip | 5 |  | 0% | Custom_improvement | 16% | 0 | 0 | 0 | 0 | 0 | 0 | 0 | 0 | 0 | 0 | 0 | 0 | 0 | 0 | 0 | 0 | 0 | 0 | 0 | 0 | 0 | 0 | 0 | 0 | 0 | 0 | 0 | 0 | 0 | 0 | 0 | 0 | 0 | 0 | 0 | 0 | 0 | 0 | 0 | 0 | 0 | 0 | 0 | 0 | 0 | 0 | 0 | 0 | 0 | 0 | 0 | 0 | 0 | 0 | 0 | 0 | 0 | 0 | 0 | 0 | 0 | 0 | 0 | 0 | 0 | 0 | 0 | 0 | 0 | 0 | 0 | 0 | 0 | 0 | 0 | 0 | 0 | 0 | 0 | 0 | 0 | 0 | 0 | 0 | 0 | 0 | 0 | 0 | 0 | 0 | 0 | 0 | 0 | 0 | 0
Ach | Assembly | Space Cooling | Central chillers inside | TRC | New | NN4195 | Thermal Energy Storage | Thermal Energy Storage | NonEquip | 20 |  | 50% | Prescriptive_HVACnonequip | 0% | 0 | 0 | 0 | 0 | 0 | 0 | 0 | 0 | 0 | 0 | 0 | 0 | 0 | 0 | 0 | 0 | 0 | 0 | 0 | 0 | 0 | 0 | 0 | 0 | 0 | 0 | 0 | 0 | 0 | 0 | 0 | 0 | 0 | 0 | 0 | 0 | 0 | 0 | 0 | 0 | 0 | 0 | 0 | 0 | 0 | 0 | 0 | 0 | 0 | 0 | 0 | 0 | 0 | 0 | 0 | 0 | 0 | 0 | 0 | 0 | 0 | 0 | 0 | 0 | 0 | 0 | 0 | 0 | 0 | 0 | 0 | 0 | 0 | 0 | 0 | 0 | 0 | 0 | 0 | 0 | 0 | 0 | 0 | 0 | 0 | 0 | 0 | 0 | 0 | 0 | 0 | 0 | 0 | 0 | 0
Ach | Assembly | Space Cooling | Central chillers inside | TRC | New | NN3883 | HVAC tune-up | HVAC tune-up | NonEquip | 5 | Residential-type central air conditioners | 0% | Prescriptive_HVACnonequip | 5% | 0 | 0 | 0 | 0 | 0 | 0 | 0 | 0 | 0 | 0 | 0 | 0 | 0 | 0 | 0 | 0 | 0 | 0 | 0 | 0 | 0 | 0 | 0 | 0 | 0 | 0 | 0 | 0 | 0 | 0 | 0 | 0 | 0 | 0 | 0 | 0 | 0 | 0 | 0 | 0 | 0 | 0 | 0 | 0 | 0 | 0 | 0 | 0 | 0 | 0 | 0 | 0 | 0 | 0 | 0 | 0 | 0 | 0 | 0 | 0 | 0 | 0 | 0 | 0 | 0 | 0 | 0 | 0 | 0 | 0 | 0 | 0 | 0 | 0 | 0 | 0 | 0 | 0 | 0 | 0 | 0 | 0 | 0 | 0 | 0 | 0 | 0 | 0 | 0 | 0 | 0 | 0 | 0 | 0 | 0
Ach | Assembly | Space Cooling | Central chillers inside | TRC | New | NN3519 | Duct Sealing Repair | Duct Sealing Repair | NonEquip | 15 |  | 0% | Prescriptive_duct | 12% | 0 | 0 | 0 | 0 | 0 | 0 | 0 | 0 | 0 | 0 | 0 | 0 | 0 | 0 | 0 | 0 | 0 | 0 | 0 | 0 | 0 | 0 | 0 | 0 | 0 | 0 | 0 | 0 | 0 | 0 | 0 | 0 | 0 | 0 | 0 | 0 | 0 | 0 | 0 | 0 | 0 | 0 | 0 | 0 | 0 | 0 | 0 | 0 | 0 | 0 | 0 | 0 | 0 | 0 | 0 | 0 | 0 | 0 | 0 | 0 | 0 | 0 | 0 | 0 | 0 | 0 | 0 | 0 | 0 | 0 | 0 | 0 | 0 | 0 | 0 | 0 | 0 | 0 | 0 | 0 | 0 | 0 | 0 | 0 | 0 | 0 | 0 | 0 | 0 | 0 | 0 | 0 | 0 | 0 | 0
Ach | Assembly | Space Cooling | Central chillers inside | TRC | New | NN3311 | Chilled Water System - Variable Speed Drives | Chilled Water System - Variable Speed Drives | NonEquip | 13 | Central chillers inside | 73.99% | Prescriptive_HVACnonequip | 24.74% | 112721.2069 | 127105.7017 | 122560.3486 | 60522.0121 | 22463.0441 | 7144.7515 | 2094.4308 | 606.0851 | 175.2234 | 50.1216 | 112721.2069 | 239826.9086 | 362387.2573 | 422909.2693 | 445372.3134 | 452517.0649 | 454611.4957 | 455217.5808 | 455392.8042 | 455442.9258 | 12.3154 | 26.2025 | 39.5929 | 46.2053 | 48.6595 | 49.4401 | 49.6689 | 49.7351 | 49.7543 | 49.7598 | 0.55228 | 1.175 | 1.7755 | 2.072 | 2.1821 | 2.2171 | 2.2274 | 2.2303 | 2.2312 | 2.2314 | 4396.1271 | 5081.0504 | 5021.8337 | 2541.8479 | 967.0049 | 315.2616 | 94.727 | 28.0973 | 8.3262 | 2.4412 | 15529.8725 | 2532.6815 | 2927.2772 | 2893.1614 | 1464.4006 | 557.1075 | 181.6274 | 54.5738 | 16.1873 | 4.7969 | 1.4064 | 8947.0164 | 29527.5695 | 34128.0102 | 33730.2677 | 17072.8893 | 6495.1045 | 2117.5249 | 636.2551 | 188.7221 | 55.9249 | 16.3969 | 104309.858 | -60483.2826 | -69906.671 | -69091.9487 | -34971.5336 | -13304.3541 | -4337.467 | -1303.2836 | -386.572 | -114.5546 | -33.5869 | -213664.8133 | 90010.8521 | 104034.6812 | 102822.2164 | 52044.4229 | 19799.4585 | 6454.9919 | 1939.5387 | 575.2941 | 170.4795 | 49.9838 | 317974.6714
Ach | Assembly | Space Cooling | Central chillers inside | TRC | New | NN3207 | Ceiling Insulation(R2 to R38) | Ceiling Insulation(R2 to R38) | NonEquip | 20 |  | 0% | Prescriptive_shell | 44.99% | 0 | 0 | 0 | 0 | 0 | 0 | 0 | 0 | 0 | 0 | 0 | 0 | 0 | 0 | 0 | 0 | 0 | 0 | 0 | 0 | 0 | 0 | 0 | 0 | 0 | 0 | 0 | 0 | 0 | 0 | 0 | 0 | 0 | 0 | 0 | 0 | 0 | 0 | 0 | 0 | 0 | 0 | 0 | 0 | 0 | 0 | 0 | 0 | 0 | 0 | 0 | 0 | 0 | 0 | 0 | 0 | 0 | 0 | 0 | 0 | 0 | 0 | 0 | 0 | 0 | 0 | 0 | 0 | 0 | 0 | 0 | 0 | 0 | 0 | 0 | 0 | 0 | 0 | 0 | 0 | 0 | 0 | 0 | 0 | 0 | 0 | 0 | 0 | 0 | 0 | 0 | 0 | 0 | 0 | 0
Ach | Assembly | Space Cooling | Central chillers inside | TRC | Existing | NE5352 | Retro-Commissioning | Retro-Commissioning | NonEquip | 5 |  | 21.99% | Custom_improvement_existing | 16% | 25693.7777 | 37089.2276 | 53245.1878 | 72919.1717 | 92900.5546 | 108471.5201 | 109691.6727 | 95577.688 | 70366.1871 | 43550.9331 | 25693.7777 | 62783.0053 | 116028.193 | 188947.3648 | 281847.9194 | 390319.4395 | 500011.1122 | 595588.8002 | 665954.9873 | 709505.9204 | 4.2955 | 10.4962 | 19.3978 | 31.5886 | 47.1198 | 65.2543 | 83.5928 | 99.5716 | 111.3355 | 118.6165 | 0 | 0 | 0 | 0 | 0 | 0 | 0 | 0 | 0 | 0 | 1002.0573 | 1482.6419 | 2181.6883 | 3062.5129 | 3999.2484 | 4786.2972 | 4961.1397 | 4430.8616 | 3343.6403 | 2121.1768 | 20842.1806 | 2828.0715 | 4184.4085 | 6157.3029 | 8643.2236 | 11286.9394 | 13508.1999 | 14001.652 | 12505.0665 | 9436.6396 | 5986.5233 | 58822.1609 | 1419.0786 | 2099.6656 | 3089.6308 | 4337.0238 | 5663.5958 | 6778.1869 | 7025.7928 | 6274.8314 | 4735.1466 | 3003.9364 | 29515.9682 | -4617.327 | -6831.7871 | -10052.8861 | -14111.5913 | -18427.925 | -22054.5256 | -22860.1733 | -20416.7329 | -15406.9832 | -9774.0582 | -96037.5817 | 6036.4056 | 8931.4527 | 13142.5168 | 18448.6152 | 24091.5208 | 28832.7125 | 29885.9661 | 26691.5643 | 20142.1298 | 12777.9946 | 125553.5499
Ach | Assembly | Space Cooling | Central chillers inside | TRC | Existing | NE4208 | Wall Insulation | Wall Insulation | NonEquip | 20 |  | 0% | newshell_existing | 26.77% | 0 | 0 | 0 | 0 | 0 | 0 | 0 | 0 | 0 | 0 | 0 | 0 | 0 | 0 | 0 | 0 | 0 | 0 | 0 | 0 | 0 | 0 | 0 | 0 | 0 | 0 | 0 | 0 | 0 | 0 | 0 | 0 | 0 | 0 | 0 | 0 | 0 | 0 | 0 | 0 | 0 | 0 | 0 | 0 | 0 | 0 | 0 | 0 | 0 | 0 | 0 | 0 | 0 | 0 | 0 | 0 | 0 | 0 | 0 | 0 | 0 | 0 | 0 | 0 | 0 | 0 | 0 | 0 | 0 | 0 | 0 | 0 | 0 | 0 | 0 | 0 | 0 | 0 | 0 | 0 | 0 | 0 | 0 | 0 | 0 | 0 | 0 | 0 | 0 | 0 | 0 | 0 | 0 | 0 | 0
Ach | Assembly | Space Cooling | Central chillers inside | TRC | Existing | NE4182 | Thermal Energy Storage | Thermal Energy Storage | NonEquip | 20 |  | 50% | Prescriptive_HVACnonequip_existing | 0% | 0 | 0 | 0 | 0 | 0 | 0 | 0 | 0 | 0 | 0 | 0 | 0 | 0 | 0 | 0 | 0 | 0 | 0 | 0 | 0 | 0 | 0 | 0 | 0 | 0 | 0 | 0 | 0 | 0 | 0 | 0 | 0 | 0 | 0 | 0 | 0 | 0 | 0 | 0 | 0 | 0 | 0 | 0 | 0 | 0 | 0 | 0 | 0 | 0 | 0 | 0 | 0 | 0 | 0 | 0 | 0 | 0 | 0 | 0 | 0 | 0 | 0 | 0 | 0 | 0 | 0 | 0 | 0 | 0 | 0 | 0 | 0 | 0 | 0 | 0 | 0 | 0 | 0 | 0 | 0 | 0 | 0 | 0 | 0 | 0 | 0 | 0 | 0 | 0 | 0 | 0 | 0 | 0 | 0 | 0
Ach | Assembly | Space Cooling | Central chillers inside | TRC | Existing | NE3974 | Low U-Value Windows | Low U-Value Windows | NonEquip | 20 |  | 5.375% | newshell_existing | 46% | 31019.5385 | 14269.1849 | 5950.5618 | 2331.1756 | 886.3194 | 336.2585 | 125.0778 | 46.8831 | 17.6813 | 6.6138 | 31019.5385 | 45288.7234 | 51239.2852 | 53570.4608 | 54456.7802 | 54793.0388 | 54918.1166 | 54964.9997 | 54982.6809 | 54989.2947 | 11.5301 | 16.834 | 19.0458 | 19.9123 | 20.2417 | 20.3667 | 20.4132 | 20.4307 | 20.4372 | 20.4397 | 0 | 0 | 0 | 0 | 0 | 0 | 0 | 0 | 0 | 0 | 1209.762 | 570.4107 | 243.8206 | 97.9064 | 38.1549 | 14.8374 | 5.657 | 2.1734 | 0.84017 | 0.32213 | 1942.0184 | 26630.4359 | 12556.4241 | 5367.2107 | 2155.2097 | 839.9021 | 326.6146 | 124.5278 | 47.8439 | 18.4947 | 7.091 | 42749.5625 | 13806.4478 | 6509.8301 | 2782.6099 | 1117.3602 | 435.444 | 169.3321 | 64.561 | 24.8045 | 9.5885 | 3.6763 | 22163.3475 | -22814.7257 | -10757.2918 | -4598.1763 | -1846.403 | -719.5577 | -279.816 | -106.685 | -40.9886 | -15.8447 | -6.075 | -36624.2425 | 36621.1735 | 17267.122 | 7380.7862 | 2963.7633 | 1155.0017 | 449.1481 | 171.246 | 65.7931 | 25.4332 | 9.7512 | 58787.5899
Ach | Assembly | Space Cooling | Central chillers inside | TRC | Existing | NE3870 | HVAC tune-up | HVAC tune-up | NonEquip | 5 | Residential-type central air conditioners | 0% | Prescriptive_HVACnonequip_existing | 5% | 0 | 0 | 0 | 0 | 0 | 0 | 0 | 0 | 0 | 0 | 0 | 0 | 0 | 0 | 0 | 0 | 0 | 0 | 0 | 0 | 0 | 0 | 0 | 0 | 0 | 0 | 0 | 0 | 0 | 0 | 0 | 0 | 0 | 0 | 0 | 0 | 0 | 0 | 0 | 0 | 0 | 0 | 0 | 0 | 0 | 0 | 0 | 0 | 0 | 0 | 0 | 0 | 0 | 0 | 0 | 0 | 0 | 0 | 0 | 0 | 0 | 0 | 0 | 0 | 0 | 0 | 0 | 0 | 0 | 0 | 0 | 0 | 0 | 0 | 0 | 0 | 0 | 0 | 0 | 0 | 0 | 0 | 0 | 0 | 0 | 0 | 0 | 0 | 0 | 0 | 0 | 0 | 0 | 0 | 0
Ach | Assembly | Space Cooling | Central chillers inside | TRC | Existing | NE3506 | Duct Sealing Repair | Duct Sealing Repair | NonEquip | 15 |  | 0% | Prescriptive_duct_existing | 12% | 0 | 0 | 0 | 0 | 0 | 0 | 0 | 0 | 0 | 0 | 0 | 0 | 0 | 0 | 0 | 0 | 0 | 0 | 0 | 0 | 0 | 0 | 0 | 0 | 0 | 0 | 0 | 0 | 0 | 0 | 0 | 0 | 0 | 0 | 0 | 0 | 0 | 0 | 0 | 0 | 0 | 0 | 0 | 0 | 0 | 0 | 0 | 0 | 0 | 0 | 0 | 0 | 0 | 0 | 0 | 0 | 0 | 0 | 0 | 0 | 0 | 0 | 0 | 0 | 0 | 0 | 0 | 0 | 0 | 0 | 0 | 0 | 0 | 0 | 0 | 0 | 0 | 0 | 0 | 0 | 0 | 0 | 0 | 0 | 0 | 0 | 0 | 0 | 0 | 0 | 0 | 0 | 0 | 0 | 0
Ach | Assembly | Space Cooling | Central chillers inside | TRC | Existing | NE3298 | Chilled Water System - Variable Speed Drives | Chilled Water System - Variable Speed Drives | NonEquip | 13 | Central chillers inside | 73.99% | Prescriptive_HVACnonequip_existing | 24.74% | 835683.9133 | 801262.5011 | 576209.9755 | 297181.4948 | 115288.4239 | 38256.1703 | 11671.7915 | 3512.2422 | 1056.488 | 314.5972 | 835683.9133 | 1636946.4145 | 2213156.39 | 2510337.8847 | 2625626.3086 | 2663882.4789 | 2675554.2704 | 2679066.5126 | 2680123.0006 | 2680437.5978 | 91.3033 | 178.8458 | 241.8001 | 274.2689 | 286.8648 | 291.0445 | 292.3197 | 292.7034 | 292.8189 | 292.8532 | 4.0944 | 8.0202 | 10.8433 | 12.2994 | 12.8642 | 13.0517 | 13.1089 | 13.1261 | 13.1312 | 13.1328 | 32591.6726 | 32030.4685 | 23609.8436 | 12481.2467 | 4963.0171 | 1688.0505 | 527.8923 | 162.8231 | 50.2019 | 15.3227 | 92156.6619 | 18776.6016 | 18453.2826 | 13602.0213 | 7190.6526 | 2859.2762 | 972.5138 | 304.1275 | 93.8051 | 28.9221 | 8.8276 | 53092.9769 | 218909.2495 | 215139.7966 | 158580.7886 | 83833.0813 | 33335.2129 | 11338.168 | 3545.7065 | 1093.638 | 337.1922 | 102.9181 | 618990.8055 | -448406.3618 | -440685.1409 | -324831.5667 | -171720.8709 | -68282.7317 | -23224.723 | -7262.9062 | -2240.1713 | -690.6933 | -210.814 | -1267919.9974 | 667315.6114 | 655824.9375 | 483412.3554 | 255553.9522 | 101617.9446 | 34562.891 | 10808.6127 | 3333.8093 | 1027.8855 | 313.7321 | 1886910.803
Ach | Assembly | Space Cooling | Central chillers inside | TRC | Existing | NE3194 | Ceiling Insulation(R2 to R38) | Ceiling Insulation(R2 to R38) | NonEquip | 20 |  | 0% | Prescriptive_shell_existing | 44.99% | 0 | 0 | 0 | 0 | 0 | 0 | 0 | 0 | 0 | 0 | 0 | 0 | 0 | 0 | 0 | 0 | 0 | 0 | 0 | 0 | 0 | 0 | 0 | 0 | 0 | 0 | 0 | 0 | 0 | 0 | 0 | 0 | 0 | 0 | 0 | 0 | 0 | 0 | 0 | 0 | 0 | 0 | 0 | 0 | 0 | 0 | 0 | 0 | 0 | 0 | 0 | 0 | 0 | 0 | 0 | 0 | 0 | 0 | 0 | 0 | 0 | 0 | 0 | 0 | 0 | 0 | 0 | 0 | 0 | 0 | 0 | 0 | 0 | 0 | 0 | 0 | 0 | 0 | 0 | 0 | 0 | 0 | 0 | 0 | 0 | 0 | 0 | 0 | 0 | 0 | 0 | 0 | 0 | 0 | 0
Ach | Assembly | Space Cooling | Central chillers inside | TRC | Turnover | ET977 | High Efficiency Chiller (Water cooled-centrifugal, 200 tons) | High Efficiency Chiller (Water cooled-centrifugal, 200 tons) | Equip | 20 | Central chillers inside | 31.91% | Prescriptive_HVACequip | 4.362% | 64055.2535 | 43808.6207 | 23606.4675 | 9449.5866 | 3140.3532 | 972.9515 | 288.8773 | 85.8425 | 25.616 | 7.5775 | 64055.2535 | 107863.8741 | 131470.3416 | 140919.9281 | 144060.2813 | 145033.2329 | 145322.1102 | 145407.9527 | 145433.5687 | 145441.1462 | 24.1367 | 40.6442 | 49.5394 | 53.1001 | 54.2834 | 54.65 | 54.7589 | 54.7912 | 54.8009 | 54.8037 | 0.046883 | 0.078947 | 0.096225 | 0.10314 | 0.10544 | 0.10615 | 0.10636 | 0.10643 | 0.10644 | 0.10645 | 2498.1549 | 1751.2496 | 967.2602 | 396.8707 | 135.1881 | 42.9314 | 13.0654 | 3.9796 | 1.2172 | 0.36907 | 5083.9127 | 28077.9222 | 19683.1072 | 10871.4869 | 4460.6137 | 1519.4422 | 482.526 | 146.8476 | 44.728 | 13.6809 | 4.1481 | 57140.4549 | 59685.6622 | 41840.6774 | 23109.6834 | 9481.9938 | 3229.9011 | 1025.7128 | 312.1562 | 95.079 | 29.0816 | 8.8177 | 121464.3259 | -15936.9506 | -11172.0769 | -6170.6257 | -2531.832 | -862.4311 | -273.8804 | -83.3503 | -25.3875 | -7.7652 | -2.3545 | -32432.7634 | 75622.6128 | 53012.7543 | 29280.3092 | 12013.8258 | 4092.3322 | 1299.5932 | 395.5065 | 120.4665 | 36.8468 | 11.1722 | 153897.0892
Ach | Assembly | Space Cooling | Central chillers inside | TRC | Turnover | ET899 | High Efficiency Chiller (Air Cooled, 50 tons) | High Efficiency Chiller (Air Cooled, 50 tons) | Equip | 20 | Central chillers inside | 31.91% | Prescriptive_HVACequip | 8.759% | 124936.6099 | 85752.5995 | 46431.4128 | 18648.3308 | 6206.4755 | 1923.8796 | 571.3055 | 169.7766 | 50.6633 | 14.9868 | 124936.6099 | 210689.2094 | 257120.6222 | 275768.953 | 281975.4285 | 283899.3081 | 284470.6136 | 284640.3902 | 284691.0535 | 284706.0403 | 34.0326 | 57.3914 | 70.0393 | 75.1191 | 76.8097 | 77.3338 | 77.4894 | 77.5356 | 77.5494 | 77.5535 | 1.5488 | 2.6119 | 3.1875 | 3.4186 | 3.4956 | 3.5194 | 3.5265 | 3.5286 | 3.5292 | 3.5294 | 4872.5278 | 3427.9602 | 1902.4981 | 783.2063 | 267.1807 | 84.891 | 25.839 | 7.8706 | 2.4074 | 0.72994 | 9950.0299 | 45549.4359 | 32045.3076 | 17784.9609 | 7321.5806 | 2497.6627 | 793.5796 | 241.5488 | 73.5763 | 22.5049 | 6.8237 | 93015.0154 | 77726.0088 | 54682.4305 | 30348.4335 | 12493.6176 | 4262.0364 | 1354.1721 | 412.1813 | 125.5514 | 38.4026 | 11.644 | 158721.7441 | -69772.1645 | -49086.6776 | -27242.8229 | -11215.1229 | -3825.8945 | -1215.5972 | -370.002 | -112.7035 | -34.4728 | -10.4524 | -142479.4585 | 147498.1733 | 103769.1081 | 57591.2564 | 23708.7406 | 8087.9309 | 2569.7693 | 782.1833 | 238.2549 | 72.8755 | 22.0964 | 301201.2026
Ach | Assembly | Space Cooling | Central chillers inside | TRC | Turnover | ET1055 | High Efficiency Chiller (Water cooled-positive displacement, 100 tons) | High Efficiency Chiller (Water cooled-positive displacement, 100 tons) | Equip | 20 | Central chillers inside | 31.91% | Prescriptive_HVACequip | 2.683% | 39541.5633 | 27338.0785 | 14947.5313 | 6043.8381 | 2017.4539 | 626.0063 | 185.9544 | 55.2658 | 16.4924 | 4.8787 | 39541.5633 | 66879.6418 | 81827.1731 | 87871.0112 | 89888.4651 | 90514.4713 | 90700.4257 | 90755.6915 | 90772.184 | 90777.0627 | 14.8997 | 25.2009 | 30.8333 | 33.1107 | 33.8709 | 34.1068 | 34.1769 | 34.1977 | 34.2039 | 34.2057 | 0.028941 | 0.04895 | 0.05989 | 0.064314 | 0.065791 | 0.066249 | 0.066385 | 0.066425 | 0.066437 | 0.066441 | 1542.121 | 1092.8397 | 612.4658 | 253.8335 | 86.8488 | 27.6225 | 8.4104 | 2.5621 | 0.78368 | 0.23762 | 3171.2796 | 35133.6244 | 24897.7998 | 13953.6017 | 5783.0045 | 1978.6464 | 629.3136 | 191.6102 | 58.3704 | 17.8544 | 5.4136 | 72250.1994 | 19043.1861 | 13495.1473 | 7563.1546 | 3134.5138 | 1072.4693 | 341.1016 | 103.8569 | 31.638 | 9.6775 | 2.9343 | 39161.1745 | -27638.9542 | -19586.6256 | -10977.0331 | -4549.3797 | -1556.5635 | -495.069 | -150.7361 | -45.9189 | -14.0457 | -4.2588 | -56837.8579 | 46682.1404 | 33081.7729 | 18540.1877 | 7683.8935 | 2629.0328 | 836.1707 | 254.593 | 77.557 | 23.7232 | 7.1931 | 95999.0324
Ach | Assembly | Space Cooling | Central chillers inside | TRC | New | EN925 | High Efficiency Chiller (Air Cooled, 50 tons) | High Efficiency Chiller (Air Cooled, 50 tons) | Equip | 20 | Central chillers inside | 31.91% | Prescriptive_HVACequip | 8.759% | 45024.4935 | 26815.1694 | 13763.8992 | 5270.2296 | 1680.5143 | 501.5271 | 143.8892 | 41.3633 | 11.9347 | 3.4119 | 45024.4935 | 71839.6629 | 85603.562 | 90873.7916 | 92554.3059 | 93055.833 | 93199.7222 | 93241.0855 | 93253.0202 | 93256.4321 | 12.2646 | 19.569 | 23.3183 | 24.7539 | 25.2117 | 25.3483 | 25.3875 | 25.3987 | 25.402 | 25.4029 | 0.55816 | 0.89058 | 1.0612 | 1.1265 | 1.1474 | 1.1536 | 1.1554 | 1.1559 | 1.156 | 1.1561 | 1755.9552 | 1071.9364 | 563.9672 | 221.343 | 72.344 | 22.1298 | 6.5078 | 1.9176 | 0.56711 | 0.16618 | 3272.9063 | 16415.0466 | 10020.6916 | 5272.0861 | 2069.1616 | 676.2869 | 206.8745 | 60.8366 | 17.9257 | 5.3015 | 1.5535 | 30595.8306 | 28010.7982 | 17099.4074 | 8996.34 | 3530.8379 | 1154.0226 | 353.0127 | 103.8121 | 30.5886 | 9.0465 | 2.6508 | 52209.0286 | -25144.4022 | -15349.5939 | -8075.7282 | -3169.5208 | -1035.9294 | -316.8883 | -93.1888 | -27.4584 | -8.1208 | -2.3796 | -46866.3835 | 53155.2004 | 32449.0013 | 17072.0682 | 6700.3588 | 2189.952 | 669.901 | 197.0009 | 58.0469 | 17.1673 | 5.0304 | 99075.412
Ach | Assembly | Space Cooling | Central chillers inside | TRC | New | EN1081 | High Efficiency Chiller (Water cooled-positive displacement, 100 tons) | High Efficiency Chiller (Water cooled-positive displacement, 100 tons) | Equip | 20 | Central chillers inside | 31.91% | Prescriptive_HVACequip | 2.683% | 0 | 367.9185 | 2870.7211 | 1597.868 | 532.6829 | 161.8662 | 46.7187 | 13.4547 | 3.8843 | 1.1106 | 0 | 367.9185 | 3238.6396 | 4836.5076 | 5369.1905 | 5531.0567 | 5577.7754 | 5591.2301 | 5595.1144 | 5596.225 | 0 | 0.13864 | 1.2204 | 1.8224 | 2.0232 | 2.0842 | 2.1018 | 2.1068 | 2.1083 | 2.1087 | 0 | 0.00026928 | 0.0023704 | 0.0035399 | 0.0039298 | 0.0040483 | 0.0040824 | 0.0040923 | 0.0040951 | 0.004096 | 0 | 14.7075 | 117.626 | 67.1084 | 22.9313 | 7.1423 | 2.113 | 0.62374 | 0.18457 | 0.054093 | 182.3776 | 0 | 335.077 | 2679.8337 | 1528.9089 | 522.4363 | 162.7214 | 48.1396 | 14.2105 | 4.205 | 1.2324 | 4155.0484 | 0 | 181.619 | 1452.528 | 828.7018 | 283.1718 | 88.1985 | 26.0927 | 7.7024 | 2.2792 | 0.66797 | 2252.1263 | 0 | -263.5987 | -2108.1742 | -1202.7635 | -410.9907 | -128.0098 | -37.8705 | -11.1792 | -3.308 | -0.96948 | -3268.6976 | 0 | 445.2177 | 3560.7022 | 2031.4653 | 694.1625 | 216.2083 | 63.9633 | 18.8816 | 5.5872 | 1.6375 | 5520.8239
Ach | Assembly | Space Cooling | Central chillers inside | TRC | New | EN1003 | High Efficiency Chiller (Water cooled-centrifugal, 200 tons) | High Efficiency Chiller (Water cooled-centrifugal, 200 tons) | Equip | 20 | Central chillers inside | 31.91% | Prescriptive_HVACequip | 4.362% | 23084.1492 | 13699.1251 | 6997.7849 | 2670.5603 | 850.3068 | 253.6341 | 72.7567 | 20.9141 | 6.0344 | 1.7251 | 23084.1492 | 36783.2742 | 43781.0591 | 46451.6193 | 47301.9261 | 47555.5603 | 47628.317 | 47649.2312 | 47655.2655 | 47656.9906 | 8.6983 | 13.8603 | 16.4972 | 17.5035 | 17.8239 | 17.9194 | 17.9468 | 17.9547 | 17.957 | 17.9577 | 0.016896 | 0.026922 | 0.032044 | 0.033999 | 0.034621 | 0.034807 | 0.03486 | 0.034875 | 0.03488 | 0.034881 | 900.2818 | 547.6225 | 286.7299 | 112.1602 | 36.6046 | 11.1916 | 3.2906 | 0.96955 | 0.28674 | 0.084021 | 1672.8561 | 10118.6852 | 6154.9837 | 3222.69 | 1260.62 | 411.4161 | 125.7874 | 36.9851 | 10.8973 | 3.2228 | 0.94435 | 18802.0066 | 21509.4415 | 13083.7416 | 6850.5207 | 2679.7189 | 874.5535 | 267.3882 | 78.6198 | 23.1645 | 6.8507 | 2.0074 | 39967.7086 | -5743.3376 | -3493.5516 | -1829.1899 | -715.5244 | -233.5187 | -71.3966 | -20.9926 | -6.1853 | -1.8292 | -0.53601 | -10671.9667 | 27252.7791 | 16577.2933 | 8679.7105 | 3395.2433 | 1108.0721 | 338.7848 | 99.6124 | 29.3497 | 8.68 | 2.5434 | 50639.6753
Ach | Assembly | Ventilation and Circulation | Central air-handling unit | TRC | New | NN5391 | Retro-Commissioning | Retro-Commissioning | NonEquip | 5 |  | 0% | Custom_improvement | 16% | 0 | 0 | 0 | 0 | 0 | 0 | 0 | 0 | 0 | 0 | 0 | 0 | 0 | 0 | 0 | 0 | 0 | 0 | 0 | 0 | 0 | 0 | 0 | 0 | 0 | 0 | 0 | 0 | 0 | 0 | 0 | 0 | 0 | 0 | 0 | 0 | 0 | 0 | 0 | 0 | 0 | 0 | 0 | 0 | 0 | 0 | 0 | 0 | 0 | 0 | 0 | 0 | 0 | 0 | 0 | 0 | 0 | 0 | 0 | 0 | 0 | 0 | 0 | 0 | 0 | 0 | 0 | 0 | 0 | 0 | 0 | 0 | 0 | 0 | 0 | 0 | 0 | 0 | 0 | 0 | 0 | 0 | 0 | 0 | 0 | 0 | 0 | 0 | 0 | 0 | 0 | 0 | 0 | 0 | 0
Ach | Assembly | Ventilation and Circulation | Central air-handling unit | TRC | New | NN4949 | Demand Controlled Ventilation | Demand Controlled Ventilation | NonEquip | 10 |  | 17.54% | Prescriptive_vent | 50% | 12039.2181 | 13897.1909 | 17211.732 | 17520.8671 | 14851.1721 | 9048.4385 | 3943.9427 | 1367.6714 | 422.8784 | 123.8962 | 12039.2181 | 25936.4089 | 43148.141 | 60669.0081 | 75520.1801 | 84568.6186 | 88512.5613 | 89880.2327 | 90303.1112 | 90427.0073 | 1.2535 | 2.7004 | 4.4924 | 6.3165 | 7.8628 | 8.8048 | 9.2155 | 9.3578 | 9.4019 | 9.4148 | 7.057 | 15.203 | 25.292 | 35.5621 | 44.2673 | 49.5712 | 51.883 | 52.6847 | 52.9326 | 53.0052 | 469.5295 | 555.5402 | 705.24 | 735.8542 | 639.3237 | 399.2616 | 178.3768 | 63.4035 | 20.0942 | 6.0344 | 2935.2154 | 1599.2075 | 1892.1581 | 2402.0323 | 2506.3039 | 2177.5229 | 1359.8766 | 607.5476 | 215.9511 | 68.4405 | 20.5532 | 9997.281 | 7581.2514 | 8970.022 | 11387.147 | 11881.46 | 10322.8309 | 6446.6722 | 2880.1586 | 1023.7442 | 324.451 | 97.4351 | 47393.4133 | 349.2496 | 413.2269 | 524.5779 | 547.3497 | 475.5474 | 296.9823 | 132.6818 | 47.1614 | 14.9467 | 4.4886 | 2183.298 | 7232.0018 | 8556.7951 | 10862.5691 | 11334.1104 | 9847.2834 | 6149.6898 | 2747.4768 | 976.5828 | 309.5043 | 92.9465 | 45210.1152
Ach | Assembly | Ventilation and Circulation | Central air-handling unit | TRC | Existing | NE5378 | Retro-Commissioning | Retro-Commissioning | NonEquip | 5 |  | 21.99% | Custom_improvement_existing | 16% | 4632.4116 | 6788.2817 | 9691.0942 | 13209.5131 | 16803.3399 | 19658.9313 | 19928.8377 | 17388.603 | 12808.6267 | 7928.8537 | 4632.4116 | 11420.6933 | 21111.7876 | 34321.3007 | 51124.6405 | 70783.5719 | 90712.4096 | 108101.0126 | 120909.6393 | 128838.493 | 0.77445 | 1.9093 | 3.5295 | 5.7379 | 8.5471 | 11.8337 | 15.1655 | 18.0725 | 20.2139 | 21.5394 | 2.4011 | 5.9197 | 10.9429 | 17.7897 | 26.4994 | 36.6892 | 47.0189 | 56.0319 | 62.671 | 66.7808 | 180.6641 | 271.3616 | 397.0865 | 554.7828 | 723.362 | 867.4488 | 901.3423 | 806.1138 | 608.6366 | 386.18 | 3784.3901 | 509.8819 | 765.8543 | 1120.6835 | 1565.7443 | 2041.5193 | 2448.1705 | 2543.8271 | 2275.0669 | 1717.734 | 1089.9024 | 10680.5523 | 255.8501 | 384.2928 | 562.3401 | 785.6641 | 1024.4 | 1228.4507 | 1276.4495 | 1141.5902 | 861.93 | 546.8947 | 5359.321 | -832.4723 | -1250.3926 | -1829.714 | -2556.3545 | -3333.1414 | -3997.0713 | -4153.2477 | -3714.4492 | -2804.5046 | -1779.4585 | -17437.8908 | 1088.3225 | 1634.6854 | 2392.0541 | 3342.0185 | 4357.5414 | 5225.522 | 5429.6972 | 4856.0394 | 3666.4346 | 2326.3531 | 22797.2118
Ach | Assembly | Ventilation and Circulation | Central air-handling unit | TRC | Existing | NE4936 | Demand Controlled Ventilation | Demand Controlled Ventilation | NonEquip | 10 |  | 18.71% | Prescriptive_vent_existing | 50% | 66517.3071 | 96523.8682 | 126308.4631 | 135098.9802 | 119740.3274 | 75921.0878 | 34318.7439 | 12327.4379 | 3949.9895 | 1199.9144 | 66517.3071 | 163041.1752 | 289349.6384 | 424448.6185 | 544188.9459 | 620110.0337 | 654428.7776 | 666756.2155 | 670706.205 | 671906.1194 | 6.9254 | 16.975 | 30.1255 | 44.1913 | 56.658 | 64.5625 | 68.1356 | 69.4191 | 69.8303 | 69.9553 | 38.9902 | 95.5691 | 169.6068 | 248.7972 | 318.9848 | 363.4871 | 383.6036 | 390.8295 | 393.1449 | 393.8482 | 2594.175 | 3858.5416 | 5175.4103 | 5673.9862 | 5154.6658 | 3350.0119 | 1552.1696 | 571.4845 | 187.6945 | 58.4426 | 21610.4496 | 8835.7046 | 13142.1105 | 17627.3372 | 19325.4759 | 17556.6816 | 11410.0692 | 5286.6567 | 1946.4642 | 639.2833 | 199.0543 | 73604.7303 | 41886.8092 | 62301.8874 | 83564.6891 | 91614.9369 | 83229.7371 | 54090.9201 | 25062.0849 | 9227.467 | 3030.606 | 943.6429 | 348932.816 | 1929.6223 | 2870.0948 | 3849.6198 | 4220.4749 | 3834.1894 | 2491.8357 | 1154.5486 | 425.0867 | 139.6126 | 43.4713 | 16074.4771 | 39957.1869 | 59431.7926 | 79715.0693 | 87394.462 | 79395.5477 | 51599.0844 | 23907.5362 | 8802.3803 | 2890.9934 | 900.1716 | 332858.3389
Ach | Assembly | Interior Lighting | case lighting | TRC | New | NN5261 | Retro-Commissioning | Retro-Commissioning | NonEquip | 5 |  | 0% | Custom_improvement | 16% | 0 | 0 | 0 | 0 | 0 | 0 | 0 | 0 | 0 | 0 | 0 | 0 | 0 | 0 | 0 | 0 | 0 | 0 | 0 | 0 | 0 | 0 | 0 | 0 | 0 | 0 | 0 | 0 | 0 | 0 | 0 | 0 | 0 | 0 | 0 | 0 | 0 | 0 | 0 | 0 | 0 | 0 | 0 | 0 | 0 | 0 | 0 | 0 | 0 | 0 | 0 | 0 | 0 | 0 | 0 | 0 | 0 | 0 | 0 | 0 | 0 | 0 | 0 | 0 | 0 | 0 | 0 | 0 | 0 | 0 | 0 | 0 | 0 | 0 | 0 | 0 | 0 | 0 | 0 | 0 | 0 | 0 | 0 | 0 | 0 | 0 | 0 | 0 | 0 | 0 | 0 | 0 | 0 | 0 | 0
Ach | Assembly | Interior Lighting | case lighting | TRC | Existing | NE5248 | Retro-Commissioning | Retro-Commissioning | NonEquip | 5 |  | 21.99% | Custom_improvement_existing | 16% | 21.5977 | 33.8301 | 48.3943 | 65.9992 | 83.8604 | 97.8062 | 98.8689 | 86.1374 | 63.4139 | 39.2476 | 21.5977 | 55.4278 | 103.822 | 169.8212 | 253.6816 | 351.4877 | 450.3566 | 536.4941 | 599.908 | 639.1556 | 0.0036107 | 0.0092665 | 0.017357 | 0.028391 | 0.042411 | 0.058762 | 0.075291 | 0.089692 | 0.10029 | 0.10686 | 0.011195 | 0.02873 | 0.053814 | 0.088023 | 0.13149 | 0.18219 | 0.23343 | 0.27808 | 0.31095 | 0.33129 | 0.84231 | 1.3524 | 1.9829 | 2.7719 | 3.6101 | 4.3157 | 4.4716 | 3.9932 | 3.0133 | 1.9116 | 18.7693 | 2.3772 | 3.8167 | 5.5963 | 7.823 | 10.1886 | 12.18 | 12.6202 | 11.2699 | 8.5043 | 5.395 | 52.972 | 1.1928 | 1.9152 | 2.8081 | 3.9254 | 5.1125 | 6.1117 | 6.3326 | 5.6551 | 4.2673 | 2.7071 | 26.5805 | -3.8812 | -6.2315 | -9.137 | -12.7724 | -16.6347 | -19.886 | -20.6047 | -18.4002 | -13.8847 | -8.8083 | -86.4862 | 5.0741 | 8.1466 | 11.9452 | 16.6978 | 21.7472 | 25.9978 | 26.9373 | 24.0552 | 18.1521 | 11.5154 | 113.0667
Ach | Assembly | Space Heating | Boilers | TRC | New | NN5339 | Retro-Commissioning | Retro-Commissioning | NonEquip | 5 |  | 0% | Custom_improvement | 16% | 0 | 0 | 0 | 0 | 0 | 0 | 0 | 0 | 0 | 0 | 0 | 0 | 0 | 0 | 0 | 0 | 0 | 0 | 0 | 0 | 0 | 0 | 0 | 0 | 0 | 0 | 0 | 0 | 0 | 0 | 0 | 0 | 0 | 0 | 0 | 0 | 0 | 0 | 0 | 0 | 0 | 0 | 0 | 0 | 0 | 0 | 0 | 0 | 0 | 0 | 0 | 0 | 0 | 0 | 0 | 0 | 0 | 0 | 0 | 0 | 0 | 0 | 0 | 0 | 0 | 0 | 0 | 0 | 0 | 0 | 0 | 0 | 0 | 0 | 0 | 0 | 0 | 0 | 0 | 0 | 0 | 0 | 0 | 0 | 0 | 0 | 0 | 0 | 0 | 0 | 0 | 0 | 0 | 0 | 0
Ach | Assembly | Space Heating | Boilers | TRC | New | NN3545 | Duct Sealing Repair | Duct Sealing Repair | NonEquip | 15 |  | 0% | Prescriptive_duct | 12% | 0 | 0 | 0 | 0 | 0 | 0 | 0 | 0 | 0 | 0 | 0 | 0 | 0 | 0 | 0 | 0 | 0 | 0 | 0 | 0 | 0 | 0 | 0 | 0 | 0 | 0 | 0 | 0 | 0 | 0 | 0 | 0 | 0 | 0 | 0 | 0 | 0 | 0 | 0 | 0 | 0 | 0 | 0 | 0 | 0 | 0 | 0 | 0 | 0 | 0 | 0 | 0 | 0 | 0 | 0 | 0 | 0 | 0 | 0 | 0 | 0 | 0 | 0 | 0 | 0 | 0 | 0 | 0 | 0 | 0 | 0 | 0 | 0 | 0 | 0 | 0 | 0 | 0 | 0 | 0 | 0 | 0 | 0 | 0 | 0 | 0 | 0 | 0 | 0 | 0 | 0 | 0 | 0 | 0 | 0
Ach | Assembly | Space Heating | Boilers | TRC | New | NN3181 | Ceiling Insulation(R2 to R38) | Ceiling Insulation(R2 to R38) | NonEquip | 20 |  | 0% | Prescriptive_shell | 55.59% | 0 | 0 | 0 | 0 | 0 | 0 | 0 | 0 | 0 | 0 | 0 | 0 | 0 | 0 | 0 | 0 | 0 | 0 | 0 | 0 | 0 | 0 | 0 | 0 | 0 | 0 | 0 | 0 | 0 | 0 | 0 | 0 | 0 | 0 | 0 | 0 | 0 | 0 | 0 | 0 | 0 | 0 | 0 | 0 | 0 | 0 | 0 | 0 | 0 | 0 | 0 | 0 | 0 | 0 | 0 | 0 | 0 | 0 | 0 | 0 | 0 | 0 | 0 | 0 | 0 | 0 | 0 | 0 | 0 | 0 | 0 | 0 | 0 | 0 | 0 | 0 | 0 | 0 | 0 | 0 | 0 | 0 | 0 | 0 | 0 | 0 | 0 | 0 | 0 | 0 | 0 | 0 | 0 | 0 | 0
Ach | Assembly | Space Heating | Boilers | TRC | Existing | NE5326 | Retro-Commissioning | Retro-Commissioning | NonEquip | 5 |  | 21.99% | Custom_improvement_existing | 16% | 12.6236 | 18.7004 | 26.7536 | 36.4875 | 46.3627 | 54.0731 | 54.6607 | 47.622 | 35.0591 | 21.6985 | 12.6236 | 31.324 | 58.0776 | 94.565 | 140.9277 | 195.0008 | 249.6615 | 297.2836 | 332.3427 | 354.0411 | 0 | 0 | 0 | 0 | 0 | 0 | 0 | 0 | 0 | 0 | 0.0065432 | 0.016236 | 0.030103 | 0.049016 | 0.073047 | 0.10107 | 0.12941 | 0.15409 | 0.17226 | 0.18351 | 0.49232 | 0.74755 | 1.0962 | 1.5324 | 1.9959 | 2.386 | 2.4722 | 2.2077 | 1.6659 | 1.0568 | 10.4015 | 1.3895 | 2.1098 | 3.0938 | 4.3249 | 5.6328 | 6.7338 | 6.9772 | 6.2307 | 4.7017 | 2.9827 | 29.3558 | 0.69721 | 1.0587 | 1.5524 | 2.1702 | 2.8265 | 3.3789 | 3.501 | 3.1265 | 2.3592 | 1.4967 | 14.7302 | -2.2685 | -3.4446 | -5.0512 | -7.0612 | -9.1966 | -10.9942 | -11.3915 | -10.1727 | -7.6763 | -4.8698 | -47.9285 | 2.9657 | 4.5032 | 6.6036 | 9.2314 | 12.0231 | 14.3731 | 14.8926 | 13.2992 | 10.0356 | 6.3664 | 62.6588
Ach | Assembly | Space Heating | Boilers | TRC | Existing | NE4234 | Wall Insulation | Wall Insulation | NonEquip | 20 |  | 0% | newshell_existing | 5.33% | 0 | 0 | 0 | 0 | 0 | 0 | 0 | 0 | 0 | 0 | 0 | 0 | 0 | 0 | 0 | 0 | 0 | 0 | 0 | 0 | 0 | 0 | 0 | 0 | 0 | 0 | 0 | 0 | 0 | 0 | 0 | 0 | 0 | 0 | 0 | 0 | 0 | 0 | 0 | 0 | 0 | 0 | 0 | 0 | 0 | 0 | 0 | 0 | 0 | 0 | 0 | 0 | 0 | 0 | 0 | 0 | 0 | 0 | 0 | 0 | 0 | 0 | 0 | 0 | 0 | 0 | 0 | 0 | 0 | 0 | 0 | 0 | 0 | 0 | 0 | 0 | 0 | 0 | 0 | 0 | 0 | 0 | 0 | 0 | 0 | 0 | 0 | 0 | 0 | 0 | 0 | 0 | 0 | 0 | 0
Ach | Assembly | Space Heating | Boilers | TRC | Existing | NE4000 | Low U-Value Windows | Low U-Value Windows | NonEquip | 20 |  | 5.375% | newshell_existing | 46% | 15.2402 | 7.1945 | 2.9899 | 1.1665 | 0.44232 | 0.16762 | 0.062328 | 0.02336 | 0.0088095 | 0.0032952 | 15.2402 | 22.4347 | 25.4247 | 26.5911 | 27.0335 | 27.2011 | 27.2634 | 27.2868 | 27.2956 | 27.2989 | 0 | 0 | 0 | 0 | 0 | 0 | 0 | 0 | 0 | 0 | 6.334e-05 | 9.324e-05 | 0.00010567 | 0.00011051 | 0.00011235 | 0.00011305 | 0.00011331 | 0.00011341 | 0.00011344 | 0.00011346 | 0.59437 | 0.2876 | 0.12251 | 0.048991 | 0.019041 | 0.0073964 | 0.002819 | 0.0010829 | 0.00041861 | 0.00016049 | 0.96375 | 13.0838 | 6.3309 | 2.6968 | 1.0784 | 0.41916 | 0.16282 | 0.062054 | 0.023838 | 0.0092147 | 0.003533 | 21.215 | 6.7832 | 3.2823 | 1.3981 | 0.55911 | 0.21731 | 0.084412 | 0.032172 | 0.012359 | 0.0047773 | 0.0018316 | 10.9988 | -11.2091 | -5.4238 | -2.3104 | -0.92391 | -0.3591 | -0.13949 | -0.053162 | -0.020423 | -0.0078944 | -0.0030267 | -18.1752 | 17.9924 | 8.7061 | 3.7085 | 1.483 | 0.57641 | 0.2239 | 0.085334 | 0.032782 | 0.012672 | 0.0048584 | 29.174
Ach | Assembly | Space Heating | Boilers | TRC | Existing | NE3532 | Duct Sealing Repair | Duct Sealing Repair | NonEquip | 15 |  | 0% | Prescriptive_duct_existing | 12% | 0 | 0 | 0 | 0 | 0 | 0 | 0 | 0 | 0 | 0 | 0 | 0 | 0 | 0 | 0 | 0 | 0 | 0 | 0 | 0 | 0 | 0 | 0 | 0 | 0 | 0 | 0 | 0 | 0 | 0 | 0 | 0 | 0 | 0 | 0 | 0 | 0 | 0 | 0 | 0 | 0 | 0 | 0 | 0 | 0 | 0 | 0 | 0 | 0 | 0 | 0 | 0 | 0 | 0 | 0 | 0 | 0 | 0 | 0 | 0 | 0 | 0 | 0 | 0 | 0 | 0 | 0 | 0 | 0 | 0 | 0 | 0 | 0 | 0 | 0 | 0 | 0 | 0 | 0 | 0 | 0 | 0 | 0 | 0 | 0 | 0 | 0 | 0 | 0 | 0 | 0 | 0 | 0 | 0 | 0
Ach | Assembly | Space Heating | Boilers | TRC | Existing | NE3168 | Ceiling Insulation(R2 to R38) | Ceiling Insulation(R2 to R38) | NonEquip | 20 |  | 0% | Prescriptive_shell_existing | 61.34% | 0 | 0 | 0 | 0 | 0 | 0 | 0 | 0 | 0 | 0 | 0 | 0 | 0 | 0 | 0 | 0 | 0 | 0 | 0 | 0 | 0 | 0 | 0 | 0 | 0 | 0 | 0 | 0 | 0 | 0 | 0 | 0 | 0 | 0 | 0 | 0 | 0 | 0 | 0 | 0 | 0 | 0 | 0 | 0 | 0 | 0 | 0 | 0 | 0 | 0 | 0 | 0 | 0 | 0 | 0 | 0 | 0 | 0 | 0 | 0 | 0 | 0 | 0 | 0 | 0 | 0 | 0 | 0 | 0 | 0 | 0 | 0 | 0 | 0 | 0 | 0 | 0 | 0 | 0 | 0 | 0 | 0 | 0 | 0 | 0 | 0 | 0 | 0 | 0 | 0 | 0 | 0 | 0 | 0 | 0
Ach | Assembly | Domestic Hot Water | "Point-of-Use" water heaters | TRC | New | NN5417 | Retro-Commissioning | Retro-Commissioning | NonEquip | 5 |  | 0% | Custom_improvement | 16% | 0 | 0 | 0 | 0 | 0 | 0 | 0 | 0 | 0 | 0 | 0 | 0 | 0 | 0 | 0 | 0 | 0 | 0 | 0 | 0 | 0 | 0 | 0 | 0 | 0 | 0 | 0 | 0 | 0 | 0 | 0 | 0 | 0 | 0 | 0 | 0 | 0 | 0 | 0 | 0 | 0 | 0 | 0 | 0 | 0 | 0 | 0 | 0 | 0 | 0 | 0 | 0 | 0 | 0 | 0 | 0 | 0 | 0 | 0 | 0 | 0 | 0 | 0 | 0 | 0 | 0 | 0 | 0 | 0 | 0 | 0 | 0 | 0 | 0 | 0 | 0 | 0 | 0 | 0 | 0 | 0 | 0 | 0 | 0 | 0 | 0 | 0 | 0 | 0 | 0 | 0 | 0 | 0 | 0 | 0
Ach | Assembly | Domestic Hot Water | "Point-of-Use" water heaters | TRC | Existing | NE5404 | Retro-Commissioning | Retro-Commissioning | NonEquip | 5 |  | 21.99% | Custom_improvement_existing | 16% | 1.6265 | 2.477 | 3.5433 | 4.8323 | 6.1401 | 7.1612 | 7.239 | 6.3068 | 4.643 | 2.8736 | 1.6265 | 4.1035 | 7.6468 | 12.4791 | 18.6192 | 25.7804 | 33.0194 | 39.3262 | 43.9692 | 46.8429 | 0.00027192 | 0.00068603 | 0.0012784 | 0.0020863 | 0.0031128 | 0.00431 | 0.0055202 | 0.0065746 | 0.0073509 | 0.0078313 | 0.00084307 | 0.002127 | 0.0039636 | 0.0064683 | 0.0096509 | 0.013363 | 0.017115 | 0.020384 | 0.022791 | 0.02428 | 0.063434 | 0.099017 | 0.14519 | 0.20295 | 0.26432 | 0.31599 | 0.3274 | 0.29238 | 0.22063 | 0.13996 | 1.3759 | 0.17903 | 0.27945 | 0.40975 | 0.57278 | 0.74599 | 0.8918 | 0.92402 | 0.82516 | 0.62267 | 0.39501 | 3.8831 | 0.089833 | 0.14022 | 0.20561 | 0.28741 | 0.37432 | 0.44749 | 0.46366 | 0.41405 | 0.31244 | 0.19821 | 1.9485 | -0.2923 | -0.45625 | -0.66899 | -0.93517 | -1.218 | -1.456 | -1.5086 | -1.3472 | -1.0166 | -0.64492 | -6.3399 | 0.38213 | 0.59648 | 0.8746 | 1.2226 | 1.5923 | 1.9035 | 1.9723 | 1.7613 | 1.3291 | 0.84313 | 8.2884
Ach | College and University | Refrigeration | Walk-in cooler | TRC | New | NN5314 | Retro-Commissioning | Retro-Commissioning | NonEquip | 5 |  | 0% | Custom_improvement | 16% | 0 | 0 | 0 | 0 | 0 | 0 | 0 | 0 | 0 | 0 | 0 | 0 | 0 | 0 | 0 | 0 | 0 | 0 | 0 | 0 | 0 | 0 | 0 | 0 | 0 | 0 | 0 | 0 | 0 | 0 | 0 | 0 | 0 | 0 | 0 | 0 | 0 | 0 | 0 | 0 | 0 | 0 | 0 | 0 | 0 | 0 | 0 | 0 | 0 | 0 | 0 | 0 | 0 | 0 | 0 | 0 | 0 | 0 | 0 | 0 | 0 | 0 | 0 | 0 | 0 | 0 | 0 | 0 | 0 | 0 | 0 | 0 | 0 | 0 | 0 | 0 | 0 | 0 | 0 | 0 | 0 | 0 | 0 | 0 | 0 | 0 | 0 | 0 | 0 | 0 | 0 | 0 | 0 | 0 | 0
Ach | College and University | Refrigeration | Walk-in cooler | TRC | New | NN4846 | PSC to ECM Evaporator Fan Motor (Walk-In, Refrigerator) | PSC to ECM Evaporator Fan Motor (Walk-In, Refrigerator) | NonEquip | 15 | Walk-in cooler | 68.68% | Prescriptive_ECM | 37.5% | 0.82369 | 0.94183 | 1.1581 | 1.1734 | 0.9949 | 0.60732 | 0.26478 | 0.091351 | 0.027968 | 0.0080949 | 0.82369 | 1.7655 | 2.9236 | 4.097 | 5.0919 | 5.6992 | 5.964 | 6.0553 | 6.0833 | 6.0914 | 0.0001068 | 0.00022891 | 0.00037906 | 0.0005312 | 0.00066019 | 0.00073893 | 0.00077326 | 0.0007851 | 0.00078873 | 0.00078978 | 8.9455e-05 | 0.00019174 | 0.00031751 | 0.00044494 | 0.00055299 | 0.00061895 | 0.0006477 | 0.00065762 | 0.00066066 | 0.00066154 | 0.032124 | 0.03765 | 0.047453 | 0.049279 | 0.042829 | 0.026798 | 0.011975 | 0.0042349 | 0.001329 | 0.00039427 | 0.19782 | 0.29111 | 0.34118 | 0.43002 | 0.44657 | 0.38812 | 0.24284 | 0.10852 | 0.038377 | 0.012043 | 0.0035729 | 1.7927 | 0.035514 | 0.041624 | 0.052462 | 0.054481 | 0.04735 | 0.029626 | 0.013239 | 0.0046819 | 0.0014692 | 0.00043588 | 0.2187 | -0.72202 | -0.84622 | -1.0666 | -1.1076 | -0.96263 | -0.60231 | -0.26916 | -0.095185 | -0.02987 | -0.0088616 | -4.4463 | 0.75754 | 0.88785 | 1.119 | 1.1621 | 1.01 | 0.63194 | 0.2824 | 0.099867 | 0.031339 | 0.0092975 | 4.665
Ach | College and University | Refrigeration | Walk-in cooler | TRC | New | NN4820 | PSC to ECM Evaporator Fan Motor (Reach-In) | PSC to ECM Evaporator Fan Motor (Reach-In) | NonEquip | 15 | Display cases | 0% | Prescriptive_ECM | 37.5% | 0 | 0 | 0 | 0 | 0 | 0 | 0 | 0 | 0 | 0 | 0 | 0 | 0 | 0 | 0 | 0 | 0 | 0 | 0 | 0 | 0 | 0 | 0 | 0 | 0 | 0 | 0 | 0 | 0 | 0 | 0 | 0 | 0 | 0 | 0 | 0 | 0 | 0 | 0 | 0 | 0 | 0 | 0 | 0 | 0 | 0 | 0 | 0 | 0 | 0 | 0 | 0 | 0 | 0 | 0 | 0 | 0 | 0 | 0 | 0 | 0 | 0 | 0 | 0 | 0 | 0 | 0 | 0 | 0 | 0 | 0 | 0 | 0 | 0 | 0 | 0 | 0 | 0 | 0 | 0 | 0 | 0 | 0 | 0 | 0 | 0 | 0 | 0 | 0 | 0 | 0 | 0 | 0 | 0 | 0
Ach | College and University | Refrigeration | Walk-in cooler | TRC | Existing | NE5301 | Retro-Commissioning | Retro-Commissioning | NonEquip | 5 |  | 21.99% | Custom_improvement_existing | 16% | 0.086094 | 0.12708 | 0.18178 | 0.24791 | 0.315 | 0.36739 | 0.37138 | 0.32356 | 0.2382 | 0.14742 | 0.086094 | 0.21317 | 0.39495 | 0.64286 | 0.95787 | 1.3253 | 1.6966 | 2.0202 | 2.2584 | 2.4058 | 3.6302e-05 | 8.9883e-05 | 0.00016653 | 0.00027106 | 0.00040389 | 0.00055879 | 0.00071539 | 0.00085181 | 0.00095225 | 0.0010144 | 4.1706e-07 | 1.0326e-06 | 1.9132e-06 | 3.1142e-06 | 4.6401e-06 | 6.4198e-06 | 8.2189e-06 | 9.7863e-06 | 1.094e-05 | 1.1654e-05 | 0.0033577 | 0.0050798 | 0.0074484 | 0.010412 | 0.01356 | 0.016211 | 0.016797 | 0.015 | 0.011319 | 0.0071804 | 0.070684 | 0.00075388 | 0.0011406 | 0.0016724 | 0.0023378 | 0.0030447 | 0.0036398 | 0.0037713 | 0.0033678 | 0.0025413 | 0.0016122 | 0.01587 | 0.010544 | 0.015953 | 0.023391 | 0.032698 | 0.042586 | 0.050909 | 0.052749 | 0.047105 | 0.035546 | 0.02255 | 0.22198 | -0.0096821 | -0.014648 | -0.021478 | -0.030024 | -0.039103 | -0.046746 | -0.048435 | -0.043253 | -0.032639 | -0.020705 | -0.20382 | 0.020227 | 0.030601 | 0.044869 | 0.062722 | 0.081688 | 0.097655 | 0.10118 | 0.090358 | 0.068184 | 0.043255 | 0.4258
Ach | College and University | Refrigeration | Walk-in cooler | TRC | Existing | NE4833 | PSC to ECM Evaporator Fan Motor (Walk-In, Refrigerator) | PSC to ECM Evaporator Fan Motor (Walk-In, Refrigerator) | NonEquip | 15 | Walk-in cooler | 17.17% | Prescriptive_ECM_existing | 37.5% | 1.0608 | 1.553 | 2.0443 | 2.2049 | 1.9807 | 1.2749 | 0.58416 | 0.21161 | 0.06806 | 0.020706 | 1.0608 | 2.6138 | 4.6581 | 6.8631 | 8.8437 | 10.1186 | 10.7028 | 10.9144 | 10.9825 | 11.0032 | 0.00013754 | 0.00033889 | 0.00060395 | 0.00088983 | 0.0011466 | 0.0013119 | 0.0013877 | 0.0014151 | 0.0014239 | 0.0014266 | 0.00011521 | 0.00028387 | 0.00050588 | 0.00074535 | 0.00096045 | 0.0010989 | 0.0011623 | 0.0011853 | 0.0011927 | 0.001195 | 0.041372 | 0.062081 | 0.083764 | 0.092605 | 0.085265 | 0.056254 | 0.026421 | 0.0098099 | 0.0032341 | 0.0010085 | 0.35337 | 0.37491 | 0.56258 | 0.75907 | 0.83919 | 0.77268 | 0.50978 | 0.23942 | 0.088897 | 0.029307 | 0.0091391 | 3.2023 | 0.045739 | 0.068633 | 0.092606 | 0.10238 | 0.094265 | 0.062192 | 0.029209 | 0.010845 | 0.0035754 | 0.0011149 | 0.39067 | -0.92989 | -1.3953 | -1.8827 | -2.0814 | -1.9164 | -1.2644 | -0.59383 | -0.22049 | -0.07269 | -0.022667 | -7.9425 | 0.97562 | 1.464 | 1.9753 | 2.1838 | 2.0107 | 1.3266 | 0.62304 | 0.23133 | 0.076265 | 0.023782 | 8.3331
Ach | College and University | Refrigeration | Walk-in cooler | TRC | Existing | NE4807 | PSC to ECM Evaporator Fan Motor (Reach-In) | PSC to ECM Evaporator Fan Motor (Reach-In) | NonEquip | 15 | Display cases | 0% | Prescriptive_ECM_existing | 37.5% | 0 | 0 | 0 | 0 | 0 | 0 | 0 | 0 | 0 | 0 | 0 | 0 | 0 | 0 | 0 | 0 | 0 | 0 | 0 | 0 | 0 | 0 | 0 | 0 | 0 | 0 | 0 | 0 | 0 | 0 | 0 | 0 | 0 | 0 | 0 | 0 | 0 | 0 | 0 | 0 | 0 | 0 | 0 | 0 | 0 | 0 | 0 | 0 | 0 | 0 | 0 | 0 | 0 | 0 | 0 | 0 | 0 | 0 | 0 | 0 | 0 | 0 | 0 | 0 | 0 | 0 | 0 | 0 | 0 | 0 | 0 | 0 | 0 | 0 | 0 | 0 | 0 | 0 | 0 | 0 | 0 | 0 | 0 | 0 | 0 | 0 | 0 | 0 | 0 | 0 | 0 | 0 | 0 | 0 | 0
Ach | College and University | Refrigeration | Vending and ice makers | TRC | New | NN5314 | Retro-Commissioning | Retro-Commissioning | NonEquip | 5 |  | 0% | Custom_improvement | 16% | 0 | 0 | 0 | 0 | 0 | 0 | 0 | 0 | 0 | 0 | 0 | 0 | 0 | 0 | 0 | 0 | 0 | 0 | 0 | 0 | 0 | 0 | 0 | 0 | 0 | 0 | 0 | 0 | 0 | 0 | 0 | 0 | 0 | 0 | 0 | 0 | 0 | 0 | 0 | 0 | 0 | 0 | 0 | 0 | 0 | 0 | 0 | 0 | 0 | 0 | 0 | 0 | 0 | 0 | 0 | 0 | 0 | 0 | 0 | 0 | 0 | 0 | 0 | 0 | 0 | 0 | 0 | 0 | 0 | 0 | 0 | 0 | 0 | 0 | 0 | 0 | 0 | 0 | 0 | 0 | 0 | 0 | 0 | 0 | 0 | 0 | 0 | 0 | 0 | 0 | 0 | 0 | 0 | 0 | 0
Ach | College and University | Refrigeration | Vending and ice makers | TRC | New | NN4846 | PSC to ECM Evaporator Fan Motor (Walk-In, Refrigerator) | PSC to ECM Evaporator Fan Motor (Walk-In, Refrigerator) | NonEquip | 15 | Walk-in cooler | 0% | Prescriptive_ECM | 37.5% | 0 | 0 | 0 | 0 | 0 | 0 | 0 | 0 | 0 | 0 | 0 | 0 | 0 | 0 | 0 | 0 | 0 | 0 | 0 | 0 | 0 | 0 | 0 | 0 | 0 | 0 | 0 | 0 | 0 | 0 | 0 | 0 | 0 | 0 | 0 | 0 | 0 | 0 | 0 | 0 | 0 | 0 | 0 | 0 | 0 | 0 | 0 | 0 | 0 | 0 | 0 | 0 | 0 | 0 | 0 | 0 | 0 | 0 | 0 | 0 | 0 | 0 | 0 | 0 | 0 | 0 | 0 | 0 | 0 | 0 | 0 | 0 | 0 | 0 | 0 | 0 | 0 | 0 | 0 | 0 | 0 | 0 | 0 | 0 | 0 | 0 | 0 | 0 | 0 | 0 | 0 | 0 | 0 | 0 | 0
Ach | College and University | Refrigeration | Vending and ice makers | TRC | New | NN4820 | PSC to ECM Evaporator Fan Motor (Reach-In) | PSC to ECM Evaporator Fan Motor (Reach-In) | NonEquip | 15 | Display cases | 0% | Prescriptive_ECM | 37.5% | 0 | 0 | 0 | 0 | 0 | 0 | 0 | 0 | 0 | 0 | 0 | 0 | 0 | 0 | 0 | 0 | 0 | 0 | 0 | 0 | 0 | 0 | 0 | 0 | 0 | 0 | 0 | 0 | 0 | 0 | 0 | 0 | 0 | 0 | 0 | 0 | 0 | 0 | 0 | 0 | 0 | 0 | 0 | 0 | 0 | 0 | 0 | 0 | 0 | 0 | 0 | 0 | 0 | 0 | 0 | 0 | 0 | 0 | 0 | 0 | 0 | 0 | 0 | 0 | 0 | 0 | 0 | 0 | 0 | 0 | 0 | 0 | 0 | 0 | 0 | 0 | 0 | 0 | 0 | 0 | 0 | 0 | 0 | 0 | 0 | 0 | 0 | 0 | 0 | 0 | 0 | 0 | 0 | 0 | 0
Ach | College and University | Refrigeration | Vending and ice makers | TRC | Existing | NE5301 | Retro-Commissioning | Retro-Commissioning | NonEquip | 5 |  | 21.99% | Custom_improvement_existing | 16% | 118.289 | 178.3369 | 255.1125 | 347.9175 | 442.0736 | 515.5895 | 521.1919 | 454.0774 | 334.2891 | 206.8956 | 118.289 | 296.6258 | 551.7383 | 899.6559 | 1341.7294 | 1857.319 | 2378.5109 | 2832.5882 | 3166.8773 | 3373.7729 | 0.049877 | 0.12507 | 0.23264 | 0.37934 | 0.56574 | 0.78314 | 1.0029 | 1.1944 | 1.3353 | 1.4226 | 0.00057302 | 0.0014369 | 0.0026728 | 0.0043581 | 0.0064997 | 0.0089973 | 0.011522 | 0.013722 | 0.015341 | 0.016343 | 4.6133 | 7.129 | 10.4531 | 14.6121 | 19.0307 | 22.7503 | 23.5725 | 21.0505 | 15.8847 | 10.077 | 99.1049 | 1.0358 | 1.6006 | 2.347 | 3.2808 | 4.2729 | 5.108 | 5.2926 | 4.7264 | 3.5665 | 2.2625 | 22.2516 | 14.4876 | 22.3881 | 32.8271 | 45.8881 | 59.7644 | 71.4457 | 74.0275 | 66.1073 | 49.8845 | 31.646 | 311.2312 | -13.3028 | -20.5572 | -30.1424 | -42.1353 | -54.8767 | -65.6027 | -67.9734 | -60.7009 | -45.8048 | -29.0579 | -285.778 | 27.7904 | 42.9453 | 62.9695 | 88.0234 | 114.6411 | 137.0484 | 142.001 | 126.8082 | 95.6893 | 60.7039 | 597.0092
Ach | College and University | Refrigeration | Vending and ice makers | TRC | Existing | NE4833 | PSC to ECM Evaporator Fan Motor (Walk-In, Refrigerator) | PSC to ECM Evaporator Fan Motor (Walk-In, Refrigerator) | NonEquip | 15 | Walk-in cooler | 0% | Prescriptive_ECM_existing | 37.5% | 0 | 0 | 0 | 0 | 0 | 0 | 0 | 0 | 0 | 0 | 0 | 0 | 0 | 0 | 0 | 0 | 0 | 0 | 0 | 0 | 0 | 0 | 0 | 0 | 0 | 0 | 0 | 0 | 0 | 0 | 0 | 0 | 0 | 0 | 0 | 0 | 0 | 0 | 0 | 0 | 0 | 0 | 0 | 0 | 0 | 0 | 0 | 0 | 0 | 0 | 0 | 0 | 0 | 0 | 0 | 0 | 0 | 0 | 0 | 0 | 0 | 0 | 0 | 0 | 0 | 0 | 0 | 0 | 0 | 0 | 0 | 0 | 0 | 0 | 0 | 0 | 0 | 0 | 0 | 0 | 0 | 0 | 0 | 0 | 0 | 0 | 0 | 0 | 0 | 0 | 0 | 0 | 0 | 0 | 0
Ach | College and University | Refrigeration | Vending and ice makers | TRC | Existing | NE4807 | PSC to ECM Evaporator Fan Motor (Reach-In) | PSC to ECM Evaporator Fan Motor (Reach-In) | NonEquip | 15 | Display cases | 0% | Prescriptive_ECM_existing | 37.5% | 0 | 0 | 0 | 0 | 0 | 0 | 0 | 0 | 0 | 0 | 0 | 0 | 0 | 0 | 0 | 0 | 0 | 0 | 0 | 0 | 0 | 0 | 0 | 0 | 0 | 0 | 0 | 0 | 0 | 0 | 0 | 0 | 0 | 0 | 0 | 0 | 0 | 0 | 0 | 0 | 0 | 0 | 0 | 0 | 0 | 0 | 0 | 0 | 0 | 0 | 0 | 0 | 0 | 0 | 0 | 0 | 0 | 0 | 0 | 0 | 0 | 0 | 0 | 0 | 0 | 0 | 0 | 0 | 0 | 0 | 0 | 0 | 0 | 0 | 0 | 0 | 0 | 0 | 0 | 0 | 0 | 0 | 0 | 0 | 0 | 0 | 0 | 0 | 0 | 0 | 0 | 0 | 0 | 0 | 0
Ach | College and University | Exterior Lighting | Street lighting | TRC | New | NN5288 | Retro-Commissioning | Retro-Commissioning | NonEquip | 5 |  | 0% | Custom_improvement | 16% | 0 | 0 | 0 | 0 | 0 | 0 | 0 | 0 | 0 | 0 | 0 | 0 | 0 | 0 | 0 | 0 | 0 | 0 | 0 | 0 | 0 | 0 | 0 | 0 | 0 | 0 | 0 | 0 | 0 | 0 | 0 | 0 | 0 | 0 | 0 | 0 | 0 | 0 | 0 | 0 | 0 | 0 | 0 | 0 | 0 | 0 | 0 | 0 | 0 | 0 | 0 | 0 | 0 | 0 | 0 | 0 | 0 | 0 | 0 | 0 | 0 | 0 | 0 | 0 | 0 | 0 | 0 | 0 | 0 | 0 | 0 | 0 | 0 | 0 | 0 | 0 | 0 | 0 | 0 | 0 | 0 | 0 | 0 | 0 | 0 | 0 | 0 | 0 | 0 | 0 | 0 | 0 | 0 | 0 | 0
Ach | College and University | Exterior Lighting | Street lighting | TRC | Existing | NE5275 | Retro-Commissioning | Retro-Commissioning | NonEquip | 5 |  | 21.99% | Custom_improvement_existing | 16% | 3.8822 | 5.9121 | 8.4574 | 11.534 | 14.6554 | 17.0926 | 17.2783 | 15.0534 | 11.0822 | 6.8589 | 3.8822 | 9.7944 | 18.2518 | 29.7858 | 44.4412 | 61.5338 | 78.8121 | 93.8655 | 104.9477 | 111.8066 | 0 | 0 | 0 | 0 | 0 | 0 | 0 | 0 | 0 | 0 | 1.8807e-05 | 4.7446e-05 | 8.8416e-05 | 0.00014429 | 0.00021528 | 0.00029808 | 0.00038178 | 0.00045471 | 0.00050839 | 0.00054162 | 0.15141 | 0.23634 | 0.34654 | 0.48441 | 0.6309 | 0.75421 | 0.78146 | 0.69786 | 0.5266 | 0.33407 | 3.2841 | 0.033995 | 0.053064 | 0.077806 | 0.10876 | 0.14165 | 0.16934 | 0.17546 | 0.15669 | 0.11824 | 0.075007 | 0.73736 | 0.47548 | 0.7422 | 1.0883 | 1.5213 | 1.9813 | 2.3685 | 2.4541 | 2.1916 | 1.6537 | 1.0491 | 10.3133 | -0.4366 | -0.6815 | -0.99927 | -1.3969 | -1.8192 | -2.1748 | -2.2534 | -2.0123 | -1.5185 | -0.96331 | -9.4699 | 0.91208 | 1.4237 | 2.0875 | 2.9181 | 3.8005 | 4.5434 | 4.7076 | 4.2039 | 3.1723 | 2.0124 | 19.7832
Ach | College and University | Exterior Lighting | Spot lighting/Security/Flood | TRC | New | NN5288 | Retro-Commissioning | Retro-Commissioning | NonEquip | 5 |  | 0% | Custom_improvement | 16% | 0 | 0 | 0 | 0 | 0 | 0 | 0 | 0 | 0 | 0 | 0 | 0 | 0 | 0 | 0 | 0 | 0 | 0 | 0 | 0 | 0 | 0 | 0 | 0 | 0 | 0 | 0 | 0 | 0 | 0 | 0 | 0 | 0 | 0 | 0 | 0 | 0 | 0 | 0 | 0 | 0 | 0 | 0 | 0 | 0 | 0 | 0 | 0 | 0 | 0 | 0 | 0 | 0 | 0 | 0 | 0 | 0 | 0 | 0 | 0 | 0 | 0 | 0 | 0 | 0 | 0 | 0 | 0 | 0 | 0 | 0 | 0 | 0 | 0 | 0 | 0 | 0 | 0 | 0 | 0 | 0 | 0 | 0 | 0 | 0 | 0 | 0 | 0 | 0 | 0 | 0 | 0 | 0 | 0 | 0
Ach | College and University | Exterior Lighting | Spot lighting/Security/Flood | TRC | Existing | NE5275 | Retro-Commissioning | Retro-Commissioning | NonEquip | 5 |  | 21.99% | Custom_improvement_existing | 16% | 3.9571 | 5.9121 | 8.4574 | 11.534 | 14.6554 | 17.0926 | 17.2783 | 15.0534 | 11.0822 | 6.8589 | 3.9571 | 9.8693 | 18.3266 | 29.8606 | 44.5161 | 61.6087 | 78.887 | 93.9404 | 105.0226 | 111.8815 | 0 | 0 | 0 | 0 | 0 | 0 | 0 | 0 | 0 | 0 | 1.9169e-05 | 4.7809e-05 | 8.8779e-05 | 0.00014465 | 0.00021565 | 0.00029845 | 0.00038215 | 0.00045507 | 0.00050875 | 0.00054198 | 0.15433 | 0.23634 | 0.34654 | 0.48441 | 0.6309 | 0.75421 | 0.78146 | 0.69786 | 0.5266 | 0.33407 | 3.2868 | 0.03465 | 0.053064 | 0.077806 | 0.10876 | 0.14165 | 0.16934 | 0.17546 | 0.15669 | 0.11824 | 0.075007 | 0.73797 | 0.48465 | 0.7422 | 1.0883 | 1.5213 | 1.9813 | 2.3685 | 2.4541 | 2.1916 | 1.6537 | 1.0491 | 10.3219 | -0.44502 | -0.6815 | -0.99927 | -1.3969 | -1.8192 | -2.1748 | -2.2534 | -2.0123 | -1.5185 | -0.96331 | -9.4777 | 0.92967 | 1.4237 | 2.0875 | 2.9181 | 3.8005 | 4.5434 | 4.7076 | 4.2039 | 3.1723 | 2.0124 | 19.7996
Ach | College and University | Interior Lighting | Spot lighting | TRC | New | NN5262 | Retro-Commissioning | Retro-Commissioning | NonEquip | 5 |  | 0% | Custom_improvement | 16% | 0 | 0 | 0 | 0 | 0 | 0 | 0 | 0 | 0 | 0 | 0 | 0 | 0 | 0 | 0 | 0 | 0 | 0 | 0 | 0 | 0 | 0 | 0 | 0 | 0 | 0 | 0 | 0 | 0 | 0 | 0 | 0 | 0 | 0 | 0 | 0 | 0 | 0 | 0 | 0 | 0 | 0 | 0 | 0 | 0 | 0 | 0 | 0 | 0 | 0 | 0 | 0 | 0 | 0 | 0 | 0 | 0 | 0 | 0 | 0 | 0 | 0 | 0 | 0 | 0 | 0 | 0 | 0 | 0 | 0 | 0 | 0 | 0 | 0 | 0 | 0 | 0 | 0 | 0 | 0 | 0 | 0 | 0 | 0 | 0 | 0 | 0 | 0 | 0 | 0 | 0 | 0 | 0 | 0 | 0
Ach | College and University | Interior Lighting | Spot lighting | TRC | New | NN3702 | Facility Energy Management System | Facility Energy Management System | NonEquip | 15 |  | 4.276% | Custom_improvement | 24% | 0.35291 | 0.40669 | 0.5432 | 0.69553 | 0.83379 | 0.92185 | 0.88643 | 0.73551 | 0.51546 | 0.30354 | 0.35291 | 0.7596 | 1.3028 | 1.9983 | 2.8321 | 3.754 | 4.6404 | 5.3759 | 5.8914 | 6.1949 | 5.2245e-05 | 0.00011245 | 0.00019287 | 0.00029584 | 0.00041927 | 0.00055575 | 0.00068697 | 0.00079586 | 0.00087217 | 0.00091711 | 4.5131e-05 | 9.714e-05 | 0.00016661 | 0.00025555 | 0.00036218 | 0.00048007 | 0.00059343 | 0.00068749 | 0.00075341 | 0.00079222 | 0.013763 | 0.016257 | 0.022257 | 0.029211 | 0.035893 | 0.040676 | 0.040092 | 0.034097 | 0.024494 | 0.014784 | 0.18493 | 0.11663 | 0.13776 | 0.1886 | 0.24753 | 0.30416 | 0.34469 | 0.33973 | 0.28894 | 0.20756 | 0.12528 | 1.5671 | 0.038333 | 0.045279 | 0.061989 | 0.081358 | 0.099968 | 0.11329 | 0.11166 | 0.094966 | 0.068218 | 0.041176 | 0.51505 | -0.28623 | -0.3381 | -0.46287 | -0.6075 | -0.74646 | -0.84593 | -0.83377 | -0.70911 | -0.50938 | -0.30746 | -3.8459 | 0.32457 | 0.38338 | 0.52486 | 0.68886 | 0.84643 | 0.95922 | 0.94543 | 0.80408 | 0.5776 | 0.34864 | 4.3609
Ach | College and University | Interior Lighting | Spot lighting | TRC | Existing | NE5249 | Retro-Commissioning | Retro-Commissioning | NonEquip | 5 |  | 21.99% | Custom_improvement_existing | 16% | 4.7271 | 7.1141 | 10.1768 | 13.8789 | 17.6349 | 20.5676 | 20.791 | 18.1138 | 13.3352 | 8.2533 | 4.7271 | 11.8412 | 22.018 | 35.8969 | 53.5318 | 74.0994 | 94.8904 | 113.0042 | 126.3394 | 134.5927 | 0.0019932 | 0.0049929 | 0.0092839 | 0.015136 | 0.022572 | 0.031244 | 0.040011 | 0.047648 | 0.053271 | 0.056751 | 2.2899e-05 | 5.7362e-05 | 0.00010666 | 0.00017389 | 0.00025932 | 0.00035895 | 0.00045967 | 0.00054742 | 0.00061202 | 0.000652 | 0.18436 | 0.28439 | 0.41699 | 0.5829 | 0.75916 | 0.90754 | 0.94034 | 0.83973 | 0.63366 | 0.40198 | 3.9537 | 0.041393 | 0.063852 | 0.093624 | 0.13088 | 0.17045 | 0.20377 | 0.21113 | 0.18854 | 0.14227 | 0.090256 | 0.88772 | 0.57896 | 0.89309 | 1.3095 | 1.8305 | 2.3841 | 2.8501 | 2.9531 | 2.6371 | 1.99 | 1.2624 | 12.4164 | -0.53161 | -0.82005 | -1.2024 | -1.6808 | -2.1891 | -2.617 | -2.7116 | -2.4214 | -1.8272 | -1.1592 | -11.401 | 1.1106 | 1.7131 | 2.5119 | 3.5114 | 4.5732 | 5.467 | 5.6646 | 5.0585 | 3.8172 | 2.4216 | 23.8173
Ach | College and University | Interior Lighting | Spot lighting | TRC | Existing | NE3689 | Facility Energy Management System | Facility Energy Management System | NonEquip | 15 |  | 0.7167% | Custom_improvement_existing | 24% | 0.29886 | 0.4497 | 0.64316 | 0.87692 | 1.114 | 1.299 | 1.3131 | 1.1442 | 0.84264 | 0.52169 | 0.29886 | 0.74855 | 1.3917 | 2.2686 | 3.3826 | 4.6816 | 5.9947 | 7.1389 | 7.9815 | 8.5032 | 4.4244e-05 | 0.00011082 | 0.00020603 | 0.00033585 | 0.00050077 | 0.00069307 | 0.00088747 | 0.0010569 | 0.0011816 | 0.0012588 | 3.8219e-05 | 9.5727e-05 | 0.00017798 | 0.00029012 | 0.00043258 | 0.0005987 | 0.00076662 | 0.00091294 | 0.0010207 | 0.0010874 | 0.011655 | 0.017977 | 0.026353 | 0.036829 | 0.047955 | 0.057318 | 0.059388 | 0.053044 | 0.04004 | 0.025409 | 0.24979 | 0.098767 | 0.15233 | 0.22331 | 0.31209 | 0.40636 | 0.4857 | 0.50325 | 0.44949 | 0.3393 | 0.21532 | 2.1167 | 0.032462 | 0.050067 | 0.073397 | 0.10257 | 0.13356 | 0.15964 | 0.1654 | 0.14774 | 0.11152 | 0.070768 | 0.6957 | -0.24239 | -0.37385 | -0.54806 | -0.76593 | -0.99729 | -1.192 | -1.2351 | -1.1031 | -0.8327 | -0.52843 | -5.1948 | 0.27486 | 0.42392 | 0.62145 | 0.8685 | 1.1309 | 1.3516 | 1.4005 | 1.2509 | 0.94422 | 0.5992 | 5.8905
Ach | College and University | Space Cooling | Residential-type central air conditioners | TRC | New | NN5366 | Retro-Commissioning | Retro-Commissioning | NonEquip | 5 |  | 0% | Custom_improvement | 16% | 0 | 0 | 0 | 0 | 0 | 0 | 0 | 0 | 0 | 0 | 0 | 0 | 0 | 0 | 0 | 0 | 0 | 0 | 0 | 0 | 0 | 0 | 0 | 0 | 0 | 0 | 0 | 0 | 0 | 0 | 0 | 0 | 0 | 0 | 0 | 0 | 0 | 0 | 0 | 0 | 0 | 0 | 0 | 0 | 0 | 0 | 0 | 0 | 0 | 0 | 0 | 0 | 0 | 0 | 0 | 0 | 0 | 0 | 0 | 0 | 0 | 0 | 0 | 0 | 0 | 0 | 0 | 0 | 0 | 0 | 0 | 0 | 0 | 0 | 0 | 0 | 0 | 0 | 0 | 0 | 0 | 0 | 0 | 0 | 0 | 0 | 0 | 0 | 0 | 0 | 0 | 0 | 0 | 0 | 0
Ach | College and University | Space Cooling | Residential-type central air conditioners | TRC | New | NN4196 | Thermal Energy Storage | Thermal Energy Storage | NonEquip | 20 |  | 66.67% | Prescriptive_HVACnonequip | 0% | 0 | 0 | 0 | 0 | 0 | 0 | 0 | 0 | 0 | 0 | 0 | 0 | 0 | 0 | 0 | 0 | 0 | 0 | 0 | 0 | 0 | 0 | 0 | 0 | 0 | 0 | 0 | 0 | 0 | 0 | 0 | 0 | 0 | 0 | 0 | 0 | 0 | 0 | 0 | 0 | 0 | 0 | 0 | 0 | 0 | 0 | 0 | 0 | 0 | 0 | 0 | 0 | 0 | 0 | 0 | 0 | 0 | 0 | 0 | 0 | 0 | 0 | 0 | 0 | 0 | 0 | 0 | 0 | 0 | 0 | 0 | 0 | 0 | 0 | 0 | 0 | 0 | 0 | 0 | 0 | 0 | 0 | 0 | 0 | 0 | 0 | 0 | 0 | 0 | 0 | 0 | 0 | 0 | 0 | 0
Ach | College and University | Space Cooling | Residential-type central air conditioners | TRC | New | NN3676 | Facility Energy Management System | Facility Energy Management System | NonEquip | 15 |  | 4.276% | Custom_improvement | 20% | 0.13641 | 0.15843 | 0.21326 | 0.27521 | 0.3325 | 0.37049 | 0.35905 | 0.30025 | 0.21207 | 0.12586 | 0.13641 | 0.29484 | 0.50811 | 0.78332 | 1.1158 | 1.4863 | 1.8454 | 2.1456 | 2.3577 | 2.4835 | 2.0195e-05 | 4.3649e-05 | 7.5221e-05 | 0.00011596 | 0.00016519 | 0.00022004 | 0.00027319 | 0.00031764 | 0.00034904 | 0.00036767 | 0 | 0 | 0 | 0 | 0 | 0 | 0 | 0 | 0 | 0 | 0.0053201 | 0.0063333 | 0.0087384 | 0.011558 | 0.014314 | 0.016348 | 0.016239 | 0.013919 | 0.010077 | 0.0061301 | 0.073988 | 0.045082 | 0.053667 | 0.074048 | 0.097945 | 0.12129 | 0.13853 | 0.13761 | 0.11795 | 0.085392 | 0.051945 | 0.62696 | 0.014817 | 0.017639 | 0.024338 | 0.032192 | 0.039865 | 0.045531 | 0.045228 | 0.038767 | 0.028066 | 0.017073 | 0.20607 | -0.11064 | -0.13171 | -0.18173 | -0.24038 | -0.29768 | -0.33998 | -0.33772 | -0.28947 | -0.20957 | -0.12748 | -1.5387 | 0.12546 | 0.14935 | 0.20607 | 0.27257 | 0.33754 | 0.38551 | 0.38294 | 0.32824 | 0.23763 | 0.14456 | 1.7448
Ach | College and University | Space Cooling | Residential-type central air conditioners | TRC | New | NN3520 | Duct Sealing Repair | Duct Sealing Repair | NonEquip | 15 |  | 0% | Prescriptive_duct | 12% | 0 | 0 | 0 | 0 | 0 | 0 | 0 | 0 | 0 | 0 | 0 | 0 | 0 | 0 | 0 | 0 | 0 | 0 | 0 | 0 | 0 | 0 | 0 | 0 | 0 | 0 | 0 | 0 | 0 | 0 | 0 | 0 | 0 | 0 | 0 | 0 | 0 | 0 | 0 | 0 | 0 | 0 | 0 | 0 | 0 | 0 | 0 | 0 | 0 | 0 | 0 | 0 | 0 | 0 | 0 | 0 | 0 | 0 | 0 | 0 | 0 | 0 | 0 | 0 | 0 | 0 | 0 | 0 | 0 | 0 | 0 | 0 | 0 | 0 | 0 | 0 | 0 | 0 | 0 | 0 | 0 | 0 | 0 | 0 | 0 | 0 | 0 | 0 | 0 | 0 | 0 | 0 | 0 | 0 | 0
Ach | College and University | Space Cooling | Residential-type central air conditioners | TRC | New | NN3312 | Chilled Water System - Variable Speed Drives | Chilled Water System - Variable Speed Drives | NonEquip | 13 | Central chillers inside | 0% | Prescriptive_HVACnonequip | 24.74% | 0 | 0 | 0 | 0 | 0 | 0 | 0 | 0 | 0 | 0 | 0 | 0 | 0 | 0 | 0 | 0 | 0 | 0 | 0 | 0 | 0 | 0 | 0 | 0 | 0 | 0 | 0 | 0 | 0 | 0 | 0 | 0 | 0 | 0 | 0 | 0 | 0 | 0 | 0 | 0 | 0 | 0 | 0 | 0 | 0 | 0 | 0 | 0 | 0 | 0 | 0 | 0 | 0 | 0 | 0 | 0 | 0 | 0 | 0 | 0 | 0 | 0 | 0 | 0 | 0 | 0 | 0 | 0 | 0 | 0 | 0 | 0 | 0 | 0 | 0 | 0 | 0 | 0 | 0 | 0 | 0 | 0 | 0 | 0 | 0 | 0 | 0 | 0 | 0 | 0 | 0 | 0 | 0 | 0 | 0
Ach | College and University | Space Cooling | Residential-type central air conditioners | TRC | New | NN3208 | Ceiling Insulation(R2 to R38) | Ceiling Insulation(R2 to R38) | NonEquip | 20 |  | 0% | Prescriptive_shell | 15.42% | 0 | 0 | 0 | 0 | 0 | 0 | 0 | 0 | 0 | 0 | 0 | 0 | 0 | 0 | 0 | 0 | 0 | 0 | 0 | 0 | 0 | 0 | 0 | 0 | 0 | 0 | 0 | 0 | 0 | 0 | 0 | 0 | 0 | 0 | 0 | 0 | 0 | 0 | 0 | 0 | 0 | 0 | 0 | 0 | 0 | 0 | 0 | 0 | 0 | 0 | 0 | 0 | 0 | 0 | 0 | 0 | 0 | 0 | 0 | 0 | 0 | 0 | 0 | 0 | 0 | 0 | 0 | 0 | 0 | 0 | 0 | 0 | 0 | 0 | 0 | 0 | 0 | 0 | 0 | 0 | 0 | 0 | 0 | 0 | 0 | 0 | 0 | 0 | 0 | 0 | 0 | 0 | 0 | 0 | 0
Ach | College and University | Space Cooling | Residential-type central air conditioners | TRC | Existing | NE5353 | Retro-Commissioning | Retro-Commissioning | NonEquip | 5 |  | 21.99% | Custom_improvement_existing | 16% | 2.2523 | 3.2998 | 4.7204 | 6.4376 | 8.1798 | 9.5401 | 9.6438 | 8.4019 | 6.1855 | 3.8283 | 2.2523 | 5.5521 | 10.2725 | 16.7102 | 24.89 | 34.4301 | 44.0739 | 52.4758 | 58.6613 | 62.4895 | 0.00094968 | 0.0023411 | 0.0043314 | 0.0070459 | 0.010495 | 0.014517 | 0.018584 | 0.022126 | 0.024735 | 0.026349 | 0 | 0 | 0 | 0 | 0 | 0 | 0 | 0 | 0 | 0 | 0.087839 | 0.13191 | 0.19342 | 0.27037 | 0.35213 | 0.42096 | 0.43617 | 0.3895 | 0.29392 | 0.18646 | 1.8361 | 0.019722 | 0.029617 | 0.043427 | 0.060706 | 0.079063 | 0.094516 | 0.097931 | 0.087454 | 0.065992 | 0.041865 | 0.41225 | 0.27585 | 0.41425 | 0.60741 | 0.84908 | 1.1058 | 1.322 | 1.3698 | 1.2232 | 0.92303 | 0.58556 | 5.7661 | -0.25329 | -0.38038 | -0.55773 | -0.77964 | -1.0154 | -1.2139 | -1.2577 | -1.1232 | -0.84754 | -0.53767 | -5.2945 | 0.52914 | 0.79463 | 1.1651 | 1.6287 | 2.1212 | 2.5359 | 2.6275 | 2.3464 | 1.7706 | 1.1232 | 11.0606
Ach | College and University | Space Cooling | Residential-type central air conditioners | TRC | Existing | NE4209 | Wall Insulation | Wall Insulation | NonEquip | 20 |  | 0% | newshell_existing | 16.64% | 0 | 0 | 0 | 0 | 0 | 0 | 0 | 0 | 0 | 0 | 0 | 0 | 0 | 0 | 0 | 0 | 0 | 0 | 0 | 0 | 0 | 0 | 0 | 0 | 0 | 0 | 0 | 0 | 0 | 0 | 0 | 0 | 0 | 0 | 0 | 0 | 0 | 0 | 0 | 0 | 0 | 0 | 0 | 0 | 0 | 0 | 0 | 0 | 0 | 0 | 0 | 0 | 0 | 0 | 0 | 0 | 0 | 0 | 0 | 0 | 0 | 0 | 0 | 0 | 0 | 0 | 0 | 0 | 0 | 0 | 0 | 0 | 0 | 0 | 0 | 0 | 0 | 0 | 0 | 0 | 0 | 0 | 0 | 0 | 0 | 0 | 0 | 0 | 0 | 0 | 0 | 0 | 0 | 0 | 0
Ach | College and University | Space Cooling | Residential-type central air conditioners | TRC | Existing | NE4183 | Thermal Energy Storage | Thermal Energy Storage | NonEquip | 20 |  | 66.67% | Prescriptive_HVACnonequip_existing | 0% | 0 | 0 | 0 | 0 | 0 | 0 | 0 | 0 | 0 | 0 | 0 | 0 | 0 | 0 | 0 | 0 | 0 | 0 | 0 | 0 | 0 | 0 | 0 | 0 | 0 | 0 | 0 | 0 | 0 | 0 | 0 | 0 | 0 | 0 | 0 | 0 | 0 | 0 | 0 | 0 | 0 | 0 | 0 | 0 | 0 | 0 | 0 | 0 | 0 | 0 | 0 | 0 | 0 | 0 | 0 | 0 | 0 | 0 | 0 | 0 | 0 | 0 | 0 | 0 | 0 | 0 | 0 | 0 | 0 | 0 | 0 | 0 | 0 | 0 | 0 | 0 | 0 | 0 | 0 | 0 | 0 | 0 | 0 | 0 | 0 | 0 | 0 | 0 | 0 | 0 | 0 | 0 | 0 | 0 | 0
Ach | College and University | Space Cooling | Residential-type central air conditioners | TRC | Existing | NE3975 | Low U-Value Windows | Low U-Value Windows | NonEquip | 20 |  | 10.75% | newshell_existing | 46% | 6.3089 | 2.9456 | 1.2239 | 0.47737 | 0.18097 | 0.06857 | 0.025496 | 0.0095574 | 0.0036055 | 0.0013491 | 6.3089 | 9.2545 | 10.4784 | 10.9558 | 11.1367 | 11.2053 | 11.2308 | 11.2404 | 11.244 | 11.2453 | 0.002345 | 0.0034399 | 0.0038949 | 0.0040723 | 0.0041396 | 0.004165 | 0.0041745 | 0.0041781 | 0.0041794 | 0.0041799 | 0 | 0 | 0 | 0 | 0 | 0 | 0 | 0 | 0 | 0 | 0.24605 | 0.11775 | 0.050148 | 0.020049 | 0.0077906 | 0.0030256 | 0.0011531 | 0.00044307 | 0.00017132 | 6.5708e-05 | 0.39708 | 5.4162 | 2.592 | 1.1039 | 0.44134 | 0.17149 | 0.066603 | 0.025384 | 0.0097533 | 0.0037714 | 0.0014464 | 8.7409 | 2.808 | 1.3438 | 0.57232 | 0.22881 | 0.088911 | 0.03453 | 0.01316 | 0.0050565 | 0.0019553 | 0.0007499 | 4.5317 | -4.6402 | -2.2207 | -0.94574 | -0.3781 | -0.14692 | -0.05706 | -0.021747 | -0.0083558 | -0.003231 | -0.0012392 | -7.4885 | 7.4482 | 3.5645 | 1.5181 | 0.60691 | 0.23583 | 0.091591 | 0.034907 | 0.013412 | 0.0051862 | 0.0019891 | 12.0202
Ach | College and University | Space Cooling | Residential-type central air conditioners | TRC | Existing | NE3663 | Facility Energy Management System | Facility Energy Management System | NonEquip | 15 |  | 0.7167% | Custom_improvement_existing | 20% | 0.11858 | 0.17377 | 0.24857 | 0.33894 | 0.43058 | 0.5021 | 0.50755 | 0.44228 | 0.32571 | 0.20165 | 0.11858 | 0.29235 | 0.54092 | 0.87987 | 1.3104 | 1.8125 | 2.3201 | 2.7624 | 3.0881 | 3.2897 | 1.7555e-05 | 4.328e-05 | 8.0079e-05 | 0.00013026 | 0.000194 | 0.00026833 | 0.00034347 | 0.00040895 | 0.00045717 | 0.00048702 | 0 | 0 | 0 | 0 | 0 | 0 | 0 | 0 | 0 | 0 | 0.0046246 | 0.0069464 | 0.010185 | 0.014235 | 0.018536 | 0.022155 | 0.022956 | 0.020503 | 0.015477 | 0.0098216 | 0.09666 | 0.039189 | 0.058863 | 0.086308 | 0.12063 | 0.15707 | 0.18774 | 0.19452 | 0.17374 | 0.13115 | 0.083227 | 0.81909 | 0.01288 | 0.019347 | 0.028367 | 0.039647 | 0.051625 | 0.061705 | 0.063934 | 0.057105 | 0.043105 | 0.027355 | 0.26921 | -0.096177 | -0.14446 | -0.21182 | -0.29604 | -0.38548 | -0.46075 | -0.4774 | -0.4264 | -0.32187 | -0.20426 | -2.0102 | 0.10906 | 0.16381 | 0.24018 | 0.33569 | 0.43711 | 0.52246 | 0.54133 | 0.48351 | 0.36497 | 0.23161 | 2.2794
Ach | College and University | Space Cooling | Residential-type central air conditioners | TRC | Existing | NE3507 | Duct Sealing Repair | Duct Sealing Repair | NonEquip | 15 |  | 0% | Prescriptive_duct_existing | 12% | 0 | 0 | 0 | 0 | 0 | 0 | 0 | 0 | 0 | 0 | 0 | 0 | 0 | 0 | 0 | 0 | 0 | 0 | 0 | 0 | 0 | 0 | 0 | 0 | 0 | 0 | 0 | 0 | 0 | 0 | 0 | 0 | 0 | 0 | 0 | 0 | 0 | 0 | 0 | 0 | 0 | 0 | 0 | 0 | 0 | 0 | 0 | 0 | 0 | 0 | 0 | 0 | 0 | 0 | 0 | 0 | 0 | 0 | 0 | 0 | 0 | 0 | 0 | 0 | 0 | 0 | 0 | 0 | 0 | 0 | 0 | 0 | 0 | 0 | 0 | 0 | 0 | 0 | 0 | 0 | 0 | 0 | 0 | 0 | 0 | 0 | 0 | 0 | 0 | 0 | 0 | 0 | 0 | 0 | 0
Ach | College and University | Space Cooling | Residential-type central air conditioners | TRC | Existing | NE3299 | Chilled Water System - Variable Speed Drives | Chilled Water System - Variable Speed Drives | NonEquip | 13 | Central chillers inside | 0% | Prescriptive_HVACnonequip_existing | 24.74% | 0 | 0 | 0 | 0 | 0 | 0 | 0 | 0 | 0 | 0 | 0 | 0 | 0 | 0 | 0 | 0 | 0 | 0 | 0 | 0 | 0 | 0 | 0 | 0 | 0 | 0 | 0 | 0 | 0 | 0 | 0 | 0 | 0 | 0 | 0 | 0 | 0 | 0 | 0 | 0 | 0 | 0 | 0 | 0 | 0 | 0 | 0 | 0 | 0 | 0 | 0 | 0 | 0 | 0 | 0 | 0 | 0 | 0 | 0 | 0 | 0 | 0 | 0 | 0 | 0 | 0 | 0 | 0 | 0 | 0 | 0 | 0 | 0 | 0 | 0 | 0 | 0 | 0 | 0 | 0 | 0 | 0 | 0 | 0 | 0 | 0 | 0 | 0 | 0 | 0 | 0 | 0 | 0 | 0 | 0
Ach | College and University | Space Cooling | Residential-type central air conditioners | TRC | Existing | NE3195 | Ceiling Insulation(R2 to R38) | Ceiling Insulation(R2 to R38) | NonEquip | 20 |  | 0% | Prescriptive_shell_existing | 15.42% | 0 | 0 | 0 | 0 | 0 | 0 | 0 | 0 | 0 | 0 | 0 | 0 | 0 | 0 | 0 | 0 | 0 | 0 | 0 | 0 | 0 | 0 | 0 | 0 | 0 | 0 | 0 | 0 | 0 | 0 | 0 | 0 | 0 | 0 | 0 | 0 | 0 | 0 | 0 | 0 | 0 | 0 | 0 | 0 | 0 | 0 | 0 | 0 | 0 | 0 | 0 | 0 | 0 | 0 | 0 | 0 | 0 | 0 | 0 | 0 | 0 | 0 | 0 | 0 | 0 | 0 | 0 | 0 | 0 | 0 | 0 | 0 | 0 | 0 | 0 | 0 | 0 | 0 | 0 | 0 | 0 | 0 | 0 | 0 | 0 | 0 | 0 | 0 | 0 | 0 | 0 | 0 | 0 | 0 | 0
Ach | College and University | Space Heating | Residential/split system heat pump | TRC | New | NN5340 | Retro-Commissioning | Retro-Commissioning | NonEquip | 5 |  | 0% | Custom_improvement | 16% | 0 | 0 | 0 | 0 | 0 | 0 | 0 | 0 | 0 | 0 | 0 | 0 | 0 | 0 | 0 | 0 | 0 | 0 | 0 | 0 | 0 | 0 | 0 | 0 | 0 | 0 | 0 | 0 | 0 | 0 | 0 | 0 | 0 | 0 | 0 | 0 | 0 | 0 | 0 | 0 | 0 | 0 | 0 | 0 | 0 | 0 | 0 | 0 | 0 | 0 | 0 | 0 | 0 | 0 | 0 | 0 | 0 | 0 | 0 | 0 | 0 | 0 | 0 | 0 | 0 | 0 | 0 | 0 | 0 | 0 | 0 | 0 | 0 | 0 | 0 | 0 | 0 | 0 | 0 | 0 | 0 | 0 | 0 | 0 | 0 | 0 | 0 | 0 | 0 | 0 | 0 | 0 | 0 | 0 | 0
Ach | College and University | Space Heating | Residential/split system heat pump | TRC | New | NN3650 | Facility Energy Management System | Facility Energy Management System | NonEquip | 15 |  | 4.276% | Custom_improvement | 20% | 0.066215 | 0.076675 | 0.10291 | 0.1324 | 0.15949 | 0.17719 | 0.1712 | 0.14274 | 0.10052 | 0.05948 | 0.066215 | 0.14289 | 0.2458 | 0.3782 | 0.53769 | 0.71488 | 0.88608 | 1.0288 | 1.1293 | 1.1888 | 0 | 0 | 0 | 0 | 0 | 0 | 0 | 0 | 0 | 0 | 8.4678e-06 | 1.8273e-05 | 3.1433e-05 | 4.8365e-05 | 6.8761e-05 | 9.1421e-05 | 0.00011331 | 0.00013157 | 0.00014442 | 0.00015203 | 0.0025824 | 0.0030651 | 0.0042165 | 0.0055608 | 0.0068658 | 0.0078183 | 0.0077432 | 0.0066173 | 0.0047765 | 0.002897 | 0.035444 | 0.021883 | 0.025973 | 0.03573 | 0.047121 | 0.05818 | 0.066252 | 0.065615 | 0.056075 | 0.040475 | 0.024549 | 0.30035 | 0.0071923 | 0.0085367 | 0.011744 | 0.015487 | 0.019122 | 0.021775 | 0.021566 | 0.01843 | 0.013303 | 0.0080685 | 0.098716 | -0.053705 | -0.063743 | -0.08769 | -0.11564 | -0.14279 | -0.1626 | -0.16103 | -0.13762 | -0.099335 | -0.060248 | -0.73711 | 0.060897 | 0.07228 | 0.099433 | 0.13113 | 0.16191 | 0.18437 | 0.1826 | 0.15605 | 0.11264 | 0.068316 | 0.83583
Ach | College and University | Space Heating | Residential/split system heat pump | TRC | New | NN3572 | ECM Motors on Furnaces | ECM Motors on Furnaces | NonEquip | 15 | Forced air furnace | 0% | Prescriptive_ECM | 1.706% | 0 | 0 | 0 | 0 | 0 | 0 | 0 | 0 | 0 | 0 | 0 | 0 | 0 | 0 | 0 | 0 | 0 | 0 | 0 | 0 | 0 | 0 | 0 | 0 | 0 | 0 | 0 | 0 | 0 | 0 | 0 | 0 | 0 | 0 | 0 | 0 | 0 | 0 | 0 | 0 | 0 | 0 | 0 | 0 | 0 | 0 | 0 | 0 | 0 | 0 | 0 | 0 | 0 | 0 | 0 | 0 | 0 | 0 | 0 | 0 | 0 | 0 | 0 | 0 | 0 | 0 | 0 | 0 | 0 | 0 | 0 | 0 | 0 | 0 | 0 | 0 | 0 | 0 | 0 | 0 | 0 | 0 | 0 | 0 | 0 | 0 | 0 | 0 | 0 | 0 | 0 | 0 | 0 | 0 | 0
Ach | College and University | Space Heating | Residential/split system heat pump | TRC | New | NN3546 | Duct Sealing Repair | Duct Sealing Repair | NonEquip | 15 |  | 0% | Prescriptive_duct | 12% | 0 | 0 | 0 | 0 | 0 | 0 | 0 | 0 | 0 | 0 | 0 | 0 | 0 | 0 | 0 | 0 | 0 | 0 | 0 | 0 | 0 | 0 | 0 | 0 | 0 | 0 | 0 | 0 | 0 | 0 | 0 | 0 | 0 | 0 | 0 | 0 | 0 | 0 | 0 | 0 | 0 | 0 | 0 | 0 | 0 | 0 | 0 | 0 | 0 | 0 | 0 | 0 | 0 | 0 | 0 | 0 | 0 | 0 | 0 | 0 | 0 | 0 | 0 | 0 | 0 | 0 | 0 | 0 | 0 | 0 | 0 | 0 | 0 | 0 | 0 | 0 | 0 | 0 | 0 | 0 | 0 | 0 | 0 | 0 | 0 | 0 | 0 | 0 | 0 | 0 | 0 | 0 | 0 | 0 | 0
Ach | College and University | Space Heating | Residential/split system heat pump | TRC | New | NN3182 | Ceiling Insulation(R2 to R38) | Ceiling Insulation(R2 to R38) | NonEquip | 20 |  | 0% | Prescriptive_shell | 19.05% | 0 | 0 | 0 | 0 | 0 | 0 | 0 | 0 | 0 | 0 | 0 | 0 | 0 | 0 | 0 | 0 | 0 | 0 | 0 | 0 | 0 | 0 | 0 | 0 | 0 | 0 | 0 | 0 | 0 | 0 | 0 | 0 | 0 | 0 | 0 | 0 | 0 | 0 | 0 | 0 | 0 | 0 | 0 | 0 | 0 | 0 | 0 | 0 | 0 | 0 | 0 | 0 | 0 | 0 | 0 | 0 | 0 | 0 | 0 | 0 | 0 | 0 | 0 | 0 | 0 | 0 | 0 | 0 | 0 | 0 | 0 | 0 | 0 | 0 | 0 | 0 | 0 | 0 | 0 | 0 | 0 | 0 | 0 | 0 | 0 | 0 | 0 | 0 | 0 | 0 | 0 | 0 | 0 | 0 | 0
Ach | College and University | Space Heating | Residential/split system heat pump | TRC | Existing | NE5327 | Retro-Commissioning | Retro-Commissioning | NonEquip | 5 |  | 21.99% | Custom_improvement_existing | 16% | 1.0956 | 1.6018 | 2.2913 | 3.1249 | 3.9706 | 4.6308 | 4.6812 | 4.0784 | 3.0025 | 1.8583 | 1.0956 | 2.6974 | 4.9887 | 8.1136 | 12.0842 | 16.715 | 21.3962 | 25.4745 | 28.477 | 30.3353 | 0 | 0 | 0 | 0 | 0 | 0 | 0 | 0 | 0 | 0 | 5.3075e-06 | 1.3067e-05 | 2.4167e-05 | 3.9304e-05 | 5.8539e-05 | 8.0971e-05 | 0.00010365 | 0.0001234 | 0.00013795 | 0.00014695 | 0.04273 | 0.06403 | 0.093886 | 0.13124 | 0.17093 | 0.20434 | 0.21172 | 0.18907 | 0.14267 | 0.090508 | 0.89134 | 0.0095939 | 0.014376 | 0.02108 | 0.029467 | 0.038378 | 0.045879 | 0.047537 | 0.042451 | 0.032033 | 0.020321 | 0.20013 | 0.13419 | 0.20108 | 0.29484 | 0.41215 | 0.53678 | 0.6417 | 0.66489 | 0.59375 | 0.44805 | 0.28423 | 2.7992 | -0.12321 | -0.18464 | -0.27073 | -0.37844 | -0.49288 | -0.58922 | -0.61051 | -0.54519 | -0.4114 | -0.26099 | -2.5702 | 0.2574 | 0.38572 | 0.56557 | 0.7906 | 1.0297 | 1.2309 | 1.2754 | 1.1389 | 0.85945 | 0.54522 | 5.3694
Ach | College and University | Space Heating | Residential/split system heat pump | TRC | Existing | NE4235 | Wall Insulation | Wall Insulation | NonEquip | 20 |  | 0% | newshell_existing | 3.312% | 0 | 0 | 0 | 0 | 0 | 0 | 0 | 0 | 0 | 0 | 0 | 0 | 0 | 0 | 0 | 0 | 0 | 0 | 0 | 0 | 0 | 0 | 0 | 0 | 0 | 0 | 0 | 0 | 0 | 0 | 0 | 0 | 0 | 0 | 0 | 0 | 0 | 0 | 0 | 0 | 0 | 0 | 0 | 0 | 0 | 0 | 0 | 0 | 0 | 0 | 0 | 0 | 0 | 0 | 0 | 0 | 0 | 0 | 0 | 0 | 0 | 0 | 0 | 0 | 0 | 0 | 0 | 0 | 0 | 0 | 0 | 0 | 0 | 0 | 0 | 0 | 0 | 0 | 0 | 0 | 0 | 0 | 0 | 0 | 0 | 0 | 0 | 0 | 0 | 0 | 0 | 0 | 0 | 0 | 0
Ach | College and University | Space Heating | Residential/split system heat pump | TRC | Existing | NE4001 | Low U-Value Windows | Low U-Value Windows | NonEquip | 20 |  | 10.75% | newshell_existing | 46% | 3.069 | 1.4298 | 0.59409 | 0.23172 | 0.087846 | 0.033284 | 0.012376 | 0.0046392 | 0.0017501 | 0.00065486 | 3.069 | 4.4988 | 5.0929 | 5.3246 | 5.4125 | 5.4457 | 5.4581 | 5.4628 | 5.4645 | 5.4652 | 0 | 0 | 0 | 0 | 0 | 0 | 0 | 0 | 0 | 0 | 1.2755e-05 | 1.8697e-05 | 2.1166e-05 | 2.213e-05 | 2.2495e-05 | 2.2633e-05 | 2.2684e-05 | 2.2704e-05 | 2.2711e-05 | 2.2714e-05 | 0.11969 | 0.057157 | 0.024342 | 0.0097319 | 0.0037816 | 0.0014687 | 0.00055974 | 0.00021507 | 8.3162e-05 | 3.1895e-05 | 0.19299 | 2.6347 | 1.2582 | 0.53585 | 0.21423 | 0.083245 | 0.03233 | 0.012322 | 0.0047343 | 0.0018307 | 0.00070211 | 4.2482 | 1.366 | 0.65231 | 0.27781 | 0.11107 | 0.043158 | 0.016761 | 0.0063881 | 0.0024545 | 0.00094909 | 0.00036401 | 2.2025 | -2.2572 | -1.0779 | -0.45907 | -0.18353 | -0.071317 | -0.027698 | -0.010556 | -0.004056 | -0.0015683 | -0.00060151 | -3.6395 | 3.6232 | 1.7302 | 0.73688 | 0.2946 | 0.11448 | 0.044459 | 0.016944 | 0.0065105 | 0.0025174 | 0.00096551 | 5.842
Ach | College and University | Space Heating | Residential/split system heat pump | TRC | Existing | NE3637 | Facility Energy Management System | Facility Energy Management System | NonEquip | 15 |  | 0.7167% | Custom_improvement_existing | 20% | 0.057684 | 0.084349 | 0.12066 | 0.16453 | 0.20901 | 0.24372 | 0.24637 | 0.21469 | 0.1581 | 0.097884 | 0.057684 | 0.14203 | 0.26269 | 0.42722 | 0.63622 | 0.87995 | 1.1263 | 1.341 | 1.4991 | 1.597 | 0 | 0 | 0 | 0 | 0 | 0 | 0 | 0 | 0 | 0 | 7.3768e-06 | 1.8164e-05 | 3.3594e-05 | 5.4634e-05 | 8.1362e-05 | 0.00011253 | 0.00014404 | 0.00017149 | 0.00019171 | 0.00020423 | 0.0022497 | 0.0033718 | 0.0049439 | 0.0069099 | 0.0089974 | 0.010754 | 0.011143 | 0.0099525 | 0.0075127 | 0.0047675 | 0.046924 | 0.019063 | 0.028573 | 0.041894 | 0.058553 | 0.076243 | 0.09113 | 0.094423 | 0.084337 | 0.063661 | 0.040399 | 0.39763 | 0.0062656 | 0.009391 | 0.01377 | 0.019245 | 0.025059 | 0.029952 | 0.031034 | 0.027719 | 0.020924 | 0.013278 | 0.13069 | -0.046785 | -0.070123 | -0.10282 | -0.1437 | -0.18712 | -0.22365 | -0.23173 | -0.20698 | -0.15624 | -0.099148 | -0.97586 | 0.053051 | 0.079514 | 0.11659 | 0.16295 | 0.21218 | 0.2536 | 0.26277 | 0.2347 | 0.17716 | 0.11243 | 1.1066
Ach | College and University | Space Heating | Residential/split system heat pump | TRC | Existing | NE3559 | ECM Motors on Furnaces | ECM Motors on Furnaces | NonEquip | 15 | Forced air furnace | 0% | Prescriptive_ECM_existing | 1.706% | 0 | 0 | 0 | 0 | 0 | 0 | 0 | 0 | 0 | 0 | 0 | 0 | 0 | 0 | 0 | 0 | 0 | 0 | 0 | 0 | 0 | 0 | 0 | 0 | 0 | 0 | 0 | 0 | 0 | 0 | 0 | 0 | 0 | 0 | 0 | 0 | 0 | 0 | 0 | 0 | 0 | 0 | 0 | 0 | 0 | 0 | 0 | 0 | 0 | 0 | 0 | 0 | 0 | 0 | 0 | 0 | 0 | 0 | 0 | 0 | 0 | 0 | 0 | 0 | 0 | 0 | 0 | 0 | 0 | 0 | 0 | 0 | 0 | 0 | 0 | 0 | 0 | 0 | 0 | 0 | 0 | 0 | 0 | 0 | 0 | 0 | 0 | 0 | 0 | 0 | 0 | 0 | 0 | 0 | 0
Ach | College and University | Space Heating | Residential/split system heat pump | TRC | Existing | NE3533 | Duct Sealing Repair | Duct Sealing Repair | NonEquip | 15 |  | 0% | Prescriptive_duct_existing | 12% | 0 | 0 | 0 | 0 | 0 | 0 | 0 | 0 | 0 | 0 | 0 | 0 | 0 | 0 | 0 | 0 | 0 | 0 | 0 | 0 | 0 | 0 | 0 | 0 | 0 | 0 | 0 | 0 | 0 | 0 | 0 | 0 | 0 | 0 | 0 | 0 | 0 | 0 | 0 | 0 | 0 | 0 | 0 | 0 | 0 | 0 | 0 | 0 | 0 | 0 | 0 | 0 | 0 | 0 | 0 | 0 | 0 | 0 | 0 | 0 | 0 | 0 | 0 | 0 | 0 | 0 | 0 | 0 | 0 | 0 | 0 | 0 | 0 | 0 | 0 | 0 | 0 | 0 | 0 | 0 | 0 | 0 | 0 | 0 | 0 | 0 | 0 | 0 | 0 | 0 | 0 | 0 | 0 | 0 | 0
Ach | College and University | Space Heating | Residential/split system heat pump | TRC | Existing | NE3169 | Ceiling Insulation(R2 to R38) | Ceiling Insulation(R2 to R38) | NonEquip | 20 |  | 0% | Prescriptive_shell_existing | 21.03% | 0 | 0 | 0 | 0 | 0 | 0 | 0 | 0 | 0 | 0 | 0 | 0 | 0 | 0 | 0 | 0 | 0 | 0 | 0 | 0 | 0 | 0 | 0 | 0 | 0 | 0 | 0 | 0 | 0 | 0 | 0 | 0 | 0 | 0 | 0 | 0 | 0 | 0 | 0 | 0 | 0 | 0 | 0 | 0 | 0 | 0 | 0 | 0 | 0 | 0 | 0 | 0 | 0 | 0 | 0 | 0 | 0 | 0 | 0 | 0 | 0 | 0 | 0 | 0 | 0 | 0 | 0 | 0 | 0 | 0 | 0 | 0 | 0 | 0 | 0 | 0 | 0 | 0 | 0 | 0 | 0 | 0 | 0 | 0 | 0 | 0 | 0 | 0 | 0 | 0 | 0 | 0 | 0 | 0 | 0
Ach | College and University | Refrigeration | Residential style | TRC | New | NN5314 | Retro-Commissioning | Retro-Commissioning | NonEquip | 5 |  | 0% | Custom_improvement | 16% | 0 | 0 | 0 | 0 | 0 | 0 | 0 | 0 | 0 | 0 | 0 | 0 | 0 | 0 | 0 | 0 | 0 | 0 | 0 | 0 | 0 | 0 | 0 | 0 | 0 | 0 | 0 | 0 | 0 | 0 | 0 | 0 | 0 | 0 | 0 | 0 | 0 | 0 | 0 | 0 | 0 | 0 | 0 | 0 | 0 | 0 | 0 | 0 | 0 | 0 | 0 | 0 | 0 | 0 | 0 | 0 | 0 | 0 | 0 | 0 | 0 | 0 | 0 | 0 | 0 | 0 | 0 | 0 | 0 | 0 | 0 | 0 | 0 | 0 | 0 | 0 | 0 | 0 | 0 | 0 | 0 | 0 | 0 | 0 | 0 | 0 | 0 | 0 | 0 | 0 | 0 | 0 | 0 | 0 | 0
Ach | College and University | Refrigeration | Residential style | TRC | New | NN4846 | PSC to ECM Evaporator Fan Motor (Walk-In, Refrigerator) | PSC to ECM Evaporator Fan Motor (Walk-In, Refrigerator) | NonEquip | 15 | Walk-in cooler | 0% | Prescriptive_ECM | 37.5% | 0 | 0 | 0 | 0 | 0 | 0 | 0 | 0 | 0 | 0 | 0 | 0 | 0 | 0 | 0 | 0 | 0 | 0 | 0 | 0 | 0 | 0 | 0 | 0 | 0 | 0 | 0 | 0 | 0 | 0 | 0 | 0 | 0 | 0 | 0 | 0 | 0 | 0 | 0 | 0 | 0 | 0 | 0 | 0 | 0 | 0 | 0 | 0 | 0 | 0 | 0 | 0 | 0 | 0 | 0 | 0 | 0 | 0 | 0 | 0 | 0 | 0 | 0 | 0 | 0 | 0 | 0 | 0 | 0 | 0 | 0 | 0 | 0 | 0 | 0 | 0 | 0 | 0 | 0 | 0 | 0 | 0 | 0 | 0 | 0 | 0 | 0 | 0 | 0 | 0 | 0 | 0 | 0 | 0 | 0
Ach | College and University | Refrigeration | Residential style | TRC | New | NN4820 | PSC to ECM Evaporator Fan Motor (Reach-In) | PSC to ECM Evaporator Fan Motor (Reach-In) | NonEquip | 15 | Display cases | 0% | Prescriptive_ECM | 37.5% | 0 | 0 | 0 | 0 | 0 | 0 | 0 | 0 | 0 | 0 | 0 | 0 | 0 | 0 | 0 | 0 | 0 | 0 | 0 | 0 | 0 | 0 | 0 | 0 | 0 | 0 | 0 | 0 | 0 | 0 | 0 | 0 | 0 | 0 | 0 | 0 | 0 | 0 | 0 | 0 | 0 | 0 | 0 | 0 | 0 | 0 | 0 | 0 | 0 | 0 | 0 | 0 | 0 | 0 | 0 | 0 | 0 | 0 | 0 | 0 | 0 | 0 | 0 | 0 | 0 | 0 | 0 | 0 | 0 | 0 | 0 | 0 | 0 | 0 | 0 | 0 | 0 | 0 | 0 | 0 | 0 | 0 | 0 | 0 | 0 | 0 | 0 | 0 | 0 | 0 | 0 | 0 | 0 | 0 | 0
Ach | College and University | Refrigeration | Residential style | TRC | Existing | NE5301 | Retro-Commissioning | Retro-Commissioning | NonEquip | 5 |  | 21.99% | Custom_improvement_existing | 16% | 95.6623 | 143.8421 | 205.7674 | 280.6217 | 356.5656 | 415.8618 | 420.3805 | 366.2476 | 269.6293 | 166.8768 | 95.6623 | 239.5044 | 445.2718 | 725.8935 | 1082.4591 | 1498.3209 | 1918.7015 | 2284.9491 | 2554.5784 | 2721.4552 | 0.040336 | 0.10099 | 0.18775 | 0.30607 | 0.45642 | 0.63177 | 0.80902 | 0.96345 | 1.0771 | 1.1475 | 0.00046341 | 0.0011602 | 0.002157 | 0.0035164 | 0.0052437 | 0.0072582 | 0.0092946 | 0.011069 | 0.012375 | 0.013183 | 3.7308 | 5.7501 | 8.4312 | 11.7858 | 15.3497 | 18.3499 | 19.013 | 16.9788 | 12.8122 | 8.1278 | 79.9448 | 0.83767 | 1.291 | 1.893 | 2.6462 | 3.4464 | 4.12 | 4.2689 | 3.8122 | 2.8767 | 1.8249 | 17.9497 | 11.7164 | 18.0577 | 26.4775 | 37.0122 | 48.2045 | 57.6263 | 59.7088 | 53.3205 | 40.2356 | 25.5249 | 251.0604 | -10.7582 | -16.5809 | -24.3121 | -33.9853 | -44.2622 | -52.9135 | -54.8257 | -48.9599 | -36.9451 | -23.4374 | -230.5281 | 22.4746 | 34.6386 | 50.7896 | 70.9975 | 92.4667 | 110.5398 | 114.5345 | 102.2804 | 77.1807 | 48.9622 | 481.5884
Ach | College and University | Refrigeration | Residential style | TRC | Existing | NE4833 | PSC to ECM Evaporator Fan Motor (Walk-In, Refrigerator) | PSC to ECM Evaporator Fan Motor (Walk-In, Refrigerator) | NonEquip | 15 | Walk-in cooler | 0% | Prescriptive_ECM_existing | 37.5% | 0 | 0 | 0 | 0 | 0 | 0 | 0 | 0 | 0 | 0 | 0 | 0 | 0 | 0 | 0 | 0 | 0 | 0 | 0 | 0 | 0 | 0 | 0 | 0 | 0 | 0 | 0 | 0 | 0 | 0 | 0 | 0 | 0 | 0 | 0 | 0 | 0 | 0 | 0 | 0 | 0 | 0 | 0 | 0 | 0 | 0 | 0 | 0 | 0 | 0 | 0 | 0 | 0 | 0 | 0 | 0 | 0 | 0 | 0 | 0 | 0 | 0 | 0 | 0 | 0 | 0 | 0 | 0 | 0 | 0 | 0 | 0 | 0 | 0 | 0 | 0 | 0 | 0 | 0 | 0 | 0 | 0 | 0 | 0 | 0 | 0 | 0 | 0 | 0 | 0 | 0 | 0 | 0 | 0 | 0
Ach | College and University | Refrigeration | Residential style | TRC | Existing | NE4807 | PSC to ECM Evaporator Fan Motor (Reach-In) | PSC to ECM Evaporator Fan Motor (Reach-In) | NonEquip | 15 | Display cases | 0% | Prescriptive_ECM_existing | 37.5% | 0 | 0 | 0 | 0 | 0 | 0 | 0 | 0 | 0 | 0 | 0 | 0 | 0 | 0 | 0 | 0 | 0 | 0 | 0 | 0 | 0 | 0 | 0 | 0 | 0 | 0 | 0 | 0 | 0 | 0 | 0 | 0 | 0 | 0 | 0 | 0 | 0 | 0 | 0 | 0 | 0 | 0 | 0 | 0 | 0 | 0 | 0 | 0 | 0 | 0 | 0 | 0 | 0 | 0 | 0 | 0 | 0 | 0 | 0 | 0 | 0 | 0 | 0 | 0 | 0 | 0 | 0 | 0 | 0 | 0 | 0 | 0 | 0 | 0 | 0 | 0 | 0 | 0 | 0 | 0 | 0 | 0 | 0 | 0 | 0 | 0 | 0 | 0 | 0 | 0 | 0 | 0 | 0 | 0 | 0
Ach | College and University | Miscellaneous | Pool pump | TRC | New | NN5444 | Retro-Commissioning | Retro-Commissioning | NonEquip | 5 |  | 0% | Custom_improvement | 16% | 0 | 0 | 0 | 0 | 0 | 0 | 0 | 0 | 0 | 0 | 0 | 0 | 0 | 0 | 0 | 0 | 0 | 0 | 0 | 0 | 0 | 0 | 0 | 0 | 0 | 0 | 0 | 0 | 0 | 0 | 0 | 0 | 0 | 0 | 0 | 0 | 0 | 0 | 0 | 0 | 0 | 0 | 0 | 0 | 0 | 0 | 0 | 0 | 0 | 0 | 0 | 0 | 0 | 0 | 0 | 0 | 0 | 0 | 0 | 0 | 0 | 0 | 0 | 0 | 0 | 0 | 0 | 0 | 0 | 0 | 0 | 0 | 0 | 0 | 0 | 0 | 0 | 0 | 0 | 0 | 0 | 0 | 0 | 0 | 0 | 0 | 0 | 0 | 0 | 0 | 0 | 0 | 0 | 0 | 0
Ach | College and University | Miscellaneous | Pool pump | TRC | New | NN4534 | VSD Controlled Compressor | VSD Controlled Compressor | NonEquip | 15 | Others | 0% | Prescriptive_ECM | 20.79% | 0 | 0 | 0 | 0 | 0 | 0 | 0 | 0 | 0 | 0 | 0 | 0 | 0 | 0 | 0 | 0 | 0 | 0 | 0 | 0 | 0 | 0 | 0 | 0 | 0 | 0 | 0 | 0 | 0 | 0 | 0 | 0 | 0 | 0 | 0 | 0 | 0 | 0 | 0 | 0 | 0 | 0 | 0 | 0 | 0 | 0 | 0 | 0 | 0 | 0 | 0 | 0 | 0 | 0 | 0 | 0 | 0 | 0 | 0 | 0 | 0 | 0 | 0 | 0 | 0 | 0 | 0 | 0 | 0 | 0 | 0 | 0 | 0 | 0 | 0 | 0 | 0 | 0 | 0 | 0 | 0 | 0 | 0 | 0 | 0 | 0 | 0 | 0 | 0 | 0 | 0 | 0 | 0 | 0 | 0
Ach | College and University | Miscellaneous | Pool pump | TRC | Existing | NE5431 | Retro-Commissioning | Retro-Commissioning | NonEquip | 5 |  | 21.99% | Custom_improvement_existing | 16% | 0 | 0 | 0 | 0 | 0 | 0 | 0 | 0 | 0 | 0 | 0 | 0 | 0 | 0 | 0 | 0 | 0 | 0 | 0 | 0 | 0 | 0 | 0 | 0 | 0 | 0 | 0 | 0 | 0 | 0 | 0 | 0 | 0 | 0 | 0 | 0 | 0 | 0 | 0 | 0 | 0 | 0 | 0 | 0 | 0 | 0 | 0 | 0 | 0 | 0 | 0 | 0 | 0 | 0 | 0 | 0 | 0 | 0 | 0 | 0 | 0 | 0 | 0 | 0 | 0 | 0 | 0 | 0 | 0 | 0 | 0 | 0 | 0 | 0 | 0 | 0 | 0 | 0 | 0 | 0 | 0 | 0 | 0 | 0 | 0 | 0 | 0 | 0 | 0 | 0 | 0 | 0 | 0 | 0 | 0
Ach | College and University | Miscellaneous | Pool pump | TRC | Existing | NE4521 | VSD Controlled Compressor | VSD Controlled Compressor | NonEquip | 15 | Others | 0% | Prescriptive_ECM_existing | 20.79% | 0 | 0 | 0 | 0 | 0 | 0 | 0 | 0 | 0 | 0 | 0 | 0 | 0 | 0 | 0 | 0 | 0 | 0 | 0 | 0 | 0 | 0 | 0 | 0 | 0 | 0 | 0 | 0 | 0 | 0 | 0 | 0 | 0 | 0 | 0 | 0 | 0 | 0 | 0 | 0 | 0 | 0 | 0 | 0 | 0 | 0 | 0 | 0 | 0 | 0 | 0 | 0 | 0 | 0 | 0 | 0 | 0 | 0 | 0 | 0 | 0 | 0 | 0 | 0 | 0 | 0 | 0 | 0 | 0 | 0 | 0 | 0 | 0 | 0 | 0 | 0 | 0 | 0 | 0 | 0 | 0 | 0 | 0 | 0 | 0 | 0 | 0 | 0 | 0 | 0 | 0 | 0 | 0 | 0 | 0
Ach | College and University | Miscellaneous | Pool pump | TRC | Turnover | ET2106 | Variable Speed Pool Pump | Variable Speed Pool Pump | Equip | 10 | Pool pump | 54.15% | Prescriptive_all | 64.36% | 0 | 0 | 0 | 0 | 0 | 0 | 0 | 0 | 0 | 0 | 0 | 0 | 0 | 0 | 0 | 0 | 0 | 0 | 0 | 0 | 0 | 0 | 0 | 0 | 0 | 0 | 0 | 0 | 0 | 0 | 0 | 0 | 0 | 0 | 0 | 0 | 0 | 0 | 0 | 0 | 0 | 0 | 0 | 0 | 0 | 0 | 0 | 0 | 0 | 0 | 0 | 0 | 0 | 0 | 0 | 0 | 0 | 0 | 0 | 0 | 0 | 0 | 0 | 0 | 0 | 0 | 0 | 0 | 0 | 0 | 0 | 0 | 0 | 0 | 0 | 0 | 0 | 0 | 0 | 0 | 0 | 0 | 0 | 0 | 0 | 0 | 0 | 0 | 0 | 0 | 0 | 0 | 0 | 0 | 0
Ach | College and University | Miscellaneous | Pool pump | TRC | New | EN2130 | Variable Speed Pool Pump | Variable Speed Pool Pump | Equip | 10 | Pool pump | 54.15% | Prescriptive_all | 64.36% | 0 | 0 | 0 | 0 | 0 | 0 | 0 | 0 | 0 | 0 | 0 | 0 | 0 | 0 | 0 | 0 | 0 | 0 | 0 | 0 | 0 | 0 | 0 | 0 | 0 | 0 | 0 | 0 | 0 | 0 | 0 | 0 | 0 | 0 | 0 | 0 | 0 | 0 | 0 | 0 | 0 | 0 | 0 | 0 | 0 | 0 | 0 | 0 | 0 | 0 | 0 | 0 | 0 | 0 | 0 | 0 | 0 | 0 | 0 | 0 | 0 | 0 | 0 | 0 | 0 | 0 | 0 | 0 | 0 | 0 | 0 | 0 | 0 | 0 | 0 | 0 | 0 | 0 | 0 | 0 | 0 | 0 | 0 | 0 | 0 | 0 | 0 | 0 | 0 | 0 | 0 | 0 | 0 | 0 | 0
Ach | College and University | Space Heating | Packaged central unit | TRC | New | NN5340 | Retro-Commissioning | Retro-Commissioning | NonEquip | 5 |  | 0% | Custom_improvement | 16% | 0 | 0 | 0 | 0 | 0 | 0 | 0 | 0 | 0 | 0 | 0 | 0 | 0 | 0 | 0 | 0 | 0 | 0 | 0 | 0 | 0 | 0 | 0 | 0 | 0 | 0 | 0 | 0 | 0 | 0 | 0 | 0 | 0 | 0 | 0 | 0 | 0 | 0 | 0 | 0 | 0 | 0 | 0 | 0 | 0 | 0 | 0 | 0 | 0 | 0 | 0 | 0 | 0 | 0 | 0 | 0 | 0 | 0 | 0 | 0 | 0 | 0 | 0 | 0 | 0 | 0 | 0 | 0 | 0 | 0 | 0 | 0 | 0 | 0 | 0 | 0 | 0 | 0 | 0 | 0 | 0 | 0 | 0 | 0 | 0 | 0 | 0 | 0 | 0 | 0 | 0 | 0 | 0 | 0 | 0
Ach | College and University | Space Heating | Packaged central unit | TRC | New | NN3650 | Facility Energy Management System | Facility Energy Management System | NonEquip | 15 |  | 4.276% | Custom_improvement | 20% | 0.81829 | 0.94755 | 1.2717 | 1.6362 | 1.971 | 2.1897 | 2.1157 | 1.764 | 1.2422 | 0.73506 | 0.81829 | 1.7658 | 3.0376 | 4.6738 | 6.6448 | 8.8345 | 10.9502 | 12.7142 | 13.9565 | 14.6915 | 0 | 0 | 0 | 0 | 0 | 0 | 0 | 0 | 0 | 0 | 0.00010465 | 0.00022582 | 0.00038845 | 0.0005977 | 0.00084976 | 0.0011298 | 0.0014003 | 0.0016259 | 0.0017848 | 0.0018788 | 0.031913 | 0.037878 | 0.052108 | 0.06872 | 0.084848 | 0.09662 | 0.095691 | 0.081778 | 0.059028 | 0.035801 | 0.43802 | 0.27043 | 0.32098 | 0.44156 | 0.58233 | 0.71899 | 0.81874 | 0.81087 | 0.69297 | 0.5002 | 0.30338 | 3.7117 | 0.088883 | 0.1055 | 0.14513 | 0.19139 | 0.23631 | 0.2691 | 0.26651 | 0.22776 | 0.1644 | 0.099711 | 1.2199 | -0.66369 | -0.78774 | -1.0837 | -1.4291 | -1.7645 | -2.0094 | -1.99 | -1.7007 | -1.2276 | -0.74455 | -9.1092 | 0.75257 | 0.89324 | 1.2288 | 1.6205 | 2.0009 | 2.2785 | 2.2565 | 1.9285 | 1.392 | 0.84426 | 10.3292
Ach | College and University | Space Heating | Packaged central unit | TRC | New | NN3572 | ECM Motors on Furnaces | ECM Motors on Furnaces | NonEquip | 15 | Forced air furnace | 0% | Prescriptive_ECM | 1.706% | 0 | 0 | 0 | 0 | 0 | 0 | 0 | 0 | 0 | 0 | 0 | 0 | 0 | 0 | 0 | 0 | 0 | 0 | 0 | 0 | 0 | 0 | 0 | 0 | 0 | 0 | 0 | 0 | 0 | 0 | 0 | 0 | 0 | 0 | 0 | 0 | 0 | 0 | 0 | 0 | 0 | 0 | 0 | 0 | 0 | 0 | 0 | 0 | 0 | 0 | 0 | 0 | 0 | 0 | 0 | 0 | 0 | 0 | 0 | 0 | 0 | 0 | 0 | 0 | 0 | 0 | 0 | 0 | 0 | 0 | 0 | 0 | 0 | 0 | 0 | 0 | 0 | 0 | 0 | 0 | 0 | 0 | 0 | 0 | 0 | 0 | 0 | 0 | 0 | 0 | 0 | 0 | 0 | 0 | 0
Ach | College and University | Space Heating | Packaged central unit | TRC | New | NN3546 | Duct Sealing Repair | Duct Sealing Repair | NonEquip | 15 |  | 0% | Prescriptive_duct | 12% | 0 | 0 | 0 | 0 | 0 | 0 | 0 | 0 | 0 | 0 | 0 | 0 | 0 | 0 | 0 | 0 | 0 | 0 | 0 | 0 | 0 | 0 | 0 | 0 | 0 | 0 | 0 | 0 | 0 | 0 | 0 | 0 | 0 | 0 | 0 | 0 | 0 | 0 | 0 | 0 | 0 | 0 | 0 | 0 | 0 | 0 | 0 | 0 | 0 | 0 | 0 | 0 | 0 | 0 | 0 | 0 | 0 | 0 | 0 | 0 | 0 | 0 | 0 | 0 | 0 | 0 | 0 | 0 | 0 | 0 | 0 | 0 | 0 | 0 | 0 | 0 | 0 | 0 | 0 | 0 | 0 | 0 | 0 | 0 | 0 | 0 | 0 | 0 | 0 | 0 | 0 | 0 | 0 | 0 | 0
Ach | College and University | Space Heating | Packaged central unit | TRC | New | NN3182 | Ceiling Insulation(R2 to R38) | Ceiling Insulation(R2 to R38) | NonEquip | 20 |  | 0% | Prescriptive_shell | 19.05% | 0 | 0 | 0 | 0 | 0 | 0 | 0 | 0 | 0 | 0 | 0 | 0 | 0 | 0 | 0 | 0 | 0 | 0 | 0 | 0 | 0 | 0 | 0 | 0 | 0 | 0 | 0 | 0 | 0 | 0 | 0 | 0 | 0 | 0 | 0 | 0 | 0 | 0 | 0 | 0 | 0 | 0 | 0 | 0 | 0 | 0 | 0 | 0 | 0 | 0 | 0 | 0 | 0 | 0 | 0 | 0 | 0 | 0 | 0 | 0 | 0 | 0 | 0 | 0 | 0 | 0 | 0 | 0 | 0 | 0 | 0 | 0 | 0 | 0 | 0 | 0 | 0 | 0 | 0 | 0 | 0 | 0 | 0 | 0 | 0 | 0 | 0 | 0 | 0 | 0 | 0 | 0 | 0 | 0 | 0
Ach | College and University | Space Heating | Packaged central unit | TRC | Existing | NE5327 | Retro-Commissioning | Retro-Commissioning | NonEquip | 5 |  | 21.99% | Custom_improvement_existing | 16% | 13.3647 | 19.7946 | 28.3164 | 38.6174 | 49.0683 | 57.2283 | 57.8501 | 50.4007 | 37.1047 | 22.9645 | 13.3647 | 33.1594 | 61.4758 | 100.0931 | 149.1614 | 206.3897 | 264.2398 | 314.6404 | 351.7451 | 374.7096 | 0 | 0 | 0 | 0 | 0 | 0 | 0 | 0 | 0 | 0 | 6.4742e-05 | 0.00016063 | 0.0002978 | 0.00048487 | 0.00072257 | 0.0009998 | 0.00128 | 0.0015242 | 0.0017039 | 0.0018152 | 0.52122 | 0.79129 | 1.1602 | 1.6219 | 2.1123 | 2.5252 | 2.6164 | 2.3365 | 1.7631 | 1.1185 | 11.0088 | 0.11703 | 0.17767 | 0.26051 | 0.36415 | 0.47427 | 0.56697 | 0.58746 | 0.52461 | 0.39587 | 0.25113 | 2.4718 | 1.6369 | 2.485 | 3.6437 | 5.0934 | 6.6336 | 7.9302 | 8.2167 | 7.3376 | 5.537 | 3.5126 | 34.5722 | -1.503 | -2.2818 | -3.3457 | -4.6768 | -6.0911 | -7.2816 | -7.5448 | -6.7375 | -5.0841 | -3.2253 | -31.7448 | 3.1399 | 4.7667 | 6.9893 | 9.7702 | 12.7247 | 15.2118 | 15.7615 | 14.0752 | 10.6211 | 6.7379 | 66.3171
Ach | College and University | Space Heating | Packaged central unit | TRC | Existing | NE4235 | Wall Insulation | Wall Insulation | NonEquip | 20 |  | 0% | newshell_existing | 3.312% | 0 | 0 | 0 | 0 | 0 | 0 | 0 | 0 | 0 | 0 | 0 | 0 | 0 | 0 | 0 | 0 | 0 | 0 | 0 | 0 | 0 | 0 | 0 | 0 | 0 | 0 | 0 | 0 | 0 | 0 | 0 | 0 | 0 | 0 | 0 | 0 | 0 | 0 | 0 | 0 | 0 | 0 | 0 | 0 | 0 | 0 | 0 | 0 | 0 | 0 | 0 | 0 | 0 | 0 | 0 | 0 | 0 | 0 | 0 | 0 | 0 | 0 | 0 | 0 | 0 | 0 | 0 | 0 | 0 | 0 | 0 | 0 | 0 | 0 | 0 | 0 | 0 | 0 | 0 | 0 | 0 | 0 | 0 | 0 | 0 | 0 | 0 | 0 | 0 | 0 | 0 | 0 | 0 | 0 | 0
Ach | College and University | Space Heating | Packaged central unit | TRC | Existing | NE4001 | Low U-Value Windows | Low U-Value Windows | NonEquip | 20 |  | 10.75% | newshell_existing | 46% | 37.436 | 17.6699 | 7.3418 | 2.8636 | 1.0856 | 0.41133 | 0.15294 | 0.057332 | 0.021628 | 0.0080928 | 37.436 | 55.1059 | 62.4477 | 65.3113 | 66.3969 | 66.8082 | 66.9612 | 67.0185 | 67.0401 | 67.0482 | 0 | 0 | 0 | 0 | 0 | 0 | 0 | 0 | 0 | 0 | 0.00015559 | 0.00022902 | 0.00025954 | 0.00027144 | 0.00027595 | 0.00027766 | 0.0002783 | 0.00027853 | 0.00027862 | 0.00027866 | 1.46 | 0.70635 | 0.30083 | 0.12027 | 0.046734 | 0.01815 | 0.0069173 | 0.0026578 | 0.0010277 | 0.00039416 | 2.3671 | 32.139 | 15.5489 | 6.6221 | 2.6474 | 1.0287 | 0.39953 | 0.15227 | 0.058507 | 0.022623 | 0.0086767 | 52.1061 | 16.6624 | 8.0613 | 3.4332 | 1.3726 | 0.53335 | 0.20714 | 0.078944 | 0.030333 | 0.011729 | 0.0044984 | 27.0142 | -27.534 | -13.321 | -5.6732 | -2.2681 | -0.88134 | -0.34229 | -0.13045 | -0.050124 | -0.019382 | -0.0074335 | -44.6401 | 44.1964 | 21.3823 | 9.1064 | 3.6407 | 1.4147 | 0.54942 | 0.2094 | 0.080456 | 0.031111 | 0.011932 | 71.6544
Ach | College and University | Space Heating | Packaged central unit | TRC | Existing | NE3637 | Facility Energy Management System | Facility Energy Management System | NonEquip | 15 |  | 0.7167% | Custom_improvement_existing | 20% | 0.70364 | 1.0424 | 1.4911 | 2.0332 | 2.5829 | 3.0119 | 3.0446 | 2.6531 | 1.9538 | 1.2097 | 0.70364 | 1.746 | 3.2371 | 5.2704 | 7.8533 | 10.8652 | 13.9099 | 16.563 | 18.5168 | 19.7264 | 0 | 0 | 0 | 0 | 0 | 0 | 0 | 0 | 0 | 0 | 8.9983e-05 | 0.00022329 | 0.00041398 | 0.00067399 | 0.0010043 | 0.0013895 | 0.0017788 | 0.0021181 | 0.002368 | 0.0025227 | 0.027442 | 0.041669 | 0.061098 | 0.085393 | 0.11119 | 0.1329 | 0.1377 | 0.12299 | 0.092842 | 0.058917 | 0.57955 | 0.23254 | 0.3531 | 0.51773 | 0.72361 | 0.94222 | 1.1262 | 1.1669 | 1.0422 | 0.78673 | 0.49926 | 4.9111 | 0.076429 | 0.11605 | 0.17016 | 0.23783 | 0.30968 | 0.37015 | 0.38352 | 0.34255 | 0.25858 | 0.16409 | 1.6141 | -0.5707 | -0.86658 | -1.2706 | -1.7759 | -2.3124 | -2.7639 | -2.8638 | -2.5579 | -1.9308 | -1.2253 | -12.0528 | 0.64713 | 0.98263 | 1.4408 | 2.0137 | 2.6221 | 3.1341 | 3.2473 | 2.9004 | 2.1894 | 1.3894 | 13.6669
Ach | College and University | Space Heating | Packaged central unit | TRC | Existing | NE3559 | ECM Motors on Furnaces | ECM Motors on Furnaces | NonEquip | 15 | Forced air furnace | 0% | Prescriptive_ECM_existing | 1.706% | 0 | 0 | 0 | 0 | 0 | 0 | 0 | 0 | 0 | 0 | 0 | 0 | 0 | 0 | 0 | 0 | 0 | 0 | 0 | 0 | 0 | 0 | 0 | 0 | 0 | 0 | 0 | 0 | 0 | 0 | 0 | 0 | 0 | 0 | 0 | 0 | 0 | 0 | 0 | 0 | 0 | 0 | 0 | 0 | 0 | 0 | 0 | 0 | 0 | 0 | 0 | 0 | 0 | 0 | 0 | 0 | 0 | 0 | 0 | 0 | 0 | 0 | 0 | 0 | 0 | 0 | 0 | 0 | 0 | 0 | 0 | 0 | 0 | 0 | 0 | 0 | 0 | 0 | 0 | 0 | 0 | 0 | 0 | 0 | 0 | 0 | 0 | 0 | 0 | 0 | 0 | 0 | 0 | 0 | 0
Ach | College and University | Space Heating | Packaged central unit | TRC | Existing | NE3533 | Duct Sealing Repair | Duct Sealing Repair | NonEquip | 15 |  | 0% | Prescriptive_duct_existing | 12% | 0 | 0 | 0 | 0 | 0 | 0 | 0 | 0 | 0 | 0 | 0 | 0 | 0 | 0 | 0 | 0 | 0 | 0 | 0 | 0 | 0 | 0 | 0 | 0 | 0 | 0 | 0 | 0 | 0 | 0 | 0 | 0 | 0 | 0 | 0 | 0 | 0 | 0 | 0 | 0 | 0 | 0 | 0 | 0 | 0 | 0 | 0 | 0 | 0 | 0 | 0 | 0 | 0 | 0 | 0 | 0 | 0 | 0 | 0 | 0 | 0 | 0 | 0 | 0 | 0 | 0 | 0 | 0 | 0 | 0 | 0 | 0 | 0 | 0 | 0 | 0 | 0 | 0 | 0 | 0 | 0 | 0 | 0 | 0 | 0 | 0 | 0 | 0 | 0 | 0 | 0 | 0 | 0 | 0 | 0
Ach | College and University | Space Heating | Packaged central unit | TRC | Existing | NE3169 | Ceiling Insulation(R2 to R38) | Ceiling Insulation(R2 to R38) | NonEquip | 20 |  | 0% | Prescriptive_shell_existing | 21.03% | 0 | 0 | 0 | 0 | 0 | 0 | 0 | 0 | 0 | 0 | 0 | 0 | 0 | 0 | 0 | 0 | 0 | 0 | 0 | 0 | 0 | 0 | 0 | 0 | 0 | 0 | 0 | 0 | 0 | 0 | 0 | 0 | 0 | 0 | 0 | 0 | 0 | 0 | 0 | 0 | 0 | 0 | 0 | 0 | 0 | 0 | 0 | 0 | 0 | 0 | 0 | 0 | 0 | 0 | 0 | 0 | 0 | 0 | 0 | 0 | 0 | 0 | 0 | 0 | 0 | 0 | 0 | 0 | 0 | 0 | 0 | 0 | 0 | 0 | 0 | 0 | 0 | 0 | 0 | 0 | 0 | 0 | 0 | 0 | 0 | 0 | 0 | 0 | 0 | 0 | 0 | 0 | 0 | 0 | 0
Ach | College and University | Space Cooling | Packaged air conditioning units (RTUs) | TRC | New | NN5366 | Retro-Commissioning | Retro-Commissioning | NonEquip | 5 |  | 0% | Custom_improvement | 16% | 0 | 0 | 0 | 0 | 0 | 0 | 0 | 0 | 0 | 0 | 0 | 0 | 0 | 0 | 0 | 0 | 0 | 0 | 0 | 0 | 0 | 0 | 0 | 0 | 0 | 0 | 0 | 0 | 0 | 0 | 0 | 0 | 0 | 0 | 0 | 0 | 0 | 0 | 0 | 0 | 0 | 0 | 0 | 0 | 0 | 0 | 0 | 0 | 0 | 0 | 0 | 0 | 0 | 0 | 0 | 0 | 0 | 0 | 0 | 0 | 0 | 0 | 0 | 0 | 0 | 0 | 0 | 0 | 0 | 0 | 0 | 0 | 0 | 0 | 0 | 0 | 0 | 0 | 0 | 0 | 0 | 0 | 0 | 0 | 0 | 0 | 0 | 0 | 0 | 0 | 0 | 0 | 0 | 0 | 0
Ach | College and University | Space Cooling | Packaged air conditioning units (RTUs) | TRC | New | NN4196 | Thermal Energy Storage | Thermal Energy Storage | NonEquip | 20 |  | 66.67% | Prescriptive_HVACnonequip | 0% | 0 | 0 | 0 | 0 | 0 | 0 | 0 | 0 | 0 | 0 | 0 | 0 | 0 | 0 | 0 | 0 | 0 | 0 | 0 | 0 | 0 | 0 | 0 | 0 | 0 | 0 | 0 | 0 | 0 | 0 | 0 | 0 | 0 | 0 | 0 | 0 | 0 | 0 | 0 | 0 | 0 | 0 | 0 | 0 | 0 | 0 | 0 | 0 | 0 | 0 | 0 | 0 | 0 | 0 | 0 | 0 | 0 | 0 | 0 | 0 | 0 | 0 | 0 | 0 | 0 | 0 | 0 | 0 | 0 | 0 | 0 | 0 | 0 | 0 | 0 | 0 | 0 | 0 | 0 | 0 | 0 | 0 | 0 | 0 | 0 | 0 | 0 | 0 | 0 | 0 | 0 | 0 | 0 | 0 | 0
Ach | College and University | Space Cooling | Packaged air conditioning units (RTUs) | TRC | New | NN3676 | Facility Energy Management System | Facility Energy Management System | NonEquip | 15 |  | 4.276% | Custom_improvement | 20% | 3.2525 | 3.7775 | 5.0849 | 6.5619 | 7.9278 | 8.8337 | 8.5608 | 7.1589 | 5.0564 | 3.0009 | 3.2525 | 7.03 | 12.1149 | 18.6767 | 26.6046 | 35.4383 | 43.9991 | 51.1581 | 56.2145 | 59.2153 | 0.00048151 | 0.0010407 | 0.0017935 | 0.002765 | 0.0039386 | 0.0052464 | 0.0065137 | 0.0075736 | 0.0083221 | 0.0087664 | 0 | 0 | 0 | 0 | 0 | 0 | 0 | 0 | 0 | 0 | 0.12685 | 0.151 | 0.20835 | 0.27559 | 0.34128 | 0.38979 | 0.38719 | 0.33188 | 0.24027 | 0.14616 | 1.7641 | 1.0749 | 1.2796 | 1.7655 | 2.3353 | 2.892 | 3.303 | 3.281 | 2.8123 | 2.036 | 1.2385 | 14.9487 | 0.35329 | 0.42057 | 0.58028 | 0.76756 | 0.95052 | 1.0856 | 1.0784 | 0.92433 | 0.66918 | 0.40707 | 4.9132 | -2.638 | -3.1404 | -4.333 | -5.7314 | -7.0975 | -8.1063 | -8.0522 | -6.902 | -4.9968 | -3.0396 | -36.6872 | 2.9913 | 3.5609 | 4.9133 | 6.4989 | 8.048 | 9.1919 | 9.1306 | 7.8263 | 5.6659 | 3.4467 | 41.6005
Ach | College and University | Space Cooling | Packaged air conditioning units (RTUs) | TRC | New | NN3520 | Duct Sealing Repair | Duct Sealing Repair | NonEquip | 15 |  | 0% | Prescriptive_duct | 12% | 0 | 0 | 0 | 0 | 0 | 0 | 0 | 0 | 0 | 0 | 0 | 0 | 0 | 0 | 0 | 0 | 0 | 0 | 0 | 0 | 0 | 0 | 0 | 0 | 0 | 0 | 0 | 0 | 0 | 0 | 0 | 0 | 0 | 0 | 0 | 0 | 0 | 0 | 0 | 0 | 0 | 0 | 0 | 0 | 0 | 0 | 0 | 0 | 0 | 0 | 0 | 0 | 0 | 0 | 0 | 0 | 0 | 0 | 0 | 0 | 0 | 0 | 0 | 0 | 0 | 0 | 0 | 0 | 0 | 0 | 0 | 0 | 0 | 0 | 0 | 0 | 0 | 0 | 0 | 0 | 0 | 0 | 0 | 0 | 0 | 0 | 0 | 0 | 0 | 0 | 0 | 0 | 0 | 0 | 0
Ach | College and University | Space Cooling | Packaged air conditioning units (RTUs) | TRC | New | NN3312 | Chilled Water System - Variable Speed Drives | Chilled Water System - Variable Speed Drives | NonEquip | 13 | Central chillers inside | 0% | Prescriptive_HVACnonequip | 24.74% | 0 | 0 | 0 | 0 | 0 | 0 | 0 | 0 | 0 | 0 | 0 | 0 | 0 | 0 | 0 | 0 | 0 | 0 | 0 | 0 | 0 | 0 | 0 | 0 | 0 | 0 | 0 | 0 | 0 | 0 | 0 | 0 | 0 | 0 | 0 | 0 | 0 | 0 | 0 | 0 | 0 | 0 | 0 | 0 | 0 | 0 | 0 | 0 | 0 | 0 | 0 | 0 | 0 | 0 | 0 | 0 | 0 | 0 | 0 | 0 | 0 | 0 | 0 | 0 | 0 | 0 | 0 | 0 | 0 | 0 | 0 | 0 | 0 | 0 | 0 | 0 | 0 | 0 | 0 | 0 | 0 | 0 | 0 | 0 | 0 | 0 | 0 | 0 | 0 | 0 | 0 | 0 | 0 | 0 | 0
Ach | College and University | Space Cooling | Packaged air conditioning units (RTUs) | TRC | New | NN3208 | Ceiling Insulation(R2 to R38) | Ceiling Insulation(R2 to R38) | NonEquip | 20 |  | 0% | Prescriptive_shell | 15.42% | 0 | 0 | 0 | 0 | 0 | 0 | 0 | 0 | 0 | 0 | 0 | 0 | 0 | 0 | 0 | 0 | 0 | 0 | 0 | 0 | 0 | 0 | 0 | 0 | 0 | 0 | 0 | 0 | 0 | 0 | 0 | 0 | 0 | 0 | 0 | 0 | 0 | 0 | 0 | 0 | 0 | 0 | 0 | 0 | 0 | 0 | 0 | 0 | 0 | 0 | 0 | 0 | 0 | 0 | 0 | 0 | 0 | 0 | 0 | 0 | 0 | 0 | 0 | 0 | 0 | 0 | 0 | 0 | 0 | 0 | 0 | 0 | 0 | 0 | 0 | 0 | 0 | 0 | 0 | 0 | 0 | 0 | 0 | 0 | 0 | 0 | 0 | 0 | 0 | 0 | 0 | 0 | 0 | 0 | 0
Ach | College and University | Space Cooling | Packaged air conditioning units (RTUs) | TRC | Existing | NE5353 | Retro-Commissioning | Retro-Commissioning | NonEquip | 5 |  | 21.99% | Custom_improvement_existing | 16% | 53.578 | 78.6782 | 112.5498 | 153.4933 | 195.0328 | 227.4664 | 229.938 | 200.3286 | 147.4807 | 91.2776 | 53.578 | 132.2562 | 244.806 | 398.2993 | 593.3321 | 820.7985 | 1050.7365 | 1251.0651 | 1398.5458 | 1489.8234 | 0.022591 | 0.055766 | 0.10322 | 0.16794 | 0.25018 | 0.34609 | 0.44304 | 0.52751 | 0.5897 | 0.62819 | 0 | 0 | 0 | 0 | 0 | 0 | 0 | 0 | 0 | 0 | 2.0895 | 3.1452 | 4.6117 | 6.4465 | 8.3959 | 10.0369 | 10.3996 | 9.287 | 7.0079 | 4.4457 | 43.7735 | 0.46916 | 0.70617 | 1.0354 | 1.4474 | 1.8851 | 2.2536 | 2.335 | 2.0852 | 1.5735 | 0.99818 | 9.8283 | 6.562 | 9.8771 | 14.4826 | 20.2448 | 26.3667 | 31.5202 | 32.6593 | 29.165 | 22.0079 | 13.9615 | 137.4673 | -6.0254 | -9.0694 | -13.2981 | -18.5891 | -24.2104 | -28.9424 | -29.9883 | -26.7799 | -20.2081 | -12.8197 | -126.2249 | 12.5874 | 18.9465 | 27.7807 | 38.8339 | 50.5771 | 60.4626 | 62.6476 | 55.9449 | 42.216 | 26.7812 | 263.6921
Ach | College and University | Space Cooling | Packaged air conditioning units (RTUs) | TRC | Existing | NE4209 | Wall Insulation | Wall Insulation | NonEquip | 20 |  | 0% | newshell_existing | 16.64% | 0 | 0 | 0 | 0 | 0 | 0 | 0 | 0 | 0 | 0 | 0 | 0 | 0 | 0 | 0 | 0 | 0 | 0 | 0 | 0 | 0 | 0 | 0 | 0 | 0 | 0 | 0 | 0 | 0 | 0 | 0 | 0 | 0 | 0 | 0 | 0 | 0 | 0 | 0 | 0 | 0 | 0 | 0 | 0 | 0 | 0 | 0 | 0 | 0 | 0 | 0 | 0 | 0 | 0 | 0 | 0 | 0 | 0 | 0 | 0 | 0 | 0 | 0 | 0 | 0 | 0 | 0 | 0 | 0 | 0 | 0 | 0 | 0 | 0 | 0 | 0 | 0 | 0 | 0 | 0 | 0 | 0 | 0 | 0 | 0 | 0 | 0 | 0 | 0 | 0 | 0 | 0 | 0 | 0 | 0
Ach | College and University | Space Cooling | Packaged air conditioning units (RTUs) | TRC | Existing | NE4183 | Thermal Energy Storage | Thermal Energy Storage | NonEquip | 20 |  | 66.67% | Prescriptive_HVACnonequip_existing | 0% | 0 | 0 | 0 | 0 | 0 | 0 | 0 | 0 | 0 | 0 | 0 | 0 | 0 | 0 | 0 | 0 | 0 | 0 | 0 | 0 | 0 | 0 | 0 | 0 | 0 | 0 | 0 | 0 | 0 | 0 | 0 | 0 | 0 | 0 | 0 | 0 | 0 | 0 | 0 | 0 | 0 | 0 | 0 | 0 | 0 | 0 | 0 | 0 | 0 | 0 | 0 | 0 | 0 | 0 | 0 | 0 | 0 | 0 | 0 | 0 | 0 | 0 | 0 | 0 | 0 | 0 | 0 | 0 | 0 | 0 | 0 | 0 | 0 | 0 | 0 | 0 | 0 | 0 | 0 | 0 | 0 | 0 | 0 | 0 | 0 | 0 | 0 | 0 | 0 | 0 | 0 | 0 | 0 | 0 | 0
Ach | College and University | Space Cooling | Packaged air conditioning units (RTUs) | TRC | Existing | NE3975 | Low U-Value Windows | Low U-Value Windows | NonEquip | 20 |  | 10.75% | newshell_existing | 46% | 150.0778 | 70.2328 | 29.1816 | 11.382 | 4.315 | 1.6349 | 0.60791 | 0.22788 | 0.085966 | 0.032166 | 150.0778 | 220.3106 | 249.4921 | 260.8741 | 265.1891 | 266.824 | 267.4319 | 267.6598 | 267.7458 | 267.7779 | 0.055784 | 0.08189 | 0.092737 | 0.096968 | 0.098572 | 0.099179 | 0.099405 | 0.09949 | 0.099522 | 0.099534 | 0 | 0 | 0 | 0 | 0 | 0 | 0 | 0 | 0 | 0 | 5.853 | 2.8076 | 1.1957 | 0.47803 | 0.18575 | 0.072141 | 0.027494 | 0.010564 | 0.0040849 | 0.0015667 | 9.455 | 128.8426 | 61.8026 | 26.3208 | 10.5229 | 4.089 | 1.588 | 0.60523 | 0.23255 | 0.089921 | 0.034487 | 208.1333 | 66.7979 | 32.0413 | 13.6459 | 5.4555 | 2.1199 | 0.82331 | 0.31378 | 0.12056 | 0.046619 | 0.01788 | 107.9059 | -110.3815 | -52.9473 | -22.5495 | -9.0151 | -3.5031 | -1.3605 | -0.51851 | -0.19923 | -0.077037 | -0.029546 | -178.3112 | 177.1794 | 84.9886 | 36.1954 | 14.4707 | 5.623 | 2.1838 | 0.83229 | 0.31979 | 0.12366 | 0.047426 | 286.2171
Ach | College and University | Space Cooling | Packaged air conditioning units (RTUs) | TRC | Existing | NE3663 | Facility Energy Management System | Facility Energy Management System | NonEquip | 15 |  | 0.7167% | Custom_improvement_existing | 20% | 2.8208 | 4.1432 | 5.9268 | 8.0815 | 10.2663 | 11.9717 | 12.1016 | 10.5453 | 7.7659 | 4.808 | 2.8208 | 6.964 | 12.8908 | 20.9723 | 31.2386 | 43.2103 | 55.3119 | 65.8572 | 73.6231 | 78.4312 | 0.0004176 | 0.001031 | 0.0019084 | 0.0031048 | 0.0046246 | 0.006397 | 0.0081885 | 0.0097497 | 0.010899 | 0.011611 | 0 | 0 | 0 | 0 | 0 | 0 | 0 | 0 | 0 | 0 | 0.11001 | 0.16562 | 0.24285 | 0.33941 | 0.44195 | 0.52825 | 0.54733 | 0.48887 | 0.36902 | 0.23418 | 2.3044 | 0.93223 | 1.4035 | 2.0578 | 2.8761 | 3.7451 | 4.4763 | 4.638 | 4.1426 | 3.127 | 1.9844 | 19.5276 | 0.3064 | 0.46128 | 0.67636 | 0.94531 | 1.2309 | 1.4712 | 1.5244 | 1.3616 | 1.0278 | 0.65222 | 6.4182 | -2.2879 | -3.4444 | -5.0504 | -7.0586 | -9.1911 | -10.9858 | -11.3827 | -10.1668 | -7.6744 | -4.8701 | -47.9246 | 2.5943 | 3.9057 | 5.7267 | 8.0039 | 10.422 | 12.457 | 12.9071 | 11.5283 | 8.7021 | 5.5223 | 54.3427
Ach | College and University | Space Cooling | Packaged air conditioning units (RTUs) | TRC | Existing | NE3507 | Duct Sealing Repair | Duct Sealing Repair | NonEquip | 15 |  | 0% | Prescriptive_duct_existing | 12% | 0 | 0 | 0 | 0 | 0 | 0 | 0 | 0 | 0 | 0 | 0 | 0 | 0 | 0 | 0 | 0 | 0 | 0 | 0 | 0 | 0 | 0 | 0 | 0 | 0 | 0 | 0 | 0 | 0 | 0 | 0 | 0 | 0 | 0 | 0 | 0 | 0 | 0 | 0 | 0 | 0 | 0 | 0 | 0 | 0 | 0 | 0 | 0 | 0 | 0 | 0 | 0 | 0 | 0 | 0 | 0 | 0 | 0 | 0 | 0 | 0 | 0 | 0 | 0 | 0 | 0 | 0 | 0 | 0 | 0 | 0 | 0 | 0 | 0 | 0 | 0 | 0 | 0 | 0 | 0 | 0 | 0 | 0 | 0 | 0 | 0 | 0 | 0 | 0 | 0 | 0 | 0 | 0 | 0 | 0
Ach | College and University | Space Cooling | Packaged air conditioning units (RTUs) | TRC | Existing | NE3299 | Chilled Water System - Variable Speed Drives | Chilled Water System - Variable Speed Drives | NonEquip | 13 | Central chillers inside | 0% | Prescriptive_HVACnonequip_existing | 24.74% | 0 | 0 | 0 | 0 | 0 | 0 | 0 | 0 | 0 | 0 | 0 | 0 | 0 | 0 | 0 | 0 | 0 | 0 | 0 | 0 | 0 | 0 | 0 | 0 | 0 | 0 | 0 | 0 | 0 | 0 | 0 | 0 | 0 | 0 | 0 | 0 | 0 | 0 | 0 | 0 | 0 | 0 | 0 | 0 | 0 | 0 | 0 | 0 | 0 | 0 | 0 | 0 | 0 | 0 | 0 | 0 | 0 | 0 | 0 | 0 | 0 | 0 | 0 | 0 | 0 | 0 | 0 | 0 | 0 | 0 | 0 | 0 | 0 | 0 | 0 | 0 | 0 | 0 | 0 | 0 | 0 | 0 | 0 | 0 | 0 | 0 | 0 | 0 | 0 | 0 | 0 | 0 | 0 | 0 | 0
Ach | College and University | Space Cooling | Packaged air conditioning units (RTUs) | TRC | Existing | NE3195 | Ceiling Insulation(R2 to R38) | Ceiling Insulation(R2 to R38) | NonEquip | 20 |  | 0% | Prescriptive_shell_existing | 15.42% | 0 | 0 | 0 | 0 | 0 | 0 | 0 | 0 | 0 | 0 | 0 | 0 | 0 | 0 | 0 | 0 | 0 | 0 | 0 | 0 | 0 | 0 | 0 | 0 | 0 | 0 | 0 | 0 | 0 | 0 | 0 | 0 | 0 | 0 | 0 | 0 | 0 | 0 | 0 | 0 | 0 | 0 | 0 | 0 | 0 | 0 | 0 | 0 | 0 | 0 | 0 | 0 | 0 | 0 | 0 | 0 | 0 | 0 | 0 | 0 | 0 | 0 | 0 | 0 | 0 | 0 | 0 | 0 | 0 | 0 | 0 | 0 | 0 | 0 | 0 | 0 | 0 | 0 | 0 | 0 | 0 | 0 | 0 | 0 | 0 | 0 | 0 | 0 | 0 | 0 | 0 | 0 | 0 | 0 | 0
Ach | College and University | Interior Lighting | Overhead (fluorescent/LED/CFL U-shape) | TRC | New | NN5262 | Retro-Commissioning | Retro-Commissioning | NonEquip | 5 |  | 0% | Custom_improvement | 16% | 0 | 0 | 0 | 0 | 0 | 0 | 0 | 0 | 0 | 0 | 0 | 0 | 0 | 0 | 0 | 0 | 0 | 0 | 0 | 0 | 0 | 0 | 0 | 0 | 0 | 0 | 0 | 0 | 0 | 0 | 0 | 0 | 0 | 0 | 0 | 0 | 0 | 0 | 0 | 0 | 0 | 0 | 0 | 0 | 0 | 0 | 0 | 0 | 0 | 0 | 0 | 0 | 0 | 0 | 0 | 0 | 0 | 0 | 0 | 0 | 0 | 0 | 0 | 0 | 0 | 0 | 0 | 0 | 0 | 0 | 0 | 0 | 0 | 0 | 0 | 0 | 0 | 0 | 0 | 0 | 0 | 0 | 0 | 0 | 0 | 0 | 0 | 0 | 0 | 0 | 0 | 0 | 0 | 0 | 0
Ach | College and University | Interior Lighting | Overhead (fluorescent/LED/CFL U-shape) | TRC | New | NN3702 | Facility Energy Management System | Facility Energy Management System | NonEquip | 15 |  | 4.276% | Custom_improvement | 24% | 122.8357 | 141.5548 | 189.0683 | 242.091 | 290.2135 | 320.8647 | 308.5371 | 256.0079 | 179.4156 | 105.6528 | 122.8357 | 264.3904 | 453.4588 | 695.5498 | 985.7633 | 1306.628 | 1615.1651 | 1871.173 | 2050.5886 | 2156.2414 | 0.018185 | 0.039141 | 0.067131 | 0.10297 | 0.14593 | 0.19344 | 0.23911 | 0.27701 | 0.30357 | 0.31922 | 0.015709 | 0.033811 | 0.05799 | 0.088949 | 0.12606 | 0.1671 | 0.20655 | 0.23929 | 0.26224 | 0.27575 | 4.7906 | 5.6587 | 7.747 | 10.1675 | 12.4933 | 14.1581 | 13.9545 | 11.8682 | 8.5254 | 5.1459 | 64.3672 | 40.5949 | 47.9507 | 65.6467 | 86.1583 | 105.8668 | 119.9742 | 118.2489 | 100.5697 | 72.2433 | 43.6056 | 545.4399 | 13.3424 | 15.7601 | 21.5763 | 28.3179 | 34.7955 | 39.4322 | 38.8652 | 33.0545 | 23.7444 | 14.332 | 179.2711 | -99.628 | -117.6807 | -161.1104 | -211.4498 | -259.8184 | -294.441 | -290.2068 | -246.8183 | -177.2997 | -107.017 | -1338.6197 | 112.9704 | 133.4408 | 182.6866 | 239.7676 | 294.6139 | 333.8732 | 329.072 | 279.8728 | 201.0441 | 121.349 | 1517.8908
Ach | College and University | Interior Lighting | Overhead (fluorescent/LED/CFL U-shape) | TRC | Existing | NE5249 | Retro-Commissioning | Retro-Commissioning | NonEquip | 5 |  | 21.99% | Custom_improvement_existing | 16% | 1675.7484 | 2476.1799 | 3542.1973 | 4830.7808 | 6138.1225 | 7158.8806 | 7236.6684 | 6304.7937 | 4641.552 | 2872.7126 | 1675.7484 | 4151.9283 | 7694.1256 | 12524.9064 | 18663.0289 | 25821.9095 | 33058.5779 | 39363.3716 | 44004.9236 | 46877.6362 | 0.70658 | 1.7507 | 3.2442 | 5.2811 | 7.8693 | 10.8878 | 13.9392 | 16.5976 | 18.5547 | 19.766 | 0.0081177 | 0.020113 | 0.037272 | 0.060674 | 0.090408 | 0.12509 | 0.16014 | 0.19069 | 0.21317 | 0.22709 | 65.3542 | 98.9853 | 145.1393 | 202.8867 | 264.2382 | 315.885 | 327.3003 | 292.2823 | 220.5559 | 139.9173 | 1377.2698 | 14.6737 | 22.2248 | 32.5875 | 45.5533 | 59.3283 | 70.9244 | 73.4874 | 65.6249 | 49.5205 | 31.4151 | 309.2327 | 205.2397 | 310.8555 | 455.7986 | 637.1497 | 829.8193 | 992.0121 | 1027.861 | 917.8896 | 692.6386 | 439.3994 | 4325.2075 | -188.4547 | -285.4331 | -418.5224 | -585.0422 | -761.9549 | -910.8832 | -943.8003 | -842.8226 | -635.9931 | -403.4644 | -3971.4825 | 393.6944 | 596.2886 | 874.321 | 1222.1918 | 1591.7742 | 1902.8953 | 1971.6613 | 1760.7122 | 1328.6317 | 842.8638 | 8296.6899
Ach | College and University | Interior Lighting | Overhead (fluorescent/LED/CFL U-shape) | TRC | Existing | NE3689 | Facility Energy Management System | Facility Energy Management System | NonEquip | 15 |  | 0.7167% | Custom_improvement_existing | 24% | 105.9439 | 156.5243 | 223.8637 | 305.2264 | 387.7333 | 452.1332 | 457.0399 | 398.262 | 293.2944 | 181.5838 | 105.9439 | 262.4682 | 486.332 | 791.5583 | 1179.2916 | 1631.4248 | 2088.4648 | 2486.7267 | 2780.0211 | 2961.6049 | 0.015684 | 0.038856 | 0.071998 | 0.11718 | 0.17459 | 0.24152 | 0.30918 | 0.36814 | 0.41156 | 0.43844 | 0.013548 | 0.033565 | 0.062194 | 0.10123 | 0.15081 | 0.20863 | 0.26708 | 0.31801 | 0.35552 | 0.37874 | 4.1318 | 6.2571 | 9.1727 | 12.8191 | 16.6914 | 19.9503 | 20.671 | 18.4629 | 13.9367 | 8.8442 | 87.0133 | 35.0125 | 53.0215 | 77.7281 | 108.6276 | 141.4409 | 169.0567 | 175.1636 | 156.4525 | 118.0977 | 74.9443 | 737.3398 | 11.5076 | 17.4267 | 25.5471 | 35.7029 | 46.4877 | 55.5643 | 57.5715 | 51.4216 | 38.8155 | 24.6321 | 242.3433 | -85.9276 | -130.1256 | -190.7605 | -266.5941 | -347.1247 | -414.8993 | -429.887 | -383.9661 | -289.8355 | -183.9284 | -1809.5808 | 97.4353 | 147.5523 | 216.3076 | 302.297 | 393.6124 | 470.4636 | 487.4585 | 435.3877 | 328.651 | 208.5605 | 2051.9241
Ach | College and University | Miscellaneous | Others | TRC | New | NN5444 | Retro-Commissioning | Retro-Commissioning | NonEquip | 5 |  | 0% | Custom_improvement | 16% | 0 | 0 | 0 | 0 | 0 | 0 | 0 | 0 | 0 | 0 | 0 | 0 | 0 | 0 | 0 | 0 | 0 | 0 | 0 | 0 | 0 | 0 | 0 | 0 | 0 | 0 | 0 | 0 | 0 | 0 | 0 | 0 | 0 | 0 | 0 | 0 | 0 | 0 | 0 | 0 | 0 | 0 | 0 | 0 | 0 | 0 | 0 | 0 | 0 | 0 | 0 | 0 | 0 | 0 | 0 | 0 | 0 | 0 | 0 | 0 | 0 | 0 | 0 | 0 | 0 | 0 | 0 | 0 | 0 | 0 | 0 | 0 | 0 | 0 | 0 | 0 | 0 | 0 | 0 | 0 | 0 | 0 | 0 | 0 | 0 | 0 | 0 | 0 | 0 | 0 | 0 | 0 | 0 | 0 | 0
Ach | College and University | Miscellaneous | Others | TRC | New | NN4534 | VSD Controlled Compressor | VSD Controlled Compressor | NonEquip | 15 | Others | 36.99% | Prescriptive_ECM | 20.79% | 7901.6621 | 9298.2813 | 11766.6473 | 12268.8835 | 10705.9923 | 6725.6957 | 3017.6935 | 1071.478 | 337.5965 | 100.5605 | 7901.6621 | 17199.9433 | 28966.5906 | 41235.4741 | 51941.4664 | 58667.1621 | 61684.8556 | 62756.3336 | 63093.9301 | 63194.4906 | 1.0245 | 2.2301 | 3.7557 | 5.3464 | 6.7345 | 7.6065 | 7.9978 | 8.1367 | 8.1805 | 8.1935 | 0.85814 | 1.868 | 3.1458 | 4.4783 | 5.641 | 6.3714 | 6.6991 | 6.8155 | 6.8522 | 6.8631 | 308.1648 | 371.6988 | 482.131 | 515.2776 | 460.8791 | 296.7708 | 136.4844 | 49.6724 | 16.0418 | 4.8979 | 2043.8539 | 909.5118 | 1097.0247 | 1422.9523 | 1520.7804 | 1360.2297 | 875.8836 | 402.8174 | 146.6021 | 47.3455 | 14.4555 | 6032.1913 | 2223.7767 | 2682.2501 | 3479.1503 | 3718.3422 | 3325.7922 | 2141.5551 | 984.8975 | 358.4454 | 115.7608 | 35.3439 | 14748.843 | -5043.2828 | -6083.0503 | -7890.333 | -8432.7942 | -7542.5336 | -4856.8133 | -2233.6401 | -812.9151 | -262.5329 | -80.1562 | -33448.7658 | 7267.0594 | 8765.3004 | 11369.4833 | 12151.1365 | 10868.3257 | 6998.3684 | 3218.5376 | 1171.3605 | 378.2937 | 115.5001 | 48197.6089
Ach | College and University | Miscellaneous | Others | TRC | Existing | NE5431 | Retro-Commissioning | Retro-Commissioning | NonEquip | 5 |  | 21.99% | Custom_improvement_existing | 16% | 2906.5064 | 4551.125 | 6508.2508 | 8874.9485 | 11278.6212 | 13160.8623 | 13310.1445 | 11599.1427 | 8540.0538 | 5285.7088 | 2906.5064 | 7457.6315 | 13965.8823 | 22840.8308 | 34119.452 | 47280.3144 | 60590.4589 | 72189.6016 | 80729.6554 | 86015.3642 | 1.2255 | 3.1445 | 5.8887 | 9.6309 | 14.3865 | 19.9358 | 25.548 | 30.4388 | 34.0398 | 36.2685 | 0.01408 | 0.036127 | 0.067654 | 0.11065 | 0.16528 | 0.22904 | 0.29351 | 0.3497 | 0.39107 | 0.41668 | 113.3538 | 181.9312 | 266.6715 | 372.7366 | 485.53 | 580.722 | 601.9918 | 537.7217 | 405.8038 | 257.4439 | 2525.7935 | 25.4508 | 40.8483 | 59.8746 | 83.689 | 109.014 | 130.3871 | 135.1627 | 120.7324 | 91.1135 | 57.8028 | 567.106 | 355.9785 | 571.3407 | 837.4609 | 1170.55 | 1524.7688 | 1823.7118 | 1890.5079 | 1688.6727 | 1274.395 | 808.4824 | 7932.056 | -326.8658 | -524.6152 | -768.9715 | -1074.8198 | -1400.0699 | -1674.5646 | -1735.898 | -1550.5693 | -1170.1722 | -742.3629 | -7283.355 | 682.8444 | 1095.9559 | 1606.4324 | 2245.3699 | 2924.8387 | 3498.2764 | 3626.4059 | 3239.242 | 2444.5672 | 1550.8453 | 15215.411
Ach | College and University | Miscellaneous | Others | TRC | Existing | NE4521 | VSD Controlled Compressor | VSD Controlled Compressor | NonEquip | 15 | Others | 7.399% | Prescriptive_ECM_existing | 20.79% | 7674.0987 | 11924.1744 | 15699.8402 | 16937.6367 | 15218.5966 | 9797.3955 | 4489.2856 | 1625.8942 | 522.7729 | 158.9905 | 7674.0987 | 19598.2731 | 35298.1133 | 52235.75 | 67454.3466 | 77251.7421 | 81741.0278 | 83366.922 | 83889.6949 | 84048.6853 | 0.99499 | 2.541 | 4.5766 | 6.7726 | 8.7458 | 10.0161 | 10.5981 | 10.8089 | 10.8767 | 10.8973 | 0.83343 | 2.1284 | 3.8335 | 5.6729 | 7.3257 | 8.3897 | 8.8773 | 9.0538 | 9.1106 | 9.1279 | 299.2898 | 476.6689 | 643.2911 | 711.3593 | 655.1408 | 432.3093 | 203.0416 | 75.3744 | 24.841 | 7.7437 | 2697.1754 | 883.3183 | 1406.8314 | 1898.5972 | 2099.4923 | 1933.5702 | 1275.9094 | 599.2531 | 222.4586 | 73.3152 | 22.8547 | 7960.3919 | 2159.7332 | 3439.7344 | 4642.1127 | 5133.3057 | 4727.6225 | 3119.6271 | 1465.1873 | 543.9163 | 179.2572 | 55.8803 | 19463.3368 | -4898.0391 | -7800.942 | -10527.8049 | -11641.7769 | -10721.7316 | -7074.9738 | -3322.8849 | -1233.5428 | -406.5358 | -126.7304 | -44140.723 | 7057.7722 | 11240.6764 | 15169.9176 | 16775.0827 | 15449.3541 | 10194.6009 | 4788.0722 | 1777.4591 | 585.7931 | 182.6107 | 63604.0598
Ach | College and University | Miscellaneous | Others | TRC | Turnover | ET1836 | Efficient Battery Charger | Efficient Battery Charger | Equip | 7 | Others | 0% | Prescriptive_all | 13.68% | 0 | 0 | 0 | 0 | 0 | 0 | 0 | 0 | 0 | 0 | 0 | 0 | 0 | 0 | 0 | 0 | 0 | 0 | 0 | 0 | 0 | 0 | 0 | 0 | 0 | 0 | 0 | 0 | 0 | 0 | 0 | 0 | 0 | 0 | 0 | 0 | 0 | 0 | 0 | 0 | 0 | 0 | 0 | 0 | 0 | 0 | 0 | 0 | 0 | 0 | 0 | 0 | 0 | 0 | 0 | 0 | 0 | 0 | 0 | 0 | 0 | 0 | 0 | 0 | 0 | 0 | 0 | 0 | 0 | 0 | 0 | 0 | 0 | 0 | 0 | 0 | 0 | 0 | 0 | 0 | 0 | 0 | 0 | 0 | 0 | 0 | 0 | 0 | 0 | 0 | 0 | 0 | 0 | 0 | 0
Ach | College and University | Miscellaneous | Others | TRC | New | EN1862 | Efficient Battery Charger | Efficient Battery Charger | Equip | 7 | Others | 0% | Prescriptive_all | 13.68% | 0 | 0 | 0 | 0 | 0 | 0 | 0 | 0 | 0 | 0 | 0 | 0 | 0 | 0 | 0 | 0 | 0 | 0 | 0 | 0 | 0 | 0 | 0 | 0 | 0 | 0 | 0 | 0 | 0 | 0 | 0 | 0 | 0 | 0 | 0 | 0 | 0 | 0 | 0 | 0 | 0 | 0 | 0 | 0 | 0 | 0 | 0 | 0 | 0 | 0 | 0 | 0 | 0 | 0 | 0 | 0 | 0 | 0 | 0 | 0 | 0 | 0 | 0 | 0 | 0 | 0 | 0 | 0 | 0 | 0 | 0 | 0 | 0 | 0 | 0 | 0 | 0 | 0 | 0 | 0 | 0 | 0 | 0 | 0 | 0 | 0 | 0 | 0 | 0 | 0 | 0 | 0 | 0 | 0 | 0
Ach | College and University | Office Equipment | Other office | TRC | Turnover | ET2259 | Energy Star Uninterruptable Power Supply | Energy Star Uninterruptable Power Supply | Equip | 10 | Other office | 22.4% | Prescriptive_all | 1.878% | 825.3652 | 782.5374 | 727.43 | 594.8184 | 419.1897 | 249.7699 | 122.0736 | 51.8724 | 19.9231 | 7.0969 | 825.3652 | 1607.9026 | 2335.3326 | 2930.151 | 3349.3407 | 3599.1106 | 3721.1842 | 3773.0566 | 3792.9797 | 3800.0766 | 0.09422 | 0.18355 | 0.26659 | 0.33449 | 0.38234 | 0.41086 | 0.42479 | 0.43071 | 0.43299 | 0.4338 | 0.09422 | 0.18355 | 0.26659 | 0.33449 | 0.38234 | 0.41086 | 0.42479 | 0.43071 | 0.43299 | 0.4338 | 32.1892 | 31.2819 | 29.806 | 24.9816 | 18.0456 | 11.0211 | 5.5212 | 2.4047 | 0.9467 | 0.34566 | 126.1757 | 83.6272 | 81.27 | 77.4355 | 64.9019 | 46.8821 | 28.6326 | 14.3439 | 6.2475 | 2.4595 | 0.89802 | 327.8027 | 43.8396 | 42.6039 | 40.5937 | 34.0233 | 24.5768 | 15.01 | 7.5194 | 3.2751 | 1.2893 | 0.47076 | 171.8428 | -451.9603 | -439.221 | -418.4977 | -350.76 | -253.3729 | -154.7439 | -77.521 | -33.7643 | -13.2923 | -4.8533 | -1771.5987 | 495.7999 | 481.8249 | 459.0915 | 384.7833 | 277.9498 | 169.7539 | 85.0404 | 37.0394 | 14.5817 | 5.3241 | 1943.4415
Ach | College and University | Office Equipment | Other office | TRC | New | EN2285 | Energy Star Uninterruptable Power Supply | Energy Star Uninterruptable Power Supply | Equip | 10 | Other office | 22.4% | Prescriptive_all | 1.878% | 148.722 | 122.3512 | 107.8179 | 84.0512 | 56.7516 | 32.5557 | 15.3728 | 6.3189 | 2.3466 | 0.80783 | 148.722 | 271.0733 | 378.8911 | 462.9423 | 519.6939 | 552.2496 | 567.6223 | 573.9413 | 576.2879 | 577.0957 | 0.016977 | 0.030944 | 0.043252 | 0.052847 | 0.059326 | 0.063042 | 0.064797 | 0.065518 | 0.065786 | 0.065879 | 0.016977 | 0.030944 | 0.043252 | 0.052847 | 0.059326 | 0.063042 | 0.064797 | 0.065518 | 0.065786 | 0.065879 | 5.8002 | 4.891 | 4.4178 | 3.53 | 2.4431 | 1.4365 | 0.69528 | 0.29294 | 0.11151 | 0.039346 | 19.3238 | 15.0687 | 12.7067 | 11.4773 | 9.171 | 6.3471 | 3.732 | 1.8063 | 0.76105 | 0.28969 | 0.10222 | 50.2029 | 7.8994 | 6.6612 | 6.0167 | 4.8077 | 3.3273 | 1.9564 | 0.94692 | 0.39896 | 0.15186 | 0.053587 | 26.3177 | -81.4384 | -68.6731 | -62.0287 | -49.5644 | -34.3026 | -20.1697 | -9.7622 | -4.1131 | -1.5656 | -0.55245 | -271.3196 | 89.3379 | 75.3343 | 68.0454 | 54.3721 | 37.6299 | 22.1262 | 10.7092 | 4.512 | 1.7175 | 0.60603 | 297.6373
Ach | College and University | Ventilation and Circulation | Motor/Fan | TRC | New | NN5392 | Retro-Commissioning | Retro-Commissioning | NonEquip | 5 |  | 0% | Custom_improvement | 16% | 0 | 0 | 0 | 0 | 0 | 0 | 0 | 0 | 0 | 0 | 0 | 0 | 0 | 0 | 0 | 0 | 0 | 0 | 0 | 0 | 0 | 0 | 0 | 0 | 0 | 0 | 0 | 0 | 0 | 0 | 0 | 0 | 0 | 0 | 0 | 0 | 0 | 0 | 0 | 0 | 0 | 0 | 0 | 0 | 0 | 0 | 0 | 0 | 0 | 0 | 0 | 0 | 0 | 0 | 0 | 0 | 0 | 0 | 0 | 0 | 0 | 0 | 0 | 0 | 0 | 0 | 0 | 0 | 0 | 0 | 0 | 0 | 0 | 0 | 0 | 0 | 0 | 0 | 0 | 0 | 0 | 0 | 0 | 0 | 0 | 0 | 0 | 0 | 0 | 0 | 0 | 0 | 0 | 0 | 0
Ach | College and University | Ventilation and Circulation | Motor/Fan | TRC | Existing | NE5379 | Retro-Commissioning | Retro-Commissioning | NonEquip | 5 |  | 21.99% | Custom_improvement_existing | 16% | 0 | 0 | 0 | 0 | 0 | 0 | 0 | 0 | 0 | 0 | 0 | 0 | 0 | 0 | 0 | 0 | 0 | 0 | 0 | 0 | 0 | 0 | 0 | 0 | 0 | 0 | 0 | 0 | 0 | 0 | 0 | 0 | 0 | 0 | 0 | 0 | 0 | 0 | 0 | 0 | 0 | 0 | 0 | 0 | 0 | 0 | 0 | 0 | 0 | 0 | 0 | 0 | 0 | 0 | 0 | 0 | 0 | 0 | 0 | 0 | 0 | 0 | 0 | 0 | 0 | 0 | 0 | 0 | 0 | 0 | 0 | 0 | 0 | 0 | 0 | 0 | 0 | 0 | 0 | 0 | 0 | 0 | 0 | 0 | 0 | 0 | 0 | 0 | 0 | 0 | 0 | 0 | 0 | 0 | 0
Ach | College and University | Miscellaneous | Medical equipment | TRC | New | NN5444 | Retro-Commissioning | Retro-Commissioning | NonEquip | 5 |  | 0% | Custom_improvement | 16% | 0 | 0 | 0 | 0 | 0 | 0 | 0 | 0 | 0 | 0 | 0 | 0 | 0 | 0 | 0 | 0 | 0 | 0 | 0 | 0 | 0 | 0 | 0 | 0 | 0 | 0 | 0 | 0 | 0 | 0 | 0 | 0 | 0 | 0 | 0 | 0 | 0 | 0 | 0 | 0 | 0 | 0 | 0 | 0 | 0 | 0 | 0 | 0 | 0 | 0 | 0 | 0 | 0 | 0 | 0 | 0 | 0 | 0 | 0 | 0 | 0 | 0 | 0 | 0 | 0 | 0 | 0 | 0 | 0 | 0 | 0 | 0 | 0 | 0 | 0 | 0 | 0 | 0 | 0 | 0 | 0 | 0 | 0 | 0 | 0 | 0 | 0 | 0 | 0 | 0 | 0 | 0 | 0 | 0 | 0
Ach | College and University | Miscellaneous | Medical equipment | TRC | New | NN4534 | VSD Controlled Compressor | VSD Controlled Compressor | NonEquip | 15 | Others | 0% | Prescriptive_ECM | 20.79% | 0 | 0 | 0 | 0 | 0 | 0 | 0 | 0 | 0 | 0 | 0 | 0 | 0 | 0 | 0 | 0 | 0 | 0 | 0 | 0 | 0 | 0 | 0 | 0 | 0 | 0 | 0 | 0 | 0 | 0 | 0 | 0 | 0 | 0 | 0 | 0 | 0 | 0 | 0 | 0 | 0 | 0 | 0 | 0 | 0 | 0 | 0 | 0 | 0 | 0 | 0 | 0 | 0 | 0 | 0 | 0 | 0 | 0 | 0 | 0 | 0 | 0 | 0 | 0 | 0 | 0 | 0 | 0 | 0 | 0 | 0 | 0 | 0 | 0 | 0 | 0 | 0 | 0 | 0 | 0 | 0 | 0 | 0 | 0 | 0 | 0 | 0 | 0 | 0 | 0 | 0 | 0 | 0 | 0 | 0
Ach | College and University | Miscellaneous | Medical equipment | TRC | Existing | NE5431 | Retro-Commissioning | Retro-Commissioning | NonEquip | 5 |  | 21.99% | Custom_improvement_existing | 16% | 0 | 0 | 0 | 0 | 0 | 0 | 0 | 0 | 0 | 0 | 0 | 0 | 0 | 0 | 0 | 0 | 0 | 0 | 0 | 0 | 0 | 0 | 0 | 0 | 0 | 0 | 0 | 0 | 0 | 0 | 0 | 0 | 0 | 0 | 0 | 0 | 0 | 0 | 0 | 0 | 0 | 0 | 0 | 0 | 0 | 0 | 0 | 0 | 0 | 0 | 0 | 0 | 0 | 0 | 0 | 0 | 0 | 0 | 0 | 0 | 0 | 0 | 0 | 0 | 0 | 0 | 0 | 0 | 0 | 0 | 0 | 0 | 0 | 0 | 0 | 0 | 0 | 0 | 0 | 0 | 0 | 0 | 0 | 0 | 0 | 0 | 0 | 0 | 0 | 0 | 0 | 0 | 0 | 0 | 0
Ach | College and University | Miscellaneous | Medical equipment | TRC | Existing | NE4521 | VSD Controlled Compressor | VSD Controlled Compressor | NonEquip | 15 | Others | 0% | Prescriptive_ECM_existing | 20.79% | 0 | 0 | 0 | 0 | 0 | 0 | 0 | 0 | 0 | 0 | 0 | 0 | 0 | 0 | 0 | 0 | 0 | 0 | 0 | 0 | 0 | 0 | 0 | 0 | 0 | 0 | 0 | 0 | 0 | 0 | 0 | 0 | 0 | 0 | 0 | 0 | 0 | 0 | 0 | 0 | 0 | 0 | 0 | 0 | 0 | 0 | 0 | 0 | 0 | 0 | 0 | 0 | 0 | 0 | 0 | 0 | 0 | 0 | 0 | 0 | 0 | 0 | 0 | 0 | 0 | 0 | 0 | 0 | 0 | 0 | 0 | 0 | 0 | 0 | 0 | 0 | 0 | 0 | 0 | 0 | 0 | 0 | 0 | 0 | 0 | 0 | 0 | 0 | 0 | 0 | 0 | 0 | 0 | 0 | 0
Ach | College and University | Refrigeration | Large cold storage | TRC | New | NN5314 | Retro-Commissioning | Retro-Commissioning | NonEquip | 5 |  | 0% | Custom_improvement | 16% | 0 | 0 | 0 | 0 | 0 | 0 | 0 | 0 | 0 | 0 | 0 | 0 | 0 | 0 | 0 | 0 | 0 | 0 | 0 | 0 | 0 | 0 | 0 | 0 | 0 | 0 | 0 | 0 | 0 | 0 | 0 | 0 | 0 | 0 | 0 | 0 | 0 | 0 | 0 | 0 | 0 | 0 | 0 | 0 | 0 | 0 | 0 | 0 | 0 | 0 | 0 | 0 | 0 | 0 | 0 | 0 | 0 | 0 | 0 | 0 | 0 | 0 | 0 | 0 | 0 | 0 | 0 | 0 | 0 | 0 | 0 | 0 | 0 | 0 | 0 | 0 | 0 | 0 | 0 | 0 | 0 | 0 | 0 | 0 | 0 | 0 | 0 | 0 | 0 | 0 | 0 | 0 | 0 | 0 | 0
Ach | College and University | Refrigeration | Large cold storage | TRC | New | NN4846 | PSC to ECM Evaporator Fan Motor (Walk-In, Refrigerator) | PSC to ECM Evaporator Fan Motor (Walk-In, Refrigerator) | NonEquip | 15 | Walk-in cooler | 0% | Prescriptive_ECM | 37.5% | 0 | 0 | 0 | 0 | 0 | 0 | 0 | 0 | 0 | 0 | 0 | 0 | 0 | 0 | 0 | 0 | 0 | 0 | 0 | 0 | 0 | 0 | 0 | 0 | 0 | 0 | 0 | 0 | 0 | 0 | 0 | 0 | 0 | 0 | 0 | 0 | 0 | 0 | 0 | 0 | 0 | 0 | 0 | 0 | 0 | 0 | 0 | 0 | 0 | 0 | 0 | 0 | 0 | 0 | 0 | 0 | 0 | 0 | 0 | 0 | 0 | 0 | 0 | 0 | 0 | 0 | 0 | 0 | 0 | 0 | 0 | 0 | 0 | 0 | 0 | 0 | 0 | 0 | 0 | 0 | 0 | 0 | 0 | 0 | 0 | 0 | 0 | 0 | 0 | 0 | 0 | 0 | 0 | 0 | 0
Ach | College and University | Refrigeration | Large cold storage | TRC | New | NN4820 | PSC to ECM Evaporator Fan Motor (Reach-In) | PSC to ECM Evaporator Fan Motor (Reach-In) | NonEquip | 15 | Display cases | 0% | Prescriptive_ECM | 37.5% | 0 | 0 | 0 | 0 | 0 | 0 | 0 | 0 | 0 | 0 | 0 | 0 | 0 | 0 | 0 | 0 | 0 | 0 | 0 | 0 | 0 | 0 | 0 | 0 | 0 | 0 | 0 | 0 | 0 | 0 | 0 | 0 | 0 | 0 | 0 | 0 | 0 | 0 | 0 | 0 | 0 | 0 | 0 | 0 | 0 | 0 | 0 | 0 | 0 | 0 | 0 | 0 | 0 | 0 | 0 | 0 | 0 | 0 | 0 | 0 | 0 | 0 | 0 | 0 | 0 | 0 | 0 | 0 | 0 | 0 | 0 | 0 | 0 | 0 | 0 | 0 | 0 | 0 | 0 | 0 | 0 | 0 | 0 | 0 | 0 | 0 | 0 | 0 | 0 | 0 | 0 | 0 | 0 | 0 | 0
Ach | College and University | Refrigeration | Large cold storage | TRC | Existing | NE5301 | Retro-Commissioning | Retro-Commissioning | NonEquip | 5 |  | 21.99% | Custom_improvement_existing | 16% | 0 | 0 | 0 | 0 | 0 | 0 | 0 | 0 | 0 | 0 | 0 | 0 | 0 | 0 | 0 | 0 | 0 | 0 | 0 | 0 | 0 | 0 | 0 | 0 | 0 | 0 | 0 | 0 | 0 | 0 | 0 | 0 | 0 | 0 | 0 | 0 | 0 | 0 | 0 | 0 | 0 | 0 | 0 | 0 | 0 | 0 | 0 | 0 | 0 | 0 | 0 | 0 | 0 | 0 | 0 | 0 | 0 | 0 | 0 | 0 | 0 | 0 | 0 | 0 | 0 | 0 | 0 | 0 | 0 | 0 | 0 | 0 | 0 | 0 | 0 | 0 | 0 | 0 | 0 | 0 | 0 | 0 | 0 | 0 | 0 | 0 | 0 | 0 | 0 | 0 | 0 | 0 | 0 | 0 | 0
Ach | College and University | Refrigeration | Large cold storage | TRC | Existing | NE4833 | PSC to ECM Evaporator Fan Motor (Walk-In, Refrigerator) | PSC to ECM Evaporator Fan Motor (Walk-In, Refrigerator) | NonEquip | 15 | Walk-in cooler | 0% | Prescriptive_ECM_existing | 37.5% | 0 | 0 | 0 | 0 | 0 | 0 | 0 | 0 | 0 | 0 | 0 | 0 | 0 | 0 | 0 | 0 | 0 | 0 | 0 | 0 | 0 | 0 | 0 | 0 | 0 | 0 | 0 | 0 | 0 | 0 | 0 | 0 | 0 | 0 | 0 | 0 | 0 | 0 | 0 | 0 | 0 | 0 | 0 | 0 | 0 | 0 | 0 | 0 | 0 | 0 | 0 | 0 | 0 | 0 | 0 | 0 | 0 | 0 | 0 | 0 | 0 | 0 | 0 | 0 | 0 | 0 | 0 | 0 | 0 | 0 | 0 | 0 | 0 | 0 | 0 | 0 | 0 | 0 | 0 | 0 | 0 | 0 | 0 | 0 | 0 | 0 | 0 | 0 | 0 | 0 | 0 | 0 | 0 | 0 | 0
Ach | College and University | Refrigeration | Large cold storage | TRC | Existing | NE4807 | PSC to ECM Evaporator Fan Motor (Reach-In) | PSC to ECM Evaporator Fan Motor (Reach-In) | NonEquip | 15 | Display cases | 0% | Prescriptive_ECM_existing | 37.5% | 0 | 0 | 0 | 0 | 0 | 0 | 0 | 0 | 0 | 0 | 0 | 0 | 0 | 0 | 0 | 0 | 0 | 0 | 0 | 0 | 0 | 0 | 0 | 0 | 0 | 0 | 0 | 0 | 0 | 0 | 0 | 0 | 0 | 0 | 0 | 0 | 0 | 0 | 0 | 0 | 0 | 0 | 0 | 0 | 0 | 0 | 0 | 0 | 0 | 0 | 0 | 0 | 0 | 0 | 0 | 0 | 0 | 0 | 0 | 0 | 0 | 0 | 0 | 0 | 0 | 0 | 0 | 0 | 0 | 0 | 0 | 0 | 0 | 0 | 0 | 0 | 0 | 0 | 0 | 0 | 0 | 0 | 0 | 0 | 0 | 0 | 0 | 0 | 0 | 0 | 0 | 0 | 0 | 0 | 0
Ach | College and University | Miscellaneous | Laboratory equipment | TRC | New | NN5444 | Retro-Commissioning | Retro-Commissioning | NonEquip | 5 |  | 0% | Custom_improvement | 16% | 0 | 0 | 0 | 0 | 0 | 0 | 0 | 0 | 0 | 0 | 0 | 0 | 0 | 0 | 0 | 0 | 0 | 0 | 0 | 0 | 0 | 0 | 0 | 0 | 0 | 0 | 0 | 0 | 0 | 0 | 0 | 0 | 0 | 0 | 0 | 0 | 0 | 0 | 0 | 0 | 0 | 0 | 0 | 0 | 0 | 0 | 0 | 0 | 0 | 0 | 0 | 0 | 0 | 0 | 0 | 0 | 0 | 0 | 0 | 0 | 0 | 0 | 0 | 0 | 0 | 0 | 0 | 0 | 0 | 0 | 0 | 0 | 0 | 0 | 0 | 0 | 0 | 0 | 0 | 0 | 0 | 0 | 0 | 0 | 0 | 0 | 0 | 0 | 0 | 0 | 0 | 0 | 0 | 0 | 0
Ach | College and University | Miscellaneous | Laboratory equipment | TRC | New | NN4534 | VSD Controlled Compressor | VSD Controlled Compressor | NonEquip | 15 | Others | 0% | Prescriptive_ECM | 20.79% | 0 | 0 | 0 | 0 | 0 | 0 | 0 | 0 | 0 | 0 | 0 | 0 | 0 | 0 | 0 | 0 | 0 | 0 | 0 | 0 | 0 | 0 | 0 | 0 | 0 | 0 | 0 | 0 | 0 | 0 | 0 | 0 | 0 | 0 | 0 | 0 | 0 | 0 | 0 | 0 | 0 | 0 | 0 | 0 | 0 | 0 | 0 | 0 | 0 | 0 | 0 | 0 | 0 | 0 | 0 | 0 | 0 | 0 | 0 | 0 | 0 | 0 | 0 | 0 | 0 | 0 | 0 | 0 | 0 | 0 | 0 | 0 | 0 | 0 | 0 | 0 | 0 | 0 | 0 | 0 | 0 | 0 | 0 | 0 | 0 | 0 | 0 | 0 | 0 | 0 | 0 | 0 | 0 | 0 | 0
Ach | College and University | Miscellaneous | Laboratory equipment | TRC | Existing | NE5431 | Retro-Commissioning | Retro-Commissioning | NonEquip | 5 |  | 21.99% | Custom_improvement_existing | 16% | 103.0453 | 161.4077 | 230.8952 | 314.8905 | 400.1085 | 466.6457 | 471.7163 | 410.9728 | 302.5557 | 187.2554 | 103.0453 | 264.453 | 495.3482 | 810.2387 | 1210.3472 | 1676.9929 | 2148.7092 | 2559.6819 | 2862.2377 | 3049.4931 | 0.043449 | 0.11151 | 0.20886 | 0.34164 | 0.51034 | 0.70711 | 0.90601 | 1.0793 | 1.2069 | 1.2858 | 0.00049918 | 0.0012811 | 0.0023996 | 0.003925 | 0.0058632 | 0.0081237 | 0.010409 | 0.0124 | 0.013865 | 0.014772 | 4.0188 | 6.4523 | 9.4608 | 13.225 | 17.2242 | 20.5907 | 21.3348 | 19.0522 | 14.3768 | 9.1204 | 89.5509 | 0.90232 | 1.4487 | 2.1242 | 2.9694 | 3.8673 | 4.6231 | 4.7902 | 4.2777 | 3.228 | 2.0478 | 20.1065 | 12.6206 | 20.2629 | 29.7109 | 41.5321 | 54.0911 | 64.6635 | 67.0003 | 59.8319 | 45.1491 | 28.6419 | 281.2276 | -11.5885 | -18.6057 | -27.281 | -38.1355 | -49.6674 | -59.3752 | -61.5208 | -54.9387 | -41.4567 | -26.2995 | -258.2281 | 24.2091 | 38.8686 | 56.9919 | 79.6676 | 103.7585 | 124.0387 | 128.5211 | 114.7706 | 86.6058 | 54.9414 | 539.4557
Ach | College and University | Miscellaneous | Laboratory equipment | TRC | Existing | NE4521 | VSD Controlled Compressor | VSD Controlled Compressor | NonEquip | 15 | Others | 0% | Prescriptive_ECM_existing | 20.79% | 0 | 0 | 0 | 0 | 0 | 0 | 0 | 0 | 0 | 0 | 0 | 0 | 0 | 0 | 0 | 0 | 0 | 0 | 0 | 0 | 0 | 0 | 0 | 0 | 0 | 0 | 0 | 0 | 0 | 0 | 0 | 0 | 0 | 0 | 0 | 0 | 0 | 0 | 0 | 0 | 0 | 0 | 0 | 0 | 0 | 0 | 0 | 0 | 0 | 0 | 0 | 0 | 0 | 0 | 0 | 0 | 0 | 0 | 0 | 0 | 0 | 0 | 0 | 0 | 0 | 0 | 0 | 0 | 0 | 0 | 0 | 0 | 0 | 0 | 0 | 0 | 0 | 0 | 0 | 0 | 0 | 0 | 0 | 0 | 0 | 0 | 0 | 0 | 0 | 0 | 0 | 0 | 0 | 0 | 0
Ach | College and University | Ventilation and Circulation | Individual room ventilation | TRC | New | NN5392 | Retro-Commissioning | Retro-Commissioning | NonEquip | 5 |  | 0% | Custom_improvement | 16% | 0 | 0 | 0 | 0 | 0 | 0 | 0 | 0 | 0 | 0 | 0 | 0 | 0 | 0 | 0 | 0 | 0 | 0 | 0 | 0 | 0 | 0 | 0 | 0 | 0 | 0 | 0 | 0 | 0 | 0 | 0 | 0 | 0 | 0 | 0 | 0 | 0 | 0 | 0 | 0 | 0 | 0 | 0 | 0 | 0 | 0 | 0 | 0 | 0 | 0 | 0 | 0 | 0 | 0 | 0 | 0 | 0 | 0 | 0 | 0 | 0 | 0 | 0 | 0 | 0 | 0 | 0 | 0 | 0 | 0 | 0 | 0 | 0 | 0 | 0 | 0 | 0 | 0 | 0 | 0 | 0 | 0 | 0 | 0 | 0 | 0 | 0 | 0 | 0 | 0 | 0 | 0 | 0 | 0 | 0
Ach | College and University | Ventilation and Circulation | Individual room ventilation | TRC | Existing | NE5379 | Retro-Commissioning | Retro-Commissioning | NonEquip | 5 |  | 21.99% | Custom_improvement_existing | 16% | 0.48404 | 0.7108 | 1.0168 | 1.3867 | 1.762 | 2.055 | 2.0773 | 1.8098 | 1.3324 | 0.82463 | 0.48404 | 1.1948 | 2.2117 | 3.5984 | 5.3604 | 7.4154 | 9.4927 | 11.3025 | 12.6349 | 13.4596 | 0.0002041 | 0.00050381 | 0.00093255 | 0.0015173 | 0.0022602 | 0.0031267 | 0.0040026 | 0.0047657 | 0.0053275 | 0.0056752 | 2.3448e-06 | 5.7881e-06 | 1.0714e-05 | 1.7431e-05 | 2.5967e-05 | 3.5922e-05 | 4.5985e-05 | 5.4752e-05 | 6.1207e-05 | 6.5201e-05 | 0.018878 | 0.028414 | 0.041663 | 0.05824 | 0.075851 | 0.090677 | 0.093954 | 0.083902 | 0.063312 | 0.040164 | 0.39546 | 0.0042385 | 0.0063798 | 0.0093545 | 0.013076 | 0.017031 | 0.020359 | 0.021095 | 0.018838 | 0.014215 | 0.0090179 | 0.088792 | 0.059284 | 0.089233 | 0.13084 | 0.1829 | 0.23821 | 0.28476 | 0.29505 | 0.26349 | 0.19883 | 0.12613 | 1.2419 | -0.054435 | -0.081936 | -0.12014 | -0.16794 | -0.21872 | -0.26148 | -0.27092 | -0.24194 | -0.18257 | -0.11582 | -1.1404 | 0.11372 | 0.17117 | 0.25098 | 0.35084 | 0.45693 | 0.54624 | 0.56598 | 0.50542 | 0.38139 | 0.24195 | 2.3823
Ach | College and University | Space Heating | Individual room heating | TRC | New | NN5340 | Retro-Commissioning | Retro-Commissioning | NonEquip | 5 |  | 0% | Custom_improvement | 16% | 0 | 0 | 0 | 0 | 0 | 0 | 0 | 0 | 0 | 0 | 0 | 0 | 0 | 0 | 0 | 0 | 0 | 0 | 0 | 0 | 0 | 0 | 0 | 0 | 0 | 0 | 0 | 0 | 0 | 0 | 0 | 0 | 0 | 0 | 0 | 0 | 0 | 0 | 0 | 0 | 0 | 0 | 0 | 0 | 0 | 0 | 0 | 0 | 0 | 0 | 0 | 0 | 0 | 0 | 0 | 0 | 0 | 0 | 0 | 0 | 0 | 0 | 0 | 0 | 0 | 0 | 0 | 0 | 0 | 0 | 0 | 0 | 0 | 0 | 0 | 0 | 0 | 0 | 0 | 0 | 0 | 0 | 0 | 0 | 0 | 0 | 0 | 0 | 0 | 0 | 0 | 0 | 0 | 0 | 0
Ach | College and University | Space Heating | Individual room heating | TRC | New | NN3650 | Facility Energy Management System | Facility Energy Management System | NonEquip | 15 |  | 4.276% | Custom_improvement | 20% | 0 | 0 | 0 | 0 | 0 | 0 | 0 | 0 | 0 | 0 | 0 | 0 | 0 | 0 | 0 | 0 | 0 | 0 | 0 | 0 | 0 | 0 | 0 | 0 | 0 | 0 | 0 | 0 | 0 | 0 | 0 | 0 | 0 | 0 | 0 | 0 | 0 | 0 | 0 | 0 | 0 | 0 | 0 | 0 | 0 | 0 | 0 | 0 | 0 | 0 | 0 | 0 | 0 | 0 | 0 | 0 | 0 | 0 | 0 | 0 | 0 | 0 | 0 | 0 | 0 | 0 | 0 | 0 | 0 | 0 | 0 | 0 | 0 | 0 | 0 | 0 | 0 | 0 | 0 | 0 | 0 | 0 | 0 | 0 | 0 | 0 | 0 | 0 | 0 | 0 | 0 | 0 | 0 | 0 | 0
Ach | College and University | Space Heating | Individual room heating | TRC | New | NN3572 | ECM Motors on Furnaces | ECM Motors on Furnaces | NonEquip | 15 | Forced air furnace | 0% | Prescriptive_ECM | 1.706% | 0 | 0 | 0 | 0 | 0 | 0 | 0 | 0 | 0 | 0 | 0 | 0 | 0 | 0 | 0 | 0 | 0 | 0 | 0 | 0 | 0 | 0 | 0 | 0 | 0 | 0 | 0 | 0 | 0 | 0 | 0 | 0 | 0 | 0 | 0 | 0 | 0 | 0 | 0 | 0 | 0 | 0 | 0 | 0 | 0 | 0 | 0 | 0 | 0 | 0 | 0 | 0 | 0 | 0 | 0 | 0 | 0 | 0 | 0 | 0 | 0 | 0 | 0 | 0 | 0 | 0 | 0 | 0 | 0 | 0 | 0 | 0 | 0 | 0 | 0 | 0 | 0 | 0 | 0 | 0 | 0 | 0 | 0 | 0 | 0 | 0 | 0 | 0 | 0 | 0 | 0 | 0 | 0 | 0 | 0
Ach | College and University | Space Heating | Individual room heating | TRC | New | NN3546 | Duct Sealing Repair | Duct Sealing Repair | NonEquip | 15 |  | 0% | Prescriptive_duct | 12% | 0 | 0 | 0 | 0 | 0 | 0 | 0 | 0 | 0 | 0 | 0 | 0 | 0 | 0 | 0 | 0 | 0 | 0 | 0 | 0 | 0 | 0 | 0 | 0 | 0 | 0 | 0 | 0 | 0 | 0 | 0 | 0 | 0 | 0 | 0 | 0 | 0 | 0 | 0 | 0 | 0 | 0 | 0 | 0 | 0 | 0 | 0 | 0 | 0 | 0 | 0 | 0 | 0 | 0 | 0 | 0 | 0 | 0 | 0 | 0 | 0 | 0 | 0 | 0 | 0 | 0 | 0 | 0 | 0 | 0 | 0 | 0 | 0 | 0 | 0 | 0 | 0 | 0 | 0 | 0 | 0 | 0 | 0 | 0 | 0 | 0 | 0 | 0 | 0 | 0 | 0 | 0 | 0 | 0 | 0
Ach | College and University | Space Heating | Individual room heating | TRC | New | NN3182 | Ceiling Insulation(R2 to R38) | Ceiling Insulation(R2 to R38) | NonEquip | 20 |  | 0% | Prescriptive_shell | 19.05% | 0 | 0 | 0 | 0 | 0 | 0 | 0 | 0 | 0 | 0 | 0 | 0 | 0 | 0 | 0 | 0 | 0 | 0 | 0 | 0 | 0 | 0 | 0 | 0 | 0 | 0 | 0 | 0 | 0 | 0 | 0 | 0 | 0 | 0 | 0 | 0 | 0 | 0 | 0 | 0 | 0 | 0 | 0 | 0 | 0 | 0 | 0 | 0 | 0 | 0 | 0 | 0 | 0 | 0 | 0 | 0 | 0 | 0 | 0 | 0 | 0 | 0 | 0 | 0 | 0 | 0 | 0 | 0 | 0 | 0 | 0 | 0 | 0 | 0 | 0 | 0 | 0 | 0 | 0 | 0 | 0 | 0 | 0 | 0 | 0 | 0 | 0 | 0 | 0 | 0 | 0 | 0 | 0 | 0 | 0
Ach | College and University | Space Heating | Individual room heating | TRC | Existing | NE5327 | Retro-Commissioning | Retro-Commissioning | NonEquip | 5 |  | 21.99% | Custom_improvement_existing | 16% | 0 | 0 | 0 | 0 | 0 | 0 | 0 | 0 | 0 | 0 | 0 | 0 | 0 | 0 | 0 | 0 | 0 | 0 | 0 | 0 | 0 | 0 | 0 | 0 | 0 | 0 | 0 | 0 | 0 | 0 | 0 | 0 | 0 | 0 | 0 | 0 | 0 | 0 | 0 | 0 | 0 | 0 | 0 | 0 | 0 | 0 | 0 | 0 | 0 | 0 | 0 | 0 | 0 | 0 | 0 | 0 | 0 | 0 | 0 | 0 | 0 | 0 | 0 | 0 | 0 | 0 | 0 | 0 | 0 | 0 | 0 | 0 | 0 | 0 | 0 | 0 | 0 | 0 | 0 | 0 | 0 | 0 | 0 | 0 | 0 | 0 | 0 | 0 | 0 | 0 | 0 | 0 | 0 | 0 | 0
Ach | College and University | Space Heating | Individual room heating | TRC | Existing | NE4235 | Wall Insulation | Wall Insulation | NonEquip | 20 |  | 0% | newshell_existing | 3.312% | 0 | 0 | 0 | 0 | 0 | 0 | 0 | 0 | 0 | 0 | 0 | 0 | 0 | 0 | 0 | 0 | 0 | 0 | 0 | 0 | 0 | 0 | 0 | 0 | 0 | 0 | 0 | 0 | 0 | 0 | 0 | 0 | 0 | 0 | 0 | 0 | 0 | 0 | 0 | 0 | 0 | 0 | 0 | 0 | 0 | 0 | 0 | 0 | 0 | 0 | 0 | 0 | 0 | 0 | 0 | 0 | 0 | 0 | 0 | 0 | 0 | 0 | 0 | 0 | 0 | 0 | 0 | 0 | 0 | 0 | 0 | 0 | 0 | 0 | 0 | 0 | 0 | 0 | 0 | 0 | 0 | 0 | 0 | 0 | 0 | 0 | 0 | 0 | 0 | 0 | 0 | 0 | 0 | 0 | 0
Ach | College and University | Space Heating | Individual room heating | TRC | Existing | NE4001 | Low U-Value Windows | Low U-Value Windows | NonEquip | 20 |  | 10.75% | newshell_existing | 46% | 0 | 0 | 0 | 0 | 0 | 0 | 0 | 0 | 0 | 0 | 0 | 0 | 0 | 0 | 0 | 0 | 0 | 0 | 0 | 0 | 0 | 0 | 0 | 0 | 0 | 0 | 0 | 0 | 0 | 0 | 0 | 0 | 0 | 0 | 0 | 0 | 0 | 0 | 0 | 0 | 0 | 0 | 0 | 0 | 0 | 0 | 0 | 0 | 0 | 0 | 0 | 0 | 0 | 0 | 0 | 0 | 0 | 0 | 0 | 0 | 0 | 0 | 0 | 0 | 0 | 0 | 0 | 0 | 0 | 0 | 0 | 0 | 0 | 0 | 0 | 0 | 0 | 0 | 0 | 0 | 0 | 0 | 0 | 0 | 0 | 0 | 0 | 0 | 0 | 0 | 0 | 0 | 0 | 0 | 0
Ach | College and University | Space Heating | Individual room heating | TRC | Existing | NE3637 | Facility Energy Management System | Facility Energy Management System | NonEquip | 15 |  | 0.7167% | Custom_improvement_existing | 20% | 0 | 0 | 0 | 0 | 0 | 0 | 0 | 0 | 0 | 0 | 0 | 0 | 0 | 0 | 0 | 0 | 0 | 0 | 0 | 0 | 0 | 0 | 0 | 0 | 0 | 0 | 0 | 0 | 0 | 0 | 0 | 0 | 0 | 0 | 0 | 0 | 0 | 0 | 0 | 0 | 0 | 0 | 0 | 0 | 0 | 0 | 0 | 0 | 0 | 0 | 0 | 0 | 0 | 0 | 0 | 0 | 0 | 0 | 0 | 0 | 0 | 0 | 0 | 0 | 0 | 0 | 0 | 0 | 0 | 0 | 0 | 0 | 0 | 0 | 0 | 0 | 0 | 0 | 0 | 0 | 0 | 0 | 0 | 0 | 0 | 0 | 0 | 0 | 0 | 0 | 0 | 0 | 0 | 0 | 0
Ach | College and University | Space Heating | Individual room heating | TRC | Existing | NE3559 | ECM Motors on Furnaces | ECM Motors on Furnaces | NonEquip | 15 | Forced air furnace | 0% | Prescriptive_ECM_existing | 1.706% | 0 | 0 | 0 | 0 | 0 | 0 | 0 | 0 | 0 | 0 | 0 | 0 | 0 | 0 | 0 | 0 | 0 | 0 | 0 | 0 | 0 | 0 | 0 | 0 | 0 | 0 | 0 | 0 | 0 | 0 | 0 | 0 | 0 | 0 | 0 | 0 | 0 | 0 | 0 | 0 | 0 | 0 | 0 | 0 | 0 | 0 | 0 | 0 | 0 | 0 | 0 | 0 | 0 | 0 | 0 | 0 | 0 | 0 | 0 | 0 | 0 | 0 | 0 | 0 | 0 | 0 | 0 | 0 | 0 | 0 | 0 | 0 | 0 | 0 | 0 | 0 | 0 | 0 | 0 | 0 | 0 | 0 | 0 | 0 | 0 | 0 | 0 | 0 | 0 | 0 | 0 | 0 | 0 | 0 | 0
Ach | College and University | Space Heating | Individual room heating | TRC | Existing | NE3533 | Duct Sealing Repair | Duct Sealing Repair | NonEquip | 15 |  | 0% | Prescriptive_duct_existing | 12% | 0 | 0 | 0 | 0 | 0 | 0 | 0 | 0 | 0 | 0 | 0 | 0 | 0 | 0 | 0 | 0 | 0 | 0 | 0 | 0 | 0 | 0 | 0 | 0 | 0 | 0 | 0 | 0 | 0 | 0 | 0 | 0 | 0 | 0 | 0 | 0 | 0 | 0 | 0 | 0 | 0 | 0 | 0 | 0 | 0 | 0 | 0 | 0 | 0 | 0 | 0 | 0 | 0 | 0 | 0 | 0 | 0 | 0 | 0 | 0 | 0 | 0 | 0 | 0 | 0 | 0 | 0 | 0 | 0 | 0 | 0 | 0 | 0 | 0 | 0 | 0 | 0 | 0 | 0 | 0 | 0 | 0 | 0 | 0 | 0 | 0 | 0 | 0 | 0 | 0 | 0 | 0 | 0 | 0 | 0
Ach | College and University | Space Heating | Individual room heating | TRC | Existing | NE3169 | Ceiling Insulation(R2 to R38) | Ceiling Insulation(R2 to R38) | NonEquip | 20 |  | 0% | Prescriptive_shell_existing | 21.03% | 0 | 0 | 0 | 0 | 0 | 0 | 0 | 0 | 0 | 0 | 0 | 0 | 0 | 0 | 0 | 0 | 0 | 0 | 0 | 0 | 0 | 0 | 0 | 0 | 0 | 0 | 0 | 0 | 0 | 0 | 0 | 0 | 0 | 0 | 0 | 0 | 0 | 0 | 0 | 0 | 0 | 0 | 0 | 0 | 0 | 0 | 0 | 0 | 0 | 0 | 0 | 0 | 0 | 0 | 0 | 0 | 0 | 0 | 0 | 0 | 0 | 0 | 0 | 0 | 0 | 0 | 0 | 0 | 0 | 0 | 0 | 0 | 0 | 0 | 0 | 0 | 0 | 0 | 0 | 0 | 0 | 0 | 0 | 0 | 0 | 0 | 0 | 0 | 0 | 0 | 0 | 0 | 0 | 0 | 0
Ach | College and University | Space Cooling | Individual room air conditioners | TRC | New | NN5366 | Retro-Commissioning | Retro-Commissioning | NonEquip | 5 |  | 0% | Custom_improvement | 16% | 0 | 0 | 0 | 0 | 0 | 0 | 0 | 0 | 0 | 0 | 0 | 0 | 0 | 0 | 0 | 0 | 0 | 0 | 0 | 0 | 0 | 0 | 0 | 0 | 0 | 0 | 0 | 0 | 0 | 0 | 0 | 0 | 0 | 0 | 0 | 0 | 0 | 0 | 0 | 0 | 0 | 0 | 0 | 0 | 0 | 0 | 0 | 0 | 0 | 0 | 0 | 0 | 0 | 0 | 0 | 0 | 0 | 0 | 0 | 0 | 0 | 0 | 0 | 0 | 0 | 0 | 0 | 0 | 0 | 0 | 0 | 0 | 0 | 0 | 0 | 0 | 0 | 0 | 0 | 0 | 0 | 0 | 0 | 0 | 0 | 0 | 0 | 0 | 0 | 0 | 0 | 0 | 0 | 0 | 0
Ach | College and University | Space Cooling | Individual room air conditioners | TRC | New | NN4196 | Thermal Energy Storage | Thermal Energy Storage | NonEquip | 20 |  | 66.67% | Prescriptive_HVACnonequip | 0% | 0 | 0 | 0 | 0 | 0 | 0 | 0 | 0 | 0 | 0 | 0 | 0 | 0 | 0 | 0 | 0 | 0 | 0 | 0 | 0 | 0 | 0 | 0 | 0 | 0 | 0 | 0 | 0 | 0 | 0 | 0 | 0 | 0 | 0 | 0 | 0 | 0 | 0 | 0 | 0 | 0 | 0 | 0 | 0 | 0 | 0 | 0 | 0 | 0 | 0 | 0 | 0 | 0 | 0 | 0 | 0 | 0 | 0 | 0 | 0 | 0 | 0 | 0 | 0 | 0 | 0 | 0 | 0 | 0 | 0 | 0 | 0 | 0 | 0 | 0 | 0 | 0 | 0 | 0 | 0 | 0 | 0 | 0 | 0 | 0 | 0 | 0 | 0 | 0 | 0 | 0 | 0 | 0 | 0 | 0
Ach | College and University | Space Cooling | Individual room air conditioners | TRC | New | NN3676 | Facility Energy Management System | Facility Energy Management System | NonEquip | 15 |  | 4.276% | Custom_improvement | 20% | 0.4418 | 0.51312 | 0.69071 | 0.89134 | 1.0769 | 1.1999 | 1.1629 | 0.97244 | 0.68684 | 0.40763 | 0.4418 | 0.95492 | 1.6456 | 2.537 | 3.6139 | 4.8138 | 5.9767 | 6.9491 | 7.6359 | 8.0436 | 6.5406e-05 | 0.00014137 | 0.00024362 | 0.00037558 | 0.000535 | 0.00071265 | 0.0008848 | 0.0010288 | 0.0011304 | 0.0011908 | 0 | 0 | 0 | 0 | 0 | 0 | 0 | 0 | 0 | 0 | 0.01723 | 0.020512 | 0.028301 | 0.037435 | 0.046358 | 0.052947 | 0.052594 | 0.045081 | 0.032637 | 0.019854 | 0.23963 | 0.14601 | 0.17381 | 0.23982 | 0.31722 | 0.39284 | 0.44867 | 0.44568 | 0.38201 | 0.27656 | 0.16824 | 2.0306 | 0.047989 | 0.057128 | 0.078823 | 0.10426 | 0.12911 | 0.14746 | 0.14648 | 0.12556 | 0.090899 | 0.055295 | 0.66739 | -0.35833 | -0.42658 | -0.58857 | -0.77852 | -0.9641 | -1.1011 | -1.0938 | -0.93753 | -0.67874 | -0.41289 | -4.9834 | 0.40632 | 0.4837 | 0.6674 | 0.88278 | 1.0932 | 1.2486 | 1.2403 | 1.0631 | 0.76964 | 0.46819 | 5.6508
Ach | College and University | Space Cooling | Individual room air conditioners | TRC | New | NN3520 | Duct Sealing Repair | Duct Sealing Repair | NonEquip | 15 |  | 0% | Prescriptive_duct | 12% | 0 | 0 | 0 | 0 | 0 | 0 | 0 | 0 | 0 | 0 | 0 | 0 | 0 | 0 | 0 | 0 | 0 | 0 | 0 | 0 | 0 | 0 | 0 | 0 | 0 | 0 | 0 | 0 | 0 | 0 | 0 | 0 | 0 | 0 | 0 | 0 | 0 | 0 | 0 | 0 | 0 | 0 | 0 | 0 | 0 | 0 | 0 | 0 | 0 | 0 | 0 | 0 | 0 | 0 | 0 | 0 | 0 | 0 | 0 | 0 | 0 | 0 | 0 | 0 | 0 | 0 | 0 | 0 | 0 | 0 | 0 | 0 | 0 | 0 | 0 | 0 | 0 | 0 | 0 | 0 | 0 | 0 | 0 | 0 | 0 | 0 | 0 | 0 | 0 | 0 | 0 | 0 | 0 | 0 | 0
Ach | College and University | Space Cooling | Individual room air conditioners | TRC | New | NN3312 | Chilled Water System - Variable Speed Drives | Chilled Water System - Variable Speed Drives | NonEquip | 13 | Central chillers inside | 0% | Prescriptive_HVACnonequip | 24.74% | 0 | 0 | 0 | 0 | 0 | 0 | 0 | 0 | 0 | 0 | 0 | 0 | 0 | 0 | 0 | 0 | 0 | 0 | 0 | 0 | 0 | 0 | 0 | 0 | 0 | 0 | 0 | 0 | 0 | 0 | 0 | 0 | 0 | 0 | 0 | 0 | 0 | 0 | 0 | 0 | 0 | 0 | 0 | 0 | 0 | 0 | 0 | 0 | 0 | 0 | 0 | 0 | 0 | 0 | 0 | 0 | 0 | 0 | 0 | 0 | 0 | 0 | 0 | 0 | 0 | 0 | 0 | 0 | 0 | 0 | 0 | 0 | 0 | 0 | 0 | 0 | 0 | 0 | 0 | 0 | 0 | 0 | 0 | 0 | 0 | 0 | 0 | 0 | 0 | 0 | 0 | 0 | 0 | 0 | 0
Ach | College and University | Space Cooling | Individual room air conditioners | TRC | New | NN3208 | Ceiling Insulation(R2 to R38) | Ceiling Insulation(R2 to R38) | NonEquip | 20 |  | 0% | Prescriptive_shell | 15.42% | 0 | 0 | 0 | 0 | 0 | 0 | 0 | 0 | 0 | 0 | 0 | 0 | 0 | 0 | 0 | 0 | 0 | 0 | 0 | 0 | 0 | 0 | 0 | 0 | 0 | 0 | 0 | 0 | 0 | 0 | 0 | 0 | 0 | 0 | 0 | 0 | 0 | 0 | 0 | 0 | 0 | 0 | 0 | 0 | 0 | 0 | 0 | 0 | 0 | 0 | 0 | 0 | 0 | 0 | 0 | 0 | 0 | 0 | 0 | 0 | 0 | 0 | 0 | 0 | 0 | 0 | 0 | 0 | 0 | 0 | 0 | 0 | 0 | 0 | 0 | 0 | 0 | 0 | 0 | 0 | 0 | 0 | 0 | 0 | 0 | 0 | 0 | 0 | 0 | 0 | 0 | 0 | 0 | 0 | 0
Ach | College and University | Space Cooling | Individual room air conditioners | TRC | Existing | NE5353 | Retro-Commissioning | Retro-Commissioning | NonEquip | 5 |  | 21.99% | Custom_improvement_existing | 16% | 7.1479 | 10.6873 | 15.2883 | 20.8499 | 26.4925 | 30.8981 | 31.2338 | 27.2118 | 20.0332 | 12.3988 | 7.1479 | 17.8352 | 33.1235 | 53.9734 | 80.4658 | 111.364 | 142.5978 | 169.8096 | 189.8428 | 202.2416 | 0.0030139 | 0.0075202 | 0.013967 | 0.022758 | 0.033929 | 0.046957 | 0.060127 | 0.0716 | 0.080047 | 0.085275 | 0 | 0 | 0 | 0 | 0 | 0 | 0 | 0 | 0 | 0 | 0.27877 | 0.42723 | 0.62643 | 0.87567 | 1.1405 | 1.3634 | 1.4126 | 1.2615 | 0.95193 | 0.60389 | 5.9413 | 0.06259 | 0.095923 | 0.14065 | 0.19661 | 0.25606 | 0.30611 | 0.31718 | 0.28324 | 0.21373 | 0.13559 | 1.334 | 0.87544 | 1.3417 | 1.9673 | 2.75 | 3.5815 | 4.2816 | 4.4363 | 3.9617 | 2.9895 | 1.8965 | 18.6581 | -0.80385 | -1.2319 | -1.8064 | -2.5251 | -3.2886 | -3.9314 | -4.0735 | -3.6377 | -2.745 | -1.7414 | -17.1322 | 1.6793 | 2.5736 | 3.7736 | 5.275 | 6.8702 | 8.213 | 8.5098 | 7.5993 | 5.7344 | 3.6378 | 35.7904
Ach | College and University | Space Cooling | Individual room air conditioners | TRC | Existing | NE4209 | Wall Insulation | Wall Insulation | NonEquip | 20 |  | 0% | newshell_existing | 16.64% | 0 | 0 | 0 | 0 | 0 | 0 | 0 | 0 | 0 | 0 | 0 | 0 | 0 | 0 | 0 | 0 | 0 | 0 | 0 | 0 | 0 | 0 | 0 | 0 | 0 | 0 | 0 | 0 | 0 | 0 | 0 | 0 | 0 | 0 | 0 | 0 | 0 | 0 | 0 | 0 | 0 | 0 | 0 | 0 | 0 | 0 | 0 | 0 | 0 | 0 | 0 | 0 | 0 | 0 | 0 | 0 | 0 | 0 | 0 | 0 | 0 | 0 | 0 | 0 | 0 | 0 | 0 | 0 | 0 | 0 | 0 | 0 | 0 | 0 | 0 | 0 | 0 | 0 | 0 | 0 | 0 | 0 | 0 | 0 | 0 | 0 | 0 | 0 | 0 | 0 | 0 | 0 | 0 | 0 | 0
Ach | College and University | Space Cooling | Individual room air conditioners | TRC | Existing | NE4183 | Thermal Energy Storage | Thermal Energy Storage | NonEquip | 20 |  | 66.67% | Prescriptive_HVACnonequip_existing | 0% | 0 | 0 | 0 | 0 | 0 | 0 | 0 | 0 | 0 | 0 | 0 | 0 | 0 | 0 | 0 | 0 | 0 | 0 | 0 | 0 | 0 | 0 | 0 | 0 | 0 | 0 | 0 | 0 | 0 | 0 | 0 | 0 | 0 | 0 | 0 | 0 | 0 | 0 | 0 | 0 | 0 | 0 | 0 | 0 | 0 | 0 | 0 | 0 | 0 | 0 | 0 | 0 | 0 | 0 | 0 | 0 | 0 | 0 | 0 | 0 | 0 | 0 | 0 | 0 | 0 | 0 | 0 | 0 | 0 | 0 | 0 | 0 | 0 | 0 | 0 | 0 | 0 | 0 | 0 | 0 | 0 | 0 | 0 | 0 | 0 | 0 | 0 | 0 | 0 | 0 | 0 | 0 | 0 | 0 | 0
Ach | College and University | Space Cooling | Individual room air conditioners | TRC | Existing | NE3975 | Low U-Value Windows | Low U-Value Windows | NonEquip | 20 |  | 10.75% | newshell_existing | 46% | 20.0219 | 9.5401 | 3.9639 | 1.5461 | 0.58613 | 0.22208 | 0.082575 | 0.030954 | 0.011677 | 0.0043694 | 20.0219 | 29.562 | 33.526 | 35.072 | 35.6582 | 35.8803 | 35.9628 | 35.9938 | 36.0055 | 36.0098 | 0.0074422 | 0.010988 | 0.012462 | 0.013036 | 0.013254 | 0.013337 | 0.013367 | 0.013379 | 0.013383 | 0.013385 | 0 | 0 | 0 | 0 | 0 | 0 | 0 | 0 | 0 | 0 | 0.78085 | 0.38137 | 0.16242 | 0.064934 | 0.025232 | 0.0097993 | 0.0037347 | 0.001435 | 0.00055488 | 0.00021281 | 1.2711 | 17.1889 | 8.395 | 3.5753 | 1.4294 | 0.55543 | 0.21571 | 0.082212 | 0.031588 | 0.012215 | 0.0046846 | 27.9802 | 8.9115 | 4.3524 | 1.8536 | 0.74106 | 0.28796 | 0.11184 | 0.042623 | 0.016377 | 0.0063326 | 0.0024287 | 14.5062 | -14.726 | -7.1921 | -3.063 | -1.2246 | -0.47585 | -0.1848 | -0.070433 | -0.027062 | -0.010464 | -0.0040134 | -23.9711 | 23.6376 | 11.5445 | 4.9166 | 1.9656 | 0.76381 | 0.29664 | 0.11306 | 0.043439 | 0.016797 | 0.0064421 | 38.4773
Ach | College and University | Space Cooling | Individual room air conditioners | TRC | Existing | NE3663 | Facility Energy Management System | Facility Energy Management System | NonEquip | 15 |  | 0.7167% | Custom_improvement_existing | 20% | 0.37633 | 0.56279 | 0.80507 | 1.0978 | 1.3945 | 1.6262 | 1.6438 | 1.4324 | 1.0549 | 0.6531 | 0.37633 | 0.93912 | 1.7442 | 2.8419 | 4.2365 | 5.8627 | 7.5065 | 8.9389 | 9.9938 | 10.6469 | 5.5712e-05 | 0.00013903 | 0.00025821 | 0.00042073 | 0.00062718 | 0.00086792 | 0.0011113 | 0.0013233 | 0.0014795 | 0.0015762 | 0 | 0 | 0 | 0 | 0 | 0 | 0 | 0 | 0 | 0 | 0.014677 | 0.022498 | 0.032987 | 0.046104 | 0.060033 | 0.071755 | 0.074347 | 0.066406 | 0.050126 | 0.03181 | 0.31278 | 0.12437 | 0.19064 | 0.27953 | 0.39068 | 0.50871 | 0.60804 | 0.63001 | 0.56271 | 0.42476 | 0.26955 | 2.6504 | 0.040877 | 0.062659 | 0.091873 | 0.12841 | 0.1672 | 0.19985 | 0.20707 | 0.18495 | 0.13961 | 0.088595 | 0.87112 | -0.30523 | -0.46788 | -0.68602 | -0.95881 | -1.2485 | -1.4923 | -1.5462 | -1.381 | -1.0425 | -0.66154 | -6.5047 | 0.3461 | 0.53053 | 0.77789 | 1.0872 | 1.4157 | 1.6921 | 1.7532 | 1.566 | 1.1821 | 0.75013 | 7.3758
Ach | College and University | Space Cooling | Individual room air conditioners | TRC | Existing | NE3507 | Duct Sealing Repair | Duct Sealing Repair | NonEquip | 15 |  | 0% | Prescriptive_duct_existing | 12% | 0 | 0 | 0 | 0 | 0 | 0 | 0 | 0 | 0 | 0 | 0 | 0 | 0 | 0 | 0 | 0 | 0 | 0 | 0 | 0 | 0 | 0 | 0 | 0 | 0 | 0 | 0 | 0 | 0 | 0 | 0 | 0 | 0 | 0 | 0 | 0 | 0 | 0 | 0 | 0 | 0 | 0 | 0 | 0 | 0 | 0 | 0 | 0 | 0 | 0 | 0 | 0 | 0 | 0 | 0 | 0 | 0 | 0 | 0 | 0 | 0 | 0 | 0 | 0 | 0 | 0 | 0 | 0 | 0 | 0 | 0 | 0 | 0 | 0 | 0 | 0 | 0 | 0 | 0 | 0 | 0 | 0 | 0 | 0 | 0 | 0 | 0 | 0 | 0 | 0 | 0 | 0 | 0 | 0 | 0
Ach | College and University | Space Cooling | Individual room air conditioners | TRC | Existing | NE3299 | Chilled Water System - Variable Speed Drives | Chilled Water System - Variable Speed Drives | NonEquip | 13 | Central chillers inside | 0% | Prescriptive_HVACnonequip_existing | 24.74% | 0 | 0 | 0 | 0 | 0 | 0 | 0 | 0 | 0 | 0 | 0 | 0 | 0 | 0 | 0 | 0 | 0 | 0 | 0 | 0 | 0 | 0 | 0 | 0 | 0 | 0 | 0 | 0 | 0 | 0 | 0 | 0 | 0 | 0 | 0 | 0 | 0 | 0 | 0 | 0 | 0 | 0 | 0 | 0 | 0 | 0 | 0 | 0 | 0 | 0 | 0 | 0 | 0 | 0 | 0 | 0 | 0 | 0 | 0 | 0 | 0 | 0 | 0 | 0 | 0 | 0 | 0 | 0 | 0 | 0 | 0 | 0 | 0 | 0 | 0 | 0 | 0 | 0 | 0 | 0 | 0 | 0 | 0 | 0 | 0 | 0 | 0 | 0 | 0 | 0 | 0 | 0 | 0 | 0 | 0
Ach | College and University | Space Cooling | Individual room air conditioners | TRC | Existing | NE3195 | Ceiling Insulation(R2 to R38) | Ceiling Insulation(R2 to R38) | NonEquip | 20 |  | 0% | Prescriptive_shell_existing | 15.42% | 0 | 0 | 0 | 0 | 0 | 0 | 0 | 0 | 0 | 0 | 0 | 0 | 0 | 0 | 0 | 0 | 0 | 0 | 0 | 0 | 0 | 0 | 0 | 0 | 0 | 0 | 0 | 0 | 0 | 0 | 0 | 0 | 0 | 0 | 0 | 0 | 0 | 0 | 0 | 0 | 0 | 0 | 0 | 0 | 0 | 0 | 0 | 0 | 0 | 0 | 0 | 0 | 0 | 0 | 0 | 0 | 0 | 0 | 0 | 0 | 0 | 0 | 0 | 0 | 0 | 0 | 0 | 0 | 0 | 0 | 0 | 0 | 0 | 0 | 0 | 0 | 0 | 0 | 0 | 0 | 0 | 0 | 0 | 0 | 0 | 0 | 0 | 0 | 0 | 0 | 0 | 0 | 0 | 0 | 0
Ach | College and University | Interior Lighting | High bay | TRC | New | NN5262 | Retro-Commissioning | Retro-Commissioning | NonEquip | 5 |  | 0% | Custom_improvement | 16% | 0 | 0 | 0 | 0 | 0 | 0 | 0 | 0 | 0 | 0 | 0 | 0 | 0 | 0 | 0 | 0 | 0 | 0 | 0 | 0 | 0 | 0 | 0 | 0 | 0 | 0 | 0 | 0 | 0 | 0 | 0 | 0 | 0 | 0 | 0 | 0 | 0 | 0 | 0 | 0 | 0 | 0 | 0 | 0 | 0 | 0 | 0 | 0 | 0 | 0 | 0 | 0 | 0 | 0 | 0 | 0 | 0 | 0 | 0 | 0 | 0 | 0 | 0 | 0 | 0 | 0 | 0 | 0 | 0 | 0 | 0 | 0 | 0 | 0 | 0 | 0 | 0 | 0 | 0 | 0 | 0 | 0 | 0 | 0 | 0 | 0 | 0 | 0 | 0 | 0 | 0 | 0 | 0 | 0 | 0
Ach | College and University | Interior Lighting | High bay | TRC | New | NN3702 | Facility Energy Management System | Facility Energy Management System | NonEquip | 15 |  | 4.276% | Custom_improvement | 24% | 147.9216 | 170.4636 | 227.6805 | 291.5317 | 349.4818 | 386.3928 | 371.5476 | 308.2906 | 216.0565 | 127.2296 | 147.9216 | 318.3851 | 546.0656 | 837.5973 | 1187.0791 | 1573.4719 | 1945.0195 | 2253.3101 | 2469.3666 | 2596.5962 | 0.021899 | 0.047135 | 0.080841 | 0.124 | 0.17574 | 0.23294 | 0.28795 | 0.33359 | 0.36557 | 0.38441 | 0.018917 | 0.040716 | 0.069833 | 0.10711 | 0.15181 | 0.20122 | 0.24874 | 0.28816 | 0.31579 | 0.33206 | 5.7689 | 6.8143 | 9.3291 | 12.244 | 15.0447 | 17.0496 | 16.8044 | 14.292 | 10.2665 | 6.1968 | 77.5125 | 48.8853 | 57.7434 | 79.0533 | 103.7538 | 127.4872 | 144.4758 | 142.3981 | 121.1083 | 86.9971 | 52.5109 | 656.8314 | 16.0672 | 18.9787 | 25.9827 | 34.101 | 41.9015 | 47.4852 | 46.8024 | 39.805 | 28.5936 | 17.2589 | 215.8824 | -119.9744 | -141.7139 | -194.0129 | -254.6327 | -312.8794 | -354.5727 | -349.4738 | -297.2243 | -213.5085 | -128.8724 | -1611.9971 | 136.0416 | 160.6925 | 219.9955 | 288.7338 | 354.781 | 402.0579 | 396.2761 | 337.0293 | 242.102 | 146.1313 | 1827.8796
Ach | College and University | Interior Lighting | High bay | TRC | Existing | NE5249 | Retro-Commissioning | Retro-Commissioning | NonEquip | 5 |  | 21.99% | Custom_improvement_existing | 16% | 2016.8246 | 2981.8736 | 4265.5966 | 5817.3389 | 7391.6704 | 8620.8911 | 8714.5649 | 7592.3796 | 5589.4652 | 3459.3875 | 2016.8246 | 4998.6982 | 9264.2948 | 15081.6337 | 22473.304 | 31094.1951 | 39808.7599 | 47401.1396 | 52990.6048 | 56449.9923 | 0.8504 | 2.1077 | 3.9063 | 6.3592 | 9.4759 | 13.1109 | 16.7854 | 19.9867 | 22.3435 | 23.8022 | 0.00977 | 0.024215 | 0.044878 | 0.073059 | 0.10887 | 0.15063 | 0.19284 | 0.22962 | 0.2567 | 0.27346 | 78.6562 | 119.2004 | 174.7802 | 244.3209 | 318.2018 | 380.3961 | 394.1427 | 351.9732 | 265.5986 | 168.4917 | 1658.4985 | 17.6603 | 26.7636 | 39.2427 | 54.8564 | 71.4445 | 85.4088 | 88.4952 | 79.0271 | 59.6338 | 37.8308 | 372.3758 | 247.0135 | 374.3395 | 548.8833 | 767.2705 | 999.2878 | 1194.6041 | 1237.7742 | 1105.3441 | 834.0915 | 529.1351 | 5208.3841 | -226.8122 | -343.7252 | -503.9944 | -704.5214 | -917.5638 | -1096.9068 | -1136.5463 | -1014.9466 | -765.8777 | -485.8612 | -4782.431 | 473.8257 | 718.0646 | 1052.8778 | 1471.7919 | 1916.8516 | 2291.5109 | 2374.3205 | 2120.2908 | 1599.9692 | 1014.9963 | 9990.8151
Ach | College and University | Interior Lighting | High bay | TRC | Existing | NE3689 | Facility Energy Management System | Facility Energy Management System | NonEquip | 15 |  | 0.7167% | Custom_improvement_existing | 24% | 127.5073 | 188.4903 | 269.5819 | 367.5607 | 466.9174 | 544.4694 | 550.3782 | 479.5964 | 353.1919 | 218.6674 | 127.5073 | 315.9976 | 585.5795 | 953.1403 | 1420.0577 | 1964.5271 | 2514.9052 | 2994.5016 | 3347.6935 | 3566.3609 | 0.018877 | 0.046781 | 0.086691 | 0.14111 | 0.21023 | 0.29083 | 0.37231 | 0.44331 | 0.4956 | 0.52797 | 0.016306 | 0.040411 | 0.074886 | 0.12189 | 0.1816 | 0.25123 | 0.32161 | 0.38295 | 0.42811 | 0.45608 | 4.9728 | 7.5349 | 11.046 | 15.4371 | 20.1002 | 24.0247 | 24.8925 | 22.2335 | 16.7829 | 10.6503 | 104.7808 | 42.1388 | 63.8498 | 93.602 | 130.8119 | 170.3265 | 203.582 | 210.9361 | 188.4038 | 142.216 | 90.2496 | 887.8993 | 13.8499 | 20.9857 | 30.7644 | 42.9943 | 55.9816 | 66.9118 | 69.3289 | 61.9231 | 46.7425 | 29.6626 | 291.8281 | -103.4171 | -156.7003 | -229.7182 | -321.0389 | -418.0156 | -499.6314 | -517.6799 | -462.3809 | -349.0267 | -221.4909 | -2179.0843 | 117.2669 | 177.6859 | 260.4826 | 364.0332 | 473.9972 | 566.5432 | 587.0089 | 524.304 | 395.7692 | 251.1534 | 2470.9124
Ach | College and University | Space Heating | Forced air furnace | TRC | New | NN5340 | Retro-Commissioning | Retro-Commissioning | NonEquip | 5 |  | 0% | Custom_improvement | 16% | 0 | 0 | 0 | 0 | 0 | 0 | 0 | 0 | 0 | 0 | 0 | 0 | 0 | 0 | 0 | 0 | 0 | 0 | 0 | 0 | 0 | 0 | 0 | 0 | 0 | 0 | 0 | 0 | 0 | 0 | 0 | 0 | 0 | 0 | 0 | 0 | 0 | 0 | 0 | 0 | 0 | 0 | 0 | 0 | 0 | 0 | 0 | 0 | 0 | 0 | 0 | 0 | 0 | 0 | 0 | 0 | 0 | 0 | 0 | 0 | 0 | 0 | 0 | 0 | 0 | 0 | 0 | 0 | 0 | 0 | 0 | 0 | 0 | 0 | 0 | 0 | 0 | 0 | 0 | 0 | 0 | 0 | 0 | 0 | 0 | 0 | 0 | 0 | 0 | 0 | 0 | 0 | 0 | 0 | 0
Ach | College and University | Space Heating | Forced air furnace | TRC | New | NN3650 | Facility Energy Management System | Facility Energy Management System | NonEquip | 15 |  | 4.276% | Custom_improvement | 20% | 0 | 0 | 0 | 0 | 0 | 0 | 0 | 0 | 0 | 0 | 0 | 0 | 0 | 0 | 0 | 0 | 0 | 0 | 0 | 0 | 0 | 0 | 0 | 0 | 0 | 0 | 0 | 0 | 0 | 0 | 0 | 0 | 0 | 0 | 0 | 0 | 0 | 0 | 0 | 0 | 0 | 0 | 0 | 0 | 0 | 0 | 0 | 0 | 0 | 0 | 0 | 0 | 0 | 0 | 0 | 0 | 0 | 0 | 0 | 0 | 0 | 0 | 0 | 0 | 0 | 0 | 0 | 0 | 0 | 0 | 0 | 0 | 0 | 0 | 0 | 0 | 0 | 0 | 0 | 0 | 0 | 0 | 0 | 0 | 0 | 0 | 0 | 0 | 0 | 0 | 0 | 0 | 0 | 0 | 0
Ach | College and University | Space Heating | Forced air furnace | TRC | New | NN3572 | ECM Motors on Furnaces | ECM Motors on Furnaces | NonEquip | 15 | Forced air furnace | 47.78% | Prescriptive_ECM | 1.706% | 0 | 0 | 0 | 0 | 0 | 0 | 0 | 0 | 0 | 0 | 0 | 0 | 0 | 0 | 0 | 0 | 0 | 0 | 0 | 0 | 0 | 0 | 0 | 0 | 0 | 0 | 0 | 0 | 0 | 0 | 0 | 0 | 0 | 0 | 0 | 0 | 0 | 0 | 0 | 0 | 0 | 0 | 0 | 0 | 0 | 0 | 0 | 0 | 0 | 0 | 0 | 0 | 0 | 0 | 0 | 0 | 0 | 0 | 0 | 0 | 0 | 0 | 0 | 0 | 0 | 0 | 0 | 0 | 0 | 0 | 0 | 0 | 0 | 0 | 0 | 0 | 0 | 0 | 0 | 0 | 0 | 0 | 0 | 0 | 0 | 0 | 0 | 0 | 0 | 0 | 0 | 0 | 0 | 0 | 0
Ach | College and University | Space Heating | Forced air furnace | TRC | New | NN3546 | Duct Sealing Repair | Duct Sealing Repair | NonEquip | 15 |  | 0% | Prescriptive_duct | 12% | 0 | 0 | 0 | 0 | 0 | 0 | 0 | 0 | 0 | 0 | 0 | 0 | 0 | 0 | 0 | 0 | 0 | 0 | 0 | 0 | 0 | 0 | 0 | 0 | 0 | 0 | 0 | 0 | 0 | 0 | 0 | 0 | 0 | 0 | 0 | 0 | 0 | 0 | 0 | 0 | 0 | 0 | 0 | 0 | 0 | 0 | 0 | 0 | 0 | 0 | 0 | 0 | 0 | 0 | 0 | 0 | 0 | 0 | 0 | 0 | 0 | 0 | 0 | 0 | 0 | 0 | 0 | 0 | 0 | 0 | 0 | 0 | 0 | 0 | 0 | 0 | 0 | 0 | 0 | 0 | 0 | 0 | 0 | 0 | 0 | 0 | 0 | 0 | 0 | 0 | 0 | 0 | 0 | 0 | 0
Ach | College and University | Space Heating | Forced air furnace | TRC | New | NN3182 | Ceiling Insulation(R2 to R38) | Ceiling Insulation(R2 to R38) | NonEquip | 20 |  | 0% | Prescriptive_shell | 19.05% | 0 | 0 | 0 | 0 | 0 | 0 | 0 | 0 | 0 | 0 | 0 | 0 | 0 | 0 | 0 | 0 | 0 | 0 | 0 | 0 | 0 | 0 | 0 | 0 | 0 | 0 | 0 | 0 | 0 | 0 | 0 | 0 | 0 | 0 | 0 | 0 | 0 | 0 | 0 | 0 | 0 | 0 | 0 | 0 | 0 | 0 | 0 | 0 | 0 | 0 | 0 | 0 | 0 | 0 | 0 | 0 | 0 | 0 | 0 | 0 | 0 | 0 | 0 | 0 | 0 | 0 | 0 | 0 | 0 | 0 | 0 | 0 | 0 | 0 | 0 | 0 | 0 | 0 | 0 | 0 | 0 | 0 | 0 | 0 | 0 | 0 | 0 | 0 | 0 | 0 | 0 | 0 | 0 | 0 | 0
Ach | College and University | Space Heating | Forced air furnace | TRC | Existing | NE5327 | Retro-Commissioning | Retro-Commissioning | NonEquip | 5 |  | 21.99% | Custom_improvement_existing | 16% | 0 | 0 | 0 | 0 | 0 | 0 | 0 | 0 | 0 | 0 | 0 | 0 | 0 | 0 | 0 | 0 | 0 | 0 | 0 | 0 | 0 | 0 | 0 | 0 | 0 | 0 | 0 | 0 | 0 | 0 | 0 | 0 | 0 | 0 | 0 | 0 | 0 | 0 | 0 | 0 | 0 | 0 | 0 | 0 | 0 | 0 | 0 | 0 | 0 | 0 | 0 | 0 | 0 | 0 | 0 | 0 | 0 | 0 | 0 | 0 | 0 | 0 | 0 | 0 | 0 | 0 | 0 | 0 | 0 | 0 | 0 | 0 | 0 | 0 | 0 | 0 | 0 | 0 | 0 | 0 | 0 | 0 | 0 | 0 | 0 | 0 | 0 | 0 | 0 | 0 | 0 | 0 | 0 | 0 | 0
Ach | College and University | Space Heating | Forced air furnace | TRC | Existing | NE4235 | Wall Insulation | Wall Insulation | NonEquip | 20 |  | 0% | newshell_existing | 3.312% | 0 | 0 | 0 | 0 | 0 | 0 | 0 | 0 | 0 | 0 | 0 | 0 | 0 | 0 | 0 | 0 | 0 | 0 | 0 | 0 | 0 | 0 | 0 | 0 | 0 | 0 | 0 | 0 | 0 | 0 | 0 | 0 | 0 | 0 | 0 | 0 | 0 | 0 | 0 | 0 | 0 | 0 | 0 | 0 | 0 | 0 | 0 | 0 | 0 | 0 | 0 | 0 | 0 | 0 | 0 | 0 | 0 | 0 | 0 | 0 | 0 | 0 | 0 | 0 | 0 | 0 | 0 | 0 | 0 | 0 | 0 | 0 | 0 | 0 | 0 | 0 | 0 | 0 | 0 | 0 | 0 | 0 | 0 | 0 | 0 | 0 | 0 | 0 | 0 | 0 | 0 | 0 | 0 | 0 | 0
Ach | College and University | Space Heating | Forced air furnace | TRC | Existing | NE4001 | Low U-Value Windows | Low U-Value Windows | NonEquip | 20 |  | 10.75% | newshell_existing | 46% | 0 | 0 | 0 | 0 | 0 | 0 | 0 | 0 | 0 | 0 | 0 | 0 | 0 | 0 | 0 | 0 | 0 | 0 | 0 | 0 | 0 | 0 | 0 | 0 | 0 | 0 | 0 | 0 | 0 | 0 | 0 | 0 | 0 | 0 | 0 | 0 | 0 | 0 | 0 | 0 | 0 | 0 | 0 | 0 | 0 | 0 | 0 | 0 | 0 | 0 | 0 | 0 | 0 | 0 | 0 | 0 | 0 | 0 | 0 | 0 | 0 | 0 | 0 | 0 | 0 | 0 | 0 | 0 | 0 | 0 | 0 | 0 | 0 | 0 | 0 | 0 | 0 | 0 | 0 | 0 | 0 | 0 | 0 | 0 | 0 | 0 | 0 | 0 | 0 | 0 | 0 | 0 | 0 | 0 | 0
Ach | College and University | Space Heating | Forced air furnace | TRC | Existing | NE3637 | Facility Energy Management System | Facility Energy Management System | NonEquip | 15 |  | 0.7167% | Custom_improvement_existing | 20% | 0 | 0 | 0 | 0 | 0 | 0 | 0 | 0 | 0 | 0 | 0 | 0 | 0 | 0 | 0 | 0 | 0 | 0 | 0 | 0 | 0 | 0 | 0 | 0 | 0 | 0 | 0 | 0 | 0 | 0 | 0 | 0 | 0 | 0 | 0 | 0 | 0 | 0 | 0 | 0 | 0 | 0 | 0 | 0 | 0 | 0 | 0 | 0 | 0 | 0 | 0 | 0 | 0 | 0 | 0 | 0 | 0 | 0 | 0 | 0 | 0 | 0 | 0 | 0 | 0 | 0 | 0 | 0 | 0 | 0 | 0 | 0 | 0 | 0 | 0 | 0 | 0 | 0 | 0 | 0 | 0 | 0 | 0 | 0 | 0 | 0 | 0 | 0 | 0 | 0 | 0 | 0 | 0 | 0 | 0
Ach | College and University | Space Heating | Forced air furnace | TRC | Existing | NE3559 | ECM Motors on Furnaces | ECM Motors on Furnaces | NonEquip | 15 | Forced air furnace | 47.78% | Prescriptive_ECM_existing | 1.706% | 0 | 0 | 0 | 0 | 0 | 0 | 0 | 0 | 0 | 0 | 0 | 0 | 0 | 0 | 0 | 0 | 0 | 0 | 0 | 0 | 0 | 0 | 0 | 0 | 0 | 0 | 0 | 0 | 0 | 0 | 0 | 0 | 0 | 0 | 0 | 0 | 0 | 0 | 0 | 0 | 0 | 0 | 0 | 0 | 0 | 0 | 0 | 0 | 0 | 0 | 0 | 0 | 0 | 0 | 0 | 0 | 0 | 0 | 0 | 0 | 0 | 0 | 0 | 0 | 0 | 0 | 0 | 0 | 0 | 0 | 0 | 0 | 0 | 0 | 0 | 0 | 0 | 0 | 0 | 0 | 0 | 0 | 0 | 0 | 0 | 0 | 0 | 0 | 0 | 0 | 0 | 0 | 0 | 0 | 0
Ach | College and University | Space Heating | Forced air furnace | TRC | Existing | NE3533 | Duct Sealing Repair | Duct Sealing Repair | NonEquip | 15 |  | 0% | Prescriptive_duct_existing | 12% | 0 | 0 | 0 | 0 | 0 | 0 | 0 | 0 | 0 | 0 | 0 | 0 | 0 | 0 | 0 | 0 | 0 | 0 | 0 | 0 | 0 | 0 | 0 | 0 | 0 | 0 | 0 | 0 | 0 | 0 | 0 | 0 | 0 | 0 | 0 | 0 | 0 | 0 | 0 | 0 | 0 | 0 | 0 | 0 | 0 | 0 | 0 | 0 | 0 | 0 | 0 | 0 | 0 | 0 | 0 | 0 | 0 | 0 | 0 | 0 | 0 | 0 | 0 | 0 | 0 | 0 | 0 | 0 | 0 | 0 | 0 | 0 | 0 | 0 | 0 | 0 | 0 | 0 | 0 | 0 | 0 | 0 | 0 | 0 | 0 | 0 | 0 | 0 | 0 | 0 | 0 | 0 | 0 | 0 | 0
Ach | College and University | Space Heating | Forced air furnace | TRC | Existing | NE3169 | Ceiling Insulation(R2 to R38) | Ceiling Insulation(R2 to R38) | NonEquip | 20 |  | 0% | Prescriptive_shell_existing | 21.03% | 0 | 0 | 0 | 0 | 0 | 0 | 0 | 0 | 0 | 0 | 0 | 0 | 0 | 0 | 0 | 0 | 0 | 0 | 0 | 0 | 0 | 0 | 0 | 0 | 0 | 0 | 0 | 0 | 0 | 0 | 0 | 0 | 0 | 0 | 0 | 0 | 0 | 0 | 0 | 0 | 0 | 0 | 0 | 0 | 0 | 0 | 0 | 0 | 0 | 0 | 0 | 0 | 0 | 0 | 0 | 0 | 0 | 0 | 0 | 0 | 0 | 0 | 0 | 0 | 0 | 0 | 0 | 0 | 0 | 0 | 0 | 0 | 0 | 0 | 0 | 0 | 0 | 0 | 0 | 0 | 0 | 0 | 0 | 0 | 0 | 0 | 0 | 0 | 0 | 0 | 0 | 0 | 0 | 0 | 0
Ach | College and University | Exterior Lighting | Exterior parking/lot lighting | TRC | New | NN5288 | Retro-Commissioning | Retro-Commissioning | NonEquip | 5 |  | 0% | Custom_improvement | 16% | 0 | 0 | 0 | 0 | 0 | 0 | 0 | 0 | 0 | 0 | 0 | 0 | 0 | 0 | 0 | 0 | 0 | 0 | 0 | 0 | 0 | 0 | 0 | 0 | 0 | 0 | 0 | 0 | 0 | 0 | 0 | 0 | 0 | 0 | 0 | 0 | 0 | 0 | 0 | 0 | 0 | 0 | 0 | 0 | 0 | 0 | 0 | 0 | 0 | 0 | 0 | 0 | 0 | 0 | 0 | 0 | 0 | 0 | 0 | 0 | 0 | 0 | 0 | 0 | 0 | 0 | 0 | 0 | 0 | 0 | 0 | 0 | 0 | 0 | 0 | 0 | 0 | 0 | 0 | 0 | 0 | 0 | 0 | 0 | 0 | 0 | 0 | 0 | 0 | 0 | 0 | 0 | 0 | 0 | 0
Ach | College and University | Exterior Lighting | Exterior parking/lot lighting | TRC | Existing | NE5275 | Retro-Commissioning | Retro-Commissioning | NonEquip | 5 |  | 21.99% | Custom_improvement_existing | 16% | 712.9438 | 1034.6254 | 1480.0408 | 2018.4513 | 2564.6996 | 2991.2043 | 3023.7064 | 2634.34 | 1939.3856 | 1200.3092 | 712.9438 | 1747.5692 | 3227.6101 | 5246.0614 | 7810.761 | 10801.9653 | 13825.6718 | 16460.0118 | 18399.3975 | 19599.7066 | 0 | 0 | 0 | 0 | 0 | 0 | 0 | 0 | 0 | 0 | 0.0034537 | 0.0084656 | 0.015635 | 0.025413 | 0.037837 | 0.052327 | 0.066975 | 0.079736 | 0.089131 | 0.094946 | 27.8048 | 41.3592 | 60.6437 | 84.7724 | 110.407 | 131.9867 | 136.7563 | 122.1247 | 92.1552 | 58.4618 | 575.9312 | 6.2429 | 9.2862 | 13.6161 | 19.0336 | 24.7892 | 29.6344 | 30.7053 | 27.4202 | 20.6912 | 13.1262 | 129.3114 | 87.3188 | 129.8852 | 190.4469 | 266.2211 | 346.7245 | 414.4937 | 429.4725 | 383.523 | 289.4061 | 183.5948 | 1808.6666 | -80.1777 | -119.2629 | -174.8718 | -244.4489 | -318.3686 | -380.5955 | -394.3493 | -352.1577 | -265.7378 | -168.58 | -1660.7499 | 167.4965 | 249.148 | 365.3187 | 510.67 | 665.0931 | 795.0892 | 823.8218 | 735.6807 | 555.1439 | 352.1749 | 3469.4165
Ach | College and University | Exterior Lighting | Exterior marquis | TRC | New | NN5288 | Retro-Commissioning | Retro-Commissioning | NonEquip | 5 |  | 0% | Custom_improvement | 16% | 0 | 0 | 0 | 0 | 0 | 0 | 0 | 0 | 0 | 0 | 0 | 0 | 0 | 0 | 0 | 0 | 0 | 0 | 0 | 0 | 0 | 0 | 0 | 0 | 0 | 0 | 0 | 0 | 0 | 0 | 0 | 0 | 0 | 0 | 0 | 0 | 0 | 0 | 0 | 0 | 0 | 0 | 0 | 0 | 0 | 0 | 0 | 0 | 0 | 0 | 0 | 0 | 0 | 0 | 0 | 0 | 0 | 0 | 0 | 0 | 0 | 0 | 0 | 0 | 0 | 0 | 0 | 0 | 0 | 0 | 0 | 0 | 0 | 0 | 0 | 0 | 0 | 0 | 0 | 0 | 0 | 0 | 0 | 0 | 0 | 0 | 0 | 0 | 0 | 0 | 0 | 0 | 0 | 0 | 0
Ach | College and University | Exterior Lighting | Exterior marquis | TRC | Existing | NE5275 | Retro-Commissioning | Retro-Commissioning | NonEquip | 5 |  | 21.99% | Custom_improvement_existing | 16% | 4.026 | 5.9121 | 8.4574 | 11.534 | 14.6554 | 17.0926 | 17.2783 | 15.0534 | 11.0822 | 6.8589 | 4.026 | 9.9382 | 18.3956 | 29.9296 | 44.585 | 61.6776 | 78.9559 | 94.0093 | 105.0915 | 111.9504 | 0 | 0 | 0 | 0 | 0 | 0 | 0 | 0 | 0 | 0 | 1.9503e-05 | 4.8143e-05 | 8.9112e-05 | 0.00014499 | 0.00021598 | 0.00029878 | 0.00038248 | 0.0004554 | 0.00050909 | 0.00054231 | 0.15702 | 0.23634 | 0.34654 | 0.48441 | 0.6309 | 0.75421 | 0.78146 | 0.69786 | 0.5266 | 0.33407 | 3.2893 | 0.035254 | 0.053064 | 0.077806 | 0.10876 | 0.14165 | 0.16934 | 0.17546 | 0.15669 | 0.11824 | 0.075007 | 0.73853 | 0.49309 | 0.7422 | 1.0883 | 1.5213 | 1.9813 | 2.3685 | 2.4541 | 2.1916 | 1.6537 | 1.0491 | 10.3298 | -0.45277 | -0.6815 | -0.99927 | -1.3969 | -1.8192 | -2.1748 | -2.2534 | -2.0123 | -1.5185 | -0.96331 | -9.485 | 0.94586 | 1.4237 | 2.0875 | 2.9181 | 3.8005 | 4.5434 | 4.7076 | 4.2039 | 3.1723 | 2.0124 | 19.8147
Ach | College and University | Miscellaneous | Elevators/Escalators | TRC | New | NN5444 | Retro-Commissioning | Retro-Commissioning | NonEquip | 5 |  | 0% | Custom_improvement | 16% | 0 | 0 | 0 | 0 | 0 | 0 | 0 | 0 | 0 | 0 | 0 | 0 | 0 | 0 | 0 | 0 | 0 | 0 | 0 | 0 | 0 | 0 | 0 | 0 | 0 | 0 | 0 | 0 | 0 | 0 | 0 | 0 | 0 | 0 | 0 | 0 | 0 | 0 | 0 | 0 | 0 | 0 | 0 | 0 | 0 | 0 | 0 | 0 | 0 | 0 | 0 | 0 | 0 | 0 | 0 | 0 | 0 | 0 | 0 | 0 | 0 | 0 | 0 | 0 | 0 | 0 | 0 | 0 | 0 | 0 | 0 | 0 | 0 | 0 | 0 | 0 | 0 | 0 | 0 | 0 | 0 | 0 | 0 | 0 | 0 | 0 | 0 | 0 | 0 | 0 | 0 | 0 | 0 | 0 | 0
Ach | College and University | Miscellaneous | Elevators/Escalators | TRC | New | NN4534 | VSD Controlled Compressor | VSD Controlled Compressor | NonEquip | 15 | Others | 0% | Prescriptive_ECM | 20.79% | 0 | 0 | 0 | 0 | 0 | 0 | 0 | 0 | 0 | 0 | 0 | 0 | 0 | 0 | 0 | 0 | 0 | 0 | 0 | 0 | 0 | 0 | 0 | 0 | 0 | 0 | 0 | 0 | 0 | 0 | 0 | 0 | 0 | 0 | 0 | 0 | 0 | 0 | 0 | 0 | 0 | 0 | 0 | 0 | 0 | 0 | 0 | 0 | 0 | 0 | 0 | 0 | 0 | 0 | 0 | 0 | 0 | 0 | 0 | 0 | 0 | 0 | 0 | 0 | 0 | 0 | 0 | 0 | 0 | 0 | 0 | 0 | 0 | 0 | 0 | 0 | 0 | 0 | 0 | 0 | 0 | 0 | 0 | 0 | 0 | 0 | 0 | 0 | 0 | 0 | 0 | 0 | 0 | 0 | 0
Ach | College and University | Miscellaneous | Elevators/Escalators | TRC | Existing | NE5431 | Retro-Commissioning | Retro-Commissioning | NonEquip | 5 |  | 21.99% | Custom_improvement_existing | 16% | 207.7224 | 325.3716 | 465.4469 | 634.7676 | 806.5532 | 940.6814 | 950.9028 | 828.4539 | 609.9029 | 377.4762 | 207.7224 | 533.094 | 998.541 | 1633.3086 | 2439.8618 | 3380.5432 | 4331.446 | 5159.8998 | 5769.8027 | 6147.2789 | 0.087586 | 0.22478 | 0.42104 | 0.68869 | 1.0288 | 1.4254 | 1.8264 | 2.1757 | 2.4328 | 2.592 | 0.0010063 | 0.0025824 | 0.0048372 | 0.0079121 | 0.011819 | 0.016376 | 0.020983 | 0.024996 | 0.02795 | 0.029779 | 8.1012 | 13.0067 | 19.0714 | 26.6594 | 34.7211 | 41.5075 | 43.0075 | 38.4061 | 28.9812 | 18.3852 | 180.52 | 1.8189 | 2.9203 | 4.282 | 5.9857 | 7.7958 | 9.3195 | 9.6563 | 8.6232 | 6.507 | 4.128 | 40.5314 | 25.4411 | 40.8466 | 59.8922 | 83.7219 | 109.0388 | 130.351 | 135.0616 | 120.6113 | 91.0131 | 57.7374 | 566.9087 | -23.3605 | -37.5061 | -54.9941 | -76.8749 | -100.1214 | -119.6906 | -124.0159 | -110.7474 | -83.5699 | -53.0155 | -520.5457 | 48.8016 | 78.3527 | 114.8863 | 160.5968 | 209.1601 | 250.0416 | 259.0775 | 231.3587 | 174.583 | 110.7528 | 1087.4544
Ach | College and University | Miscellaneous | Elevators/Escalators | TRC | Existing | NE4521 | VSD Controlled Compressor | VSD Controlled Compressor | NonEquip | 15 | Others | 0% | Prescriptive_ECM_existing | 20.79% | 0 | 0 | 0 | 0 | 0 | 0 | 0 | 0 | 0 | 0 | 0 | 0 | 0 | 0 | 0 | 0 | 0 | 0 | 0 | 0 | 0 | 0 | 0 | 0 | 0 | 0 | 0 | 0 | 0 | 0 | 0 | 0 | 0 | 0 | 0 | 0 | 0 | 0 | 0 | 0 | 0 | 0 | 0 | 0 | 0 | 0 | 0 | 0 | 0 | 0 | 0 | 0 | 0 | 0 | 0 | 0 | 0 | 0 | 0 | 0 | 0 | 0 | 0 | 0 | 0 | 0 | 0 | 0 | 0 | 0 | 0 | 0 | 0 | 0 | 0 | 0 | 0 | 0 | 0 | 0 | 0 | 0 | 0 | 0 | 0 | 0 | 0 | 0 | 0 | 0 | 0 | 0 | 0 | 0 | 0
Ach | College and University | Space Cooling | District chilled water piped | TRC | New | NN5366 | Retro-Commissioning | Retro-Commissioning | NonEquip | 5 |  | 0% | Custom_improvement | 16% | 0 | 0 | 0 | 0 | 0 | 0 | 0 | 0 | 0 | 0 | 0 | 0 | 0 | 0 | 0 | 0 | 0 | 0 | 0 | 0 | 0 | 0 | 0 | 0 | 0 | 0 | 0 | 0 | 0 | 0 | 0 | 0 | 0 | 0 | 0 | 0 | 0 | 0 | 0 | 0 | 0 | 0 | 0 | 0 | 0 | 0 | 0 | 0 | 0 | 0 | 0 | 0 | 0 | 0 | 0 | 0 | 0 | 0 | 0 | 0 | 0 | 0 | 0 | 0 | 0 | 0 | 0 | 0 | 0 | 0 | 0 | 0 | 0 | 0 | 0 | 0 | 0 | 0 | 0 | 0 | 0 | 0 | 0 | 0 | 0 | 0 | 0 | 0 | 0 | 0 | 0 | 0 | 0 | 0 | 0
Ach | College and University | Space Cooling | District chilled water piped | TRC | New | NN4196 | Thermal Energy Storage | Thermal Energy Storage | NonEquip | 20 |  | 66.67% | Prescriptive_HVACnonequip | 0% | 0 | 0 | 0 | 0 | 0 | 0 | 0 | 0 | 0 | 0 | 0 | 0 | 0 | 0 | 0 | 0 | 0 | 0 | 0 | 0 | 0 | 0 | 0 | 0 | 0 | 0 | 0 | 0 | 0 | 0 | 0 | 0 | 0 | 0 | 0 | 0 | 0 | 0 | 0 | 0 | 0 | 0 | 0 | 0 | 0 | 0 | 0 | 0 | 0 | 0 | 0 | 0 | 0 | 0 | 0 | 0 | 0 | 0 | 0 | 0 | 0 | 0 | 0 | 0 | 0 | 0 | 0 | 0 | 0 | 0 | 0 | 0 | 0 | 0 | 0 | 0 | 0 | 0 | 0 | 0 | 0 | 0 | 0 | 0 | 0 | 0 | 0 | 0 | 0 | 0 | 0 | 0 | 0 | 0 | 0
Ach | College and University | Space Cooling | District chilled water piped | TRC | New | NN3676 | Facility Energy Management System | Facility Energy Management System | NonEquip | 15 |  | 4.276% | Custom_improvement | 20% | 80.0575 | 94.0609 | 128.6022 | 167.7482 | 203.6306 | 227.2704 | 220.3609 | 184.303 | 130.1803 | 77.2606 | 80.0575 | 174.1185 | 302.7206 | 470.4688 | 674.0994 | 901.3698 | 1121.7307 | 1306.0337 | 1436.214 | 1513.4746 | 0.011852 | 0.025777 | 0.044816 | 0.069649 | 0.099795 | 0.13344 | 0.16606 | 0.19335 | 0.21262 | 0.22406 | 0 | 0 | 0 | 0 | 0 | 0 | 0 | 0 | 0 | 0 | 3.1222 | 3.7601 | 5.2694 | 7.0452 | 8.766 | 10.0283 | 9.9665 | 8.5441 | 6.1859 | 3.763 | 45.0368 | 26.4575 | 31.8625 | 44.6522 | 59.7002 | 74.2823 | 84.9784 | 84.4548 | 72.4013 | 52.4183 | 31.8874 | 381.6363 | 8.6959 | 10.4723 | 14.6759 | 19.6218 | 24.4145 | 27.9301 | 27.758 | 23.7963 | 17.2284 | 10.4805 | 125.4334 | -64.9321 | -78.197 | -109.5855 | -146.5165 | -182.3037 | -208.5543 | -207.2691 | -177.6873 | -128.645 | -78.2582 | -936.6127 | 73.6279 | 88.6693 | 124.2614 | 166.1383 | 206.7182 | 236.4844 | 235.0271 | 201.4837 | 145.8735 | 88.7387 | 1062.046
Ach | College and University | Space Cooling | District chilled water piped | TRC | New | NN3520 | Duct Sealing Repair | Duct Sealing Repair | NonEquip | 15 |  | 0% | Prescriptive_duct | 12% | 0 | 0 | 0 | 0 | 0 | 0 | 0 | 0 | 0 | 0 | 0 | 0 | 0 | 0 | 0 | 0 | 0 | 0 | 0 | 0 | 0 | 0 | 0 | 0 | 0 | 0 | 0 | 0 | 0 | 0 | 0 | 0 | 0 | 0 | 0 | 0 | 0 | 0 | 0 | 0 | 0 | 0 | 0 | 0 | 0 | 0 | 0 | 0 | 0 | 0 | 0 | 0 | 0 | 0 | 0 | 0 | 0 | 0 | 0 | 0 | 0 | 0 | 0 | 0 | 0 | 0 | 0 | 0 | 0 | 0 | 0 | 0 | 0 | 0 | 0 | 0 | 0 | 0 | 0 | 0 | 0 | 0 | 0 | 0 | 0 | 0 | 0 | 0 | 0 | 0 | 0 | 0 | 0 | 0 | 0
Ach | College and University | Space Cooling | District chilled water piped | TRC | New | NN3312 | Chilled Water System - Variable Speed Drives | Chilled Water System - Variable Speed Drives | NonEquip | 13 | Central chillers inside | 0% | Prescriptive_HVACnonequip | 24.74% | 0 | 0 | 0 | 0 | 0 | 0 | 0 | 0 | 0 | 0 | 0 | 0 | 0 | 0 | 0 | 0 | 0 | 0 | 0 | 0 | 0 | 0 | 0 | 0 | 0 | 0 | 0 | 0 | 0 | 0 | 0 | 0 | 0 | 0 | 0 | 0 | 0 | 0 | 0 | 0 | 0 | 0 | 0 | 0 | 0 | 0 | 0 | 0 | 0 | 0 | 0 | 0 | 0 | 0 | 0 | 0 | 0 | 0 | 0 | 0 | 0 | 0 | 0 | 0 | 0 | 0 | 0 | 0 | 0 | 0 | 0 | 0 | 0 | 0 | 0 | 0 | 0 | 0 | 0 | 0 | 0 | 0 | 0 | 0 | 0 | 0 | 0 | 0 | 0 | 0 | 0 | 0 | 0 | 0 | 0
Ach | College and University | Space Cooling | District chilled water piped | TRC | New | NN3208 | Ceiling Insulation(R2 to R38) | Ceiling Insulation(R2 to R38) | NonEquip | 20 |  | 0% | Prescriptive_shell | 15.42% | 0 | 0 | 0 | 0 | 0 | 0 | 0 | 0 | 0 | 0 | 0 | 0 | 0 | 0 | 0 | 0 | 0 | 0 | 0 | 0 | 0 | 0 | 0 | 0 | 0 | 0 | 0 | 0 | 0 | 0 | 0 | 0 | 0 | 0 | 0 | 0 | 0 | 0 | 0 | 0 | 0 | 0 | 0 | 0 | 0 | 0 | 0 | 0 | 0 | 0 | 0 | 0 | 0 | 0 | 0 | 0 | 0 | 0 | 0 | 0 | 0 | 0 | 0 | 0 | 0 | 0 | 0 | 0 | 0 | 0 | 0 | 0 | 0 | 0 | 0 | 0 | 0 | 0 | 0 | 0 | 0 | 0 | 0 | 0 | 0 | 0 | 0 | 0 | 0 | 0 | 0 | 0 | 0 | 0 | 0
Ach | College and University | Space Cooling | District chilled water piped | TRC | Existing | NE5353 | Retro-Commissioning | Retro-Commissioning | NonEquip | 5 |  | 21.99% | Custom_improvement_existing | 16% | 1404.0597 | 2025.6585 | 2897.7224 | 3951.8583 | 5021.3396 | 5856.3788 | 5920.0137 | 5157.6862 | 3797.0583 | 2350.0452 | 1404.0597 | 3429.7182 | 6327.4407 | 10279.299 | 15300.6386 | 21157.0174 | 27077.0311 | 32234.7173 | 36031.7756 | 38381.8208 | 0.59202 | 1.4461 | 2.668 | 4.3343 | 6.4515 | 8.9209 | 11.4171 | 13.5918 | 15.1928 | 16.1837 | 0 | 0 | 0 | 0 | 0 | 0 | 0 | 0 | 0 | 0 | 54.7583 | 80.9757 | 118.7324 | 165.973 | 216.1622 | 258.4122 | 267.7506 | 239.1039 | 180.4275 | 114.4605 | 1127.8954 | 12.2947 | 18.1811 | 26.6585 | 37.2652 | 48.534 | 58.0202 | 60.1169 | 53.685 | 40.5106 | 25.6993 | 253.2417 | 171.9642 | 254.2978 | 372.8697 | 521.2253 | 678.8403 | 811.5233 | 840.8498 | 750.8869 | 566.6185 | 359.4542 | 3542.0668 | -157.9006 | -233.5008 | -342.3756 | -478.5984 | -623.3232 | -745.1552 | -772.0833 | -689.4777 | -520.2792 | -330.0572 | -3252.3888 | 329.8648 | 487.7986 | 715.2452 | 999.8237 | 1302.1635 | 1556.6785 | 1612.9331 | 1440.3646 | 1086.8976 | 689.5114 | 6794.4556
Ach | College and University | Space Cooling | District chilled water piped | TRC | Existing | NE4209 | Wall Insulation | Wall Insulation | NonEquip | 20 |  | 0% | newshell_existing | 16.64% | 0 | 0 | 0 | 0 | 0 | 0 | 0 | 0 | 0 | 0 | 0 | 0 | 0 | 0 | 0 | 0 | 0 | 0 | 0 | 0 | 0 | 0 | 0 | 0 | 0 | 0 | 0 | 0 | 0 | 0 | 0 | 0 | 0 | 0 | 0 | 0 | 0 | 0 | 0 | 0 | 0 | 0 | 0 | 0 | 0 | 0 | 0 | 0 | 0 | 0 | 0 | 0 | 0 | 0 | 0 | 0 | 0 | 0 | 0 | 0 | 0 | 0 | 0 | 0 | 0 | 0 | 0 | 0 | 0 | 0 | 0 | 0 | 0 | 0 | 0 | 0 | 0 | 0 | 0 | 0 | 0 | 0 | 0 | 0 | 0 | 0 | 0 | 0 | 0 | 0 | 0 | 0 | 0 | 0 | 0
Ach | College and University | Space Cooling | District chilled water piped | TRC | Existing | NE4183 | Thermal Energy Storage | Thermal Energy Storage | NonEquip | 20 |  | 66.67% | Prescriptive_HVACnonequip_existing | 0% | 0 | 0 | 0 | 0 | 0 | 0 | 0 | 0 | 0 | 0 | 0 | 0 | 0 | 0 | 0 | 0 | 0 | 0 | 0 | 0 | 0 | 0 | 0 | 0 | 0 | 0 | 0 | 0 | 0 | 0 | 0 | 0 | 0 | 0 | 0 | 0 | 0 | 0 | 0 | 0 | 0 | 0 | 0 | 0 | 0 | 0 | 0 | 0 | 0 | 0 | 0 | 0 | 0 | 0 | 0 | 0 | 0 | 0 | 0 | 0 | 0 | 0 | 0 | 0 | 0 | 0 | 0 | 0 | 0 | 0 | 0 | 0 | 0 | 0 | 0 | 0 | 0 | 0 | 0 | 0 | 0 | 0 | 0 | 0 | 0 | 0 | 0 | 0 | 0 | 0 | 0 | 0 | 0 | 0 | 0
Ach | College and University | Space Cooling | District chilled water piped | TRC | Existing | NE3975 | Low U-Value Windows | Low U-Value Windows | NonEquip | 20 |  | 10.75% | newshell_existing | 46% | 3932.9207 | 1808.222 | 751.3124 | 293.0434 | 111.0934 | 42.093 | 15.6512 | 5.867 | 2.2133 | 0.82816 | 3932.9207 | 5741.1427 | 6492.455 | 6785.4984 | 6896.5918 | 6938.6848 | 6954.336 | 6960.203 | 6962.4163 | 6963.2445 | 1.4619 | 2.134 | 2.4133 | 2.5222 | 2.5635 | 2.5791 | 2.5849 | 2.5871 | 2.588 | 2.5883 | 0 | 0 | 0 | 0 | 0 | 0 | 0 | 0 | 0 | 0 | 153.3839 | 72.2837 | 30.7846 | 12.3075 | 4.7824 | 1.8574 | 0.70787 | 0.27199 | 0.10517 | 0.040336 | 245.9432 | 3376.4329 | 1591.1773 | 677.659 | 270.9233 | 105.2754 | 40.8858 | 15.5824 | 5.9872 | 2.3151 | 0.88792 | 5413.936 | 1750.4988 | 824.9398 | 351.3297 | 140.4592 | 54.5796 | 21.1971 | 8.0786 | 3.1041 | 1.2003 | 0.46034 | 2806.8345 | -2892.6448 | -1363.1873 | -580.5614 | -232.1044 | -90.1911 | -35.0275 | -13.3497 | -5.1294 | -1.9834 | -0.76069 | -4638.2067 | 4643.1435 | 2188.1271 | 931.8911 | 372.5636 | 144.7707 | 56.2246 | 21.4283 | 8.2334 | 3.1837 | 1.221 | 7445.0411
Ach | College and University | Space Cooling | District chilled water piped | TRC | Existing | NE3663 | Facility Energy Management System | Facility Energy Management System | NonEquip | 15 |  | 0.7167% | Custom_improvement_existing | 20% | 73.9222 | 106.6711 | 152.5913 | 208.0669 | 264.3185 | 308.2238 | 311.5701 | 271.5009 | 199.9431 | 123.7883 | 73.9222 | 180.5932 | 333.1845 | 541.2514 | 805.5699 | 1113.7937 | 1425.3638 | 1696.8647 | 1896.8078 | 2020.5961 | 0.010944 | 0.026735 | 0.049325 | 0.080128 | 0.11926 | 0.16489 | 0.21101 | 0.25121 | 0.28081 | 0.29913 | 0 | 0 | 0 | 0 | 0 | 0 | 0 | 0 | 0 | 0 | 2.883 | 4.2642 | 6.2523 | 8.7385 | 11.3786 | 13.6003 | 14.0917 | 12.5864 | 9.5008 | 6.0292 | 59.3777 | 24.4299 | 36.1341 | 52.9815 | 74.0493 | 96.4206 | 115.2477 | 119.4114 | 106.6559 | 80.5089 | 51.0906 | 503.1591 | 8.0294 | 11.8763 | 17.4136 | 24.338 | 31.6908 | 37.8787 | 39.2472 | 35.0549 | 26.4611 | 16.7921 | 165.3746 | -59.9559 | -88.6804 | -130.0273 | -181.732 | -236.6356 | -282.841 | -293.0596 | -261.7551 | -197.5851 | -125.3867 | -1234.854 | 67.9853 | 100.5566 | 147.4408 | 206.07 | 268.3263 | 320.7198 | 332.3068 | 296.81 | 224.0462 | 142.1788 | 1400.2286
Ach | College and University | Space Cooling | District chilled water piped | TRC | Existing | NE3507 | Duct Sealing Repair | Duct Sealing Repair | NonEquip | 15 |  | 0% | Prescriptive_duct_existing | 12% | 0 | 0 | 0 | 0 | 0 | 0 | 0 | 0 | 0 | 0 | 0 | 0 | 0 | 0 | 0 | 0 | 0 | 0 | 0 | 0 | 0 | 0 | 0 | 0 | 0 | 0 | 0 | 0 | 0 | 0 | 0 | 0 | 0 | 0 | 0 | 0 | 0 | 0 | 0 | 0 | 0 | 0 | 0 | 0 | 0 | 0 | 0 | 0 | 0 | 0 | 0 | 0 | 0 | 0 | 0 | 0 | 0 | 0 | 0 | 0 | 0 | 0 | 0 | 0 | 0 | 0 | 0 | 0 | 0 | 0 | 0 | 0 | 0 | 0 | 0 | 0 | 0 | 0 | 0 | 0 | 0 | 0 | 0 | 0 | 0 | 0 | 0 | 0 | 0 | 0 | 0 | 0 | 0 | 0 | 0
Ach | College and University | Space Cooling | District chilled water piped | TRC | Existing | NE3299 | Chilled Water System - Variable Speed Drives | Chilled Water System - Variable Speed Drives | NonEquip | 13 | Central chillers inside | 0% | Prescriptive_HVACnonequip_existing | 24.74% | 0 | 0 | 0 | 0 | 0 | 0 | 0 | 0 | 0 | 0 | 0 | 0 | 0 | 0 | 0 | 0 | 0 | 0 | 0 | 0 | 0 | 0 | 0 | 0 | 0 | 0 | 0 | 0 | 0 | 0 | 0 | 0 | 0 | 0 | 0 | 0 | 0 | 0 | 0 | 0 | 0 | 0 | 0 | 0 | 0 | 0 | 0 | 0 | 0 | 0 | 0 | 0 | 0 | 0 | 0 | 0 | 0 | 0 | 0 | 0 | 0 | 0 | 0 | 0 | 0 | 0 | 0 | 0 | 0 | 0 | 0 | 0 | 0 | 0 | 0 | 0 | 0 | 0 | 0 | 0 | 0 | 0 | 0 | 0 | 0 | 0 | 0 | 0 | 0 | 0 | 0 | 0 | 0 | 0 | 0
Ach | College and University | Space Cooling | District chilled water piped | TRC | Existing | NE3195 | Ceiling Insulation(R2 to R38) | Ceiling Insulation(R2 to R38) | NonEquip | 20 |  | 0% | Prescriptive_shell_existing | 15.42% | 0 | 0 | 0 | 0 | 0 | 0 | 0 | 0 | 0 | 0 | 0 | 0 | 0 | 0 | 0 | 0 | 0 | 0 | 0 | 0 | 0 | 0 | 0 | 0 | 0 | 0 | 0 | 0 | 0 | 0 | 0 | 0 | 0 | 0 | 0 | 0 | 0 | 0 | 0 | 0 | 0 | 0 | 0 | 0 | 0 | 0 | 0 | 0 | 0 | 0 | 0 | 0 | 0 | 0 | 0 | 0 | 0 | 0 | 0 | 0 | 0 | 0 | 0 | 0 | 0 | 0 | 0 | 0 | 0 | 0 | 0 | 0 | 0 | 0 | 0 | 0 | 0 | 0 | 0 | 0 | 0 | 0 | 0 | 0 | 0 | 0 | 0 | 0 | 0 | 0 | 0 | 0 | 0 | 0 | 0
Ach | College and University | Space Cooling | District chilled water piped | TRC | Turnover | ET939 | High Efficiency Chiller (Air Cooled, 50 tons) | High Efficiency Chiller (Air Cooled, 50 tons) | Equip | 20 | District chilled water piped | 28.37% | Prescriptive_HVACequip | 8.759% | 6869.1774 | 4704.6647 | 2541.5568 | 1018.6088 | 338.3624 | 104.6963 | 31.0352 | 9.2067 | 2.7426 | 0.80987 | 6869.1774 | 11573.8421 | 14115.399 | 15134.0077 | 15472.3701 | 15577.0664 | 15608.1016 | 15617.3083 | 15620.0509 | 15620.8608 | 1.8712 | 3.1527 | 3.845 | 4.1225 | 4.2147 | 4.2432 | 4.2516 | 4.2541 | 4.2549 | 4.2551 | 0.085155 | 0.14348 | 0.17498 | 0.18761 | 0.19181 | 0.1931 | 0.19349 | 0.1936 | 0.19364 | 0.19365 | 267.8979 | 188.069 | 104.1387 | 42.7803 | 14.5661 | 4.6197 | 1.4037 | 0.42681 | 0.13032 | 0.039445 | 545.9869 | 2130.1746 | 1495.4194 | 828.0528 | 340.1649 | 115.8212 | 36.7334 | 11.1611 | 3.3938 | 1.0362 | 0.31365 | 4341.3831 | 4647.6698 | 3262.7446 | 1806.6669 | 742.1805 | 252.7017 | 80.1459 | 24.3517 | 7.4046 | 2.2609 | 0.68432 | 9472.1416 | -3461.9717 | -2430.364 | -1345.756 | -552.8379 | -188.2333 | -59.6993 | -18.1392 | -5.5155 | -1.6841 | -0.50974 | -7055.6403 | 8109.6415 | 5693.1086 | 3152.4229 | 1295.0184 | 440.9349 | 139.8452 | 42.4908 | 12.9201 | 3.945 | 1.1941 | 16527.7819
Ach | College and University | Space Cooling | District chilled water piped | TRC | Turnover | ET1095 | High Efficiency Chiller (Water cooled-positive displacement, 100 tons) | High Efficiency Chiller (Water cooled-positive displacement, 100 tons) | Equip | 20 | District chilled water piped | 28.37% | Prescriptive_HVACequip | 2.683% | 2197.0914 | 1514.5032 | 825.2788 | 332.7342 | 110.8191 | 34.3207 | 10.1766 | 3.0192 | 0.8994 | 0.26559 | 2197.0914 | 3711.5945 | 4536.8734 | 4869.6075 | 4980.4266 | 5014.7474 | 5024.924 | 5027.9431 | 5028.8425 | 5029.1081 | 0.82789 | 1.3986 | 1.7095 | 1.8349 | 1.8767 | 1.8896 | 1.8934 | 1.8946 | 1.8949 | 1.895 | 0.0016081 | 0.0027166 | 0.0033206 | 0.0035641 | 0.0036452 | 0.0036704 | 0.0036778 | 0.00368 | 0.0036807 | 0.0036809 | 85.6866 | 60.5423 | 33.8153 | 13.9744 | 4.7706 | 1.5144 | 0.46027 | 0.13996 | 0.042737 | 0.012936 | 175.7189 | 1718.9561 | 1214.5369 | 678.3676 | 280.3404 | 95.7033 | 30.3803 | 9.2334 | 2.8078 | 0.85736 | 0.2595 | 3525.0931 | 1291.3296 | 912.3953 | 509.6094 | 210.5998 | 71.8951 | 22.8226 | 6.9364 | 2.1093 | 0.64407 | 0.19495 | 2648.152 | -1302.5215 | -920.303 | -514.0262 | -212.4251 | -72.5182 | -23.0204 | -6.9965 | -2.1276 | -0.64965 | -0.19664 | -2671.1034 | 2593.8511 | 1832.6983 | 1023.6355 | 423.0249 | 144.4132 | 45.843 | 13.9329 | 4.2369 | 1.2937 | 0.39158 | 5319.2554
Ach | College and University | Space Cooling | District chilled water piped | TRC | Turnover | ET1017 | High Efficiency Chiller (Water cooled-centrifugal, 200 tons) | High Efficiency Chiller (Water cooled-centrifugal, 200 tons) | Equip | 20 | District chilled water piped | 28.37% | Prescriptive_HVACequip | 4.362% | 3522.9556 | 2405.2087 | 1293.7934 | 516.9964 | 171.5118 | 53.0454 | 15.7221 | 4.6638 | 1.3893 | 0.41025 | 3522.9556 | 5928.1642 | 7221.9577 | 7738.9541 | 7910.4659 | 7963.5112 | 7979.2333 | 7983.8971 | 7985.2864 | 7985.6967 | 1.3275 | 2.2338 | 2.7213 | 2.9161 | 2.9807 | 3.0007 | 3.0067 | 3.0084 | 3.0089 | 3.0091 | 0.0025785 | 0.0043389 | 0.0052858 | 0.0056642 | 0.0057898 | 0.0058286 | 0.0058401 | 0.0058435 | 0.0058445 | 0.0058448 | 137.3953 | 96.1482 | 53.0124 | 21.7132 | 7.3834 | 2.3406 | 0.71108 | 0.21621 | 0.066016 | 0.019981 | 279.1668 | 1326.7127 | 928.4239 | 511.8968 | 209.6664 | 71.295 | 22.6015 | 6.8663 | 2.0877 | 0.63746 | 0.19294 | 2695.683 | 3500.1703 | 2449.3939 | 1350.5003 | 553.1477 | 188.0925 | 59.6278 | 18.1149 | 5.5079 | 1.6818 | 0.50903 | 7111.826 | -658.975 | -461.146 | -254.2579 | -104.1408 | -35.4121 | -11.2261 | -3.4105 | -1.037 | -0.31662 | -0.095834 | -1338.9394 | 4159.1453 | 2910.5398 | 1604.7582 | 657.2885 | 223.5045 | 70.8539 | 21.5254 | 6.5449 | 1.9984 | 0.60486 | 8450.7653
Ach | College and University | Space Cooling | District chilled water piped | TRC | New | EN965 | High Efficiency Chiller (Air Cooled, 50 tons) | High Efficiency Chiller (Air Cooled, 50 tons) | Equip | 20 | District chilled water piped | 28.37% | Prescriptive_HVACequip | 8.759% | 2475.5053 | 1471.1668 | 753.4066 | 287.8704 | 91.6177 | 27.2928 | 7.8165 | 2.2431 | 0.64607 | 0.18437 | 2475.5053 | 3946.6721 | 4700.0787 | 4987.9491 | 5079.5667 | 5106.8595 | 5114.6761 | 5116.9191 | 5117.5652 | 5117.7496 | 0.67432 | 1.0751 | 1.2803 | 1.3587 | 1.3837 | 1.3911 | 1.3932 | 1.3938 | 1.394 | 1.3941 | 0.030688 | 0.048926 | 0.058266 | 0.061834 | 0.06297 | 0.063308 | 0.063405 | 0.063433 | 0.063441 | 0.063443 | 96.5447 | 58.8099 | 30.8704 | 12.0902 | 3.944 | 1.2043 | 0.35353 | 0.10399 | 0.0307 | 0.00898 | 179.6302 | 767.6696 | 467.6234 | 245.4639 | 96.1344 | 31.3607 | 9.5759 | 2.811 | 0.82683 | 0.24411 | 0.071404 | 1428.3193 | 1674.9212 | 1020.2728 | 535.5594 | 209.7486 | 68.4235 | 20.8928 | 6.1332 | 1.804 | 0.5326 | 0.15579 | 3116.3439 | -1247.6209 | -759.9842 | -398.9293 | -156.2382 | -50.9675 | -15.5627 | -4.5685 | -1.3438 | -0.39672 | -0.11605 | -2321.3126 | 2922.5421 | 1780.2571 | 934.4887 | 365.9869 | 119.391 | 36.4556 | 10.7018 | 3.1478 | 0.92932 | 0.27184 | 5437.6565
Ach | College and University | Space Cooling | District chilled water piped | TRC | New | EN1121 | High Efficiency Chiller (Water cooled-positive displacement, 100 tons) | High Efficiency Chiller (Water cooled-positive displacement, 100 tons) | Equip | 20 | District chilled water piped | 28.37% | Prescriptive_HVACequip | 2.683% | 791.7849 | 473.591 | 244.6416 | 94.0344 | 30.0063 | 8.9469 | 2.5631 | 0.73557 | 0.21187 | 0.060464 | 791.7849 | 1265.3759 | 1510.0175 | 1604.052 | 1634.0582 | 1643.0051 | 1645.5682 | 1646.3038 | 1646.5157 | 1646.5761 | 0.29835 | 0.47681 | 0.56899 | 0.60442 | 0.61573 | 0.6191 | 0.62007 | 0.62034 | 0.62042 | 0.62045 | 0.00057952 | 0.00092615 | 0.0011052 | 0.001174 | 0.001196 | 0.0012025 | 0.0012044 | 0.001205 | 0.0012051 | 0.0012052 | 30.8796 | 18.9318 | 10.024 | 3.9493 | 1.2917 | 0.39478 | 0.11592 | 0.0341 | 0.010068 | 0.0029449 | 57.7754 | 619.4752 | 379.7904 | 201.092 | 79.2274 | 25.9134 | 7.9197 | 2.3255 | 0.68408 | 0.20197 | 0.059078 | 1159.0311 | 465.3677 | 285.3095 | 151.0661 | 59.5179 | 19.4669 | 5.9495 | 1.747 | 0.5139 | 0.15172 | 0.044381 | 870.6977 | -469.401 | -287.7823 | -152.3754 | -60.0337 | -19.6356 | -6.0011 | -1.7621 | -0.51836 | -0.15304 | -0.044766 | -878.2441 | 934.7687 | 573.0918 | 303.4415 | 119.5516 | 39.1025 | 11.9506 | 3.5092 | 1.0323 | 0.30476 | 0.089147 | 1748.9418
Ach | College and University | Space Cooling | District chilled water piped | TRC | New | EN1043 | High Efficiency Chiller (Water cooled-centrifugal, 200 tons) | High Efficiency Chiller (Water cooled-centrifugal, 200 tons) | Equip | 20 | District chilled water piped | 28.37% | Prescriptive_HVACequip | 4.362% | 1269.5982 | 752.118 | 383.5258 | 146.109 | 46.4399 | 13.8281 | 3.9598 | 1.1363 | 0.32727 | 0.093396 | 1269.5982 | 2021.7162 | 2405.242 | 2551.351 | 2597.7909 | 2611.619 | 2615.5788 | 2616.7151 | 2617.0423 | 2617.1357 | 0.4784 | 0.7618 | 0.90632 | 0.96138 | 0.97887 | 0.98409 | 0.98558 | 0.98601 | 0.98613 | 0.98616 | 0.00092924 | 0.0014797 | 0.0017604 | 0.0018674 | 0.0019014 | 0.0019115 | 0.0019144 | 0.0019152 | 0.0019154 | 0.0019155 | 49.5143 | 30.0659 | 15.7147 | 6.1364 | 1.9992 | 0.61017 | 0.17909 | 0.052676 | 0.015551 | 0.0045489 | 91.8745 | 478.119 | 290.3218 | 151.7442 | 59.2541 | 19.3044 | 5.8919 | 1.7294 | 0.50864 | 0.15017 | 0.043925 | 887.1563 | 1261.3868 | 765.9349 | 400.3356 | 156.3258 | 50.9294 | 15.5441 | 4.5624 | 1.3419 | 0.39617 | 0.11588 | 2340.5205 | -237.4806 | -144.2021 | -75.371 | -29.4314 | -9.5884 | -2.9265 | -0.85896 | -0.25264 | -0.074587 | -0.021817 | -440.6484 | 1498.8674 | 910.1371 | 475.7066 | 185.7572 | 60.5179 | 18.4706 | 5.4214 | 1.5946 | 0.47076 | 0.1377 | 2781.169
Ach | College and University | Refrigeration | Display cases | TRC | New | NN5314 | Retro-Commissioning | Retro-Commissioning | NonEquip | 5 |  | 0% | Custom_improvement | 16% | 0 | 0 | 0 | 0 | 0 | 0 | 0 | 0 | 0 | 0 | 0 | 0 | 0 | 0 | 0 | 0 | 0 | 0 | 0 | 0 | 0 | 0 | 0 | 0 | 0 | 0 | 0 | 0 | 0 | 0 | 0 | 0 | 0 | 0 | 0 | 0 | 0 | 0 | 0 | 0 | 0 | 0 | 0 | 0 | 0 | 0 | 0 | 0 | 0 | 0 | 0 | 0 | 0 | 0 | 0 | 0 | 0 | 0 | 0 | 0 | 0 | 0 | 0 | 0 | 0 | 0 | 0 | 0 | 0 | 0 | 0 | 0 | 0 | 0 | 0 | 0 | 0 | 0 | 0 | 0 | 0 | 0 | 0 | 0 | 0 | 0 | 0 | 0 | 0 | 0 | 0 | 0 | 0 | 0 | 0
Ach | College and University | Refrigeration | Display cases | TRC | New | NN4846 | PSC to ECM Evaporator Fan Motor (Walk-In, Refrigerator) | PSC to ECM Evaporator Fan Motor (Walk-In, Refrigerator) | NonEquip | 15 | Walk-in cooler | 0% | Prescriptive_ECM | 37.5% | 0 | 0 | 0 | 0 | 0 | 0 | 0 | 0 | 0 | 0 | 0 | 0 | 0 | 0 | 0 | 0 | 0 | 0 | 0 | 0 | 0 | 0 | 0 | 0 | 0 | 0 | 0 | 0 | 0 | 0 | 0 | 0 | 0 | 0 | 0 | 0 | 0 | 0 | 0 | 0 | 0 | 0 | 0 | 0 | 0 | 0 | 0 | 0 | 0 | 0 | 0 | 0 | 0 | 0 | 0 | 0 | 0 | 0 | 0 | 0 | 0 | 0 | 0 | 0 | 0 | 0 | 0 | 0 | 0 | 0 | 0 | 0 | 0 | 0 | 0 | 0 | 0 | 0 | 0 | 0 | 0 | 0 | 0 | 0 | 0 | 0 | 0 | 0 | 0 | 0 | 0 | 0 | 0 | 0 | 0
Ach | College and University | Refrigeration | Display cases | TRC | New | NN4820 | PSC to ECM Evaporator Fan Motor (Reach-In) | PSC to ECM Evaporator Fan Motor (Reach-In) | NonEquip | 15 | Display cases | 68.68% | Prescriptive_ECM | 37.5% | 26.1973 | 29.9549 | 36.8336 | 37.3184 | 31.6426 | 19.3156 | 8.4212 | 2.9054 | 0.88951 | 0.25746 | 26.1973 | 56.1522 | 92.9858 | 130.3042 | 161.9468 | 181.2624 | 189.6836 | 192.589 | 193.4786 | 193.736 | 0.0033966 | 0.0072804 | 0.012056 | 0.016895 | 0.020997 | 0.023502 | 0.024593 | 0.02497 | 0.025085 | 0.025119 | 0.0028451 | 0.0060983 | 0.010098 | 0.014151 | 0.017588 | 0.019686 | 0.0206 | 0.020916 | 0.021012 | 0.02104 | 1.0217 | 1.1974 | 1.5092 | 1.5673 | 1.3622 | 0.8523 | 0.38087 | 0.13469 | 0.042267 | 0.01254 | 6.2917 | 4.2821 | 5.0188 | 6.3255 | 6.569 | 5.7092 | 3.5722 | 1.5963 | 0.56452 | 0.17715 | 0.052556 | 26.3699 | 6.106 | 7.1564 | 9.0197 | 9.3669 | 8.1408 | 5.0936 | 2.2762 | 0.80496 | 0.2526 | 0.074941 | 37.6014 | -17.9873 | -21.0815 | -26.5706 | -27.5934 | -23.9815 | -15.0051 | -6.7054 | -2.3713 | -0.74413 | -0.22076 | -110.7676 | 24.0933 | 28.2379 | 35.5904 | 36.9603 | 32.1224 | 20.0987 | 8.9817 | 3.1763 | 0.99674 | 0.29571 | 148.3689
Ach | College and University | Refrigeration | Display cases | TRC | Existing | NE5301 | Retro-Commissioning | Retro-Commissioning | NonEquip | 5 |  | 21.99% | Custom_improvement_existing | 16% | 2.9161 | 4.3322 | 6.1885 | 8.4363 | 10.7268 | 12.5372 | 12.6985 | 11.0752 | 8.1568 | 5.049 | 2.9161 | 7.2483 | 13.4369 | 21.8731 | 32.6 | 45.1372 | 57.8357 | 68.9109 | 77.0677 | 82.1168 | 0.0012296 | 0.0030563 | 0.0056657 | 0.0092228 | 0.013746 | 0.019032 | 0.024387 | 0.029056 | 0.032496 | 0.034625 | 1.4126e-05 | 3.5113e-05 | 6.5091e-05 | 0.00010596 | 0.00015792 | 0.00021866 | 0.00028017 | 0.00033382 | 0.00037333 | 0.00039779 | 0.11373 | 0.17318 | 0.25357 | 0.35431 | 0.46178 | 0.5532 | 0.57433 | 0.51343 | 0.38759 | 0.24592 | 2.412 | 0.025535 | 0.038883 | 0.056933 | 0.079552 | 0.10368 | 0.12421 | 0.12895 | 0.11528 | 0.087025 | 0.055214 | 0.54155 | 0.35716 | 0.54386 | 0.79632 | 1.1127 | 1.4502 | 1.7373 | 1.8036 | 1.6124 | 1.2172 | 0.77228 | 7.5746 | -0.32795 | -0.49938 | -0.7312 | -1.0217 | -1.3316 | -1.5952 | -1.6561 | -1.4805 | -1.1177 | -0.70912 | -6.9552 | 0.68511 | 1.0432 | 1.5275 | 2.1344 | 2.7817 | 3.3325 | 3.4598 | 3.0929 | 2.3349 | 1.4814 | 14.5298
Ach | College and University | Refrigeration | Display cases | TRC | Existing | NE4833 | PSC to ECM Evaporator Fan Motor (Walk-In, Refrigerator) | PSC to ECM Evaporator Fan Motor (Walk-In, Refrigerator) | NonEquip | 15 | Walk-in cooler | 0% | Prescriptive_ECM_existing | 37.5% | 0 | 0 | 0 | 0 | 0 | 0 | 0 | 0 | 0 | 0 | 0 | 0 | 0 | 0 | 0 | 0 | 0 | 0 | 0 | 0 | 0 | 0 | 0 | 0 | 0 | 0 | 0 | 0 | 0 | 0 | 0 | 0 | 0 | 0 | 0 | 0 | 0 | 0 | 0 | 0 | 0 | 0 | 0 | 0 | 0 | 0 | 0 | 0 | 0 | 0 | 0 | 0 | 0 | 0 | 0 | 0 | 0 | 0 | 0 | 0 | 0 | 0 | 0 | 0 | 0 | 0 | 0 | 0 | 0 | 0 | 0 | 0 | 0 | 0 | 0 | 0 | 0 | 0 | 0 | 0 | 0 | 0 | 0 | 0 | 0 | 0 | 0 | 0 | 0 | 0 | 0 | 0 | 0 | 0 | 0
Ach | College and University | Refrigeration | Display cases | TRC | Existing | NE4807 | PSC to ECM Evaporator Fan Motor (Reach-In) | PSC to ECM Evaporator Fan Motor (Reach-In) | NonEquip | 15 | Display cases | 17.17% | Prescriptive_ECM_existing | 37.5% | 33.485 | 49.417 | 65.0644 | 70.1942 | 63.07 | 40.6031 | 18.6048 | 6.7381 | 2.1665 | 0.6589 | 33.485 | 82.902 | 147.9664 | 218.1606 | 281.2306 | 321.8337 | 340.4385 | 347.1767 | 349.3432 | 350.0021 | 0.0043415 | 0.010749 | 0.019185 | 0.028286 | 0.036463 | 0.041727 | 0.04414 | 0.045013 | 0.045294 | 0.04538 | 0.0036365 | 0.0090034 | 0.01607 | 0.023693 | 0.030542 | 0.034952 | 0.036972 | 0.037704 | 0.03794 | 0.038011 | 1.3059 | 1.9754 | 2.666 | 2.9481 | 2.7151 | 1.7916 | 0.84146 | 0.31237 | 0.10295 | 0.032092 | 11.2391 | 5.4734 | 8.2795 | 11.1737 | 12.356 | 11.3795 | 7.509 | 3.5267 | 1.3092 | 0.43148 | 0.13451 | 47.1054 | 7.8046 | 11.806 | 15.9328 | 17.6187 | 16.2263 | 10.7073 | 5.0289 | 1.8668 | 0.61525 | 0.19179 | 67.1686 | -22.9911 | -34.7785 | -46.9355 | -51.9018 | -47.8 | -31.5419 | -14.8142 | -5.4994 | -1.8124 | -0.56499 | -197.8678 | 30.7957 | 46.5844 | 62.8683 | 69.5205 | 64.0263 | 42.2492 | 19.8431 | 7.3663 | 2.4277 | 0.75679 | 265.0364
Ach | College and University | Refrigeration | Display cases | TRC | Turnover | ET2454 | Energy Star Commercial Solid Door Refrigerator | Energy Star Commercial Solid Door Refrigerator | Equip | 12 | Display cases | 0% | refrigupdate | 50.28% | 0 | 0 | 0 | 0 | 0 | 0 | 0 | 0 | 0 | 0 | 0 | 0 | 0 | 0 | 0 | 0 | 0 | 0 | 0 | 0 | 0 | 0 | 0 | 0 | 0 | 0 | 0 | 0 | 0 | 0 | 0 | 0 | 0 | 0 | 0 | 0 | 0 | 0 | 0 | 0 | 0 | 0 | 0 | 0 | 0 | 0 | 0 | 0 | 0 | 0 | 0 | 0 | 0 | 0 | 0 | 0 | 0 | 0 | 0 | 0 | 0 | 0 | 0 | 0 | 0 | 0 | 0 | 0 | 0 | 0 | 0 | 0 | 0 | 0 | 0 | 0 | 0 | 0 | 0 | 0 | 0 | 0 | 0 | 0 | 0 | 0 | 0 | 0 | 0 | 0 | 0 | 0 | 0 | 0 | 0
Ach | College and University | Refrigeration | Display cases | TRC | New | EN2480 | Energy Star Commercial Solid Door Refrigerator | Energy Star Commercial Solid Door Refrigerator | Equip | 12 | Display cases | 0% | refrigupdate | 50.28% | 0 | 0 | 0 | 0 | 0 | 0 | 0 | 0 | 0 | 0 | 0 | 0 | 0 | 0 | 0 | 0 | 0 | 0 | 0 | 0 | 0 | 0 | 0 | 0 | 0 | 0 | 0 | 0 | 0 | 0 | 0 | 0 | 0 | 0 | 0 | 0 | 0 | 0 | 0 | 0 | 0 | 0 | 0 | 0 | 0 | 0 | 0 | 0 | 0 | 0 | 0 | 0 | 0 | 0 | 0 | 0 | 0 | 0 | 0 | 0 | 0 | 0 | 0 | 0 | 0 | 0 | 0 | 0 | 0 | 0 | 0 | 0 | 0 | 0 | 0 | 0 | 0 | 0 | 0 | 0 | 0 | 0 | 0 | 0 | 0 | 0 | 0 | 0 | 0 | 0 | 0 | 0 | 0 | 0 | 0
Ach | College and University | Cooking | Cooking Other | TRC | Turnover | ET3 | Efficient Exhaust Hood | Efficient Exhaust Hood | Equip | 15 | Cooking Other | 10.93% | Prescriptive_cooking | 42.5% | 3.5276 | 5.1835 | 8.2597 | 12.9711 | 19.8867 | 29.7406 | 41.5026 | 53.7867 | 61.9657 | 59.4749 | 3.5276 | 8.711 | 16.9707 | 29.9418 | 49.8286 | 79.5691 | 121.0717 | 174.8584 | 236.8241 | 296.299 | 0.00077119 | 0.0019044 | 0.0037101 | 0.0065459 | 0.010893 | 0.017395 | 0.026469 | 0.038227 | 0.051774 | 0.064777 | 0.00030269 | 0.00074747 | 0.0014562 | 0.0025692 | 0.0042757 | 0.0068276 | 0.010389 | 0.015004 | 0.020321 | 0.025425 | 0.13757 | 0.20721 | 0.33844 | 0.54477 | 0.8561 | 1.3123 | 1.8771 | 2.4935 | 2.9445 | 2.8968 | 8.1246 | 0.20697 | 0.31172 | 0.50914 | 0.81955 | 1.2879 | 1.9742 | 2.8239 | 3.7512 | 4.4296 | 4.3579 | 12.2225 | 1.9183 | 2.8893 | 4.7191 | 7.5962 | 11.9374 | 18.2986 | 26.1738 | 34.7689 | 41.0574 | 40.3922 | 113.288 | -1.3259 | -1.997 | -3.2618 | -5.2504 | -8.2509 | -12.6477 | -18.091 | -24.0318 | -28.3783 | -27.9185 | -78.3031 | 3.2443 | 4.8863 | 7.9809 | 12.8466 | 20.1883 | 30.9463 | 44.2648 | 58.8006 | 69.4356 | 68.3107 | 191.5912
Ach | College and University | Cooking | Cooking Other | TRC | Turnover | ET159 | Energy Star Hot Food Holding Cabinet | Energy Star Hot Food Holding Cabinet | Equip | 12 | Cooking Other | 26.95% | Prescriptive_cooking | 52.67% | 12.5202 | 18.3779 | 29.2357 | 45.7934 | 69.9393 | 104.0333 | 144.1988 | 185.5817 | 212.8515 | 204.5657 | 12.5202 | 30.8981 | 60.1338 | 105.9271 | 175.8665 | 279.8998 | 424.0985 | 609.6802 | 822.5317 | 1027.0974 | 0.0023058 | 0.0056903 | 0.011074 | 0.019508 | 0.032388 | 0.051547 | 0.078103 | 0.11228 | 0.15148 | 0.18915 | 0.0011157 | 0.0027534 | 0.0053586 | 0.0094392 | 0.015672 | 0.024942 | 0.037792 | 0.054329 | 0.073296 | 0.091525 | 0.48829 | 0.73466 | 1.1979 | 1.9233 | 3.0108 | 4.5905 | 6.5218 | 8.6033 | 10.1142 | 9.9635 | 28.1899 | 3.5179 | 5.2929 | 8.6305 | 13.8563 | 21.6916 | 33.0724 | 46.9871 | 61.9835 | 72.8688 | 71.783 | 203.0964 | 1.1563 | 1.7397 | 2.8368 | 4.5545 | 7.1299 | 10.8707 | 15.4444 | 20.3737 | 23.9516 | 23.5947 | 66.7568 | -8.043 | -12.1011 | -19.7317 | -31.6795 | -49.5931 | -75.6129 | -107.4259 | -141.712 | -166.5988 | -164.1163 | -464.3361 | 9.1993 | 13.8408 | 22.5685 | 36.234 | 56.723 | 86.4836 | 122.8703 | 162.0856 | 190.5504 | 187.711 | 531.0929
Ach | College and University | Cooking | Cooking Other | TRC | New | EN29 | Efficient Exhaust Hood | Efficient Exhaust Hood | Equip | 15 | Cooking Other | 10.93% | Prescriptive_cooking | 42.5% | 0.76275 | 0.97253 | 1.4691 | 2.1995 | 3.2308 | 4.6518 | 6.2717 | 7.8626 | 8.7583 | 8.1239 | 0.76275 | 1.7353 | 3.2044 | 5.4038 | 8.6346 | 13.2864 | 19.5581 | 27.4207 | 36.179 | 44.303 | 0.00016675 | 0.00037937 | 0.00070054 | 0.0011814 | 0.0018877 | 0.0029047 | 0.0042758 | 0.0059947 | 0.0079094 | 0.0096855 | 6.545e-05 | 0.0001489 | 0.00027496 | 0.00046369 | 0.00074092 | 0.0011401 | 0.0016782 | 0.0023529 | 0.0031044 | 0.0038015 | 0.029747 | 0.038877 | 0.060195 | 0.092375 | 0.13908 | 0.20526 | 0.28366 | 0.3645 | 0.41618 | 0.39568 | 1.2254 | 0.044752 | 0.058486 | 0.090556 | 0.13897 | 0.20923 | 0.30879 | 0.42673 | 0.54835 | 0.62609 | 0.59526 | 1.8435 | 0.4148 | 0.5421 | 0.83935 | 1.2881 | 1.9394 | 2.8621 | 3.9553 | 5.0825 | 5.8031 | 5.5174 | 17.0868 | -0.2867 | -0.37469 | -0.58015 | -0.89029 | -1.3405 | -1.9782 | -2.7338 | -3.513 | -4.011 | -3.8135 | -11.8102 | 0.7015 | 0.91679 | 1.4195 | 2.1784 | 3.2798 | 4.8403 | 6.6891 | 8.5955 | 9.8142 | 9.3309 | 28.897
Ach | College and University | Cooking | Cooking Other | TRC | New | EN185 | Energy Star Hot Food Holding Cabinet | Energy Star Hot Food Holding Cabinet | Equip | 12 | Cooking Other | 26.95% | Prescriptive_cooking | 52.67% | 2.7072 | 3.4481 | 5.1999 | 7.765 | 11.3624 | 16.272 | 21.7908 | 27.1284 | 30.0848 | 27.9426 | 2.7072 | 6.1553 | 11.3552 | 19.1202 | 30.4826 | 46.7546 | 68.5454 | 95.6738 | 125.7586 | 153.7012 | 0.00049857 | 0.0011336 | 0.0020912 | 0.0035212 | 0.0056137 | 0.0086104 | 0.012623 | 0.017619 | 0.02316 | 0.028306 | 0.00024124 | 0.0005485 | 0.0010119 | 0.0017038 | 0.0027163 | 0.0041663 | 0.0061081 | 0.0085256 | 0.011206 | 0.013696 | 0.10558 | 0.13784 | 0.21306 | 0.32612 | 0.48914 | 0.718 | 0.98555 | 1.2576 | 1.4296 | 1.361 | 4.2557 | 0.76067 | 0.99306 | 1.535 | 2.3496 | 3.524 | 5.1729 | 7.1005 | 9.0608 | 10.2994 | 9.8052 | 30.6605 | 0.25003 | 0.32642 | 0.50455 | 0.77229 | 1.1583 | 1.7003 | 2.3339 | 2.9782 | 3.3854 | 3.2229 | 10.0779 | -1.7391 | -2.2704 | -3.5095 | -5.3718 | -8.0569 | -11.8267 | -16.2338 | -20.7155 | -23.5474 | -22.4174 | -70.0986 | 1.9891 | 2.5968 | 4.0141 | 6.1441 | 9.2153 | 13.527 | 18.5677 | 23.6937 | 26.9328 | 25.6403 | 80.1765
Ach | College and University | Domestic Hot Water | Centralized water heaters | TRC | New | NN5418 | Retro-Commissioning | Retro-Commissioning | NonEquip | 5 |  | 0% | Custom_improvement | 16% | 0 | 0 | 0 | 0 | 0 | 0 | 0 | 0 | 0 | 0 | 0 | 0 | 0 | 0 | 0 | 0 | 0 | 0 | 0 | 0 | 0 | 0 | 0 | 0 | 0 | 0 | 0 | 0 | 0 | 0 | 0 | 0 | 0 | 0 | 0 | 0 | 0 | 0 | 0 | 0 | 0 | 0 | 0 | 0 | 0 | 0 | 0 | 0 | 0 | 0 | 0 | 0 | 0 | 0 | 0 | 0 | 0 | 0 | 0 | 0 | 0 | 0 | 0 | 0 | 0 | 0 | 0 | 0 | 0 | 0 | 0 | 0 | 0 | 0 | 0 | 0 | 0 | 0 | 0 | 0 | 0 | 0 | 0 | 0 | 0 | 0 | 0 | 0 | 0 | 0 | 0 | 0 | 0 | 0 | 0
Ach | College and University | Domestic Hot Water | Centralized water heaters | TRC | Existing | NE5405 | Retro-Commissioning | Retro-Commissioning | NonEquip | 5 |  | 21.99% | Custom_improvement_existing | 16% | 124.598 | 189.7461 | 271.4335 | 370.1759 | 470.3556 | 548.5748 | 554.5356 | 483.1274 | 355.6755 | 220.1319 | 124.598 | 314.3442 | 585.7777 | 955.9536 | 1426.3092 | 1974.884 | 2529.4196 | 3012.5469 | 3368.2225 | 3588.3543 | 0.052537 | 0.13254 | 0.24699 | 0.40308 | 0.6014 | 0.83271 | 1.0665 | 1.2702 | 1.4202 | 1.513 | 0.00060358 | 0.0015228 | 0.0028376 | 0.0046309 | 0.0069094 | 0.0095668 | 0.012253 | 0.014593 | 0.016316 | 0.017383 | 4.8593 | 7.5851 | 11.1218 | 15.5469 | 20.2482 | 24.2058 | 25.0806 | 22.3972 | 16.9009 | 10.7217 | 105.3994 | 1.091 | 1.7031 | 2.4971 | 3.4907 | 4.5462 | 5.4348 | 5.6312 | 5.0287 | 3.7947 | 2.4073 | 23.6649 | 15.2603 | 23.8204 | 34.9272 | 48.8239 | 63.5879 | 76.0165 | 78.7635 | 70.3366 | 53.0759 | 33.6706 | 330.9985 | -14.0123 | -21.8723 | -32.0708 | -44.8309 | -58.3875 | -69.7997 | -72.3221 | -64.5843 | -48.7352 | -30.9169 | -303.9287 | 29.2726 | 45.6927 | 66.998 | 93.6548 | 121.9754 | 145.8162 | 151.0856 | 134.9209 | 101.8112 | 64.5875 | 634.9273
Ach | College and University | Space Cooling | Central chillers inside | TRC | New | NN5366 | Retro-Commissioning | Retro-Commissioning | NonEquip | 5 |  | 0% | Custom_improvement | 16% | 0 | 0 | 0 | 0 | 0 | 0 | 0 | 0 | 0 | 0 | 0 | 0 | 0 | 0 | 0 | 0 | 0 | 0 | 0 | 0 | 0 | 0 | 0 | 0 | 0 | 0 | 0 | 0 | 0 | 0 | 0 | 0 | 0 | 0 | 0 | 0 | 0 | 0 | 0 | 0 | 0 | 0 | 0 | 0 | 0 | 0 | 0 | 0 | 0 | 0 | 0 | 0 | 0 | 0 | 0 | 0 | 0 | 0 | 0 | 0 | 0 | 0 | 0 | 0 | 0 | 0 | 0 | 0 | 0 | 0 | 0 | 0 | 0 | 0 | 0 | 0 | 0 | 0 | 0 | 0 | 0 | 0 | 0 | 0 | 0 | 0 | 0 | 0 | 0 | 0 | 0 | 0 | 0 | 0 | 0
Ach | College and University | Space Cooling | Central chillers inside | TRC | New | NN4196 | Thermal Energy Storage | Thermal Energy Storage | NonEquip | 20 |  | 66.67% | Prescriptive_HVACnonequip | 0% | 0 | 0 | 0 | 0 | 0 | 0 | 0 | 0 | 0 | 0 | 0 | 0 | 0 | 0 | 0 | 0 | 0 | 0 | 0 | 0 | 0 | 0 | 0 | 0 | 0 | 0 | 0 | 0 | 0 | 0 | 0 | 0 | 0 | 0 | 0 | 0 | 0 | 0 | 0 | 0 | 0 | 0 | 0 | 0 | 0 | 0 | 0 | 0 | 0 | 0 | 0 | 0 | 0 | 0 | 0 | 0 | 0 | 0 | 0 | 0 | 0 | 0 | 0 | 0 | 0 | 0 | 0 | 0 | 0 | 0 | 0 | 0 | 0 | 0 | 0 | 0 | 0 | 0 | 0 | 0 | 0 | 0 | 0 | 0 | 0 | 0 | 0 | 0 | 0 | 0 | 0 | 0 | 0 | 0 | 0
Ach | College and University | Space Cooling | Central chillers inside | TRC | New | NN3676 | Facility Energy Management System | Facility Energy Management System | NonEquip | 15 |  | 4.276% | Custom_improvement | 20% | 5.7984 | 6.5584 | 9.056 | 12.645 | 16.0004 | 18.1646 | 17.7125 | 14.84 | 10.4875 | 6.2252 | 5.7984 | 12.3568 | 21.4128 | 34.0578 | 50.0582 | 68.2228 | 85.9353 | 100.7753 | 111.2628 | 117.4879 | 0.00085842 | 0.0018293 | 0.00317 | 0.005042 | 0.0074107 | 0.0101 | 0.012722 | 0.014919 | 0.016472 | 0.017393 | 0 | 0 | 0 | 0 | 0 | 0 | 0 | 0 | 0 | 0 | 0.22614 | 0.26217 | 0.37106 | 0.53107 | 0.6888 | 0.80151 | 0.8011 | 0.68796 | 0.49834 | 0.3032 | 3.4799 | 1.9163 | 2.2216 | 3.1444 | 4.5002 | 5.8368 | 6.7919 | 6.7884 | 5.8297 | 4.2229 | 2.5693 | 29.4879 | 0.62983 | 0.73018 | 1.0335 | 1.4791 | 1.9184 | 2.2323 | 2.2312 | 1.9161 | 1.3879 | 0.84445 | 9.6919 | -4.7029 | -5.4523 | -7.7169 | -11.0445 | -14.3247 | -16.6687 | -16.6602 | -14.3073 | -10.3638 | -6.3056 | -72.3693 | 5.3328 | 6.1824 | 8.7503 | 12.5236 | 16.2431 | 18.901 | 18.8914 | 16.2234 | 11.7518 | 7.15 | 82.0612
Ach | College and University | Space Cooling | Central chillers inside | TRC | New | NN3520 | Duct Sealing Repair | Duct Sealing Repair | NonEquip | 15 |  | 0% | Prescriptive_duct | 12% | 0 | 0 | 0 | 0 | 0 | 0 | 0 | 0 | 0 | 0 | 0 | 0 | 0 | 0 | 0 | 0 | 0 | 0 | 0 | 0 | 0 | 0 | 0 | 0 | 0 | 0 | 0 | 0 | 0 | 0 | 0 | 0 | 0 | 0 | 0 | 0 | 0 | 0 | 0 | 0 | 0 | 0 | 0 | 0 | 0 | 0 | 0 | 0 | 0 | 0 | 0 | 0 | 0 | 0 | 0 | 0 | 0 | 0 | 0 | 0 | 0 | 0 | 0 | 0 | 0 | 0 | 0 | 0 | 0 | 0 | 0 | 0 | 0 | 0 | 0 | 0 | 0 | 0 | 0 | 0 | 0 | 0 | 0 | 0 | 0 | 0 | 0 | 0 | 0 | 0 | 0 | 0 | 0 | 0 | 0
Ach | College and University | Space Cooling | Central chillers inside | TRC | New | NN3312 | Chilled Water System - Variable Speed Drives | Chilled Water System - Variable Speed Drives | NonEquip | 13 | Central chillers inside | 73.99% | Prescriptive_HVACnonequip | 24.74% | 681.7628 | 706.5926 | 617.6246 | 304.1174 | 112.6219 | 35.7527 | 10.4618 | 3.0221 | 0.87218 | 0.24904 | 681.7628 | 1388.3554 | 2005.9799 | 2310.0974 | 2422.7193 | 2458.472 | 2468.9337 | 2471.9558 | 2472.828 | 2473.077 | 0.074487 | 0.15169 | 0.21916 | 0.25239 | 0.2647 | 0.2686 | 0.26975 | 0.27008 | 0.27017 | 0.2702 | 0.0033403 | 0.0068022 | 0.0098283 | 0.011318 | 0.01187 | 0.012045 | 0.012097 | 0.012111 | 0.012116 | 0.012117 | 26.5887 | 28.246 | 25.3068 | 12.7725 | 4.8482 | 1.5776 | 0.47317 | 0.1401 | 0.041444 | 0.01213 | 84.6471 | 15.3182 | 16.273 | 14.5797 | 7.3585 | 2.7931 | 0.90887 | 0.2726 | 0.080714 | 0.023876 | 0.0069882 | 48.7666 | 178.5893 | 189.7208 | 169.9786 | 85.7897 | 32.5642 | 10.5962 | 3.1781 | 0.94101 | 0.27837 | 0.081473 | 568.5515 | -365.8163 | -388.6178 | -348.1786 | -175.7287 | -66.7034 | -21.7049 | -6.51 | -1.9275 | -0.5702 | -0.16689 | -1164.6018 | 544.4055 | 578.3386 | 518.1572 | 261.5183 | 99.2676 | 32.3011 | 9.6881 | 2.8686 | 0.84856 | 0.24836 | 1733.1533
Ach | College and University | Space Cooling | Central chillers inside | TRC | New | NN3208 | Ceiling Insulation(R2 to R38) | Ceiling Insulation(R2 to R38) | NonEquip | 20 |  | 0% | Prescriptive_shell | 15.42% | 0 | 0 | 0 | 0 | 0 | 0 | 0 | 0 | 0 | 0 | 0 | 0 | 0 | 0 | 0 | 0 | 0 | 0 | 0 | 0 | 0 | 0 | 0 | 0 | 0 | 0 | 0 | 0 | 0 | 0 | 0 | 0 | 0 | 0 | 0 | 0 | 0 | 0 | 0 | 0 | 0 | 0 | 0 | 0 | 0 | 0 | 0 | 0 | 0 | 0 | 0 | 0 | 0 | 0 | 0 | 0 | 0 | 0 | 0 | 0 | 0 | 0 | 0 | 0 | 0 | 0 | 0 | 0 | 0 | 0 | 0 | 0 | 0 | 0 | 0 | 0 | 0 | 0 | 0 | 0 | 0 | 0 | 0 | 0 | 0 | 0 | 0 | 0 | 0 | 0 | 0 | 0 | 0 | 0 | 0
Ach | College and University | Space Cooling | Central chillers inside | TRC | Existing | NE5353 | Retro-Commissioning | Retro-Commissioning | NonEquip | 5 |  | 21.99% | Custom_improvement_existing | 16% | 111.7569 | 161.2927 | 231.5297 | 317.0667 | 403.9433 | 471.645 | 476.9493 | 415.58 | 305.9582 | 189.3631 | 111.7569 | 273.0496 | 504.5793 | 821.646 | 1225.5892 | 1697.2342 | 2174.1835 | 2589.7635 | 2895.7217 | 3085.0848 | 0.047122 | 0.11513 | 0.21276 | 0.34645 | 0.51677 | 0.71564 | 0.91675 | 1.092 | 1.221 | 1.3008 | 0 | 0 | 0 | 0 | 0 | 0 | 0 | 0 | 0 | 0 | 4.3585 | 6.4477 | 9.4868 | 13.3164 | 17.3892 | 20.8113 | 21.5715 | 19.2658 | 14.5384 | 9.2231 | 90.6268 | 0.9786 | 1.4477 | 2.13 | 2.9899 | 3.9043 | 4.6727 | 4.8434 | 4.3257 | 3.2643 | 2.0708 | 20.3481 | 13.6876 | 20.2484 | 29.7925 | 41.8191 | 54.6095 | 65.3562 | 67.7435 | 60.5026 | 45.6568 | 28.9643 | 284.6063 | -12.5682 | -18.5925 | -27.356 | -38.399 | -50.1434 | -60.0113 | -62.2033 | -55.5546 | -41.9229 | -26.5955 | -261.3306 | 26.2558 | 38.8409 | 57.1485 | 80.2182 | 104.753 | 125.3675 | 129.9469 | 116.0572 | 87.5797 | 55.5598 | 545.9369
Ach | College and University | Space Cooling | Central chillers inside | TRC | Existing | NE4209 | Wall Insulation | Wall Insulation | NonEquip | 20 |  | 0% | newshell_existing | 16.64% | 0 | 0 | 0 | 0 | 0 | 0 | 0 | 0 | 0 | 0 | 0 | 0 | 0 | 0 | 0 | 0 | 0 | 0 | 0 | 0 | 0 | 0 | 0 | 0 | 0 | 0 | 0 | 0 | 0 | 0 | 0 | 0 | 0 | 0 | 0 | 0 | 0 | 0 | 0 | 0 | 0 | 0 | 0 | 0 | 0 | 0 | 0 | 0 | 0 | 0 | 0 | 0 | 0 | 0 | 0 | 0 | 0 | 0 | 0 | 0 | 0 | 0 | 0 | 0 | 0 | 0 | 0 | 0 | 0 | 0 | 0 | 0 | 0 | 0 | 0 | 0 | 0 | 0 | 0 | 0 | 0 | 0 | 0 | 0 | 0 | 0 | 0 | 0 | 0 | 0 | 0 | 0 | 0 | 0 | 0
Ach | College and University | Space Cooling | Central chillers inside | TRC | Existing | NE4183 | Thermal Energy Storage | Thermal Energy Storage | NonEquip | 20 |  | 66.67% | Prescriptive_HVACnonequip_existing | 0% | 0 | 0 | 0 | 0 | 0 | 0 | 0 | 0 | 0 | 0 | 0 | 0 | 0 | 0 | 0 | 0 | 0 | 0 | 0 | 0 | 0 | 0 | 0 | 0 | 0 | 0 | 0 | 0 | 0 | 0 | 0 | 0 | 0 | 0 | 0 | 0 | 0 | 0 | 0 | 0 | 0 | 0 | 0 | 0 | 0 | 0 | 0 | 0 | 0 | 0 | 0 | 0 | 0 | 0 | 0 | 0 | 0 | 0 | 0 | 0 | 0 | 0 | 0 | 0 | 0 | 0 | 0 | 0 | 0 | 0 | 0 | 0 | 0 | 0 | 0 | 0 | 0 | 0 | 0 | 0 | 0 | 0 | 0 | 0 | 0 | 0 | 0 | 0 | 0 | 0 | 0 | 0 | 0 | 0 | 0
Ach | College and University | Space Cooling | Central chillers inside | TRC | Existing | NE3975 | Low U-Value Windows | Low U-Value Windows | NonEquip | 20 |  | 10.75% | newshell_existing | 46% | 313.0429 | 143.9794 | 60.0303 | 23.5115 | 8.9369 | 3.39 | 1.2609 | 0.47273 | 0.17834 | 0.066732 | 313.0429 | 457.0223 | 517.0526 | 540.5641 | 549.501 | 552.891 | 554.152 | 554.6247 | 554.803 | 554.8698 | 0.11636 | 0.16988 | 0.19219 | 0.20093 | 0.20425 | 0.20551 | 0.20598 | 0.20616 | 0.20622 | 0.20625 | 0 | 0 | 0 | 0 | 0 | 0 | 0 | 0 | 0 | 0 | 12.2087 | 5.7556 | 2.4597 | 0.98746 | 0.38472 | 0.14958 | 0.05703 | 0.021915 | 0.0084744 | 0.0032502 | 19.5961 | 268.749 | 126.6972 | 54.1453 | 21.7368 | 8.4689 | 3.2927 | 1.2554 | 0.48242 | 0.18655 | 0.071547 | 431.3685 | 139.3319 | 65.6857 | 28.0714 | 11.2694 | 4.3907 | 1.7071 | 0.65086 | 0.25011 | 0.096715 | 0.037093 | 223.6413 | -230.2416 | -108.5436 | -46.3872 | -18.6223 | -7.2555 | -2.8209 | -1.0755 | -0.4133 | -0.15982 | -0.061296 | -369.5604 | 369.5735 | 174.2293 | 74.4586 | 29.8916 | 11.6461 | 4.5281 | 1.7264 | 0.66341 | 0.25653 | 0.098389 | 593.2017
Ach | College and University | Space Cooling | Central chillers inside | TRC | Existing | NE3663 | Facility Energy Management System | Facility Energy Management System | NonEquip | 15 |  | 0.7167% | Custom_improvement_existing | 20% | 5.8839 | 8.4937 | 12.1921 | 16.6937 | 21.2632 | 24.8229 | 25.1018 | 21.8762 | 16.1109 | 9.9747 | 5.8839 | 14.3775 | 26.5697 | 43.2634 | 64.5265 | 89.3494 | 114.4512 | 136.3274 | 152.4384 | 162.413 | 0.00087106 | 0.0021285 | 0.0039334 | 0.0064048 | 0.0095527 | 0.013228 | 0.016944 | 0.020182 | 0.022567 | 0.024044 | 0 | 0 | 0 | 0 | 0 | 0 | 0 | 0 | 0 | 0 | 0.22947 | 0.33953 | 0.49957 | 0.70111 | 0.91535 | 1.0953 | 1.1353 | 1.0142 | 0.76556 | 0.48582 | 4.771 | 1.9445 | 2.8772 | 4.2333 | 5.9411 | 7.7566 | 9.2815 | 9.6204 | 8.5938 | 6.4872 | 4.1168 | 40.429 | 0.63911 | 0.94565 | 1.3914 | 1.9527 | 2.5494 | 3.0506 | 3.162 | 2.8245 | 2.1322 | 1.3531 | 13.2879 | -4.7722 | -7.0612 | -10.3893 | -14.5808 | -19.0362 | -22.7787 | -23.6105 | -21.0909 | -15.921 | -10.1035 | -99.2209 | 5.4113 | 8.0068 | 11.7806 | 16.5335 | 21.5856 | 25.8292 | 26.7725 | 23.9154 | 18.0531 | 11.4566 | 112.5088
Ach | College and University | Space Cooling | Central chillers inside | TRC | Existing | NE3507 | Duct Sealing Repair | Duct Sealing Repair | NonEquip | 15 |  | 0% | Prescriptive_duct_existing | 12% | 0 | 0 | 0 | 0 | 0 | 0 | 0 | 0 | 0 | 0 | 0 | 0 | 0 | 0 | 0 | 0 | 0 | 0 | 0 | 0 | 0 | 0 | 0 | 0 | 0 | 0 | 0 | 0 | 0 | 0 | 0 | 0 | 0 | 0 | 0 | 0 | 0 | 0 | 0 | 0 | 0 | 0 | 0 | 0 | 0 | 0 | 0 | 0 | 0 | 0 | 0 | 0 | 0 | 0 | 0 | 0 | 0 | 0 | 0 | 0 | 0 | 0 | 0 | 0 | 0 | 0 | 0 | 0 | 0 | 0 | 0 | 0 | 0 | 0 | 0 | 0 | 0 | 0 | 0 | 0 | 0 | 0 | 0 | 0 | 0 | 0 | 0 | 0 | 0 | 0 | 0 | 0 | 0 | 0 | 0
Ach | College and University | Space Cooling | Central chillers inside | TRC | Existing | NE3299 | Chilled Water System - Variable Speed Drives | Chilled Water System - Variable Speed Drives | NonEquip | 13 | Central chillers inside | 73.99% | Prescriptive_HVACnonequip_existing | 24.74% | 4218.1996 | 4044.454 | 2908.4785 | 1500.0538 | 581.9301 | 193.1019 | 58.9146 | 17.7284 | 5.3327 | 1.588 | 4218.1996 | 8262.6537 | 11171.1322 | 12671.186 | 13253.1161 | 13446.218 | 13505.1325 | 13522.8609 | 13528.1937 | 13529.7816 | 0.46086 | 0.90274 | 1.2205 | 1.3844 | 1.448 | 1.4691 | 1.4755 | 1.4775 | 1.478 | 1.4782 | 0.020667 | 0.040483 | 0.054733 | 0.062082 | 0.064934 | 0.06588 | 0.066168 | 0.066255 | 0.066281 | 0.066289 | 164.5098 | 161.6771 | 119.1731 | 63.0004 | 25.0513 | 8.5206 | 2.6646 | 0.82187 | 0.2534 | 0.077343 | 465.1701 | 94.7768 | 93.1448 | 68.6576 | 36.2956 | 14.4325 | 4.9089 | 1.5351 | 0.47349 | 0.14599 | 0.044558 | 267.9922 | 1104.9667 | 1085.94 | 800.4527 | 423.156 | 168.2629 | 57.2306 | 17.8973 | 5.5202 | 1.702 | 0.51949 | 3124.4191 | -2263.3768 | -2224.4031 | -1639.6204 | -866.7786 | -344.664 | -117.2292 | -36.6603 | -11.3075 | -3.4863 | -1.0641 | -6399.9553 | 3368.3435 | 3310.3431 | 2440.0731 | 1289.9346 | 512.9269 | 174.4597 | 54.5576 | 16.8277 | 5.1884 | 1.5836 | 9524.3744
Ach | College and University | Space Cooling | Central chillers inside | TRC | Existing | NE3195 | Ceiling Insulation(R2 to R38) | Ceiling Insulation(R2 to R38) | NonEquip | 20 |  | 0% | Prescriptive_shell_existing | 15.42% | 0 | 0 | 0 | 0 | 0 | 0 | 0 | 0 | 0 | 0 | 0 | 0 | 0 | 0 | 0 | 0 | 0 | 0 | 0 | 0 | 0 | 0 | 0 | 0 | 0 | 0 | 0 | 0 | 0 | 0 | 0 | 0 | 0 | 0 | 0 | 0 | 0 | 0 | 0 | 0 | 0 | 0 | 0 | 0 | 0 | 0 | 0 | 0 | 0 | 0 | 0 | 0 | 0 | 0 | 0 | 0 | 0 | 0 | 0 | 0 | 0 | 0 | 0 | 0 | 0 | 0 | 0 | 0 | 0 | 0 | 0 | 0 | 0 | 0 | 0 | 0 | 0 | 0 | 0 | 0 | 0 | 0 | 0 | 0 | 0 | 0 | 0 | 0 | 0 | 0 | 0 | 0 | 0 | 0 | 0
Ach | College and University | Space Cooling | Central chillers inside | TRC | Turnover | ET978 | High Efficiency Chiller (Water cooled-centrifugal, 200 tons) | High Efficiency Chiller (Water cooled-centrifugal, 200 tons) | Equip | 20 | Central chillers inside | 28.37% | Prescriptive_HVACequip | 4.362% | 283.8757 | 193.809 | 104.2524 | 41.659 | 13.8202 | 4.2743 | 1.2669 | 0.3758 | 0.11195 | 0.033057 | 283.8757 | 477.6847 | 581.9371 | 623.5961 | 637.4163 | 641.6906 | 642.9575 | 643.3333 | 643.4452 | 643.4783 | 0.10697 | 0.18 | 0.21928 | 0.23498 | 0.24019 | 0.2418 | 0.24227 | 0.24241 | 0.24246 | 0.24247 | 0.00020777 | 0.00034962 | 0.00042593 | 0.00045642 | 0.00046653 | 0.00046966 | 0.00047059 | 0.00047086 | 0.00047095 | 0.00047097 | 11.0712 | 7.7475 | 4.2717 | 1.7496 | 0.59494 | 0.1886 | 0.057298 | 0.017422 | 0.0053195 | 0.0016101 | 22.4949 | 106.905 | 74.8113 | 41.2481 | 16.8947 | 5.7449 | 1.8212 | 0.55328 | 0.16823 | 0.051366 | 0.015547 | 217.2151 | 282.0397 | 197.3694 | 108.8218 | 44.572 | 15.1563 | 4.8047 | 1.4597 | 0.44382 | 0.13551 | 0.041017 | 573.0628 | -53.0995 | -37.1586 | -20.4878 | -8.3915 | -2.8535 | -0.90459 | -0.27481 | -0.083558 | -0.025513 | -0.0077222 | -107.8902 | 335.1392 | 234.528 | 129.3096 | 52.9636 | 18.0097 | 5.7093 | 1.7345 | 0.52738 | 0.16103 | 0.048739 | 680.953
Ach | College and University | Space Cooling | Central chillers inside | TRC | Turnover | ET900 | High Efficiency Chiller (Air Cooled, 50 tons) | High Efficiency Chiller (Air Cooled, 50 tons) | Equip | 20 | Central chillers inside | 28.37% | Prescriptive_HVACequip | 8.759% | 553.5104 | 379.0965 | 204.7957 | 82.0783 | 27.2649 | 8.4363 | 2.5008 | 0.74186 | 0.22099 | 0.065258 | 553.5104 | 932.6069 | 1137.4027 | 1219.481 | 1246.7459 | 1255.1822 | 1257.6829 | 1258.4248 | 1258.6458 | 1258.7111 | 0.15078 | 0.25404 | 0.30983 | 0.33218 | 0.33961 | 0.34191 | 0.34259 | 0.34279 | 0.34285 | 0.34287 | 0.0068617 | 0.011561 | 0.0141 | 0.015118 | 0.015456 | 0.01556 | 0.015591 | 0.0156 | 0.015603 | 0.015604 | 21.5869 | 15.1544 | 8.3914 | 3.4472 | 1.1737 | 0.37225 | 0.11311 | 0.034392 | 0.010501 | 0.0031784 | 43.995 | 171.647 | 120.4992 | 66.7235 | 27.4101 | 9.3327 | 2.9599 | 0.89935 | 0.27346 | 0.083499 | 0.025273 | 349.8237 | 374.5039 | 262.9082 | 145.5791 | 59.8041 | 20.3624 | 6.4581 | 1.9622 | 0.59665 | 0.18218 | 0.055142 | 763.2543 | -278.9617 | -195.8359 | -108.4395 | -44.547 | -15.1676 | -4.8105 | -1.4616 | -0.44444 | -0.1357 | -0.041074 | -568.5354 | 653.4656 | 458.7442 | 254.0186 | 104.3511 | 35.53 | 11.2686 | 3.4239 | 1.0411 | 0.31788 | 0.096216 | 1331.7897
Ach | College and University | Space Cooling | Central chillers inside | TRC | Turnover | ET1056 | High Efficiency Chiller (Water cooled-positive displacement, 100 tons) | High Efficiency Chiller (Water cooled-positive displacement, 100 tons) | Equip | 20 | Central chillers inside | 28.37% | Prescriptive_HVACequip | 2.683% | 177.0391 | 122.0369 | 66.5 | 26.8113 | 8.9297 | 2.7655 | 0.82002 | 0.24328 | 0.072473 | 0.021401 | 177.0391 | 299.076 | 365.5761 | 392.3874 | 401.3171 | 404.0826 | 404.9026 | 405.1459 | 405.2184 | 405.2398 | 0.06671 | 0.11269 | 0.13775 | 0.14786 | 0.15122 | 0.15226 | 0.15257 | 0.15266 | 0.15269 | 0.1527 | 0.00012958 | 0.0002189 | 0.00026757 | 0.00028719 | 0.00029373 | 0.00029575 | 0.00029635 | 0.00029653 | 0.00029658 | 0.0002966 | 6.9045 | 4.8784 | 2.7248 | 1.126 | 0.38441 | 0.12203 | 0.037088 | 0.011278 | 0.0034437 | 0.0010423 | 14.1592 | 138.5115 | 97.866 | 54.6621 | 22.5895 | 7.7117 | 2.448 | 0.74402 | 0.22625 | 0.069085 | 0.020911 | 284.048 | 104.0539 | 73.5198 | 41.0637 | 16.9699 | 5.7932 | 1.839 | 0.55893 | 0.16997 | 0.051898 | 0.015709 | 213.385 | -104.9557 | -74.157 | -41.4196 | -17.117 | -5.8434 | -1.855 | -0.56377 | -0.17144 | -0.052348 | -0.015845 | -215.2345 | 209.0095 | 147.6767 | 82.4834 | 34.0869 | 11.6367 | 3.694 | 1.1227 | 0.34141 | 0.10425 | 0.031553 | 428.6195
Ach | College and University | Space Cooling | Central chillers inside | TRC | New | EN926 | High Efficiency Chiller (Air Cooled, 50 tons) | High Efficiency Chiller (Air Cooled, 50 tons) | Equip | 20 | Central chillers inside | 28.37% | Prescriptive_HVACequip | 8.759% | 199.4734 | 118.5449 | 60.7086 | 23.1963 | 7.3824 | 2.1992 | 0.62985 | 0.18074 | 0.052059 | 0.014857 | 199.4734 | 318.0183 | 378.727 | 401.9232 | 409.3057 | 411.5049 | 412.1347 | 412.3155 | 412.3675 | 412.3824 | 0.054336 | 0.086628 | 0.10316 | 0.10948 | 0.11149 | 0.11209 | 0.11226 | 0.11231 | 0.11233 | 0.11233 | 0.0024728 | 0.0039424 | 0.004695 | 0.0049825 | 0.005074 | 0.0051013 | 0.0051091 | 0.0051114 | 0.005112 | 0.0051122 | 7.7795 | 4.7388 | 2.4875 | 0.97421 | 0.3178 | 0.09704 | 0.028487 | 0.008379 | 0.0024737 | 0.0007236 | 14.4744 | 61.8579 | 37.6806 | 19.7792 | 7.7464 | 2.527 | 0.77161 | 0.22651 | 0.066625 | 0.01967 | 0.0057537 | 115.0923 | 134.9632 | 82.2124 | 43.1548 | 16.9013 | 5.5135 | 1.6835 | 0.49421 | 0.14536 | 0.042916 | 0.012553 | 251.1114 | -100.5319 | -61.2387 | -32.1453 | -12.5895 | -4.1069 | -1.254 | -0.36813 | -0.10828 | -0.031968 | -0.0093509 | -187.0487 | 235.4951 | 143.4511 | 75.3 | 29.4908 | 9.6204 | 2.9375 | 0.86233 | 0.25364 | 0.074884 | 0.021904 | 438.1601
Ach | College and University | Space Cooling | Central chillers inside | TRC | New | EN1082 | High Efficiency Chiller (Water cooled-positive displacement, 100 tons) | High Efficiency Chiller (Water cooled-positive displacement, 100 tons) | Equip | 20 | Central chillers inside | 28.37% | Prescriptive_HVACequip | 2.683% | 0 | 2.0021 | 16.0746 | 7.0884 | 2.3578 | 0.71508 | 0.20602 | 0.059228 | 0.017069 | 0.0048718 | 0 | 2.0021 | 18.0767 | 25.165 | 27.5228 | 28.2379 | 28.4439 | 28.5031 | 28.5202 | 28.5251 | 0 | 0.0007544 | 0.0068115 | 0.0094825 | 0.010371 | 0.01064 | 0.010718 | 0.01074 | 0.010747 | 0.010749 | 0 | 1.4653e-06 | 1.3231e-05 | 1.8419e-05 | 2.0144e-05 | 2.0668e-05 | 2.0818e-05 | 2.0862e-05 | 2.0874e-05 | 2.0878e-05 | 0 | 0.080032 | 0.65865 | 0.2977 | 0.1015 | 0.031553 | 0.0093178 | 0.0027457 | 0.00081106 | 0.00023728 | 0.93304 | 0 | 1.6055 | 13.2131 | 5.9722 | 2.0362 | 0.63298 | 0.18693 | 0.055082 | 0.016271 | 0.0047601 | 18.7176 | 0 | 1.2061 | 9.9261 | 4.4865 | 1.5296 | 0.47551 | 0.14042 | 0.041379 | 0.012223 | 0.003576 | 14.0612 | 0 | -1.2166 | -10.0121 | -4.5254 | -1.5429 | -0.47964 | -0.14164 | -0.041738 | -0.012329 | -0.0036069 | -14.1831 | 0 | 2.4227 | 19.9382 | 9.0119 | 3.0725 | 0.95515 | 0.28206 | 0.083117 | 0.024552 | 0.0071829 | 28.2443
Ach | College and University | Space Cooling | Central chillers inside | TRC | New | EN1004 | High Efficiency Chiller (Water cooled-centrifugal, 200 tons) | High Efficiency Chiller (Water cooled-centrifugal, 200 tons) | Equip | 20 | Central chillers inside | 28.37% | Prescriptive_HVACequip | 4.362% | 102.3028 | 60.6048 | 30.9041 | 11.7733 | 3.7421 | 1.1143 | 0.31907 | 0.091559 | 0.026371 | 0.0075257 | 102.3028 | 162.9076 | 193.8116 | 205.5849 | 209.327 | 210.4413 | 210.7603 | 210.8519 | 210.8783 | 210.8858 | 0.038549 | 0.061385 | 0.07303 | 0.077467 | 0.078877 | 0.079296 | 0.079417 | 0.079451 | 0.079461 | 0.079464 | 7.4877e-05 | 0.00011923 | 0.00014185 | 0.00015047 | 0.00015321 | 0.00015402 | 0.00015426 | 0.00015433 | 0.00015434 | 0.00015435 | 3.9898 | 2.4227 | 1.2663 | 0.49446 | 0.16109 | 0.049166 | 0.014431 | 0.0042445 | 0.0012531 | 0.00036655 | 7.4031 | 38.5263 | 23.3938 | 12.2274 | 4.7746 | 1.5555 | 0.47476 | 0.13935 | 0.040986 | 0.0121 | 0.0035394 | 71.486 | 101.6411 | 61.7182 | 32.2586 | 12.5966 | 4.1038 | 1.2525 | 0.36763 | 0.10813 | 0.031923 | 0.0093378 | 188.5965 | -19.1359 | -11.6196 | -6.0733 | -2.3715 | -0.77263 | -0.23581 | -0.069214 | -0.020358 | -0.0060101 | -0.001758 | -35.5069 | 120.777 | 73.3378 | 38.3319 | 14.9681 | 4.8765 | 1.4883 | 0.43685 | 0.12849 | 0.037933 | 0.011096 | 224.1034
Ach | College and University | Ventilation and Circulation | Central air-handling unit | TRC | New | NN5392 | Retro-Commissioning | Retro-Commissioning | NonEquip | 5 |  | 0% | Custom_improvement | 16% | 0 | 0 | 0 | 0 | 0 | 0 | 0 | 0 | 0 | 0 | 0 | 0 | 0 | 0 | 0 | 0 | 0 | 0 | 0 | 0 | 0 | 0 | 0 | 0 | 0 | 0 | 0 | 0 | 0 | 0 | 0 | 0 | 0 | 0 | 0 | 0 | 0 | 0 | 0 | 0 | 0 | 0 | 0 | 0 | 0 | 0 | 0 | 0 | 0 | 0 | 0 | 0 | 0 | 0 | 0 | 0 | 0 | 0 | 0 | 0 | 0 | 0 | 0 | 0 | 0 | 0 | 0 | 0 | 0 | 0 | 0 | 0 | 0 | 0 | 0 | 0 | 0 | 0 | 0 | 0 | 0 | 0 | 0 | 0 | 0 | 0 | 0 | 0 | 0 | 0 | 0 | 0 | 0 | 0 | 0
Ach | College and University | Ventilation and Circulation | Central air-handling unit | TRC | Existing | NE5379 | Retro-Commissioning | Retro-Commissioning | NonEquip | 5 |  | 21.99% | Custom_improvement_existing | 16% | 1940.747 | 2849.9444 | 4076.8708 | 5559.9583 | 7064.6355 | 8239.4709 | 8329.0002 | 7256.4646 | 5342.1666 | 3306.3314 | 1940.747 | 4790.6914 | 8867.5622 | 14427.5205 | 21492.156 | 29731.6269 | 38060.6272 | 45317.0918 | 50659.2584 | 53965.5898 | 0.81832 | 2.02 | 3.739 | 6.0834 | 9.0622 | 12.5364 | 16.0483 | 19.108 | 21.3605 | 22.7547 | 0.0094014 | 0.023207 | 0.042957 | 0.06989 | 0.10411 | 0.14403 | 0.18437 | 0.21953 | 0.24541 | 0.26142 | 75.6891 | 113.9265 | 167.0472 | 233.5112 | 304.1234 | 363.566 | 376.7044 | 336.4006 | 253.8475 | 161.037 | 1585.5994 | 16.9942 | 25.5795 | 37.5064 | 52.4293 | 68.2836 | 81.63 | 84.5799 | 75.5306 | 56.9953 | 36.157 | 356.0081 | 237.6958 | 357.7773 | 524.5987 | 733.3236 | 955.0756 | 1141.7504 | 1183.0105 | 1056.4396 | 797.1882 | 505.7242 | 4979.4502 | -218.2565 | -328.5175 | -481.6959 | -673.3508 | -876.9674 | -1048.3756 | -1086.2613 | -970.0416 | -731.9924 | -464.3649 | -4572.2198 | 455.9523 | 686.2948 | 1006.2946 | 1406.6744 | 1832.043 | 2190.126 | 2269.2718 | 2026.4813 | 1529.1807 | 970.0891 | 9551.67
Ach | College and University | Interior Lighting | case lighting | TRC | New | NN5262 | Retro-Commissioning | Retro-Commissioning | NonEquip | 5 |  | 0% | Custom_improvement | 16% | 0 | 0 | 0 | 0 | 0 | 0 | 0 | 0 | 0 | 0 | 0 | 0 | 0 | 0 | 0 | 0 | 0 | 0 | 0 | 0 | 0 | 0 | 0 | 0 | 0 | 0 | 0 | 0 | 0 | 0 | 0 | 0 | 0 | 0 | 0 | 0 | 0 | 0 | 0 | 0 | 0 | 0 | 0 | 0 | 0 | 0 | 0 | 0 | 0 | 0 | 0 | 0 | 0 | 0 | 0 | 0 | 0 | 0 | 0 | 0 | 0 | 0 | 0 | 0 | 0 | 0 | 0 | 0 | 0 | 0 | 0 | 0 | 0 | 0 | 0 | 0 | 0 | 0 | 0 | 0 | 0 | 0 | 0 | 0 | 0 | 0 | 0 | 0 | 0 | 0 | 0 | 0 | 0 | 0 | 0
Ach | College and University | Interior Lighting | case lighting | TRC | New | NN3702 | Facility Energy Management System | Facility Energy Management System | NonEquip | 15 |  | 4.276% | Custom_improvement | 24% | 0.35291 | 0.40669 | 0.5432 | 0.69553 | 0.83379 | 0.92185 | 0.88643 | 0.73551 | 0.51546 | 0.30354 | 0.35291 | 0.7596 | 1.3028 | 1.9983 | 2.8321 | 3.754 | 4.6404 | 5.3759 | 5.8914 | 6.1949 | 5.2245e-05 | 0.00011245 | 0.00019287 | 0.00029584 | 0.00041927 | 0.00055575 | 0.00068697 | 0.00079586 | 0.00087217 | 0.00091711 | 4.5131e-05 | 9.714e-05 | 0.00016661 | 0.00025555 | 0.00036218 | 0.00048007 | 0.00059343 | 0.00068749 | 0.00075341 | 0.00079222 | 0.013763 | 0.016257 | 0.022257 | 0.029211 | 0.035893 | 0.040676 | 0.040092 | 0.034097 | 0.024494 | 0.014784 | 0.18493 | 0.11663 | 0.13776 | 0.1886 | 0.24753 | 0.30416 | 0.34469 | 0.33973 | 0.28894 | 0.20756 | 0.12528 | 1.5671 | 0.038333 | 0.045279 | 0.061989 | 0.081358 | 0.099968 | 0.11329 | 0.11166 | 0.094966 | 0.068218 | 0.041176 | 0.51505 | -0.28623 | -0.3381 | -0.46287 | -0.6075 | -0.74646 | -0.84593 | -0.83377 | -0.70911 | -0.50938 | -0.30746 | -3.8459 | 0.32457 | 0.38338 | 0.52486 | 0.68886 | 0.84643 | 0.95922 | 0.94543 | 0.80408 | 0.5776 | 0.34864 | 4.3609
Ach | College and University | Interior Lighting | case lighting | TRC | Existing | NE5249 | Retro-Commissioning | Retro-Commissioning | NonEquip | 5 |  | 21.99% | Custom_improvement_existing | 16% | 4.5418 | 7.1141 | 10.1768 | 13.8789 | 17.6349 | 20.5676 | 20.791 | 18.1138 | 13.3352 | 8.2533 | 4.5418 | 11.6559 | 21.8326 | 35.7115 | 53.3464 | 73.914 | 94.705 | 112.8188 | 126.154 | 134.4074 | 0.001915 | 0.0049147 | 0.0092058 | 0.015058 | 0.022494 | 0.031166 | 0.039932 | 0.04757 | 0.053193 | 0.056673 | 2.2001e-05 | 5.6464e-05 | 0.00010576 | 0.000173 | 0.00025842 | 0.00035806 | 0.00045877 | 0.00054652 | 0.00061112 | 0.0006511 | 0.17713 | 0.28439 | 0.41699 | 0.5829 | 0.75916 | 0.90754 | 0.94034 | 0.83973 | 0.63366 | 0.40198 | 3.947 | 0.03977 | 0.063852 | 0.093624 | 0.13088 | 0.17045 | 0.20377 | 0.21113 | 0.18854 | 0.14227 | 0.090256 | 0.8862 | 0.55626 | 0.89309 | 1.3095 | 1.8305 | 2.3841 | 2.8501 | 2.9531 | 2.6371 | 1.99 | 1.2624 | 12.3952 | -0.51077 | -0.82005 | -1.2024 | -1.6808 | -2.1891 | -2.617 | -2.7116 | -2.4214 | -1.8272 | -1.1592 | -11.3815 | 1.067 | 1.7131 | 2.5119 | 3.5114 | 4.5732 | 5.467 | 5.6646 | 5.0585 | 3.8172 | 2.4216 | 23.7767
Ach | College and University | Interior Lighting | case lighting | TRC | Existing | NE3689 | Facility Energy Management System | Facility Energy Management System | NonEquip | 15 |  | 0.7167% | Custom_improvement_existing | 24% | 0.28714 | 0.4497 | 0.64316 | 0.87692 | 1.114 | 1.299 | 1.3131 | 1.1442 | 0.84264 | 0.52169 | 0.28714 | 0.73683 | 1.38 | 2.2569 | 3.3709 | 4.6699 | 5.9829 | 7.1272 | 7.9698 | 8.4915 | 4.2509e-05 | 0.00010908 | 0.0002043 | 0.00033412 | 0.00049903 | 0.00069134 | 0.00088573 | 0.0010551 | 0.0011799 | 0.0012571 | 3.672e-05 | 9.4229e-05 | 0.00017648 | 0.00028862 | 0.00043108 | 0.0005972 | 0.00076512 | 0.00091144 | 0.0010192 | 0.0010859 | 0.011198 | 0.017977 | 0.026353 | 0.036829 | 0.047955 | 0.057318 | 0.059388 | 0.053044 | 0.04004 | 0.025409 | 0.24936 | 0.094894 | 0.15233 | 0.22331 | 0.31209 | 0.40636 | 0.4857 | 0.50325 | 0.44949 | 0.3393 | 0.21532 | 2.1131 | 0.031189 | 0.050067 | 0.073397 | 0.10257 | 0.13356 | 0.15964 | 0.1654 | 0.14774 | 0.11152 | 0.070768 | 0.69451 | -0.23289 | -0.37385 | -0.54806 | -0.76593 | -0.99729 | -1.192 | -1.2351 | -1.1031 | -0.8327 | -0.52843 | -5.1859 | 0.26408 | 0.42392 | 0.62145 | 0.8685 | 1.1309 | 1.3516 | 1.4005 | 1.2509 | 0.94422 | 0.5992 | 5.8804
Ach | College and University | Space Heating | Boilers | TRC | New | NN5340 | Retro-Commissioning | Retro-Commissioning | NonEquip | 5 |  | 0% | Custom_improvement | 16% | 0 | 0 | 0 | 0 | 0 | 0 | 0 | 0 | 0 | 0 | 0 | 0 | 0 | 0 | 0 | 0 | 0 | 0 | 0 | 0 | 0 | 0 | 0 | 0 | 0 | 0 | 0 | 0 | 0 | 0 | 0 | 0 | 0 | 0 | 0 | 0 | 0 | 0 | 0 | 0 | 0 | 0 | 0 | 0 | 0 | 0 | 0 | 0 | 0 | 0 | 0 | 0 | 0 | 0 | 0 | 0 | 0 | 0 | 0 | 0 | 0 | 0 | 0 | 0 | 0 | 0 | 0 | 0 | 0 | 0 | 0 | 0 | 0 | 0 | 0 | 0 | 0 | 0 | 0 | 0 | 0 | 0 | 0 | 0 | 0 | 0 | 0 | 0 | 0 | 0 | 0 | 0 | 0 | 0 | 0
Ach | College and University | Space Heating | Boilers | TRC | New | NN3650 | Facility Energy Management System | Facility Energy Management System | NonEquip | 15 |  | 4.276% | Custom_improvement | 20% | 0.018549 | 0.021479 | 0.028827 | 0.037089 | 0.044677 | 0.049634 | 0.047958 | 0.039986 | 0.028158 | 0.016662 | 0.018549 | 0.040027 | 0.068854 | 0.10594 | 0.15062 | 0.20025 | 0.24821 | 0.2882 | 0.31636 | 0.33302 | 0 | 0 | 0 | 0 | 0 | 0 | 0 | 0 | 0 | 0 | 2.372e-06 | 5.1188e-06 | 8.8052e-06 | 1.3548e-05 | 1.9262e-05 | 2.5609e-05 | 3.1742e-05 | 3.6856e-05 | 4.0457e-05 | 4.2587e-05 | 0.00072339 | 0.00085861 | 0.0011812 | 0.0015577 | 0.0019233 | 0.0021901 | 0.0021691 | 0.0018537 | 0.001338 | 0.00081152 | 0.0099287 | 0.00613 | 0.0072757 | 0.010009 | 0.0132 | 0.016298 | 0.018559 | 0.01838 | 0.015708 | 0.011338 | 0.0068768 | 0.084134 | 0.0020147 | 0.0023913 | 0.0032897 | 0.0043384 | 0.0053566 | 0.0060998 | 0.0060411 | 0.0051628 | 0.0037265 | 0.0022602 | 0.027653 | -0.015044 | -0.017856 | -0.024564 | -0.032395 | -0.039998 | -0.045547 | -0.045109 | -0.03855 | -0.027826 | -0.016877 | -0.20648 | 0.017059 | 0.020247 | 0.027854 | 0.036733 | 0.045354 | 0.051647 | 0.05115 | 0.043713 | 0.031553 | 0.019137 | 0.23414
Ach | College and University | Space Heating | Boilers | TRC | New | NN3572 | ECM Motors on Furnaces | ECM Motors on Furnaces | NonEquip | 15 | Forced air furnace | 0% | Prescriptive_ECM | 1.706% | 0 | 0 | 0 | 0 | 0 | 0 | 0 | 0 | 0 | 0 | 0 | 0 | 0 | 0 | 0 | 0 | 0 | 0 | 0 | 0 | 0 | 0 | 0 | 0 | 0 | 0 | 0 | 0 | 0 | 0 | 0 | 0 | 0 | 0 | 0 | 0 | 0 | 0 | 0 | 0 | 0 | 0 | 0 | 0 | 0 | 0 | 0 | 0 | 0 | 0 | 0 | 0 | 0 | 0 | 0 | 0 | 0 | 0 | 0 | 0 | 0 | 0 | 0 | 0 | 0 | 0 | 0 | 0 | 0 | 0 | 0 | 0 | 0 | 0 | 0 | 0 | 0 | 0 | 0 | 0 | 0 | 0 | 0 | 0 | 0 | 0 | 0 | 0 | 0 | 0 | 0 | 0 | 0 | 0 | 0
Ach | College and University | Space Heating | Boilers | TRC | New | NN3546 | Duct Sealing Repair | Duct Sealing Repair | NonEquip | 15 |  | 0% | Prescriptive_duct | 12% | 0 | 0 | 0 | 0 | 0 | 0 | 0 | 0 | 0 | 0 | 0 | 0 | 0 | 0 | 0 | 0 | 0 | 0 | 0 | 0 | 0 | 0 | 0 | 0 | 0 | 0 | 0 | 0 | 0 | 0 | 0 | 0 | 0 | 0 | 0 | 0 | 0 | 0 | 0 | 0 | 0 | 0 | 0 | 0 | 0 | 0 | 0 | 0 | 0 | 0 | 0 | 0 | 0 | 0 | 0 | 0 | 0 | 0 | 0 | 0 | 0 | 0 | 0 | 0 | 0 | 0 | 0 | 0 | 0 | 0 | 0 | 0 | 0 | 0 | 0 | 0 | 0 | 0 | 0 | 0 | 0 | 0 | 0 | 0 | 0 | 0 | 0 | 0 | 0 | 0 | 0 | 0 | 0 | 0 | 0
Ach | College and University | Space Heating | Boilers | TRC | New | NN3182 | Ceiling Insulation(R2 to R38) | Ceiling Insulation(R2 to R38) | NonEquip | 20 |  | 0% | Prescriptive_shell | 19.05% | 0 | 0 | 0 | 0 | 0 | 0 | 0 | 0 | 0 | 0 | 0 | 0 | 0 | 0 | 0 | 0 | 0 | 0 | 0 | 0 | 0 | 0 | 0 | 0 | 0 | 0 | 0 | 0 | 0 | 0 | 0 | 0 | 0 | 0 | 0 | 0 | 0 | 0 | 0 | 0 | 0 | 0 | 0 | 0 | 0 | 0 | 0 | 0 | 0 | 0 | 0 | 0 | 0 | 0 | 0 | 0 | 0 | 0 | 0 | 0 | 0 | 0 | 0 | 0 | 0 | 0 | 0 | 0 | 0 | 0 | 0 | 0 | 0 | 0 | 0 | 0 | 0 | 0 | 0 | 0 | 0 | 0 | 0 | 0 | 0 | 0 | 0 | 0 | 0 | 0 | 0 | 0 | 0 | 0 | 0
Ach | College and University | Space Heating | Boilers | TRC | Existing | NE5327 | Retro-Commissioning | Retro-Commissioning | NonEquip | 5 |  | 21.99% | Custom_improvement_existing | 16% | 0.30294 | 0.44869 | 0.64186 | 0.87536 | 1.1123 | 1.2972 | 1.3113 | 1.1425 | 0.84107 | 0.52055 | 0.30294 | 0.75164 | 1.3935 | 2.2689 | 3.3811 | 4.6783 | 5.9896 | 7.1321 | 7.9732 | 8.4937 | 0 | 0 | 0 | 0 | 0 | 0 | 0 | 0 | 0 | 0 | 1.4675e-06 | 3.6411e-06 | 6.7504e-06 | 1.0991e-05 | 1.6379e-05 | 2.2663e-05 | 2.9015e-05 | 3.455e-05 | 3.8624e-05 | 4.1145e-05 | 0.011815 | 0.017937 | 0.0263 | 0.036764 | 0.047881 | 0.05724 | 0.059308 | 0.052963 | 0.039966 | 0.025354 | 0.24954 | 0.0026527 | 0.0040272 | 0.005905 | 0.0082544 | 0.010751 | 0.012852 | 0.013316 | 0.011891 | 0.0089733 | 0.0056925 | 0.056028 | 0.037103 | 0.056328 | 0.082592 | 0.11545 | 0.15037 | 0.17976 | 0.18625 | 0.16633 | 0.12551 | 0.079621 | 0.78366 | -0.034069 | -0.051722 | -0.075838 | -0.10601 | -0.13807 | -0.16506 | -0.17102 | -0.15272 | -0.11524 | -0.073109 | -0.71957 | 0.071173 | 0.10805 | 0.15843 | 0.22147 | 0.28844 | 0.34481 | 0.35727 | 0.31905 | 0.24075 | 0.15273 | 1.5032
Ach | College and University | Space Heating | Boilers | TRC | Existing | NE4235 | Wall Insulation | Wall Insulation | NonEquip | 20 |  | 0% | newshell_existing | 3.312% | 0 | 0 | 0 | 0 | 0 | 0 | 0 | 0 | 0 | 0 | 0 | 0 | 0 | 0 | 0 | 0 | 0 | 0 | 0 | 0 | 0 | 0 | 0 | 0 | 0 | 0 | 0 | 0 | 0 | 0 | 0 | 0 | 0 | 0 | 0 | 0 | 0 | 0 | 0 | 0 | 0 | 0 | 0 | 0 | 0 | 0 | 0 | 0 | 0 | 0 | 0 | 0 | 0 | 0 | 0 | 0 | 0 | 0 | 0 | 0 | 0 | 0 | 0 | 0 | 0 | 0 | 0 | 0 | 0 | 0 | 0 | 0 | 0 | 0 | 0 | 0 | 0 | 0 | 0 | 0 | 0 | 0 | 0 | 0 | 0 | 0 | 0 | 0 | 0 | 0 | 0 | 0 | 0 | 0 | 0
Ach | College and University | Space Heating | Boilers | TRC | Existing | NE4001 | Low U-Value Windows | Low U-Value Windows | NonEquip | 20 |  | 10.75% | newshell_existing | 46% | 0.84858 | 0.40053 | 0.16642 | 0.064911 | 0.024608 | 0.0093238 | 0.0034668 | 0.0012996 | 0.00049026 | 0.00018344 | 0.84858 | 1.2491 | 1.4155 | 1.4804 | 1.505 | 1.5144 | 1.5178 | 1.5191 | 1.5196 | 1.5198 | 0 | 0 | 0 | 0 | 0 | 0 | 0 | 0 | 0 | 0 | 3.5268e-06 | 5.1914e-06 | 5.883e-06 | 6.1528e-06 | 6.2551e-06 | 6.2938e-06 | 6.3082e-06 | 6.3136e-06 | 6.3157e-06 | 6.3164e-06 | 0.033095 | 0.016011 | 0.0068189 | 0.0027262 | 0.0010593 | 0.00041141 | 0.0001568 | 6.0246e-05 | 2.3296e-05 | 8.9346e-06 | 0.053655 | 0.72851 | 0.35245 | 0.1501 | 0.060011 | 0.023319 | 0.0090564 | 0.0034516 | 0.0013262 | 0.00051281 | 0.00019668 | 1.1811 | 0.37769 | 0.18273 | 0.077821 | 0.031112 | 0.01209 | 0.0046953 | 0.0017895 | 0.00068756 | 0.00026586 | 0.00010197 | 0.61234 | -0.62413 | -0.30195 | -0.1286 | -0.051412 | -0.019978 | -0.0077588 | -0.002957 | -0.0011362 | -0.00043933 | -0.0001685 | -1.0119 | 1.0018 | 0.48468 | 0.20642 | 0.082525 | 0.032067 | 0.012454 | 0.0047465 | 0.0018237 | 0.0007052 | 0.00027046 | 1.6242
Ach | College and University | Space Heating | Boilers | TRC | Existing | NE3637 | Facility Energy Management System | Facility Energy Management System | NonEquip | 15 |  | 0.7167% | Custom_improvement_existing | 20% | 0.01595 | 0.023628 | 0.0338 | 0.046088 | 0.058548 | 0.068273 | 0.069014 | 0.060139 | 0.044288 | 0.02742 | 0.01595 | 0.039578 | 0.073378 | 0.11947 | 0.17801 | 0.24629 | 0.3153 | 0.37544 | 0.41973 | 0.44715 | 0 | 0 | 0 | 0 | 0 | 0 | 0 | 0 | 0 | 0 | 2.0397e-06 | 5.0613e-06 | 9.3837e-06 | 1.5278e-05 | 2.2765e-05 | 3.1496e-05 | 4.0322e-05 | 4.8012e-05 | 5.3676e-05 | 5.7183e-05 | 0.00062204 | 0.00094454 | 0.0013849 | 0.0019356 | 0.0025204 | 0.0030125 | 0.0031214 | 0.002788 | 0.0021045 | 0.0013355 | 0.013137 | 0.0052711 | 0.0080039 | 0.011736 | 0.016402 | 0.021358 | 0.025528 | 0.02645 | 0.023625 | 0.017833 | 0.011317 | 0.11132 | 0.0017325 | 0.0026307 | 0.0038572 | 0.005391 | 0.0070197 | 0.0083903 | 0.0086935 | 0.0077648 | 0.0058613 | 0.0037195 | 0.036588 | -0.012936 | -0.019643 | -0.028802 | -0.040255 | -0.052416 | -0.062651 | -0.064914 | -0.05798 | -0.043766 | -0.027774 | -0.2732 | 0.014669 | 0.022274 | 0.032659 | 0.045646 | 0.059436 | 0.071041 | 0.073608 | 0.065745 | 0.049627 | 0.031493 | 0.30979
Ach | College and University | Space Heating | Boilers | TRC | Existing | NE3559 | ECM Motors on Furnaces | ECM Motors on Furnaces | NonEquip | 15 | Forced air furnace | 0% | Prescriptive_ECM_existing | 1.706% | 0 | 0 | 0 | 0 | 0 | 0 | 0 | 0 | 0 | 0 | 0 | 0 | 0 | 0 | 0 | 0 | 0 | 0 | 0 | 0 | 0 | 0 | 0 | 0 | 0 | 0 | 0 | 0 | 0 | 0 | 0 | 0 | 0 | 0 | 0 | 0 | 0 | 0 | 0 | 0 | 0 | 0 | 0 | 0 | 0 | 0 | 0 | 0 | 0 | 0 | 0 | 0 | 0 | 0 | 0 | 0 | 0 | 0 | 0 | 0 | 0 | 0 | 0 | 0 | 0 | 0 | 0 | 0 | 0 | 0 | 0 | 0 | 0 | 0 | 0 | 0 | 0 | 0 | 0 | 0 | 0 | 0 | 0 | 0 | 0 | 0 | 0 | 0 | 0 | 0 | 0 | 0 | 0 | 0 | 0
Ach | College and University | Space Heating | Boilers | TRC | Existing | NE3533 | Duct Sealing Repair | Duct Sealing Repair | NonEquip | 15 |  | 0% | Prescriptive_duct_existing | 12% | 0 | 0 | 0 | 0 | 0 | 0 | 0 | 0 | 0 | 0 | 0 | 0 | 0 | 0 | 0 | 0 | 0 | 0 | 0 | 0 | 0 | 0 | 0 | 0 | 0 | 0 | 0 | 0 | 0 | 0 | 0 | 0 | 0 | 0 | 0 | 0 | 0 | 0 | 0 | 0 | 0 | 0 | 0 | 0 | 0 | 0 | 0 | 0 | 0 | 0 | 0 | 0 | 0 | 0 | 0 | 0 | 0 | 0 | 0 | 0 | 0 | 0 | 0 | 0 | 0 | 0 | 0 | 0 | 0 | 0 | 0 | 0 | 0 | 0 | 0 | 0 | 0 | 0 | 0 | 0 | 0 | 0 | 0 | 0 | 0 | 0 | 0 | 0 | 0 | 0 | 0 | 0 | 0 | 0 | 0
Ach | College and University | Space Heating | Boilers | TRC | Existing | NE3169 | Ceiling Insulation(R2 to R38) | Ceiling Insulation(R2 to R38) | NonEquip | 20 |  | 0% | Prescriptive_shell_existing | 21.03% | 0 | 0 | 0 | 0 | 0 | 0 | 0 | 0 | 0 | 0 | 0 | 0 | 0 | 0 | 0 | 0 | 0 | 0 | 0 | 0 | 0 | 0 | 0 | 0 | 0 | 0 | 0 | 0 | 0 | 0 | 0 | 0 | 0 | 0 | 0 | 0 | 0 | 0 | 0 | 0 | 0 | 0 | 0 | 0 | 0 | 0 | 0 | 0 | 0 | 0 | 0 | 0 | 0 | 0 | 0 | 0 | 0 | 0 | 0 | 0 | 0 | 0 | 0 | 0 | 0 | 0 | 0 | 0 | 0 | 0 | 0 | 0 | 0 | 0 | 0 | 0 | 0 | 0 | 0 | 0 | 0 | 0 | 0 | 0 | 0 | 0 | 0 | 0 | 0 | 0 | 0 | 0 | 0 | 0 | 0
Ach | College and University | Domestic Hot Water | "Point-of-Use" water heaters | TRC | New | NN5418 | Retro-Commissioning | Retro-Commissioning | NonEquip | 5 |  | 0% | Custom_improvement | 16% | 0 | 0 | 0 | 0 | 0 | 0 | 0 | 0 | 0 | 0 | 0 | 0 | 0 | 0 | 0 | 0 | 0 | 0 | 0 | 0 | 0 | 0 | 0 | 0 | 0 | 0 | 0 | 0 | 0 | 0 | 0 | 0 | 0 | 0 | 0 | 0 | 0 | 0 | 0 | 0 | 0 | 0 | 0 | 0 | 0 | 0 | 0 | 0 | 0 | 0 | 0 | 0 | 0 | 0 | 0 | 0 | 0 | 0 | 0 | 0 | 0 | 0 | 0 | 0 | 0 | 0 | 0 | 0 | 0 | 0 | 0 | 0 | 0 | 0 | 0 | 0 | 0 | 0 | 0 | 0 | 0 | 0 | 0 | 0 | 0 | 0 | 0 | 0 | 0 | 0 | 0 | 0 | 0 | 0 | 0
Ach | College and University | Domestic Hot Water | "Point-of-Use" water heaters | TRC | Existing | NE5405 | Retro-Commissioning | Retro-Commissioning | NonEquip | 5 |  | 21.99% | Custom_improvement_existing | 16% | 10.2424 | 15.5978 | 22.3128 | 30.4298 | 38.6649 | 45.0948 | 45.5848 | 39.7148 | 29.2378 | 18.0956 | 10.2424 | 25.8402 | 48.153 | 78.5828 | 117.2477 | 162.3425 | 207.9273 | 247.6421 | 276.8799 | 294.9755 | 0.0043187 | 0.010896 | 0.020304 | 0.033135 | 0.049438 | 0.068452 | 0.087673 | 0.10442 | 0.11675 | 0.12438 | 4.9617e-05 | 0.00012518 | 0.00023326 | 0.00038067 | 0.00056798 | 0.00078643 | 0.0010072 | 0.0011996 | 0.0013413 | 0.0014289 | 0.39945 | 0.62352 | 0.91425 | 1.278 | 1.6645 | 1.9898 | 2.0617 | 1.8411 | 1.3893 | 0.88136 | 8.6642 | 0.089688 | 0.14 | 0.20527 | 0.28695 | 0.37372 | 0.44676 | 0.46291 | 0.41338 | 0.31194 | 0.19789 | 1.9453 | 1.2545 | 1.9581 | 2.8711 | 4.0135 | 5.2271 | 6.2488 | 6.4746 | 5.7819 | 4.363 | 2.7678 | 27.2093 | -1.1519 | -1.798 | -2.6363 | -3.6853 | -4.7997 | -5.7378 | -5.9451 | -5.3091 | -4.0062 | -2.5415 | -24.984 | 2.4063 | 3.7561 | 5.5075 | 7.6988 | 10.0268 | 11.9866 | 12.4198 | 11.091 | 8.3692 | 5.3093 | 52.1933
Ach | Grocery | Refrigeration | Walk-in cooler | TRC | New | NN4847 | PSC to ECM Evaporator Fan Motor (Walk-In, Refrigerator) | PSC to ECM Evaporator Fan Motor (Walk-In, Refrigerator) | NonEquip | 15 | Walk-in cooler | 68.68% | Prescriptive_ECM | 37.5% | 216402.7786 | 248804.7703 | 307624.1345 | 313389.4371 | 267188.5734 | 163998.4768 | 71893.4585 | 24940.7287 | 7677.7773 | 2234.4804 | 216402.7786 | 465207.549 | 772831.6834 | 1086221.1205 | 1353409.6939 | 1517408.1706 | 1589301.6292 | 1614242.3579 | 1621920.1352 | 1624154.6155 | 30.1196 | 64.749 | 107.565 | 151.1835 | 188.3716 | 211.1974 | 221.2037 | 224.675 | 225.7436 | 226.0546 | 2.7592 | 5.9315 | 9.8538 | 13.8496 | 17.2563 | 19.3473 | 20.264 | 20.582 | 20.6799 | 20.7084 | 8439.7084 | 9945.9707 | 12604.7066 | 13161.9597 | 11502.1215 | 7236.4197 | 3251.6005 | 1156.2209 | 364.8304 | 108.8318 | 52704.2108 | 76480.8498 | 90130.637 | 114224.1691 | 119274.0106 | 104232.5145 | 65576.6178 | 29466.0852 | 10477.7026 | 3306.1025 | 986.2368 | 477606.8856 | 14103.5806 | 16620.6928 | 21063.7014 | 21994.9259 | 19221.1734 | 12092.7673 | 5433.7434 | 1932.1585 | 609.6674 | 181.8687 | 88073.9066 | -184919.339 | -217922.4976 | -276177.0809 | -288386.8477 | -252018.7436 | -158554.5249 | -71244.619 | -25333.5292 | -7993.6648 | -2384.5741 | -1154782.5343 | 199022.9196 | 234543.1903 | 297240.7823 | 310381.7736 | 271239.9169 | 170647.2922 | 76678.3623 | 27265.6877 | 8603.3323 | 2566.4428 | 1242856.4409
Ach | Grocery | Refrigeration | Walk-in cooler | TRC | New | NN4821 | PSC to ECM Evaporator Fan Motor (Reach-In) | PSC to ECM Evaporator Fan Motor (Reach-In) | NonEquip | 15 | Display cases | 0% | Prescriptive_ECM | 37.5% | 0 | 0 | 0 | 0 | 0 | 0 | 0 | 0 | 0 | 0 | 0 | 0 | 0 | 0 | 0 | 0 | 0 | 0 | 0 | 0 | 0 | 0 | 0 | 0 | 0 | 0 | 0 | 0 | 0 | 0 | 0 | 0 | 0 | 0 | 0 | 0 | 0 | 0 | 0 | 0 | 0 | 0 | 0 | 0 | 0 | 0 | 0 | 0 | 0 | 0 | 0 | 0 | 0 | 0 | 0 | 0 | 0 | 0 | 0 | 0 | 0 | 0 | 0 | 0 | 0 | 0 | 0 | 0 | 0 | 0 | 0 | 0 | 0 | 0 | 0 | 0 | 0 | 0 | 0 | 0 | 0 | 0 | 0 | 0 | 0 | 0 | 0 | 0 | 0 | 0 | 0 | 0 | 0 | 0 | 0
Ach | Grocery | Refrigeration | Walk-in cooler | TRC | Existing | NE4834 | PSC to ECM Evaporator Fan Motor (Walk-In, Refrigerator) | PSC to ECM Evaporator Fan Motor (Walk-In, Refrigerator) | NonEquip | 15 | Walk-in cooler | 17.17% | Prescriptive_ECM_existing | 37.5% | 278797.6031 | 408209.1296 | 537464.3038 | 579838.7108 | 520989.5344 | 335401.5263 | 153685.0536 | 55660.4462 | 17896.4722 | 5442.8388 | 278797.6031 | 687006.7328 | 1224471.0365 | 1804309.7473 | 2325299.2817 | 2660700.8079 | 2814385.8616 | 2870046.3077 | 2887942.7799 | 2893385.6187 | 38.8039 | 95.6196 | 170.4255 | 251.1292 | 323.642 | 370.3242 | 391.7145 | 399.4615 | 401.9524 | 402.71 | 3.5547 | 8.7595 | 15.6123 | 23.0054 | 29.6482 | 33.9246 | 35.8842 | 36.5938 | 36.822 | 36.8914 | 10873.1065 | 16318.16 | 22022.2639 | 24352.492 | 22427.9236 | 14799.5656 | 6950.8743 | 2580.3484 | 850.3994 | 265.097 | 92920.119 | 98532.3652 | 147875.5766 | 199566.3105 | 220682.8959 | 203242.4085 | 134114.0364 | 62988.9976 | 23383.1822 | 7706.341 | 2402.316 | 842044.4593 | 18170.0277 | 27269.2461 | 36801.3635 | 40695.4032 | 37479.2606 | 24731.526 | 11615.5928 | 4312.0153 | 1421.1009 | 443.0032 | 155278.6346 | -238236.629 | -357541.1876 | -482521.7072 | -533578.4752 | -491409.9664 | -324267.8268 | -152298.0437 | -56537.0626 | -18632.7884 | -5808.4434 | -2035938.4758 | 256406.6566 | 384810.4337 | 519323.0706 | 574273.8784 | 528889.227 | 348999.3528 | 163913.6365 | 60849.0779 | 20053.8893 | 6251.4466 | 2191217.1104
Ach | Grocery | Refrigeration | Walk-in cooler | TRC | Existing | NE4808 | PSC to ECM Evaporator Fan Motor (Reach-In) | PSC to ECM Evaporator Fan Motor (Reach-In) | NonEquip | 15 | Display cases | 0% | Prescriptive_ECM_existing | 37.5% | 0 | 0 | 0 | 0 | 0 | 0 | 0 | 0 | 0 | 0 | 0 | 0 | 0 | 0 | 0 | 0 | 0 | 0 | 0 | 0 | 0 | 0 | 0 | 0 | 0 | 0 | 0 | 0 | 0 | 0 | 0 | 0 | 0 | 0 | 0 | 0 | 0 | 0 | 0 | 0 | 0 | 0 | 0 | 0 | 0 | 0 | 0 | 0 | 0 | 0 | 0 | 0 | 0 | 0 | 0 | 0 | 0 | 0 | 0 | 0 | 0 | 0 | 0 | 0 | 0 | 0 | 0 | 0 | 0 | 0 | 0 | 0 | 0 | 0 | 0 | 0 | 0 | 0 | 0 | 0 | 0 | 0 | 0 | 0 | 0 | 0 | 0 | 0 | 0 | 0 | 0 | 0 | 0 | 0 | 0
Ach | Grocery | Refrigeration | Vending and ice makers | TRC | New | NN4847 | PSC to ECM Evaporator Fan Motor (Walk-In, Refrigerator) | PSC to ECM Evaporator Fan Motor (Walk-In, Refrigerator) | NonEquip | 15 | Walk-in cooler | 0% | Prescriptive_ECM | 37.5% | 0 | 0 | 0 | 0 | 0 | 0 | 0 | 0 | 0 | 0 | 0 | 0 | 0 | 0 | 0 | 0 | 0 | 0 | 0 | 0 | 0 | 0 | 0 | 0 | 0 | 0 | 0 | 0 | 0 | 0 | 0 | 0 | 0 | 0 | 0 | 0 | 0 | 0 | 0 | 0 | 0 | 0 | 0 | 0 | 0 | 0 | 0 | 0 | 0 | 0 | 0 | 0 | 0 | 0 | 0 | 0 | 0 | 0 | 0 | 0 | 0 | 0 | 0 | 0 | 0 | 0 | 0 | 0 | 0 | 0 | 0 | 0 | 0 | 0 | 0 | 0 | 0 | 0 | 0 | 0 | 0 | 0 | 0 | 0 | 0 | 0 | 0 | 0 | 0 | 0 | 0 | 0 | 0 | 0 | 0
Ach | Grocery | Refrigeration | Vending and ice makers | TRC | New | NN4821 | PSC to ECM Evaporator Fan Motor (Reach-In) | PSC to ECM Evaporator Fan Motor (Reach-In) | NonEquip | 15 | Display cases | 0% | Prescriptive_ECM | 37.5% | 0 | 0 | 0 | 0 | 0 | 0 | 0 | 0 | 0 | 0 | 0 | 0 | 0 | 0 | 0 | 0 | 0 | 0 | 0 | 0 | 0 | 0 | 0 | 0 | 0 | 0 | 0 | 0 | 0 | 0 | 0 | 0 | 0 | 0 | 0 | 0 | 0 | 0 | 0 | 0 | 0 | 0 | 0 | 0 | 0 | 0 | 0 | 0 | 0 | 0 | 0 | 0 | 0 | 0 | 0 | 0 | 0 | 0 | 0 | 0 | 0 | 0 | 0 | 0 | 0 | 0 | 0 | 0 | 0 | 0 | 0 | 0 | 0 | 0 | 0 | 0 | 0 | 0 | 0 | 0 | 0 | 0 | 0 | 0 | 0 | 0 | 0 | 0 | 0 | 0 | 0 | 0 | 0 | 0 | 0
Ach | Grocery | Refrigeration | Vending and ice makers | TRC | Existing | NE4834 | PSC to ECM Evaporator Fan Motor (Walk-In, Refrigerator) | PSC to ECM Evaporator Fan Motor (Walk-In, Refrigerator) | NonEquip | 15 | Walk-in cooler | 0% | Prescriptive_ECM_existing | 37.5% | 0 | 0 | 0 | 0 | 0 | 0 | 0 | 0 | 0 | 0 | 0 | 0 | 0 | 0 | 0 | 0 | 0 | 0 | 0 | 0 | 0 | 0 | 0 | 0 | 0 | 0 | 0 | 0 | 0 | 0 | 0 | 0 | 0 | 0 | 0 | 0 | 0 | 0 | 0 | 0 | 0 | 0 | 0 | 0 | 0 | 0 | 0 | 0 | 0 | 0 | 0 | 0 | 0 | 0 | 0 | 0 | 0 | 0 | 0 | 0 | 0 | 0 | 0 | 0 | 0 | 0 | 0 | 0 | 0 | 0 | 0 | 0 | 0 | 0 | 0 | 0 | 0 | 0 | 0 | 0 | 0 | 0 | 0 | 0 | 0 | 0 | 0 | 0 | 0 | 0 | 0 | 0 | 0 | 0 | 0
Ach | Grocery | Refrigeration | Vending and ice makers | TRC | Existing | NE4808 | PSC to ECM Evaporator Fan Motor (Reach-In) | PSC to ECM Evaporator Fan Motor (Reach-In) | NonEquip | 15 | Display cases | 0% | Prescriptive_ECM_existing | 37.5% | 0 | 0 | 0 | 0 | 0 | 0 | 0 | 0 | 0 | 0 | 0 | 0 | 0 | 0 | 0 | 0 | 0 | 0 | 0 | 0 | 0 | 0 | 0 | 0 | 0 | 0 | 0 | 0 | 0 | 0 | 0 | 0 | 0 | 0 | 0 | 0 | 0 | 0 | 0 | 0 | 0 | 0 | 0 | 0 | 0 | 0 | 0 | 0 | 0 | 0 | 0 | 0 | 0 | 0 | 0 | 0 | 0 | 0 | 0 | 0 | 0 | 0 | 0 | 0 | 0 | 0 | 0 | 0 | 0 | 0 | 0 | 0 | 0 | 0 | 0 | 0 | 0 | 0 | 0 | 0 | 0 | 0 | 0 | 0 | 0 | 0 | 0 | 0 | 0 | 0 | 0 | 0 | 0 | 0 | 0
Ach | Grocery | Space Cooling | Residential-type central air conditioners | TRC | New | NN4197 | Thermal Energy Storage | Thermal Energy Storage | NonEquip | 20 |  | 33.33% | Prescriptive_HVACnonequip | 0% | 0 | 0 | 0 | 0 | 0 | 0 | 0 | 0 | 0 | 0 | 0 | 0 | 0 | 0 | 0 | 0 | 0 | 0 | 0 | 0 | 0 | 0 | 0 | 0 | 0 | 0 | 0 | 0 | 0 | 0 | 0 | 0 | 0 | 0 | 0 | 0 | 0 | 0 | 0 | 0 | 0 | 0 | 0 | 0 | 0 | 0 | 0 | 0 | 0 | 0 | 0 | 0 | 0 | 0 | 0 | 0 | 0 | 0 | 0 | 0 | 0 | 0 | 0 | 0 | 0 | 0 | 0 | 0 | 0 | 0 | 0 | 0 | 0 | 0 | 0 | 0 | 0 | 0 | 0 | 0 | 0 | 0 | 0 | 0 | 0 | 0 | 0 | 0 | 0 | 0 | 0 | 0 | 0 | 0 | 0
Ach | Grocery | Space Cooling | Residential-type central air conditioners | TRC | New | NN3625 | Facility Commissioning | Facility Commissioning | NonEquip | 10 |  | 53.41% | Custom_improvement | 16% | 0 | 0 | 0 | 0 | 0 | 0 | 0 | 0 | 0 | 0 | 0 | 0 | 0 | 0 | 0 | 0 | 0 | 0 | 0 | 0 | 0 | 0 | 0 | 0 | 0 | 0 | 0 | 0 | 0 | 0 | 0 | 0 | 0 | 0 | 0 | 0 | 0 | 0 | 0 | 0 | 0 | 0 | 0 | 0 | 0 | 0 | 0 | 0 | 0 | 0 | 0 | 0 | 0 | 0 | 0 | 0 | 0 | 0 | 0 | 0 | 0 | 0 | 0 | 0 | 0 | 0 | 0 | 0 | 0 | 0 | 0 | 0 | 0 | 0 | 0 | 0 | 0 | 0 | 0 | 0 | 0 | 0 | 0 | 0 | 0 | 0 | 0 | 0 | 0 | 0 | 0 | 0 | 0 | 0 | 0
Ach | Grocery | Space Cooling | Residential-type central air conditioners | TRC | New | NN3313 | Chilled Water System - Variable Speed Drives | Chilled Water System - Variable Speed Drives | NonEquip | 13 | Central chillers inside | 0% | Prescriptive_HVACnonequip | 24.74% | 0 | 0 | 0 | 0 | 0 | 0 | 0 | 0 | 0 | 0 | 0 | 0 | 0 | 0 | 0 | 0 | 0 | 0 | 0 | 0 | 0 | 0 | 0 | 0 | 0 | 0 | 0 | 0 | 0 | 0 | 0 | 0 | 0 | 0 | 0 | 0 | 0 | 0 | 0 | 0 | 0 | 0 | 0 | 0 | 0 | 0 | 0 | 0 | 0 | 0 | 0 | 0 | 0 | 0 | 0 | 0 | 0 | 0 | 0 | 0 | 0 | 0 | 0 | 0 | 0 | 0 | 0 | 0 | 0 | 0 | 0 | 0 | 0 | 0 | 0 | 0 | 0 | 0 | 0 | 0 | 0 | 0 | 0 | 0 | 0 | 0 | 0 | 0 | 0 | 0 | 0 | 0 | 0 | 0 | 0
Ach | Grocery | Space Cooling | Residential-type central air conditioners | TRC | New | NN3209 | Ceiling Insulation(R2 to R38) | Ceiling Insulation(R2 to R38) | NonEquip | 20 |  | 0% | Prescriptive_shell | 5.495% | 0 | 0 | 0 | 0 | 0 | 0 | 0 | 0 | 0 | 0 | 0 | 0 | 0 | 0 | 0 | 0 | 0 | 0 | 0 | 0 | 0 | 0 | 0 | 0 | 0 | 0 | 0 | 0 | 0 | 0 | 0 | 0 | 0 | 0 | 0 | 0 | 0 | 0 | 0 | 0 | 0 | 0 | 0 | 0 | 0 | 0 | 0 | 0 | 0 | 0 | 0 | 0 | 0 | 0 | 0 | 0 | 0 | 0 | 0 | 0 | 0 | 0 | 0 | 0 | 0 | 0 | 0 | 0 | 0 | 0 | 0 | 0 | 0 | 0 | 0 | 0 | 0 | 0 | 0 | 0 | 0 | 0 | 0 | 0 | 0 | 0 | 0 | 0 | 0 | 0 | 0 | 0 | 0 | 0 | 0
Ach | Grocery | Space Cooling | Residential-type central air conditioners | TRC | Existing | NE4210 | Wall Insulation | Wall Insulation | NonEquip | 20 |  | 0% | newshell_existing | 4.506% | 0 | 0 | 0 | 0 | 0 | 0 | 0 | 0 | 0 | 0 | 0 | 0 | 0 | 0 | 0 | 0 | 0 | 0 | 0 | 0 | 0 | 0 | 0 | 0 | 0 | 0 | 0 | 0 | 0 | 0 | 0 | 0 | 0 | 0 | 0 | 0 | 0 | 0 | 0 | 0 | 0 | 0 | 0 | 0 | 0 | 0 | 0 | 0 | 0 | 0 | 0 | 0 | 0 | 0 | 0 | 0 | 0 | 0 | 0 | 0 | 0 | 0 | 0 | 0 | 0 | 0 | 0 | 0 | 0 | 0 | 0 | 0 | 0 | 0 | 0 | 0 | 0 | 0 | 0 | 0 | 0 | 0 | 0 | 0 | 0 | 0 | 0 | 0 | 0 | 0 | 0 | 0 | 0 | 0 | 0
Ach | Grocery | Space Cooling | Residential-type central air conditioners | TRC | Existing | NE4184 | Thermal Energy Storage | Thermal Energy Storage | NonEquip | 20 |  | 33.33% | Prescriptive_HVACnonequip_existing | 0% | 0 | 0 | 0 | 0 | 0 | 0 | 0 | 0 | 0 | 0 | 0 | 0 | 0 | 0 | 0 | 0 | 0 | 0 | 0 | 0 | 0 | 0 | 0 | 0 | 0 | 0 | 0 | 0 | 0 | 0 | 0 | 0 | 0 | 0 | 0 | 0 | 0 | 0 | 0 | 0 | 0 | 0 | 0 | 0 | 0 | 0 | 0 | 0 | 0 | 0 | 0 | 0 | 0 | 0 | 0 | 0 | 0 | 0 | 0 | 0 | 0 | 0 | 0 | 0 | 0 | 0 | 0 | 0 | 0 | 0 | 0 | 0 | 0 | 0 | 0 | 0 | 0 | 0 | 0 | 0 | 0 | 0 | 0 | 0 | 0 | 0 | 0 | 0 | 0 | 0 | 0 | 0 | 0 | 0 | 0
Ach | Grocery | Space Cooling | Residential-type central air conditioners | TRC | Existing | NE3976 | Low U-Value Windows | Low U-Value Windows | NonEquip | 20 |  | 8.361% | newshell_existing | 46% | 0 | 0 | 0 | 0 | 0 | 0 | 0 | 0 | 0 | 0 | 0 | 0 | 0 | 0 | 0 | 0 | 0 | 0 | 0 | 0 | 0 | 0 | 0 | 0 | 0 | 0 | 0 | 0 | 0 | 0 | 0 | 0 | 0 | 0 | 0 | 0 | 0 | 0 | 0 | 0 | 0 | 0 | 0 | 0 | 0 | 0 | 0 | 0 | 0 | 0 | 0 | 0 | 0 | 0 | 0 | 0 | 0 | 0 | 0 | 0 | 0 | 0 | 0 | 0 | 0 | 0 | 0 | 0 | 0 | 0 | 0 | 0 | 0 | 0 | 0 | 0 | 0 | 0 | 0 | 0 | 0 | 0 | 0 | 0 | 0 | 0 | 0 | 0 | 0 | 0 | 0 | 0 | 0 | 0 | 0
Ach | Grocery | Space Cooling | Residential-type central air conditioners | TRC | Existing | NE3300 | Chilled Water System - Variable Speed Drives | Chilled Water System - Variable Speed Drives | NonEquip | 13 | Central chillers inside | 0% | Prescriptive_HVACnonequip_existing | 24.74% | 0 | 0 | 0 | 0 | 0 | 0 | 0 | 0 | 0 | 0 | 0 | 0 | 0 | 0 | 0 | 0 | 0 | 0 | 0 | 0 | 0 | 0 | 0 | 0 | 0 | 0 | 0 | 0 | 0 | 0 | 0 | 0 | 0 | 0 | 0 | 0 | 0 | 0 | 0 | 0 | 0 | 0 | 0 | 0 | 0 | 0 | 0 | 0 | 0 | 0 | 0 | 0 | 0 | 0 | 0 | 0 | 0 | 0 | 0 | 0 | 0 | 0 | 0 | 0 | 0 | 0 | 0 | 0 | 0 | 0 | 0 | 0 | 0 | 0 | 0 | 0 | 0 | 0 | 0 | 0 | 0 | 0 | 0 | 0 | 0 | 0 | 0 | 0 | 0 | 0 | 0 | 0 | 0 | 0 | 0
Ach | Grocery | Space Cooling | Residential-type central air conditioners | TRC | Existing | NE3196 | Ceiling Insulation(R2 to R38) | Ceiling Insulation(R2 to R38) | NonEquip | 20 |  | 0% | Prescriptive_shell_existing | 5.495% | 0 | 0 | 0 | 0 | 0 | 0 | 0 | 0 | 0 | 0 | 0 | 0 | 0 | 0 | 0 | 0 | 0 | 0 | 0 | 0 | 0 | 0 | 0 | 0 | 0 | 0 | 0 | 0 | 0 | 0 | 0 | 0 | 0 | 0 | 0 | 0 | 0 | 0 | 0 | 0 | 0 | 0 | 0 | 0 | 0 | 0 | 0 | 0 | 0 | 0 | 0 | 0 | 0 | 0 | 0 | 0 | 0 | 0 | 0 | 0 | 0 | 0 | 0 | 0 | 0 | 0 | 0 | 0 | 0 | 0 | 0 | 0 | 0 | 0 | 0 | 0 | 0 | 0 | 0 | 0 | 0 | 0 | 0 | 0 | 0 | 0 | 0 | 0 | 0 | 0 | 0 | 0 | 0 | 0 | 0
Ach | Grocery | Space Cooling | Residential-type central air conditioners | TRC | Turnover | ET1291 | High Efficiency PTHP | High Efficiency PTHP | Equip | 15 | Residential-type central air conditioners | 49.09% | Prescriptive_HVACequip | 23.64% | 0 | 0 | 0 | 0 | 0 | 0 | 0 | 0 | 0 | 0 | 0 | 0 | 0 | 0 | 0 | 0 | 0 | 0 | 0 | 0 | 0 | 0 | 0 | 0 | 0 | 0 | 0 | 0 | 0 | 0 | 0 | 0 | 0 | 0 | 0 | 0 | 0 | 0 | 0 | 0 | 0 | 0 | 0 | 0 | 0 | 0 | 0 | 0 | 0 | 0 | 0 | 0 | 0 | 0 | 0 | 0 | 0 | 0 | 0 | 0 | 0 | 0 | 0 | 0 | 0 | 0 | 0 | 0 | 0 | 0 | 0 | 0 | 0 | 0 | 0 | 0 | 0 | 0 | 0 | 0 | 0 | 0 | 0 | 0 | 0 | 0 | 0 | 0 | 0 | 0 | 0 | 0 | 0 | 0 | 0
Ach | Grocery | Space Cooling | Residential-type central air conditioners | TRC | Turnover | ET1252 | High Efficiency PTAC | High Efficiency PTAC | Equip | 15 | Residential-type central air conditioners | 0% | Prescriptive_HVACequip | 23.64% | 0 | 0 | 0 | 0 | 0 | 0 | 0 | 0 | 0 | 0 | 0 | 0 | 0 | 0 | 0 | 0 | 0 | 0 | 0 | 0 | 0 | 0 | 0 | 0 | 0 | 0 | 0 | 0 | 0 | 0 | 0 | 0 | 0 | 0 | 0 | 0 | 0 | 0 | 0 | 0 | 0 | 0 | 0 | 0 | 0 | 0 | 0 | 0 | 0 | 0 | 0 | 0 | 0 | 0 | 0 | 0 | 0 | 0 | 0 | 0 | 0 | 0 | 0 | 0 | 0 | 0 | 0 | 0 | 0 | 0 | 0 | 0 | 0 | 0 | 0 | 0 | 0 | 0 | 0 | 0 | 0 | 0 | 0 | 0 | 0 | 0 | 0 | 0 | 0 | 0 | 0 | 0 | 0 | 0 | 0
Ach | Grocery | Space Cooling | Residential-type central air conditioners | TRC | New | EN1317 | High Efficiency PTHP | High Efficiency PTHP | Equip | 15 | Residential-type central air conditioners | 49.09% | Prescriptive_HVACequip | 23.64% | 0 | 0 | 0 | 0 | 0 | 0 | 0 | 0 | 0 | 0 | 0 | 0 | 0 | 0 | 0 | 0 | 0 | 0 | 0 | 0 | 0 | 0 | 0 | 0 | 0 | 0 | 0 | 0 | 0 | 0 | 0 | 0 | 0 | 0 | 0 | 0 | 0 | 0 | 0 | 0 | 0 | 0 | 0 | 0 | 0 | 0 | 0 | 0 | 0 | 0 | 0 | 0 | 0 | 0 | 0 | 0 | 0 | 0 | 0 | 0 | 0 | 0 | 0 | 0 | 0 | 0 | 0 | 0 | 0 | 0 | 0 | 0 | 0 | 0 | 0 | 0 | 0 | 0 | 0 | 0 | 0 | 0 | 0 | 0 | 0 | 0 | 0 | 0 | 0 | 0 | 0 | 0 | 0 | 0 | 0
Ach | Grocery | Space Cooling | Residential-type central air conditioners | TRC | New | EN1278 | High Efficiency PTAC | High Efficiency PTAC | Equip | 15 | Residential-type central air conditioners | 0% | Prescriptive_HVACequip | 23.64% | 0 | 0 | 0 | 0 | 0 | 0 | 0 | 0 | 0 | 0 | 0 | 0 | 0 | 0 | 0 | 0 | 0 | 0 | 0 | 0 | 0 | 0 | 0 | 0 | 0 | 0 | 0 | 0 | 0 | 0 | 0 | 0 | 0 | 0 | 0 | 0 | 0 | 0 | 0 | 0 | 0 | 0 | 0 | 0 | 0 | 0 | 0 | 0 | 0 | 0 | 0 | 0 | 0 | 0 | 0 | 0 | 0 | 0 | 0 | 0 | 0 | 0 | 0 | 0 | 0 | 0 | 0 | 0 | 0 | 0 | 0 | 0 | 0 | 0 | 0 | 0 | 0 | 0 | 0 | 0 | 0 | 0 | 0 | 0 | 0 | 0 | 0 | 0 | 0 | 0 | 0 | 0 | 0 | 0 | 0
Ach | Grocery | Space Heating | Residential/split system heat pump | TRC | New | NN3573 | ECM Motors on Furnaces | ECM Motors on Furnaces | NonEquip | 15 | Forced air furnace | 0% | Prescriptive_ECM | 1.706% | 0 | 0 | 0 | 0 | 0 | 0 | 0 | 0 | 0 | 0 | 0 | 0 | 0 | 0 | 0 | 0 | 0 | 0 | 0 | 0 | 0 | 0 | 0 | 0 | 0 | 0 | 0 | 0 | 0 | 0 | 0 | 0 | 0 | 0 | 0 | 0 | 0 | 0 | 0 | 0 | 0 | 0 | 0 | 0 | 0 | 0 | 0 | 0 | 0 | 0 | 0 | 0 | 0 | 0 | 0 | 0 | 0 | 0 | 0 | 0 | 0 | 0 | 0 | 0 | 0 | 0 | 0 | 0 | 0 | 0 | 0 | 0 | 0 | 0 | 0 | 0 | 0 | 0 | 0 | 0 | 0 | 0 | 0 | 0 | 0 | 0 | 0 | 0 | 0 | 0 | 0 | 0 | 0 | 0 | 0
Ach | Grocery | Space Heating | Residential/split system heat pump | TRC | New | NN3183 | Ceiling Insulation(R2 to R38) | Ceiling Insulation(R2 to R38) | NonEquip | 20 |  | 0% | Prescriptive_shell | 6.79% | 0 | 0 | 0 | 0 | 0 | 0 | 0 | 0 | 0 | 0 | 0 | 0 | 0 | 0 | 0 | 0 | 0 | 0 | 0 | 0 | 0 | 0 | 0 | 0 | 0 | 0 | 0 | 0 | 0 | 0 | 0 | 0 | 0 | 0 | 0 | 0 | 0 | 0 | 0 | 0 | 0 | 0 | 0 | 0 | 0 | 0 | 0 | 0 | 0 | 0 | 0 | 0 | 0 | 0 | 0 | 0 | 0 | 0 | 0 | 0 | 0 | 0 | 0 | 0 | 0 | 0 | 0 | 0 | 0 | 0 | 0 | 0 | 0 | 0 | 0 | 0 | 0 | 0 | 0 | 0 | 0 | 0 | 0 | 0 | 0 | 0 | 0 | 0 | 0 | 0 | 0 | 0 | 0 | 0 | 0
Ach | Grocery | Space Heating | Residential/split system heat pump | TRC | Existing | NE4236 | Wall Insulation | Wall Insulation | NonEquip | 20 |  | 0% | newshell_existing | 0.8971% | 0 | 0 | 0 | 0 | 0 | 0 | 0 | 0 | 0 | 0 | 0 | 0 | 0 | 0 | 0 | 0 | 0 | 0 | 0 | 0 | 0 | 0 | 0 | 0 | 0 | 0 | 0 | 0 | 0 | 0 | 0 | 0 | 0 | 0 | 0 | 0 | 0 | 0 | 0 | 0 | 0 | 0 | 0 | 0 | 0 | 0 | 0 | 0 | 0 | 0 | 0 | 0 | 0 | 0 | 0 | 0 | 0 | 0 | 0 | 0 | 0 | 0 | 0 | 0 | 0 | 0 | 0 | 0 | 0 | 0 | 0 | 0 | 0 | 0 | 0 | 0 | 0 | 0 | 0 | 0 | 0 | 0 | 0 | 0 | 0 | 0 | 0 | 0 | 0 | 0 | 0 | 0 | 0 | 0 | 0
Ach | Grocery | Space Heating | Residential/split system heat pump | TRC | Existing | NE4002 | Low U-Value Windows | Low U-Value Windows | NonEquip | 20 |  | 8.361% | newshell_existing | 46% | 1020.347 | 475.4493 | 197.5885 | 77.0867 | 29.231 | 11.0775 | 4.1189 | 1.5437 | 0.58217 | 0.21776 | 1020.347 | 1495.7963 | 1693.3847 | 1770.4714 | 1799.7024 | 1810.7798 | 1814.8988 | 1816.4425 | 1817.0247 | 1817.2424 | 0 | 0 | 0 | 0 | 0 | 0 | 0 | 0 | 0 | 0 | 0.0042406 | 0.0062166 | 0.0070378 | 0.0073582 | 0.0074797 | 0.0075257 | 0.0075429 | 0.0075493 | 0.0075517 | 0.0075526 | 39.7935 | 19.0061 | 8.0961 | 3.2375 | 1.2584 | 0.48879 | 0.18629 | 0.071565 | 0.027664 | 0.010606 | 64.1699 | 875.9732 | 418.3801 | 178.2183 | 71.2679 | 27.7001 | 10.7598 | 4.1008 | 1.5754 | 0.60896 | 0.23347 | 1412.5693 | 454.145 | 216.9076 | 92.3966 | 36.9486 | 14.361 | 5.5784 | 2.1261 | 0.81674 | 0.31571 | 0.12104 | 732.3412 | -750.4604 | -358.433 | -152.6825 | -61.0563 | -23.7311 | -9.2181 | -3.5132 | -1.3496 | -0.5217 | -0.20002 | -1210.171 | 1204.6054 | 575.3405 | 245.0791 | 98.0049 | 38.0921 | 14.7964 | 5.6393 | 2.1664 | 0.83741 | 0.32107 | 1942.5121
Ach | Grocery | Space Heating | Residential/split system heat pump | TRC | Existing | NE3560 | ECM Motors on Furnaces | ECM Motors on Furnaces | NonEquip | 15 | Forced air furnace | 0% | Prescriptive_ECM_existing | 1.706% | 0 | 0 | 0 | 0 | 0 | 0 | 0 | 0 | 0 | 0 | 0 | 0 | 0 | 0 | 0 | 0 | 0 | 0 | 0 | 0 | 0 | 0 | 0 | 0 | 0 | 0 | 0 | 0 | 0 | 0 | 0 | 0 | 0 | 0 | 0 | 0 | 0 | 0 | 0 | 0 | 0 | 0 | 0 | 0 | 0 | 0 | 0 | 0 | 0 | 0 | 0 | 0 | 0 | 0 | 0 | 0 | 0 | 0 | 0 | 0 | 0 | 0 | 0 | 0 | 0 | 0 | 0 | 0 | 0 | 0 | 0 | 0 | 0 | 0 | 0 | 0 | 0 | 0 | 0 | 0 | 0 | 0 | 0 | 0 | 0 | 0 | 0 | 0 | 0 | 0 | 0 | 0 | 0 | 0 | 0
Ach | Grocery | Space Heating | Residential/split system heat pump | TRC | Existing | NE3170 | Ceiling Insulation(R2 to R38) | Ceiling Insulation(R2 to R38) | NonEquip | 20 |  | 0% | Prescriptive_shell_existing | 7.493% | 0 | 0 | 0 | 0 | 0 | 0 | 0 | 0 | 0 | 0 | 0 | 0 | 0 | 0 | 0 | 0 | 0 | 0 | 0 | 0 | 0 | 0 | 0 | 0 | 0 | 0 | 0 | 0 | 0 | 0 | 0 | 0 | 0 | 0 | 0 | 0 | 0 | 0 | 0 | 0 | 0 | 0 | 0 | 0 | 0 | 0 | 0 | 0 | 0 | 0 | 0 | 0 | 0 | 0 | 0 | 0 | 0 | 0 | 0 | 0 | 0 | 0 | 0 | 0 | 0 | 0 | 0 | 0 | 0 | 0 | 0 | 0 | 0 | 0 | 0 | 0 | 0 | 0 | 0 | 0 | 0 | 0 | 0 | 0 | 0 | 0 | 0 | 0 | 0 | 0 | 0 | 0 | 0 | 0 | 0
Ach | Grocery | Space Heating | Residential/split system heat pump | TRC | Turnover | ET1330 | High Efficiency PTHP | High Efficiency PTHP | Equip | 15 | Residential/split system heat pump | 49.09% | Prescriptive_HVACequip | 9.375% | 4894.699 | 3280.0504 | 1731.8156 | 679.2555 | 221.1814 | 67.1446 | 19.5336 | 5.6875 | 1.663 | 0.482 | 4894.699 | 8174.7494 | 9906.565 | 10585.8205 | 10807.0019 | 10874.1464 | 10893.6801 | 10899.3676 | 10901.0305 | 10901.5125 | 0 | 0 | 0 | 0 | 0 | 0 | 0 | 0 | 0 | 0 | 0.00089136 | 0.0014887 | 0.0018041 | 0.0019277 | 0.001968 | 0.0019803 | 0.0019838 | 0.0019848 | 0.0019852 | 0.0019852 | 190.8933 | 131.12 | 70.9601 | 28.5279 | 9.5216 | 2.9627 | 0.88347 | 0.26367 | 0.07902 | 0.023476 | 381.4686 | 521.4573 | 358.1765 | 193.8394 | 77.9287 | 26.0098 | 8.0933 | 2.4133 | 0.72025 | 0.21586 | 0.064129 | 1042.046 | 5586.015 | 3836.9002 | 2076.4692 | 834.797 | 278.625 | 86.6975 | 25.8525 | 7.7155 | 2.3123 | 0.68697 | 11162.7258 | 1084.4218 | 744.8634 | 403.1082 | 162.0604 | 54.0899 | 16.8307 | 5.0188 | 1.4978 | 0.44889 | 0.13336 | 2167.0374 | 4501.5932 | 3092.0367 | 1673.361 | 672.7365 | 224.5351 | 69.8668 | 20.8337 | 6.2177 | 1.8634 | 0.5536 | 8995.6884
Ach | Grocery | Space Heating | Residential/split system heat pump | TRC | New | EN1356 | High Efficiency PTHP | High Efficiency PTHP | Equip | 15 | Residential/split system heat pump | 49.09% | Prescriptive_HVACequip | 9.375% | 1411.1562 | 820.5476 | 410.6967 | 153.5722 | 47.9111 | 14.0029 | 3.9358 | 1.1085 | 0.31339 | 0.087784 | 1411.1562 | 2231.7038 | 2642.4005 | 2795.9727 | 2843.8838 | 2857.8866 | 2861.8224 | 2862.931 | 2863.2444 | 2863.3322 | 0 | 0 | 0 | 0 | 0 | 0 | 0 | 0 | 0 | 0 | 0.00025698 | 0.00040641 | 0.0004812 | 0.00050917 | 0.00051789 | 0.00052044 | 0.00052116 | 0.00052136 | 0.00052142 | 0.00052143 | 55.0351 | 32.8014 | 16.828 | 6.4498 | 2.0625 | 0.61788 | 0.17801 | 0.05139 | 0.014892 | 0.0042756 | 100.6067 | 150.3377 | 89.6026 | 45.9686 | 17.6188 | 5.6341 | 1.6878 | 0.48626 | 0.14038 | 0.040679 | 0.01168 | 274.8243 | 1610.4647 | 959.8508 | 492.4306 | 188.7385 | 60.3542 | 18.0806 | 5.209 | 1.5038 | 0.43577 | 0.12511 | 2944.0049 | 312.642 | 186.3373 | 95.5963 | 36.6401 | 11.7166 | 3.51 | 1.0112 | 0.29194 | 0.084597 | 0.024289 | 571.5243 | 1297.8227 | 773.5135 | 396.8343 | 152.0984 | 48.6375 | 14.5706 | 4.1977 | 1.2119 | 0.35117 | 0.10083 | 2372.4806
Ach | Grocery | Refrigeration | Residential style | TRC | New | NN4847 | PSC to ECM Evaporator Fan Motor (Walk-In, Refrigerator) | PSC to ECM Evaporator Fan Motor (Walk-In, Refrigerator) | NonEquip | 15 | Walk-in cooler | 0% | Prescriptive_ECM | 37.5% | 0 | 0 | 0 | 0 | 0 | 0 | 0 | 0 | 0 | 0 | 0 | 0 | 0 | 0 | 0 | 0 | 0 | 0 | 0 | 0 | 0 | 0 | 0 | 0 | 0 | 0 | 0 | 0 | 0 | 0 | 0 | 0 | 0 | 0 | 0 | 0 | 0 | 0 | 0 | 0 | 0 | 0 | 0 | 0 | 0 | 0 | 0 | 0 | 0 | 0 | 0 | 0 | 0 | 0 | 0 | 0 | 0 | 0 | 0 | 0 | 0 | 0 | 0 | 0 | 0 | 0 | 0 | 0 | 0 | 0 | 0 | 0 | 0 | 0 | 0 | 0 | 0 | 0 | 0 | 0 | 0 | 0 | 0 | 0 | 0 | 0 | 0 | 0 | 0 | 0 | 0 | 0 | 0 | 0 | 0
Ach | Grocery | Refrigeration | Residential style | TRC | New | NN4821 | PSC to ECM Evaporator Fan Motor (Reach-In) | PSC to ECM Evaporator Fan Motor (Reach-In) | NonEquip | 15 | Display cases | 0% | Prescriptive_ECM | 37.5% | 0 | 0 | 0 | 0 | 0 | 0 | 0 | 0 | 0 | 0 | 0 | 0 | 0 | 0 | 0 | 0 | 0 | 0 | 0 | 0 | 0 | 0 | 0 | 0 | 0 | 0 | 0 | 0 | 0 | 0 | 0 | 0 | 0 | 0 | 0 | 0 | 0 | 0 | 0 | 0 | 0 | 0 | 0 | 0 | 0 | 0 | 0 | 0 | 0 | 0 | 0 | 0 | 0 | 0 | 0 | 0 | 0 | 0 | 0 | 0 | 0 | 0 | 0 | 0 | 0 | 0 | 0 | 0 | 0 | 0 | 0 | 0 | 0 | 0 | 0 | 0 | 0 | 0 | 0 | 0 | 0 | 0 | 0 | 0 | 0 | 0 | 0 | 0 | 0 | 0 | 0 | 0 | 0 | 0 | 0
Ach | Grocery | Refrigeration | Residential style | TRC | Existing | NE4834 | PSC to ECM Evaporator Fan Motor (Walk-In, Refrigerator) | PSC to ECM Evaporator Fan Motor (Walk-In, Refrigerator) | NonEquip | 15 | Walk-in cooler | 0% | Prescriptive_ECM_existing | 37.5% | 0 | 0 | 0 | 0 | 0 | 0 | 0 | 0 | 0 | 0 | 0 | 0 | 0 | 0 | 0 | 0 | 0 | 0 | 0 | 0 | 0 | 0 | 0 | 0 | 0 | 0 | 0 | 0 | 0 | 0 | 0 | 0 | 0 | 0 | 0 | 0 | 0 | 0 | 0 | 0 | 0 | 0 | 0 | 0 | 0 | 0 | 0 | 0 | 0 | 0 | 0 | 0 | 0 | 0 | 0 | 0 | 0 | 0 | 0 | 0 | 0 | 0 | 0 | 0 | 0 | 0 | 0 | 0 | 0 | 0 | 0 | 0 | 0 | 0 | 0 | 0 | 0 | 0 | 0 | 0 | 0 | 0 | 0 | 0 | 0 | 0 | 0 | 0 | 0 | 0 | 0 | 0 | 0 | 0 | 0
Ach | Grocery | Refrigeration | Residential style | TRC | Existing | NE4808 | PSC to ECM Evaporator Fan Motor (Reach-In) | PSC to ECM Evaporator Fan Motor (Reach-In) | NonEquip | 15 | Display cases | 0% | Prescriptive_ECM_existing | 37.5% | 0 | 0 | 0 | 0 | 0 | 0 | 0 | 0 | 0 | 0 | 0 | 0 | 0 | 0 | 0 | 0 | 0 | 0 | 0 | 0 | 0 | 0 | 0 | 0 | 0 | 0 | 0 | 0 | 0 | 0 | 0 | 0 | 0 | 0 | 0 | 0 | 0 | 0 | 0 | 0 | 0 | 0 | 0 | 0 | 0 | 0 | 0 | 0 | 0 | 0 | 0 | 0 | 0 | 0 | 0 | 0 | 0 | 0 | 0 | 0 | 0 | 0 | 0 | 0 | 0 | 0 | 0 | 0 | 0 | 0 | 0 | 0 | 0 | 0 | 0 | 0 | 0 | 0 | 0 | 0 | 0 | 0 | 0 | 0 | 0 | 0 | 0 | 0 | 0 | 0 | 0 | 0 | 0 | 0 | 0
Ach | Grocery | Miscellaneous | Pool pump | TRC | New | NN4535 | VSD Controlled Compressor | VSD Controlled Compressor | NonEquip | 15 | Others | 0% | Prescriptive_ECM | 20.79% | 0 | 0 | 0 | 0 | 0 | 0 | 0 | 0 | 0 | 0 | 0 | 0 | 0 | 0 | 0 | 0 | 0 | 0 | 0 | 0 | 0 | 0 | 0 | 0 | 0 | 0 | 0 | 0 | 0 | 0 | 0 | 0 | 0 | 0 | 0 | 0 | 0 | 0 | 0 | 0 | 0 | 0 | 0 | 0 | 0 | 0 | 0 | 0 | 0 | 0 | 0 | 0 | 0 | 0 | 0 | 0 | 0 | 0 | 0 | 0 | 0 | 0 | 0 | 0 | 0 | 0 | 0 | 0 | 0 | 0 | 0 | 0 | 0 | 0 | 0 | 0 | 0 | 0 | 0 | 0 | 0 | 0 | 0 | 0 | 0 | 0 | 0 | 0 | 0 | 0 | 0 | 0 | 0 | 0 | 0
Ach | Grocery | Miscellaneous | Pool pump | TRC | Existing | NE4522 | VSD Controlled Compressor | VSD Controlled Compressor | NonEquip | 15 | Others | 0% | Prescriptive_ECM_existing | 20.79% | 0 | 0 | 0 | 0 | 0 | 0 | 0 | 0 | 0 | 0 | 0 | 0 | 0 | 0 | 0 | 0 | 0 | 0 | 0 | 0 | 0 | 0 | 0 | 0 | 0 | 0 | 0 | 0 | 0 | 0 | 0 | 0 | 0 | 0 | 0 | 0 | 0 | 0 | 0 | 0 | 0 | 0 | 0 | 0 | 0 | 0 | 0 | 0 | 0 | 0 | 0 | 0 | 0 | 0 | 0 | 0 | 0 | 0 | 0 | 0 | 0 | 0 | 0 | 0 | 0 | 0 | 0 | 0 | 0 | 0 | 0 | 0 | 0 | 0 | 0 | 0 | 0 | 0 | 0 | 0 | 0 | 0 | 0 | 0 | 0 | 0 | 0 | 0 | 0 | 0 | 0 | 0 | 0 | 0 | 0
Ach | Grocery | Miscellaneous | Pool pump | TRC | Turnover | ET2107 | Variable Speed Pool Pump | Variable Speed Pool Pump | Equip | 10 | Pool pump | 0% | Prescriptive_all | 64.36% | 0 | 0 | 0 | 0 | 0 | 0 | 0 | 0 | 0 | 0 | 0 | 0 | 0 | 0 | 0 | 0 | 0 | 0 | 0 | 0 | 0 | 0 | 0 | 0 | 0 | 0 | 0 | 0 | 0 | 0 | 0 | 0 | 0 | 0 | 0 | 0 | 0 | 0 | 0 | 0 | 0 | 0 | 0 | 0 | 0 | 0 | 0 | 0 | 0 | 0 | 0 | 0 | 0 | 0 | 0 | 0 | 0 | 0 | 0 | 0 | 0 | 0 | 0 | 0 | 0 | 0 | 0 | 0 | 0 | 0 | 0 | 0 | 0 | 0 | 0 | 0 | 0 | 0 | 0 | 0 | 0 | 0 | 0 | 0 | 0 | 0 | 0 | 0 | 0 | 0 | 0 | 0 | 0 | 0 | 0
Ach | Grocery | Miscellaneous | Pool pump | TRC | New | EN2131 | Variable Speed Pool Pump | Variable Speed Pool Pump | Equip | 10 | Pool pump | 0% | Prescriptive_all | 64.36% | 0 | 0 | 0 | 0 | 0 | 0 | 0 | 0 | 0 | 0 | 0 | 0 | 0 | 0 | 0 | 0 | 0 | 0 | 0 | 0 | 0 | 0 | 0 | 0 | 0 | 0 | 0 | 0 | 0 | 0 | 0 | 0 | 0 | 0 | 0 | 0 | 0 | 0 | 0 | 0 | 0 | 0 | 0 | 0 | 0 | 0 | 0 | 0 | 0 | 0 | 0 | 0 | 0 | 0 | 0 | 0 | 0 | 0 | 0 | 0 | 0 | 0 | 0 | 0 | 0 | 0 | 0 | 0 | 0 | 0 | 0 | 0 | 0 | 0 | 0 | 0 | 0 | 0 | 0 | 0 | 0 | 0 | 0 | 0 | 0 | 0 | 0 | 0 | 0 | 0 | 0 | 0 | 0 | 0 | 0
Ach | Grocery | Space Heating | Packaged central unit | TRC | New | NN3573 | ECM Motors on Furnaces | ECM Motors on Furnaces | NonEquip | 15 | Forced air furnace | 0% | Prescriptive_ECM | 1.706% | 0 | 0 | 0 | 0 | 0 | 0 | 0 | 0 | 0 | 0 | 0 | 0 | 0 | 0 | 0 | 0 | 0 | 0 | 0 | 0 | 0 | 0 | 0 | 0 | 0 | 0 | 0 | 0 | 0 | 0 | 0 | 0 | 0 | 0 | 0 | 0 | 0 | 0 | 0 | 0 | 0 | 0 | 0 | 0 | 0 | 0 | 0 | 0 | 0 | 0 | 0 | 0 | 0 | 0 | 0 | 0 | 0 | 0 | 0 | 0 | 0 | 0 | 0 | 0 | 0 | 0 | 0 | 0 | 0 | 0 | 0 | 0 | 0 | 0 | 0 | 0 | 0 | 0 | 0 | 0 | 0 | 0 | 0 | 0 | 0 | 0 | 0 | 0 | 0 | 0 | 0 | 0 | 0 | 0 | 0
Ach | Grocery | Space Heating | Packaged central unit | TRC | New | NN3183 | Ceiling Insulation(R2 to R38) | Ceiling Insulation(R2 to R38) | NonEquip | 20 |  | 0% | Prescriptive_shell | 6.79% | 0 | 0 | 0 | 0 | 0 | 0 | 0 | 0 | 0 | 0 | 0 | 0 | 0 | 0 | 0 | 0 | 0 | 0 | 0 | 0 | 0 | 0 | 0 | 0 | 0 | 0 | 0 | 0 | 0 | 0 | 0 | 0 | 0 | 0 | 0 | 0 | 0 | 0 | 0 | 0 | 0 | 0 | 0 | 0 | 0 | 0 | 0 | 0 | 0 | 0 | 0 | 0 | 0 | 0 | 0 | 0 | 0 | 0 | 0 | 0 | 0 | 0 | 0 | 0 | 0 | 0 | 0 | 0 | 0 | 0 | 0 | 0 | 0 | 0 | 0 | 0 | 0 | 0 | 0 | 0 | 0 | 0 | 0 | 0 | 0 | 0 | 0 | 0 | 0 | 0 | 0 | 0 | 0 | 0 | 0
Ach | Grocery | Space Heating | Packaged central unit | TRC | Existing | NE4236 | Wall Insulation | Wall Insulation | NonEquip | 20 |  | 0% | newshell_existing | 0.8971% | 0 | 0 | 0 | 0 | 0 | 0 | 0 | 0 | 0 | 0 | 0 | 0 | 0 | 0 | 0 | 0 | 0 | 0 | 0 | 0 | 0 | 0 | 0 | 0 | 0 | 0 | 0 | 0 | 0 | 0 | 0 | 0 | 0 | 0 | 0 | 0 | 0 | 0 | 0 | 0 | 0 | 0 | 0 | 0 | 0 | 0 | 0 | 0 | 0 | 0 | 0 | 0 | 0 | 0 | 0 | 0 | 0 | 0 | 0 | 0 | 0 | 0 | 0 | 0 | 0 | 0 | 0 | 0 | 0 | 0 | 0 | 0 | 0 | 0 | 0 | 0 | 0 | 0 | 0 | 0 | 0 | 0 | 0 | 0 | 0 | 0 | 0 | 0 | 0 | 0 | 0 | 0 | 0 | 0 | 0
Ach | Grocery | Space Heating | Packaged central unit | TRC | Existing | NE4002 | Low U-Value Windows | Low U-Value Windows | NonEquip | 20 |  | 8.361% | newshell_existing | 46% | 6715.9766 | 3170.4425 | 1317.581 | 514.0377 | 194.921 | 73.868 | 27.4663 | 10.294 | 3.8821 | 1.4521 | 6715.9766 | 9886.4191 | 11204.0001 | 11718.0378 | 11912.9589 | 11986.8269 | 12014.2932 | 12024.5872 | 12028.4693 | 12029.9214 | 0 | 0 | 0 | 0 | 0 | 0 | 0 | 0 | 0 | 0 | 0.027912 | 0.041089 | 0.046565 | 0.048701 | 0.049511 | 0.049818 | 0.049932 | 0.049975 | 0.049991 | 0.049997 | 261.9231 | 126.7384 | 53.9871 | 21.5889 | 8.3911 | 3.2594 | 1.2422 | 0.47722 | 0.18447 | 0.070726 | 424.6998 | 5765.701 | 2789.8875 | 1188.4147 | 475.2362 | 184.7128 | 71.7495 | 27.3455 | 10.505 | 4.0607 | 1.5569 | 9348.8983 | 2989.2057 | 1446.4065 | 616.129 | 246.3844 | 95.7637 | 37.1982 | 14.1772 | 5.4463 | 2.1053 | 0.80716 | 4846.9006 | -4939.5695 | -2390.1418 | -1018.1341 | -407.1425 | -158.2465 | -61.4689 | -23.4274 | -8.9998 | -3.4789 | -1.3338 | -8009.3525 | 7928.7751 | 3836.5483 | 1634.2631 | 653.5269 | 254.0102 | 98.6672 | 37.6045 | 14.4461 | 5.5841 | 2.141 | 12856.2531