## SPP Clause Rate Impacts 3yrs_
25-6.030 (3)(h) An estimate of rate impacts for each of the first three years of the Storm
Protection Plan for the utility's typical residential, commercial, and industrial customers.
|  | Estimated SPP | Estimated SPP | Estimated SPP
|  | Cost Recovery | Cost Recovery | Cost Recovery
|  | Factors | Factors | Factors
|  | (cents/kWh) | (cents/kWh) | (cents/kWh)
Rate Class |  | 2023 | 2024 | 2025
Residential
RS-1, RST-1, RSL-1, RSL-2, RSS-1
| Secondary | 0.421 | 0.652 | 0.875
General Service Non-Demand
GS-1, GST-1
| Secondary | 0.408 | 0.632 | 0.848
| Primary | 0.40392 | 0.62568 | 0.83952
| Transmission | 0.39984 | 0.61936 | 0.83104
TOTAL GS
General Service
GS-2 | Secondary | 0.191 | 0.296 | 0.397
General Service Demand ($kW-Mo)
GSD-1, GSDT-1, SS-1
| Secondary | 1.07 | 1.65 | 2.21
| Primary | 1.0296 | 1.5939 | 2.1384
| Transmission | 0.196 | 0.3038 | 0.392
TOTAL GSD
Curtailable ($kW-Mo)
CS-1, CST-1, CS-2, CST-2, CS-3, CST-3, SS-3
| Secondary | 1 | 1.54 | 2.08
| Primary | 0.99 | 1.5246 | 2.0592
| Transmission | 0.98 | 1.5092 | 2.0384
TOTAL CS
Interruptible ($kW-Mo)
IS-1, IST-1, IS-2, IST-2, SS-2
| Secondary | 0.82 | 1.27 | 1.7
| Primary | 0.6138 | 0.9405 | 1.2672
| Transmission | 0.147 | 0.2254 | 0.294
TOTAL IS
Lighting
LS-1 | Secondary | 0.311 | 0.481 | 0.648

## 2023-2032 Annual Rev Req
25-6.030 (3)(g) An estimate of the annual jurisdictional revenue requirements for each year of the Storm Protection Plan.
Estimated Annual Jurisdictional Revenue Requirements for Each Year of the Storm Protection Plan
|  | 2023 | 2024 | 2025 | 2026 | 2027 | 2028 | 2029 | 2030 | 2031 | 2032
| ($ Millions) | 149.355 | 221.3131 | 296.8259 | 381.4334 | 457.5141 | 532.9657 | 604.6601 | 676.5179 | 744.5526 | 812.1068

## Summary of Annual Rev Req
SPP Program 2023-2032
Annual Revenue Requirements
|  | 2023 | 2024 | 2025 | 2026 | 2027 | 2028 | 2029 | 2030 | 2031 | 2032
Total Distribution incl VM | SPP | 74123499.771 | 129997710.27 | 189958517.4243 | 257614813.6178 | 317612468.348 | 375866011.8745 | 432375444.1971 | 487140765.3158 | 540161975.2307 | 591439073.9418
Total Distribution incl VM | SPP VM | 45451595.9472 | 46984409.5524 | 48554393.5568 | 50366351.7351 | 52059504.8702 | 53799342.6374 | 55227287.6416 | 57424809.505 | 59313420.9517 | 61254684.776
Total Distribution incl VM | Total SPP | 119575095.7182 | 176982119.8224 | 238512910.9811 | 307981165.3529 | 369671973.2182 | 429665354.5119 | 487602731.8386 | 544565574.8209 | 599475396.1824 | 652693758.7178
|  | 2023 | 2024 | 2025 | 2026 | 2027 | 2028 | 2029 | 2030 | 2031 | 2032
Total Transmission incl. VM | SPP | 20169617.0529 | 33110310.9416 | 46730423.4654 | 61020776.7073 | 74997158.8943 | 88653471.2364 | 101989713.7336 | 115005886.3859 | 127701989.1933 | 140078022.1558
Total Transmission incl. VM | SPP VM | 9610262.4255 | 11220667.25 | 11582544.8822 | 12431417.6769 | 12845006.2281 | 14646882.2029 | 15067684.6122 | 16946415.0295 | 17375199.1858 | 19334983.0353
Total Transmission incl. VM | Total SPP | 29779879.4783 | 44330978.1916 | 58312968.3476 | 73452194.3843 | 87842165.1224 | 103300353.4393 | 117057398.3458 | 131952301.4154 | 145077188.3791 | 159413005.1911
|  | 2023 | 2024 | 2025 | 2026 | 2027 | 2028 | 2029 | 2030 | 2031 | 2032
Total Revenue Requirements | SPP | 94293116.8239 | 163108021.2116 | 236688940.8898 | 318635590.3251 | 392609627.2424 | 464519483.1109 | 534365157.9307 | 602146651.7017 | 667863964.424 | 731517096.0976
Total Revenue Requirements | SPP VM | 55061858.3727 | 58205076.8024 | 60136938.439 | 62797769.412 | 64904511.0982 | 68446224.8403 | 70294972.2538 | 74371224.5345 | 76688620.1374 | 80589667.8113
Total Revenue Requirements | Total SPP | 149354975.1966 | 221313098.014 | 296825879.3287 | 381433359.7371 | 457514138.3406 | 532965707.9512 | 604660130.1845 | 676517876.2363 | 744552584.5615 | 812106763.9089
($ Millions) |  | 2023 | 2024 | 2025 | 2026 | 2027 | 2028 | 2029 | 2030 | 2031 | 2032
2020-2029 Annual Revenue Req | Total SPP | 149.355 | 221.3131 | 296.8259 | 381.4334 | 457.5141 | 532.9657 | 604.6601 | 676.5179 | 744.5526 | 812.1068

## Distribution Summary
Distribution Programs Including Vegetation Management (Distribution)
Annual Revenue Requirements
|  | 2023 | 2024 | 2025 | 2026 | 2027 | 2028 | 2029 | 2030 | 2031 | 2032
Total Distribution | SPP | 74123499.771 | 129997710.27 | 189958517.4243 | 257614813.6178 | 317612468.348 | 375866011.8745 | 432375444.1971 | 487140765.3158 | 540161975.2307 | 591439073.9418
Total Distribution | SPP - Veg Mgt | 45451595.9472 | 46984409.5524 | 48554393.5568 | 50366351.7351 | 52059504.8702 | 53799342.6374 | 55227287.6416 | 57424809.505 | 59313420.9517 | 61254684.776
Total Distribution | Total SPP | 119575095.7182 | 176982119.8224 | 238512910.9811 | 307981165.3529 | 369671973.2182 | 429665354.5119 | 487602731.8386 | 544565574.8209 | 599475396.1824 | 652693758.7178
|  | 2023 | 2024 | 2025 | 2026 | 2027 | 2028 | 2029 | 2030 | 2031 | 2032
Feeder Hardening |  | 24505375.8792 | 43983738.8449 | 63139764.7132 | 85716621.7005 | 111189396.7027 | 135878706.9017 | 159784552.2975 | 182906932.8902 | 205245848.6796 | 226801299.666
Feeder Hardening | Total SPP | 24505375.8792 | 43983738.8449 | 63139764.7132 | 85716621.7005 | 111189396.7027 | 135878706.9017 | 159784552.2975 | 182906932.8902 | 205245848.6796 | 226801299.666
|  | 2023 | 2024 | 2025 | 2026 | 2027 | 2028 | 2029 | 2030 | 2031 | 2032
Lateral Hardening |  | 36357450.4236 | 60948234.3937 | 88056166.6421 | 127017387.1718 | 162330528.1981 | 196686730.8753 | 230085995.2033 | 262528321.1821 | 294013708.8117 | 324542158.0921
Lateral Hardening | Total SPP | 36357450.4236 | 60948234.3937 | 88056166.6421 | 127017387.1718 | 162330528.1981 | 196686730.8753 | 230085995.2033 | 262528321.1821 | 294013708.8117 | 324542158.0921
|  | 2023 | 2024 | 2025 | 2026 | 2027 | 2028 | 2029 | 2030 | 2031 | 2032
SOG | Automation & C&C | 13162133.9789 | 24865031.8157 | 38409221.3877 | 44363110.6413 | 43414227.9718 | 42465345.3022 | 41516462.6327 | 40567579.9631 | 39618697.2935 | 38669814.624
SOG | Total SPP | 13162133.9789 | 24865031.8157 | 38409221.3877 | 44363110.6413 | 43414227.9718 | 42465345.3022 | 41516462.6327 | 40567579.9631 | 39618697.2935 | 38669814.624
|  | 2023 | 2024 | 2025 | 2026 | 2027 | 2028 | 2029 | 2030 | 2031 | 2032
UG Flood Mitigation |  | 98539.4893 | 200705.2157 | 353364.6814 | 517694.1041 | 678315.4754 | 835228.7953 | 988434.0636 | 1137931.2805 | 1283720.4458 | 1425801.5597
UG Flood Mitigation | Total SPP | 98539.4893 | 200705.2157 | 353364.6814 | 517694.1041 | 678315.4754 | 835228.7953 | 988434.0636 | 1137931.2805 | 1283720.4458 | 1425801.5597
|  | 2023 | 2024 | 2025 | 2026 | 2027 | 2028 | 2029 | 2030 | 2031 | 2032
Vegetation Management |  | 45451595.9472 | 46984409.5524 | 48554393.5568 | 50366351.7351 | 52059504.8702 | 53799342.6374 | 55227287.6416 | 57424809.505 | 59313420.9517 | 61254684.776
Vegetation Management | Total SPP | 45451595.9472 | 46984409.5524 | 48554393.5568 | 50366351.7351 | 52059504.8702 | 53799342.6374 | 55227287.6416 | 57424809.505 | 59313420.9517 | 61254684.776

## Transmission Summary
Transmission Programs Including Vegetation Management (Transmission)
Annual Revenue Requirements
|  | 2023 | 2024 | 2025 | 2026 | 2027 | 2028 | 2029 | 2030 | 2031 | 2032
Total Transmission | SPP | 20169617.0529 | 33110310.9416 | 46730423.4654 | 61020776.7073 | 74997158.8943 | 88653471.2364 | 101989713.7336 | 115005886.3859 | 127701989.1933 | 140078022.1558
Total Transmission | SPP - Veg Mgt | 9610262.4255 | 11220667.25 | 11582544.8822 | 12431417.6769 | 12845006.2281 | 14646882.2029 | 15067684.6122 | 16946415.0295 | 17375199.1858 | 19334983.0353
Total Transmission | Total SPP | 29779879.4783 | 44330978.1916 | 58312968.3476 | 73452194.3843 | 87842165.1224 | 103300353.4393 | 117057398.3458 | 131952301.4154 | 145077188.3791 | 159413005.1911
|  | 2023 | 2024 | 2025 | 2026 | 2027 | 2028 | 2029 | 2030 | 2031 | 2032
Structure Hardening | SPP | 19186421.8151 | 31085230.0909 | 43154871.227 | 55433037.1135 | 67429291.4245 | 79137535.37 | 90557768.9501 | 101689992.1648 | 112534205.0141 | 123090407.4978
Structure Hardening | Total SPP | 19186421.8151 | 31085230.0909 | 43154871.227 | 55433037.1135 | 67429291.4245 | 79137535.37 | 90557768.9501 | 101689992.1648 | 112534205.0141 | 123090407.4978
|  | 2023 | 2024 | 2025 | 2026 | 2027 | 2028 | 2029 | 2030 | 2031 | 2032
Substation Flood Mitigation | SPP | 116394.8126 | 422293.7708 | 696968.8862 | 967074.6248 | 1232610.9866 | 1493577.9717 | 1749975.58 | 2001803.8116 | 2249062.6664 | 2491752.1444
Substation Flood Mitigation | Total SPP | 116394.8126 | 422293.7708 | 696968.8862 | 967074.6248 | 1232610.9866 | 1493577.9717 | 1749975.58 | 2001803.8116 | 2249062.6664 | 2491752.1444
|  | 2023 | 2024 | 2025 | 2026 | 2027 | 2028 | 2029 | 2030 | 2031 | 2032
Loop Radially Fed Substations | SPP | 0 | 0 | 377351.4563 | 1126228.277 | 1863452.9144 | 2589025.3683 | 3302945.6387 | 4005213.7257 | 4695829.6293 | 5374793.3494
Loop Radially Fed Substations | Total SPP | 0 | 0 | 377351.4563 | 1126228.277 | 1863452.9144 | 2589025.3683 | 3302945.6387 | 4005213.7257 | 4695829.6293 | 5374793.3494
|  | 2023 | 2024 | 2025 | 2026 | 2027 | 2028 | 2029 | 2030 | 2031 | 2032
Substation Hardening | SPP | 866800.4251 | 1602787.0799 | 2501231.896 | 3494436.692 | 4471803.5688 | 5433332.5264 | 6379023.5647 | 7308876.6838 | 8222891.8836 | 9121069.1642
Substation Hardening | Total SPP | 866800.4251 | 1602787.0799 | 2501231.896 | 3494436.692 | 4471803.5688 | 5433332.5264 | 6379023.5647 | 7308876.6838 | 8222891.8836 | 9121069.1642
|  | 2023 | 2024 | 2025 | 2026 | 2027 | 2028 | 2029 | 2030 | 2031 | 2032
Vegetation Management Trans | SPP | 9610262.4255 | 11220667.25 | 11582544.8822 | 12431417.6769 | 12845006.2281 | 14646882.2029 | 15067684.6122 | 16946415.0295 | 17375199.1858 | 19334983.0353
Vegetation Management Trans | Total SPP | 9610262.4255 | 11220667.25 | 11582544.8822 | 12431417.6769 | 12845006.2281 | 14646882.2029 | 15067684.6122 | 16946415.0295 | 17375199.1858 | 19334983.0353

## 2023-2032 Feeder Hardening
2023-2032 SPP Investment
Feeder Hardening
| Capital Investment |  |  |  | 10-yr Plan |  | O&M Spend | 10-yr Plan |  |  | Capital from Below |  |  | O&M from Below
| Distribution |  |  |  | 2027247869.225 |  | Distribution | 49067139.7115 |  |  | 2027247869.225 | 0 |  | 49611139.7115
| Rev Requirement | 2020 | 2021 | 2022 | 2023 | 2024 | 2025 | 2026 | 2027 | 2028 | 2029 | 2030 | 2031 | 2032
| Feeder Hardening | N/A | N/A | N/A | 20153465.5687 | 37856603.2551 | 55076782.0724 | 75775056.9921 | 99456573.2644 | 122412667.2069 | 144643338.8197 | 166148588.1027 | 186928415.056 | 206982819.6797
| Feeder Hardening -Pole Replace | N/A | N/A | N/A | 4351910.3106 | 6127135.5898 | 8062982.6407 | 9941564.7084 | 11732823.4383 | 13466039.6948 | 15141213.4778 | 16758344.7874 | 18317433.6236 | 19818479.9863
| Total SPP | N/A | N/A | N/A | 24505375.8792 | 43983738.8449 | 63139764.7132 | 85716621.7005 | 111189396.7027 | 135878706.9017 | 159784552.2975 | 182906932.8902 | 205245848.6796 | 226801299.666
Assumptions used in 10 Year Rev Requirement Estimates
| WACC | 2023: 7.61% - 2023 Projected WACC (updated with FL State Tax change)
| Deprecation | 2023: Weighted Average of Total 10-year SPP Investment by FERC asset class by Program
| 2020-2022 Activity | 2023: 2023 Beginning Balances were estimated to assist in the Rate Making and Revenue Requirements for 2023-2032.
| Retail Juris. Sep Factors | 2023: The demand related retail jurisdictional separation factors were taken from 2021 Settlment held flat for 2023-2032 (Distribution Primary or Transmission)
| In-Service | 2023: Assumes Assets Placed In-Service may assume engineering lead time. Used half-year convention for depreciation, where appropriate. Ex: Pole Replacements
| Rates Impacts | 2023: 2023 Projected Sales 6P & 7P, used for 2024 & 2025 Estimates as well
Calculation of Est. Rev Requirements 2023-2032 SPP Feeder Hardening | [14 empty] | Weighted Avg Depr Rate
| Distribution | 2020 | 2021 | 2022 | 2023 | 2024 | 2025 | 2026 | 2027 | 2028 | 2029 | 2030 | 2031 | 2032
| Beg Bal | 0 | 0 | 32446721.3334 | 109733853.4342 | 249635889.0369 | 365747950.2411 | 500491665.2751 | 684171551.5944 | 859188747.8369 | 1025543254.0026 | 1183235070.0914 | 1332264196.1034 | 1472630632.0385
| Investment | 0 | 33143514 | 78021547.2136 | 142706530 | 126786600 | 150749250 | 206023975 | 206023975 | 206023975 | 206023975 | 206023975 | 206023975 | 206023975 | 1862410205
| Depreciation | 0 | 696792.6666 | 734415.1128 | 2804494.3973 | 10674538.7958 | 16005534.966 | 22344088.6807 | 31006778.7575 | 39669468.8344 | 48332158.9112 | 56994848.988 | 65657539.0648 | 74320229.1417 | 4.205%
| Accum Depr | 0 | 696792.6666 | 1431207.7794 | 4235702.1767 | 14910240.9725 | 30915775.9384 | 53259864.6191 | 84266643.3766 | 123936112.211 | 172268271.1222 | 229263120.1102 | 294920659.175 | 369240888.3167
| End Bal | 0 | 32446721.3334 | 109733853.4342 | 249635889.0369 | 365747950.2411 | 500491665.2751 | 684171551.5944 | 859188747.8369 | 1025543254.0026 | 1183235070.0914 | 1332264196.1034 | 1472630632.0385 | 1604334377.8969
| Avg Bal |  |  |  | 179684871.2355 | 307691919.639 | 433119807.7581 | 592331608.4348 | 771680149.7157 | 942366000.9197 | 1104389162.047 | 1257749633.0974 | 1402447414.0709 | 1538482504.9677
| WACC |  |  |  | 7.61% | 7.61% | 7.61% | 7.61% | 7.61% | 7.61% | 7.61% | 7.61% | 7.61% | 7.61%
| Return |  |  |  | 13674018.701 | 23415355.0845 | 32960417.3704 | 45076435.4019 | 58724859.3934 | 71714052.67 | 84044015.2318 | 95714747.0787 | 106726248.2108 | 117078518.628
| Property Tax |  |  |  | 0.8935% | 0.7641% | 0.7641% | 0.7641% | 0.7641% | 0.7641% | 0.7641% | 0.7641% | 0.7641% | 0.7641%
| Property Tax |  |  |  | 963247.4703 | 1410644.3748 | 3309468.4511 | 4526005.8201 | 5896408.024 | 7200618.613 | 8438637.5872 | 9610464.9465 | 10716100.6909 | 11755544.8205
| Capital Rev Req |  |  |  | 17441760.5687 | 35500538.2551 | 52275420.7874 | 71946529.9026 | 95628046.1749 | 118584140.1174 | 140814811.7302 | 162320061.0132 | 183099887.9665 | 203154292.5902
| O&M |  |  |  | 2711705 | 2356065 | 2801361.285 | 3828527.0895 | 3828527.0895 | 3828527.0895 | 3828527.0895 | 3828527.0895 | 3828527.0895 | 3828527.0895 | 34668820.9115
| Total System Rev Req |  |  |  | 20153465.5687 | 37856603.2551 | 55076782.0724 | 75775056.9921 | 99456573.2644 | 122412667.2069 | 144643338.8197 | 166148588.1027 | 186928415.056 | 206982819.6797
Distribution Primary | bar: 2023 to 2032
Retail | Distribution Rev Req |  |  |  | 20153465.5687 | 37856603.2551 | 55076782.0724 | 75775056.9921 | 99456573.2644 | 122412667.2069 | 144643338.8197 | 166148588.1027 | 186928415.056 | 206982819.6797
Calculation of Est. Rev Requirements 2023-2032 SPP Feeder Hardening - Pole Replacement | [14 empty] | Weighted Avg Depr Rate
| Distribution | 2020 | 2021 | 2022 | 2023 | 2024 | 2025 | 2026 | 2027 | 2028 | 2029 | 2030 | 2031 | 2032
| Beg Bal | 0 | 0 | 0 | 13938162.4901 | 29479755.7413 | 44320002.9477 | 58470333.0713 | 71930418.6112 | 84697385.2077 | 96771232.8607 | 108151961.5703 | 118839571.3364 | 128834062.1591
| Investment | 0 | 0 | 14237484.24 | 16486848 | 16478550 | 16481570 | 16484385.175 | 16484385.175 | 16484385.175 | 16484385.175 | 16484385.175 | 16484385.175 | 16484385.175 | 164837664.225
| Depreciation | 0 | 0 | 299321.7499 | 945254.7488 | 1638302.7936 | 2331239.8764 | 3024299.6351 | 3717418.5785 | 4410537.522 | 5103656.4654 | 5796775.4089 | 6489894.3523 | 7183013.2958 | 4.205%
| Accum Depr | 0 | 0 | 299321.7499 | 1244576.4987 | 2882879.2923 | 5214119.1687 | 8238418.8038 | 11955837.3823 | 16366374.9043 | 21470031.3697 | 27266806.7786 | 33756701.1309 | 40939714.4267
| End Bal | 0 | 0 | 13938162.4901 | 29479755.7413 | 44320002.9477 | 58470333.0713 | 71930418.6112 | 84697385.2077 | 96771232.8607 | 108151961.5703 | 118839571.3364 | 128834062.1591 | 138135434.0383
| Avg Bal |  |  |  | 21708959.1157 | 36899879.3445 | 51395168.0095 | 65200375.8412 | 78313901.9094 | 90734309.0342 | 102461597.2155 | 113495766.4533 | 123836816.7477 | 133484748.0987
| WACC |  |  |  | 7.61% | 7.61% | 7.61% | 7.61% | 7.61% | 7.61% | 7.61% | 7.61% | 7.61% | 7.61%
| Return |  |  |  | 1298278.6957 | 2808080.8181 | 3911172.2855 | 4961748.6015 | 5959687.9353 | 6904880.9175 | 7797327.5481 | 8637027.8271 | 9423981.7545 | 10158189.3303
| Property Tax |  |  |  | 0.8935% | 0.7641% | 0.7641% | 0.7641% | 0.7641% | 0.7641% | 0.7641% | 0.7641% | 0.7641% | 0.7641%
| Property Tax |  |  |  | 193960.8661 | 281951.9781 | 392710.4788 | 498196.0718 | 598396.5245 | 693300.8553 | 782909.0643 | 867221.1515 | 946237.1168 | 1019956.9602
| Capital Rev Req |  |  |  | 2437494.3106 | 4728335.5898 | 6635122.6407 | 8484244.3084 | 10275503.0383 | 12008719.2948 | 13683893.0778 | 15301024.3874 | 16860113.2236 | 18361159.5863
| O&M |  |  |  | 1914416 | 1398800 | 1427860 | 1457320.4 | 1457320.4 | 1457320.4 | 1457320.4 | 1457320.4 | 1457320.4 | 1457320.4 | 14942318.8
| Total System Rev Req |  |  |  | 4351910.3106 | 6127135.5898 | 8062982.6407 | 9941564.7084 | 11732823.4383 | 13466039.6948 | 15141213.4778 | 16758344.7874 | 18317433.6236 | 19818479.9863
Distribution Primary | bar: 2023 to 2032
Retail | Distribution Rev Req |  |  |  | 4351910.3106 | 6127135.5898 | 8062982.6407 | 9941564.7084 | 11732823.4383 | 13466039.6948 | 15141213.4778 | 16758344.7874 | 18317433.6236 | 19818479.9863

## 2023-2032 Lateral Hardening
2023-2032 | SPP Investment
Lateral Hardening
| Capital Investment |  |  |  | 10-yr Plan |  | O&M Spend | 10-yr Plan |  |  | Capital from Below |  |  | O&M from Below |  | Overall
| Distribution |  |  |  | 2930862568.825 |  | Distribution | 73296680.8571 |  |  | 2930862568.825 | 0 |  | 73296680.8571 | 0 | 0
| Rev Requirement | 2020 | 2021 | 2022 | 2023 | 2024 | 2025 | 2026 | 2027 | 2028 | 2029 | 2030 | 2031 | 2032
| Lateral Hardening | N/A | N/A | N/A | 25617460.1841 | 49028900.2894 | 71479926.5694 | 105907683.9592 | 136810585.5853 | 166879757.2575 | 196115198.9759 | 224516910.7404 | 252084892.5512 | 278819144.4081
| Lateral Hardening Pole Replace | N/A | N/A | N/A | 10739990.2395 | 11919334.1043 | 16576240.0727 | 21109703.2125 | 25519942.6129 | 29806973.6178 | 33970796.2274 | 38011410.4417 | 41928816.2606 | 45723013.6841
| Total SPP | N/A | N/A | N/A | 36357450.4236 | 60948234.3937 | 88056166.6421 | 127017387.1718 | 162330528.1981 | 196686730.8753 | 230085995.2033 | 262528321.1821 | 294013708.8117 | 324542158.0921
Assumptions used in 10 Year Rev Requirement Estimates
| WACC | 2023: 7.61% - 2023 Projected WACC (updated with FL State Tax change)
| Deprecation | 2023: Weighted Average of Total 10-year SPP Investment by FERC asset class by Program
| 2020-2022 Activity | 2023: 2023 Beginning Balances were estimated to assist in the Rate Making and Revenue Requirements for 2023-2032.
| Retail Juris. Sep Factors | 2023: The demand related retail jurisdictional separation factors were taken from 2021 Settlment held flat for 2023-2032 (Distribution Primary or Transmission)
| In-Service | 2023: Assumes Assets Placed In-Service may assume engineering lead time. Used half-year convention for depreciation, where appropriate. Ex: Pole Replacements
| Rates Impacts | 2023: 2023 Projected Sales 6P & 7P, used for 2024 & 2025 Estimates as well
Calculation of Est. Rev Requirements 2023-2032 SPP Lateral Hardening | [14 empty] | Weighted Avg Depr Rate
| Distribution | 2020 | 2021 | 2022 | 2023 | 2024 | 2025 | 2026 | 2027 | 2028 | 2029 | 2030 | 2031 | 2032
| Beg Bal | 0 | 0 | 0 | 159015022.5121 | 313708104.7363 | 496696267.2693 | 704976738.7095 | 954393402.2221 | 1194256392.5232 | 1424565709.6128 | 1645321353.4908 | 1856523324.1573 | 2058171621.6123
| Investment | 0 | 0 | 161823976.4 | 160310990 | 194171453 | 226204650 | 275193799.9 | 275193799.9 | 275193799.9 | 275193799.9 | 275193799.9 | 275193799.9 | 275193799.9 | 2507043692.3
| Depreciation | 0 | 0 | 2808953.8879 | 5617907.7758 | 11183290.467 | 17924178.5598 | 25777136.3874 | 35330809.5989 | 44884482.8104 | 54438156.022 | 63991829.2335 | 73545502.445 | 83099175.6565 | 3.472%
| Accum Depr | 0 | 0 | 2808953.8879 | 8426861.6637 | 19610152.1307 | 37534330.6905 | 63311467.0779 | 98642276.6768 | 143526759.4872 | 197964915.5092 | 261956744.7427 | 335502247.1877 | 418601422.8442
| End Bal | 0 | 0 | 159015022.5121 | 313708104.7363 | 496696267.2693 | 704976738.7095 | 954393402.2221 | 1194256392.5232 | 1424565709.6128 | 1645321353.4908 | 1856523324.1573 | 2058171621.6123 | 2250266245.8558
| Avg Bal |  |  |  | 236361563.6242 | 405202186.0028 | 600836502.9894 | 829685070.4658 | 1074324897.3726 | 1309411051.068 | 1534943531.5518 | 1750922338.824 | 1957347472.8848 | 2154218933.734
| WACC |  |  |  | 7.61% | 7.61% | 7.61% | 7.61% | 7.61% | 7.61% | 7.61% | 7.61% | 7.61% | 7.61%
| Return |  |  |  | 16548145.7925 | 27752297.7193 | 41151292.0897 | 63139033.8624 | 81756124.6901 | 99646180.9863 | 116809202.7511 | 133245189.9845 | 148954142.6865 | 163936060.8572
| Property Tax |  |  |  | 0.8935% | 1.117% | 1.117% | 1.117% | 1.117% | 1.117% | 1.117% | 1.117% | 1.117% | 1.117%
| Property Tax |  |  |  | 1267077.6158 | 3620238.4106 | 5368113.6523 | 9265922.867 | 11998060.4539 | 14623502.6183 | 17142249.3604 | 19554300.68 | 21859656.5772 | 24058317.0519
| Capital Rev Req |  |  |  | 23433131.1841 | 42555826.5969 | 64443584.3019 | 98182093.1168 | 129084994.7428 | 159154166.415 | 188389608.1334 | 216791319.898 | 244359301.7087 | 271093553.5656
| O&M |  |  |  | 2184329 | 6473073.6925 | 7036342.2675 | 7725590.8424 | 7725590.8424 | 7725590.8424 | 7725590.8424 | 7725590.8424 | 7725590.8424 | 7725590.8424 | 69772880.8571
| Total System Rev Req |  |  |  | 25617460.1841 | 49028900.2894 | 71479926.5694 | 105907683.9592 | 136810585.5853 | 166879757.2575 | 196115198.9759 | 224516910.7404 | 252084892.5512 | 278819144.4081
Distribution Primary | bar: 2023 to 2032
Retail | Distribution Rev Req |  |  |  | 25617460.1841 | 49028900.2894 | 71479926.5694 | 105907683.9592 | 136810585.5853 | 166879757.2575 | 196115198.9759 | 224516910.7404 | 252084892.5512 | 278819144.4081
Calculation of Est. Rev Requirements 2023-2032 SPP Lateral Hardening - Pole Replacements | [14 empty] | Weighted Avg Depr Rate
| Distribution | 2020 | 2021 | 2022 | 2023 | 2024 | 2025 | 2026 | 2027 | 2028 | 2029 | 2030 | 2031 | 2032
| Beg Bal | 0 | 0 | 0 | 39622201.3951 | 79873025.569 | 118650811.7971 | 155953574.6887 | 191784774.0835 | 226144670.3487 | 259033263.4844 | 290450553.4906 | 320396540.3673 | 348871224.1145
| Investment | 0 | 0 | 40322116 | 42386400 | 42384828 | 42381180 | 42380924.075 | 42380924.075 | 42380924.075 | 42380924.075 | 42380924.075 | 42380924.075 | 42380924.075 | 423818876.525
| Depreciation | 0 | 0 | 699914.6049 | 2135575.8261 | 3607041.7718 | 5078417.1084 | 6549724.6803 | 8021027.8098 | 9492330.9393 | 10963634.0688 | 12434937.1983 | 13906240.3278 | 15377543.4573 | 3.472%
| Accum Depr | 0 | 0 | 699914.6049 | 2835490.431 | 6442532.2029 | 11520949.3113 | 18070673.9915 | 26091701.8013 | 35584032.7406 | 46547666.8094 | 58982604.0077 | 72888844.3355 | 88266387.7928
| End Bal | 0 | 0 | 39622201.3951 | 79873025.569 | 118650811.7971 | 155953574.6887 | 191784774.0835 | 226144670.3487 | 259033263.4844 | 290450553.4906 | 320396540.3673 | 348871224.1145 | 375874604.7322
| Avg Bal |  |  |  | 59747613.482 | 99261918.683 | 137302193.2429 | 173869174.3861 | 208964722.2161 | 242588966.9166 | 274741908.4875 | 305423546.929 | 334633882.2409 | 362372914.4234
| WACC |  |  |  | 7.61% | 7.61% | 7.61% | 7.61% | 7.61% | 7.61% | 7.61% | 7.61% | 7.61% | 7.61%
| Return |  |  |  | 4546793.386 | 7553832.0118 | 10448696.9058 | 13231444.1708 | 15902215.3606 | 18461020.3824 | 20907859.2359 | 23242731.9213 | 25465638.4385 | 27576578.7876
| Property Tax |  |  |  | 0.8935% | 0.7641% | 0.7641% | 0.7641% | 0.7641% | 0.7641% | 0.7641% | 0.7641% | 0.7641% | 0.7641%
| Property Tax |  |  |  | 533821.0274 | 758460.3207 | 1049126.0586 | 1328534.3615 | 1596699.4425 | 1853622.2962 | 2099302.9228 | 2333741.3221 | 2556937.4942 | 2768891.4391
| Capital Rev Req |  |  |  | 7216190.2395 | 11919334.1043 | 16576240.0727 | 21109703.2125 | 25519942.6129 | 29806973.6178 | 33970796.2274 | 38011410.4417 | 41928816.2606 | 45723013.6841
| O&M | 2023: 3523800 | 3523800
| Total System Rev Req |  |  |  | 10739990.2395 | 11919334.1043 | 16576240.0727 | 21109703.2125 | 25519942.6129 | 29806973.6178 | 33970796.2274 | 38011410.4417 | 41928816.2606 | 45723013.6841
Distribution Primary | bar: 2023 to 2032
Retail | Distribution Rev Req |  |  |  | 10739990.2395 | 11919334.1043 | 16576240.0727 | 21109703.2125 | 25519942.6129 | 29806973.6178 | 33970796.2274 | 38011410.4417 | 41928816.2606 | 45723013.6841

## 2023-2032 SOG
2023-2032 | SPP Investment
Self-Optimizing Grid
| Capital Investment |  |  |  | 10-yr Plan |  | O&M Spend | 10-yr Plan |  |  | Capital from Below |  |  | O&M from Below |  | Overall
| Distribution |  |  |  | 340000000 |  | Distribution | 10770356.9376 |  |  | 340000000 | 0 |  | 10770356.9376 | 0 | 0
| Rev Requirement | 2020 | 2021 | 2022 | 2023 | 2024 | 2025 | 2026 | 2027 | 2028 | 2029 | 2030 | 2031 | 2032
| SOG (Automation and C&C) | N/A | N/A | N/A | 13162133.9789 | 24865031.8157 | 38409221.3877 | 44363110.6413 | 43414227.9718 | 42465345.3022 | 41516462.6327 | 40567579.9631 | 39618697.2935 | 38669814.624
|  | N/A | N/A | N/A
| Total SPP | N/A | N/A | N/A | 13162133.9789 | 24865031.8157 | 38409221.3877 | 44363110.6413 | 43414227.9718 | 42465345.3022 | 41516462.6327 | 40567579.9631 | 39618697.2935 | 38669814.624
Assumptions used in 10 Year Rev Requirement Estimates
| WACC | 2023: 7.61% - 2023 Projected WACC (updated with FL State Tax change)
| Deprecation | 2023: Weighted Average of Total 10-year SPP Investment by FERC asset class by Program
| 2020-2022 Activity | 2023: 2023 Beginning Balances were estimated to assist in the Rate Making and Revenue Requirements for 2023-2032.
| Retail Juris. Sep Factors | 2023: The demand related retail jurisdictional separation factors were taken from 2021 Settlment held flat for 2023-2032 (Distribution Primary or Transmission)
| In-Service | 2023: Assumes Assets Placed In-Service may assume engineering lead time. Used half-year convention for depreciation, where appropriate. Ex: Pole Replacements
| Rates Impacts | 2023: 2023 Projected Sales 6P & 7P, used for 2024 & 2025 Estimates as well
Calculation of Est. Rev Requirements 2023-2032 SPP SOG | [14 empty] | Weighted Avg Depr Rate
| Distribution | 2020 | 2021 | 2022 | 2023 | 2024 | 2025 | 2026 | 2027 | 2028 | 2029 | 2030 | 2031 | 2032
| Beg Bal | 0 | 0 | 0 | 73976100 | 146928300 | 275332700 | 400119320 | 388788160 | 377457000 | 366125840 | 354794680 | 343463520 | 332132360
| Investment | 0 | 0 | 75000000 | 75000000 | 132500000 | 132500000 | 0 | 0 | 0 | 0 | 0 | 0 | 0 | 340000000
| Depreciation | 0 | 0 | 1023900 | 2047800 | 4095600 | 7713380 | 11331160 | 11331160 | 11331160 | 11331160 | 11331160 | 11331160 | 11331160 | 2.73%
| Accum Depr | 0 | 0 | 1023900 | 3071700 | 7167300 | 14880680 | 26211840 | 37543000 | 48874160 | 60205320 | 71536480 | 82867640 | 94198800
| End Bal | 0 | 0 | 73976100 | 146928300 | 275332700 | 400119320 | 388788160 | 377457000 | 366125840 | 354794680 | 343463520 | 332132360 | 320801200
| Avg Bal |  |  |  | 110452200 | 211130500 | 337726010 | 394453740 | 383122580 | 371791420 | 360460260 | 349129100 | 337797940 | 326466780
| WACC |  |  |  | 7.61% | 7.61% | 7.61% | 7.61% | 7.61% | 7.61% | 7.61% | 7.61% | 7.61% | 7.61%
| Return |  |  |  | 7985141.799 | 15263679.4975 | 24415901.8929 | 30017929.614 | 29155628.338 | 28293327.062 | 27431025.786 | 26568724.51 | 25706423.234 | 24844121.958
| Property Tax |  |  |  | 0.8935% | 0.7641% | 0.7641% | 0.7641% | 0.7641% | 0.7641% | 0.7641% | 0.7641% | 0.7641% | 0.7641%
| Property Tax |  |  |  | 789476.9809 | 1290598.5204 | 2064451.5539 | 3014021.0273 | 2927439.6338 | 2840858.2402 | 2754276.8467 | 2667695.4531 | 2581114.0595 | 2494532.666
| Capital Rev Req |  |  |  | 10822418.7799 | 20649878.0179 | 34193733.4469 | 44363110.6413 | 43414227.9718 | 42465345.3022 | 41516462.6327 | 40567579.9631 | 39618697.2935 | 38669814.624
| O&M |  |  |  | 2339715.199 | 4215153.7978 | 4215487.9408 | 0 | 0 | 0 | 0 | 0 | 0 | 0 | 10770356.9376
| Total System Rev Req |  |  |  | 13162133.9789 | 24865031.8157 | 38409221.3877 | 44363110.6413 | 43414227.9718 | 42465345.3022 | 41516462.6327 | 40567579.9631 | 39618697.2935 | 38669814.624
Distribution Primary | bar: 2023 to 2032
Retail | Distribution Rev Req |  |  |  | 13162133.9789 | 24865031.8157 | 38409221.3877 | 44363110.6413 | 43414227.9718 | 42465345.3022 | 41516462.6327 | 40567579.9631 | 39618697.2935 | 38669814.624

## 2023-2032 UG Flood Mitigation
2023-2032 | SPP Investment
Underground Flood Mitigation
| Capital Investment |  |  |  | 10-yr Plan |  | O&M Spend | 10-yr Plan |  |  | Capital from Below |  |  | O&M from Below |  | Overall
| Distribution |  |  |  | 14500000 |  | Distribution | 0 |  |  | 14500000 | 0 |  | 0 | 0 | 0
| Rev Requirement | 2020 | 2021 | 2022 | 2023 | 2024 | 2025 | 2026 | 2027 | 2028 | 2029 | 2030 | 2031 | 2032
| Underground Flood Mitigation | N/A | N/A | N/A | 98539.4893 | 200705.2157 | 353364.6814 | 517694.1041 | 678315.4754 | 835228.7953 | 988434.0636 | 1137931.2805 | 1283720.4458 | 1425801.5597
|  | N/A | N/A | N/A
| Total SPP | N/A | N/A | N/A | 98539.4893 | 200705.2157 | 353364.6814 | 517694.1041 | 678315.4754 | 835228.7953 | 988434.0636 | 1137931.2805 | 1283720.4458 | 1425801.5597
Assumptions used in 10 Year Rev Requirement Estimates
| WACC | 2023: 7.61% - 2023 Projected WACC (updated with FL State Tax change)
| Deprecation | 2023: Weighted Average of Total 10-year SPP Investment by FERC asset class by Program
| 2020-2022 Activity | 2023: 2023 Beginning Balances were estimated to assist in the Rate Making and Revenue Requirements for 2023-2032.
| Retail Juris. Sep Factors | 2023: The demand related retail jurisdictional separation factors were taken from 2021 Settlment held flat for 2023-2032 (Distribution Primary or Transmission)
| In-Service | 2023: Assumes Assets Placed In-Service may assume engineering lead time. Used half-year convention for depreciation, where appropriate. Ex: Pole Replacements
| Rates Impacts | 2023: 2023 Projected Sales 6P & 7P, used for 2024 & 2025 Estimates as well
Calculation of Est. Rev Requirements 2023-2032 SPP - Underground Flood Mitigation | [14 empty] | Weighted Avg Depr Rate
| Distribution | 2020 | 2021 | 2022 | 2023 | 2024 | 2025 | 2026 | 2027 | 2028 | 2029 | 2030 | 2031 | 2032
| Beg Bal | 0 | 0 | 0 | 492620 | 1477860 | 2963100 | 4418820 | 5830260 | 7197420 | 8520300 | 9798900 | 11033220 | 12223260
| Investment | 0 | 0 | 500000 | 1000000 | 1500000 | 1500000 | 1500000 | 1500000 | 1500000 | 1500000 | 1500000 | 1500000 | 1500000 | 14500000
| Depreciation | 0 | 0 | 7380 | 14760 | 14760 | 44280 | 88560 | 132840 | 177120 | 221400 | 265680 | 309960 | 354240 | 2.952%
| Accum Depr | 0 | 0 | 7380 | 22140 | 36900 | 81180 | 169740 | 302580 | 479700 | 701100 | 966780 | 1276740 | 1630980
| End Bal | 0 | 0 | 492620 | 1477860 | 2963100 | 4418820 | 5830260 | 7197420 | 8520300 | 9798900 | 11033220 | 12223260 | 13369020
| Avg Bal |  |  |  | 985240 | 2220480 | 3690960 | 5124540 | 6513840 | 7858860 | 9159600 | 10416060 | 11628240 | 12796140
| WACC |  |  |  | 7.61% | 7.61% | 7.61% | 7.61% | 7.61% | 7.61% | 7.61% | 7.61% | 7.61% | 7.61%
| Return |  |  |  | 74976.764 | 168978.528 | 280882.056 | 389977.494 | 495703.224 | 598059.246 | 697045.56 | 792662.166 | 884909.064 | 973786.254
| Property Tax |  |  |  | 0.8935% | 0.7641% | 0.7641% | 0.7641% | 0.7641% | 0.7641% | 0.7641% | 0.7641% | 0.7641% | 0.7641%
| Property Tax |  |  |  | 8802.7253 | 16966.6877 | 28202.6254 | 39156.6101 | 49772.2514 | 60049.5493 | 69988.5036 | 79589.1145 | 88851.3818 | 97775.3057
| Capital Rev Req |  |  |  | 98539.4893 | 200705.2157 | 353364.6814 | 517694.1041 | 678315.4754 | 835228.7953 | 988434.0636 | 1137931.2805 | 1283720.4458 | 1425801.5597
| O&M |  |  |  | 0 | 0 | 0 | 0 | 0 | 0 | 0 | 0 | 0 | 0
| Total System Rev Req |  |  |  | 98539.4893 | 200705.2157 | 353364.6814 | 517694.1041 | 678315.4754 | 835228.7953 | 988434.0636 | 1137931.2805 | 1283720.4458 | 1425801.5597
Distribution Primary | bar: 2023 to 2032
Retail | Distribution Rev Req |  |  |  | 98539.4893 | 200705.2157 | 353364.6814 | 517694.1041 | 678315.4754 | 835228.7953 | 988434.0636 | 1137931.2805 | 1283720.4458 | 1425801.5597

## 2023-2032 Veg Mgt Distribution
2023-2032 SPP Investment
Veg Management - Distribution
| Capital Investment |  |  |  | 10-yr Plan |  | O&M Spend | 10-yr Plan |  |  | Capital from Below |  |  | O&M from Below |  | Overall
| Distribution |  |  |  | 22712063 |  | Distribution | 517349104 |  |  | 22712063 | 0 |  | 517349104 | 0 | 0
| Rev Requirement | 2020 | 2021 | 2022 | 2023 | 2024 | 2025 | 2026 | 2027 | 2028 | 2029 | 2030 | 2031 | 2032
| SPP - Veg Mngt | N/A | N/A | N/A | 45451595.9472 | 46984409.5524 | 48554393.5568 | 50366351.7351 | 52059504.8702 | 53799342.6374 | 55227287.6416 | 57424809.505 | 59313420.9517 | 61254684.776
| Total SPP | N/A | N/A | N/A | 45451595.9472 | 46984409.5524 | 48554393.5568 | 50366351.7351 | 52059504.8702 | 53799342.6374 | 55227287.6416 | 57424809.505 | 59313420.9517 | 61254684.776
Assumptions used in 10 Year Rev Requirement Estimates
| WACC | 2023: 7.61% - 2023 Projected WACC (updated with FL State Tax change)
| Deprecation | 2023: Weighted Average of Total 10-year SPP Investment by FERC asset class by Program
| 2020-2022 Activity | 2023: 2023 Beginning Balances were estimated to assist in the Rate Making and Revenue Requirements for 2023-2032.
| Retail Juris. Sep Factors | 2023: The demand related retail jurisdictional separation factors were taken from 2021 Settlment held flat for 2023-2032 (Distribution Primary or Transmission)
| In-Service | 2023: Assumes Assets Placed In-Service may assume engineering lead time. Used half-year convention for depreciation, where appropriate. Ex: Pole Replacements
| Rates Impacts | 2023: 2023 Projected Sales 6P & 7P, used for 2024 & 2025 Estimates as well
Calculation of Est. Rev Requirements 2023-2032 - Veg Management - Distribution - Historical Base | [14 empty] | Weighted Avg Depr Rate
| Distribution | 2020 | 2021 | 2022 | 2023 | 2024 | 2025 | 2026 | 2027 | 2028 | 2029 | 2030 | 2031 | 2032
| Beg Bal | 0 | 0 | 0 | 1897220.651 | 3798839.8155 | 5704988.2981 | 7615802.9304 | 9531423.1238 | 11451993.395 | 13377661.837 | 15308581.5492 | 17244910.0126 | 19186810.4109
| Investment | 0 | 0 | 1923480 | 1981185 | 2040620 | 2101839 | 2164894 | 2229841 | 2296736 | 2365638 | 2436607 | 2509706 | 2584997 | 22712063
| Depreciation | 0 | 0 | 26259.349 | 79565.8355 | 134471.5174 | 191024.3677 | 249273.8066 | 309270.7288 | 371067.558 | 434718.2879 | 500278.5366 | 567805.6017 | 637358.487 | 2.73%
| Accum Depr | 0 | 0 | 26259.349 | 105825.1845 | 240296.7019 | 431321.0696 | 680594.8762 | 989865.605 | 1360933.163 | 1795651.4508 | 2295929.9874 | 2863735.5891 | 3501094.0761
| End Bal | 0 | 0 | 1897220.651 | 3798839.8155 | 5704988.2981 | 7615802.9304 | 9531423.1238 | 11451993.395 | 13377661.837 | 15308581.5492 | 17244910.0126 | 19186810.4109 | 21134448.9239
| Avg Bal |  |  |  | 2848030.2333 | 4751914.0568 | 6660395.6143 | 8573613.0271 | 10491708.2594 | 12414827.616 | 14343121.6931 | 16276745.7809 | 18215860.2117 | 20160629.6674
| WACC |  |  |  | 7.61% | 7.61% | 7.61% | 7.61% | 7.61% | 7.61% | 7.61% | 7.61% | 7.61% | 7.61%
| Return |  |  |  | 216735.1008 | 361620.6597 | 506856.1062 | 652451.9514 | 798418.9985 | 944768.3816 | 1091511.5608 | 1238660.3539 | 1386226.9621 | 1534223.9177
| Property Tax |  |  |  | 0.8935% | 0.7641% | 0.7641% | 0.7641% | 0.7641% | 0.7641% | 0.7641% | 0.7641% | 0.7641% | 0.7641%
| Property Tax |  |  |  | 25446.0109 | 36309.3753 | 50892.0829 | 65510.9771 | 80167.1428 | 94861.6978 | 109595.7929 | 124370.6145 | 139187.3879 | 154047.3713
| Capital Rev Req |  |  |  | 321746.9472 | 532401.5524 | 748772.5568 | 967236.7351 | 1187856.8702 | 1410697.6374 | 1635825.6416 | 1863309.505 | 2093219.9517 | 2325629.776
| O&M |  |  |  | 45129849 | 46452008 | 47805621 | 49399115 | 50871648 | 52388645 | 53591462 | 55561500 | 57220201 | 58929055 | 517349104
| Total System Rev Req |  |  |  | 45451595.9472 | 46984409.5524 | 48554393.5568 | 50366351.7351 | 52059504.8702 | 53799342.6374 | 55227287.6416 | 57424809.505 | 59313420.9517 | 61254684.776
Distribution Primary | bar: 2023 to 2032
Retail | Distribution Rev Req |  |  |  | 45451595.9472 | 46984409.5524 | 48554393.5568 | 50366351.7351 | 52059504.8702 | 53799342.6374 | 55227287.6416 | 57424809.505 | 59313420.9517 | 61254684.776

## 2023-2032 Structure Hardening
2023-2032 SPP Investment
Structure Hardening
| Capital Investment |  |  |  | 10-yr Plan |  | O&M Spend | 10-yr Plan |  |  | Capital from Below |  |  | O&M from Below
| Transmission |  |  |  | 1602636286 |  | Transmission | 34181461.5726 |  |  | 1602636286 | 0 |  | 33637461.5726
| Rev Requirement | 2020 | 2021 | 2022 | 2023 | 2024 | 2025 | 2026 | 2027 | 2028 | 2029 | 2030 | 2031 | 2032
| SPP | N/A | N/A | N/A | 19186421.8151 | 31085230.0909 | 43154871.227 | 55433037.1135 | 67429291.4245 | 79137535.37 | 90557768.9501 | 101689992.1648 | 112534205.0141 | 123090407.4978
| Total SPP | N/A | N/A | N/A | 19186421.8151 | 31085230.0909 | 43154871.227 | 55433037.1135 | 67429291.4245 | 79137535.37 | 90557768.9501 | 101689992.1648 | 112534205.0141 | 123090407.4978
Assumptions used in 10 Year Rev Requirement Estimates
| WACC | 2023: 7.61% - 2023 Projected WACC (updated with FL State Tax change)
| Deprecation | 2023: Weighted Average of Total 10-year SPP Investment by FERC asset class by Program
| 2020-2022 Activity | 2023: 2023 Beginning Balances were estimated to assist in the Rate Making and Revenue Requirements for 2023-2032.
| Retail Juris. Sep Factors | 2023: The demand related retail jurisdictional separation factors were taken from 2021 Settlment held flat for 2023-2032 (Distribution Primary or Transmission)
| In-Service | 2023: Assumes Assets Placed In-Service may assume engineering lead time. Used half-year convention for depreciation, where appropriate. Ex: Pole Replacements
| Rates Impacts | 2023: 2023 Projected Sales 6P & 7P, used for 2024 & 2025 Estimates as well
Calculation of Est. Rev Requirements 2023-2032 SPP - Structure Hardening | [14 empty] | Weighted Avg Depr Rate
| Transmission | 2020 | 2021 | 2022 | 2023 | 2024 | 2025 | 2026 | 2027 | 2028 | 2029 | 2030 | 2031 | 2032
| Beg Bal | 0 | 0 | 33019894.3734 | 146267027.9112 | 279074994.6052 | 418692297.1574 | 567753862.3094 | 711980236.6264 | 851432575.6639 | 986110879.4219 | 1116015147.9003 | 1241145381.0992 | 1361501579.0186
| Investment | 0 | 33507143.1636 | 115907110.5126 | 139177289 | 150194566 | 164210798 | 164150519 | 164150519 | 164150519 | 164150519 | 164150519 | 164150519 | 164150519 | 1602636286
| Depreciation | 0 | 487248.7902 | 2659976.9748 | 6369322.306 | 10577263.4477 | 15149232.848 | 19924144.683 | 24698179.9625 | 29472215.242 | 34246250.5216 | 39020285.8011 | 43794321.0806 | 48568356.3601 | 2.908%
| Accum Depr | 0 | 487248.7902 | 3147225.765 | 9516548.071 | 20093811.5188 | 35243044.3668 | 55167189.0498 | 79865369.0123 | 109337584.2543 | 143583834.7759 | 182604120.577 | 226398441.6576 | 274966798.0177
| End Bal | 0 | 33019894.3734 | 146267027.9112 | 279074994.6052 | 418692297.1574 | 567753862.3094 | 711980236.6264 | 851432575.6639 | 986110879.4219 | 1116015147.9003 | 1241145381.0992 | 1361501579.0186 | 1477083741.6585
| Avg Bal |  |  |  | 212671011.2582 | 348883645.8813 | 493223079.7334 | 639867049.4679 | 781706406.1452 | 918771727.5429 | 1051063013.6611 | 1178580264.4998 | 1301323480.0589 | 1419292660.3386
| WACC |  |  |  | 7.61% | 7.61% | 7.61% | 7.61% | 7.61% | 7.61% | 7.61% | 7.61% | 7.61% | 7.61%
| Return |  |  |  | 15600662.9567 | 26550045.4516 | 37534276.3677 | 48693882.4645 | 59487857.5076 | 69918528.466 | 79985895.3396 | 89689958.1284 | 99030716.8325 | 108008171.4518
| Property Tax |  |  |  | 0.8935% | 0.7641% | 0.7641% | 0.7641% | 0.7641% | 0.7641% | 0.7641% | 0.7641% | 0.7641% | 0.7641%
| Property Tax |  |  |  | 1900130.4172 | 2665819.9382 | 3768717.5522 | 4889224.125 | 5973018.6494 | 7020334.7702 | 8031172.4874 | 9005531.801 | 9943412.7111 | 10844815.2176
| Capital Rev Req |  |  |  | 23870115.68 | 39793128.8375 | 56452226.768 | 73507251.2725 | 90159056.1195 | 106411078.4782 | 122263318.3486 | 137715775.7306 | 152768450.6242 | 167421343.0295
| O&M |  |  |  | 2762243.3461 | 3355771.7843 | 3450345.7553 | 3438442.9553 | 3438442.9553 | 3438442.9553 | 3438442.9553 | 3438442.9553 | 3438442.9553 | 3438442.9553 | 33637461.5726
| Total System Rev Req |  |  |  | 26632359.026 | 43148900.6218 | 59902572.5232 | 76945694.2278 | 93597499.0748 | 109849521.4335 | 125701761.3038 | 141154218.6858 | 156206893.5795 | 170859785.9848
| Transmission |  |  |  | 0.72042 | 0.72042 | 0.72042 | 0.72042 | 0.72042 | 0.72042 | 0.72042 | 0.72042 | 0.72042 | 0.72042
Retail | Transmission Rev Req |  |  |  | 19186421.8151 | 31085230.0909 | 43154871.227 | 55433037.1135 | 67429291.4245 | 79137535.37 | 90557768.9501 | 101689992.1648 | 112534205.0141 | 123090407.4978

## 2023-2032 Substation Mitigation
2023-2032 SPP Investment
Substation Flood Mitigation
| Capital Investment |  |  |  | 10-yr Plan |  | O&M Spend | 10-yr Plan |  |  | Capital from Below |  |  | O&M from Below |  | Overall
| Transmission |  |  |  | 38000000 |  | Transmission | 0 |  |  | 38000000 | 0 |  | 0 | 0 | 0
| Rev Requirement | 2020 | 2021 | 2022 | 2023 | 2024 | 2025 | 2026 | 2027 | 2028 | 2029 | 2030 | 2031 | 2032
| SPP Incremental | N/A | N/A | N/A | 116394.8126 | 422293.7708 | 696968.8862 | 967074.6248 | 1232610.9866 | 1493577.9717 | 1749975.58 | 2001803.8116 | 2249062.6664 | 2491752.1444
| Total SPP | N/A | N/A | N/A | 116394.8126 | 422293.7708 | 696968.8862 | 967074.6248 | 1232610.9866 | 1493577.9717 | 1749975.58 | 2001803.8116 | 2249062.6664 | 2491752.1444
Assumptions used in 10 Year Rev Requirement Estimates
| WACC | 2023: 7.61% - 2023 Projected WACC (updated with FL State Tax change)
| Deprecation | 2023: Weighted Average of Total 10-year SPP Investment by FERC asset class by Program
| 2020-2022 Activity | 2023: 2023 Beginning Balances were estimated to assist in the Rate Making and Revenue Requirements for 2023-2032.
| Retail Juris. Sep Factors | 2023: The demand related retail jurisdictional separation factors were taken from 2021 Settlment held flat for 2023-2032 (Distribution Primary or Transmission)
| In-Service | 2023: Assumes Assets Placed In-Service may assume engineering lead time. Used half-year convention for depreciation, where appropriate. Ex: Pole Replacements
| Rates Impacts | 2023: 2023 Projected Sales 6P & 7P, used for 2024 & 2025 Estimates as well
Calculation of Est. Rev Requirements 2023-2032 SPP - Substation Flood Mitigation | [14 empty] | Weighted Avg Depr Rate
| Transmission | 2020 | 2021 | 2022 | 2023 | 2024 | 2025 | 2026 | 2027 | 2028 | 2029 | 2030 | 2031 | 2032
| Beg Bal | 0 | 0 | 0 | 0 | 3800000 | 7486387.6 | 11097033.6 | 14631938 | 18091100.8 | 21474522 | 24782201.6 | 28014139.6 | 31170336
| Investment | 0 | 0 | 0 | 3800000 | 3800000 | 3800000 | 3800000 | 3800000 | 3800000 | 3800000 | 3800000 | 3800000 | 3800000 | 38000000
| Depreciation |  |  |  | 0 | 113612.4 | 189354 | 265095.6 | 340837.2 | 416578.8 | 492320.4 | 568062 | 643803.6 | 719545.2 | 1.993%
| Accum Depr |  |  |  | 0 | 113612.4 | 302966.4 | 568062 | 908899.2 | 1325478 | 1817798.4 | 2385860.4 | 3029664 | 3749209.2
| End Bal |  |  |  | 3800000 | 7486387.6 | 11097033.6 | 14631938 | 18091100.8 | 21474522 | 24782201.6 | 28014139.6 | 31170336 | 34250790.8
| Avg Bal |  |  |  | 1900000 | 5643193.8 | 9291710.6 | 12864485.8 | 16361519.4 | 19782811.4 | 23128361.8 | 26398170.6 | 29592237.8 | 32710563.4
| WACC |  |  |  | 7.61% | 7.61% | 7.61% | 7.61% | 7.61% | 7.61% | 7.61% | 7.61% | 7.61% | 7.61%
| Return |  |  |  | 144590 | 429447.0482 | 707099.1767 | 978987.3694 | 1245111.6263 | 1505471.9475 | 1760068.333 | 2008900.7827 | 2251969.2966 | 2489273.8747
| Property Tax |  |  |  | 0.8935% | 0.7641% | 0.7641% | 0.7641% | 0.7641% | 0.7641% | 0.7641% | 0.7641% | 0.7641% | 0.7641%
| Property Tax |  |  |  | 16975.74 | 43119.6438 | 70997.9607 | 98297.536 | 125018.3697 | 151160.4619 | 176723.8125 | 201708.4216 | 226114.289 | 249941.4149
| Capital Rev Req |  |  |  | 161565.74 | 586179.092 | 967451.1374 | 1342380.5054 | 1710967.1961 | 2073211.2094 | 2429112.5455 | 2778671.2042 | 3121887.1856 | 3458760.4897
| O&M |  |  |  | 0 | 0 | 0 | 0 | 0 | 0 | 0 | 0 | 0 | 0 | 0
| Total System Rev Req |  |  |  | 161565.74 | 586179.092 | 967451.1374 | 1342380.5054 | 1710967.1961 | 2073211.2094 | 2429112.5455 | 2778671.2042 | 3121887.1856 | 3458760.4897
| Transmission |  |  |  | 0.72042 | 0.72042 | 0.72042 | 0.72042 | 0.72042 | 0.72042 | 0.72042 | 0.72042 | 0.72042 | 0.72042
Retail | Transmission Rev Req |  |  |  | 116394.8126 | 422293.7708 | 696968.8862 | 967074.6248 | 1232610.9866 | 1493577.9717 | 1749975.58 | 2001803.8116 | 2249062.6664 | 2491752.1444

## 2023-2032 Loop Radially Fed Sub
2023-2032 SPP Investment
Loop Radially Fed Substation
| Capital Investment |  |  |  | 10-yr Plan |  | O&M Spend | 10-yr Plan |  |  | Capital from Below |  |  | O&M from Below |  | Overall
| Transmission |  |  |  | 82400000 |  | Transmission | 0 |  |  | 82400000 | 0 |  | 0 | 0 | 0
| Rev Requirement | 2020 | 2021 | 2022 | 2023 | 2024 | 2025 | 2026 | 2027 | 2028 | 2029 | 2030 | 2031 | 2032
| SPP | N/A | N/A | N/A | 0 | 0 | 377351.4563 | 1126228.277 | 1863452.9144 | 2589025.3683 | 3302945.6387 | 4005213.7257 | 4695829.6293 | 5374793.3494
| Total SPP | 0 | 0 | 0 | 0 | 0 | 377351.4563 | 1126228.277 | 1863452.9144 | 2589025.3683 | 3302945.6387 | 4005213.7257 | 4695829.6293 | 5374793.3494
Assumptions used in 10 Year Rev Requirement Estimates
| WACC | 2023: 7.61% - 2023 Projected WACC (updated with FL State Tax change)
| Deprecation | 2023: Weighted Average of Total 10-year SPP Investment by FERC asset class by Program
| 2020-2022 Activity | 2023: 2023 Beginning Balances were estimated to assist in the Rate Making and Revenue Requirements for 2023-2032.
| Retail Juris. Sep Factors | 2023: The demand related retail jurisdictional separation factors were taken from 2021 Settlment held flat for 2023-2032 (Distribution Primary or Transmission)
| In-Service | 2023: Assumes Assets Placed In-Service may assume engineering lead time. Used half-year convention for depreciation, where appropriate. Ex: Pole Replacements
| Rates Impacts | 2023: 2023 Projected Sales 6P & 7P, used for 2024 & 2025 Estimates as well
Calculation of Est. Rev Requirements 2023-2032 SPP - Loop Radially Fed Substation | [14 empty] | Weighted Avg Depr Rate
| Transmission | 2020 | 2021 | 2022 | 2023 | 2024 | 2025 | 2026 | 2027 | 2028 | 2029 | 2030 | 2031 | 2032
| Beg Bal |  |  |  | 0 | 0 | 0 | 10203427.2 | 20213708.8 | 30030844.8 | 39654835.2 | 49085680 | 58323379.2 | 67367932.8
| Investment |  |  |  | 0 | 0 | 10300000 | 10300000 | 10300000 | 10300000 | 10300000 | 10300000 | 10300000 | 10300000 | 82400000
| Depreciation |  |  |  | 0 | 0 | 96572.8 | 289718.4 | 482864 | 676009.6 | 869155.2 | 1062300.8 | 1255446.4 | 1448592 | 1.875%
| Accum Depr |  |  |  | 0 | 0 | 96572.8 | 386291.2 | 869155.2 | 1545164.8 | 2414320 | 3476620.8 | 4732067.2 | 6180659.2
| End Bal |  |  |  | 0 | 0 | 10203427.2 | 20213708.8 | 30030844.8 | 39654835.2 | 49085680 | 58323379.2 | 67367932.8 | 76219340.8
| Avg Bal |  |  |  | 0 | 0 | 5101713.6 | 15208568 | 25122276.8 | 34842840 | 44370257.6 | 53704529.6 | 62845656 | 71793636.8
| WACC |  |  |  | 7.61% | 7.61% | 7.61% | 7.61% | 7.61% | 7.61% | 7.61% | 7.61% | 7.61% | 7.61%
| Return |  |  |  | 0 | 0 | 388240.405 | 1157372.0248 | 1911805.2645 | 2651540.124 | 3376576.6034 | 4086914.7026 | 4782554.4216 | 5463495.7605
| Property Tax |  |  |  | 0.8935% | 0.7641% | 0.7641% | 0.7641% | 0.7641% | 0.7641% | 0.7641% | 0.7641% | 0.7641% | 0.7641%
| Property Tax |  |  |  | 0 | 0 | 38982.1936 | 116208.6681 | 191959.317 | 266234.1404 | 339033.1383 | 410356.3107 | 480203.6575 | 548575.1788
| Capital Rev Req |  |  |  | 0 | 0 | 523795.3986 | 1563299.0929 | 2586628.5815 | 3593783.8644 | 4584764.9417 | 5559571.8132 | 6518204.4791 | 7460662.9393
| O&M |  |  |  | 0 | 0 | 0 | 0 | 0 | 0 | 0 | 0 | 0 | 0 | 0
| Total System Rev Req |  |  |  | 0 | 0 | 523795.3986 | 1563299.0929 | 2586628.5815 | 3593783.8644 | 4584764.9417 | 5559571.8132 | 6518204.4791 | 7460662.9393
| Transmission |  |  |  | 0.72042 | 0.72042 | 0.72042 | 0.72042 | 0.72042 | 0.72042 | 0.72042 | 0.72042 | 0.72042 | 0.72042
Retail | Transmission Rev Req |  |  |  | 0 | 0 | 377351.4563 | 1126228.277 | 1863452.9144 | 2589025.3683 | 3302945.6387 | 4005213.7257 | 4695829.6293 | 5374793.3494

## 2023-2032 Substation Hrdng
2023-2032 SPP Investment
Substation Hardening
| Capital Investment |  |  |  | 10-yr Plan |  | O&M Spend | 10-yr Plan |  |  | Capital from Below |  |  | O&M from Below |  | Overall
| Transmission |  |  |  | 133000000 |  | Transmission | 0 |  |  | 133000000 | 0 |  | 0 | 0 | 0
| Rev Requirement | 2020 | 2021 | 2022 | 2023 | 2024 | 2025 | 2026 | 2027 | 2028 | 2029 | 2030 | 2031 | 2032
| SPP | N/A | N/A | N/A | 866800.4251 | 1602787.0799 | 2501231.896 | 3494436.692 | 4471803.5688 | 5433332.5264 | 6379023.5647 | 7308876.6838 | 8222891.8836 | 9121069.1642
| Total SPP | 0 | 0 | 0 | 866800.4251 | 1602787.0799 | 2501231.896 | 3494436.692 | 4471803.5688 | 5433332.5264 | 6379023.5647 | 7308876.6838 | 8222891.8836 | 9121069.1642
Assumptions used in 10 Year Rev Requirement Estimates
| WACC | 2023: 7.61% - 2023 Projected WACC (updated with FL State Tax change)
| Deprecation | 2023: Weighted Average of Total 10-year SPP Investment by FERC asset class by Program
| 2020-2022 Activity | 2023: 2023 Beginning Balances were estimated to assist in the Rate Making and Revenue Requirements for 2023-2032.
| Retail Juris. Sep Factors | 2023: The demand related retail jurisdictional separation factors were taken from 2021 Settlment held flat for 2023-2032 (Distribution Primary or Transmission)
| In-Service | 2023: Assumes Assets Placed In-Service may assume engineering lead time. Used half-year convention for depreciation, where appropriate. Ex: Pole Replacements
| Rates Impacts | 2023: 2023 Projected Sales 6P & 7P, used for 2024 & 2025 Estimates as well
Calculation of Est. Rev Requirements 2023-2032 SPP - Substation Hardening | [14 empty] | Weighted Avg Depr Rate
| Transmission | 2020 | 2021 | 2022 | 2023 | 2024 | 2025 | 2026 | 2027 | 2028 | 2029 | 2030 | 2031 | 2032
| Beg Bal | 0 | 0 | 0 | 7747993.0988 | 17101327.5965 | 28276518.0942 | 41736060.5918 | 54933075.0895 | 67867561.5871 | 80539520.0848 | 92948950.5825 | 105095853.0801 | 116980227.5778
| Investment | 0 | 0 | 7821325.85 | 9500000 | 11500000 | 14000000 | 14000000 | 14000000 | 14000000 | 14000000 | 14000000 | 14000000 | 14000000 | 133000000
| Depreciation | 0 | 0 | 73332.7512 | 146665.5023 | 324809.5023 | 540457.5023 | 802985.5023 | 1065513.5023 | 1328041.5023 | 1590569.5023 | 1853097.5023 | 2115625.5023 | 2378153.5023 | 1.875%
| Accum Depr | 0 | 0 | 73332.7512 | 219998.2535 | 544807.7558 | 1085265.2582 | 1888250.7605 | 2953764.2629 | 4281805.7652 | 5872375.2675 | 7725472.7699 | 9841098.2722 | 12219251.7746
| End Bal | 0 | 0 | 7747993.0988 | 17101327.5965 | 28276518.0942 | 41736060.5918 | 54933075.0895 | 67867561.5871 | 80539520.0848 | 92948950.5825 | 105095853.0801 | 116980227.5778 | 128602074.0754
| Avg Bal |  |  |  | 12424660.3477 | 22688922.8453 | 35006289.343 | 48334567.8406 | 61400318.3383 | 74203540.836 | 86744235.3336 | 99022401.8313 | 111038040.3289 | 122791150.8266
| WACC |  |  |  | 7.61% | 7.61% | 7.61% | 7.61% | 7.61% | 7.61% | 7.61% | 7.61% | 7.61% | 7.61%
| Return |  |  |  | 945516.6525 | 1726627.0285 | 2663978.619 | 3678260.6127 | 4672564.2255 | 5646889.4576 | 6601236.3089 | 7535604.7794 | 8449994.869 | 9344406.5779
| Property Tax |  |  |  | 0.8935% | 0.7641% | 0.7641% | 0.7641% | 0.7641% | 0.7641% | 0.7641% | 0.7641% | 0.7641% | 0.7641%
| Property Tax |  |  |  | 111009.3703 | 173366.0595 | 267483.0569 | 369324.4329 | 469159.8324 | 566989.2555 | 662812.7022 | 756630.1724 | 848441.6662 | 938247.1835
| Capital Rev Req |  |  |  | 1203191.5251 | 2224802.5903 | 3471919.1782 | 4850570.5479 | 6207237.5603 | 7541920.2155 | 8854618.5134 | 10145332.4541 | 11414062.0375 | 12660807.2637
| O&M |  |  |  | 0 | 0 | 0 | 0 | 0 | 0 | 0 | 0 | 0 | 0 | 0
| Total System Rev Req |  |  |  | 1203191.5251 | 2224802.5903 | 3471919.1782 | 4850570.5479 | 6207237.5603 | 7541920.2155 | 8854618.5134 | 10145332.4541 | 11414062.0375 | 12660807.2637
| Transmission |  |  |  | 0.72042 | 0.72042 | 0.72042 | 0.72042 | 0.72042 | 0.72042 | 0.72042 | 0.72042 | 0.72042 | 0.72042
Retail | Transmission Rev Req |  |  |  | 866800.4251 | 1602787.0799 | 2501231.896 | 3494436.692 | 4471803.5688 | 5433332.5264 | 6379023.5647 | 7308876.6838 | 8222891.8836 | 9121069.1642

## 2023-2032 Veg Mngt Transmission
2023-2032 SPP Investment
Vegetation Management -Transmission
| Capital Investment |  |  |  | 10-yr Plan |  | O&M Spend | 10-yr Plan |  |  | Capital from Below |  |  | O&M from Below |  | Overall
| Transmission |  |  |  | 126177500.9718 |  | Transmission | 127331811.0487 |  |  | 126177500.9718 | 0 |  | 127331811.0487 | 0 | 0
| Rev Requirement | 2020 | 2021 | 2022 | 2023 | 2024 | 2025 | 2026 | 2027 | 2028 | 2029 | 2030 | 2031 | 2032
| SPP Veg Mngt | 0 | 0 | 0 | 9610262.4255 | 11220667.25 | 11582544.8822 | 12431417.6769 | 12845006.2281 | 14646882.2029 | 15067684.6122 | 16946415.0295 | 17375199.1858 | 19334983.0353
| Total SPP | 0 | 0 | 0 | 9610262.4255 | 11220667.25 | 11582544.8822 | 12431417.6769 | 12845006.2281 | 14646882.2029 | 15067684.6122 | 16946415.0295 | 17375199.1858 | 19334983.0353
Assumptions used in 10 Year Rev Requirement Estimates
| WACC | 2023: 7.61% - 2023 Projected WACC (updated with FL State Tax change)
| Deprecation | 2023: Weighted Average of Total 10-year SPP Investment by FERC asset class by Program
| 2020-2022 Activity | 2023: 2023 Beginning Balances were estimated to assist in the Rate Making and Revenue Requirements for 2023-2032.
| Retail Juris. Sep Factors | 2023: The demand related retail jurisdictional separation factors were taken from 2021 Settlment held flat for 2023-2032 (Distribution Primary or Transmission)
| In-Service | 2023: Assumes Assets Placed In-Service may assume engineering lead time. Used half-year convention for depreciation, where appropriate. Ex: Pole Replacements
| Rates Impacts | 2023: 2023 Projected Sales 6P & 7P, used for 2024 & 2025 Estimates as well
Calculation of Est. Rev Requirements 2023-2032 SPP - Vegetation Management -Transmission - | [14 empty] | Weighted Avg Depr Rate
| Transmission | 2020 | 2021 | 2022 | 2023 | 2024 | 2025 | 2026 | 2027 | 2028 | 2029 | 2030 | 2031 | 2032
| Beg Bal | 0 | 0 | 0 | 10758429.2491 | 20770973.2784 | 32313061.098 | 42528323.4999 | 54365049.4583 | 64794683.5256 | 76928088.6904 | 87585445.4968 | 100033189.388 | 110932497.74
| Investment | 0 | 0 | 10860255 | 10312889.18 | 12052127.3654 | 10940884.4264 | 12784800 | 11606400 | 13546000 | 12312400 | 14352800 | 13061400 | 15207800 | 126177500.9718
| Depreciation | 0 | 0 | 101825.7509 | 300345.1507 | 510039.5458 | 725622.0244 | 948074.0416 | 1176765.9328 | 1412594.8352 | 1655043.1936 | 1905056.1088 | 2162091.648 | 2427143.6672 | 1.875%
| Accum Depr | 0 | 0 | 101825.7509 | 402170.9016 | 912210.4474 | 1637832.4718 | 2585906.5134 | 3762672.4462 | 5175267.2814 | 6830310.475 | 8735366.5837 | 10897458.2317 | 13324601.8989
| End Bal | 0 | 0 | 10758429.2491 | 20770973.2784 | 32313061.098 | 42528323.4999 | 54365049.4583 | 64794683.5256 | 76928088.6904 | 87585445.4968 | 100033189.388 | 110932497.74 | 123713154.0729
| Avg Bal |  |  |  | 15764701.2638 | 26542017.1882 | 37420692.2989 | 48446686.4791 | 59579866.492 | 70861386.108 | 82256767.0936 | 93809317.4424 | 105482843.564 | 117322825.9064
| WACC |  |  |  | 7.61% | 7.61% | 7.61% | 7.61% | 7.61% | 7.61% | 7.61% | 7.61% | 7.61% | 7.61%
| Return |  |  |  | 1370644.7662 | 2019847.508 | 2847714.6839 | 3686792.8411 | 4534027.84 | 5392551.4828 | 6259739.9758 | 7138889.0574 | 8027244.3952 | 8928267.0515
| Property Tax |  |  |  | 0.8935% | 0.7641% | 0.7641% | 0.7641% | 0.7641% | 0.7641% | 0.7641% | 0.7641% | 0.7641% | 0.7641%
| Property Tax |  |  |  | 140851.2999 | 202807.5533 | 285931.5099 | 370181.1314 | 455249.7599 | 541451.8513 | 628523.9574 | 716796.9946 | 805994.4077 | 896463.7128
| Capital Rev Req |  |  |  | 1811841.2168 | 2732694.6072 | 3859268.2182 | 5005048.014 | 6166043.5327 | 7346598.1693 | 8543307.1268 | 9760742.1607 | 10995330.4509 | 12251874.4314
| O&M |  |  |  | 11528007.23 | 12842530.4969 | 12218273.3218 | 12250800 | 11663900 | 12984500 | 12371900 | 13762300 | 13122900 | 14586700 | 127331811.0487
| Total System Rev Req |  |  |  | 13339848.4468 | 15575225.1041 | 16077541.54 | 17255848.014 | 17829943.5327 | 20331098.1693 | 20915207.1268 | 23523042.1607 | 24118230.4509 | 26838574.4314
| Transmission |  |  |  | 0.72042 | 0.72042 | 0.72042 | 0.72042 | 0.72042 | 0.72042 | 0.72042 | 0.72042 | 0.72042 | 0.72042
Retail | Transmission Rev Req |  |  |  | 9610262.4255 | 11220667.25 | 11582544.8822 | 12431417.6769 | 12845006.2281 | 14646882.2029 | 15067684.6122 | 16946415.0295 | 17375199.1858 | 19334983.0353

## 2023 Form 6p__
Duke Energy Florida
Storm Protection Cost Recovery Clause
Calculation of the Energy & Demand Allocation % by Rate Class
January 2023 - December 2023 | [14 empty] | Form 6P
|  |  | -1 | -2 | -3 | -4 | -5 | -6 | -7 | -8 | -9 | -10 | -11 | -12 | -13 | 8760
|  |  | 12 CP | NCP | Sales | Sales |  | Sales | Sales | 12 CP | NCP | mWh Sales | 12 CP | NCP | 12 CP & | number of hours in the year
|  |  | Load | Load | at Meter | at Meter | Delivery | at Source | at Source | at Source | at Source | at Source | Demand | Distrib. | 25% AD
|  |  | Factor | Factor | System | Distrib. | Efficiency | System | Distrib. | System | Distrib. | Energy | Transmission | Total | Demand
|  |  | at Meter | at Meter | Total | Total | Factor | Total | Total | Total | Total | Allocator | Allocator | Allocator | Allocator
Rate Class |  |  | (%) | (%) | (mWh) | (mWh) |  | (mWh) | (mWh) | (MW) | (MW) | (%) | (%) | (%) | (%)
Residential
RS-1, RST-1, RSL-1, RSL-2, RSS-1
| Secondary |  | 0.51612 | 0.43784 | 21289556.841 | 21289556.841 | 0.93612 | 22742345.2709 | 22742345.2709 | 5030.1816 | 5929.5197 | 53.7% | 63.56% | 62.52% | 61.1%
General Service Non-Demand
GS-1, GST-1
| Secondary |  | 0.60795 | 0.43639 | 1066105.7686 | 1066105.7686 | 0.93612 | 1138856.279 | 1138856.279 | 213.8422 | 297.9162 | 2.689% | 2.702% | 3.141% | 2.699%
| Primary |  | 0.60795 | 0.43639 | 19293.8778 | 19293.8778 | 0.97593 | 19769.7129 | 19769.7129 | 3.7121 | 5.1716 | 0.04668% | 0.04691% | 0.05453% | 0.04685%
| Secondary Del/ Primary Mtr |  | 0.60795 | 0.43639 | 43.432 | 43.432 | 0.97593 | 44.5032 | 44.5032 | 0.0083563 | 0.011642 | 0.0001051% | 0.0001056% | 0.0001227% | 0.0001055%
| Transmission |  | 0.60795 | 0.43639 | 2723.0236 |  | 0.98593 | 2761.8802 |  | 0.5186 | 0 | 0.006522% | 0.006553% | 0% | 0.006545%
[5 empty] | 1088166.102 | 1085443.0784 |  | 1161432.3752 | 1158670.495 | 218.0813 | 303.0994 | 2.743% | 2.756% | 3.196% | 2.752%
General Service
GS-2 | Secondary |  | 1 | 1 | 208791.5 | 208791.5 | 0.93612 | 223039.3248 | 223039.3248 | 25.4611 | 25.4611 | 0.5267% | 0.3217% | 0.2685% | 0.373%
General Service Demand
GSD-1, GSDT-1
| Secondary |  | 0.74194 | 0.58675 | 11915109.8632 | 11915109.8632 | 0.93612 | 12728190.8436 | 12728190.8436 | 1958.3769 | 2476.3543 | 30.06% | 24.75% | 26.11% | 26.07%
| Primary |  | 0.74194 | 0.58675 | 1680796.4052 | 1680796.4052 | 0.97593 | 1722249.0326 | 1722249.0326 | 264.9876 | 335.075 | 4.067% | 3.348% | 3.533% | 3.528%
| Secondary Del/ Primary Mtr |  | 0.74194 | 0.58675 | 24962.7385 | 24962.7385 | 0.97593 | 25578.3819 | 25578.3819 | 3.9355 | 4.9764 | 0.0604% | 0.04973% | 0.05247% | 0.0524%
| Transm Del/ Primary Mtr |  | 0.74194 | 0.58675 | 0 |  | 0.97593 | 0 |  | 0 | 0 | 0% | 0% | 0% | 0%
| Transmission |  | 0.74194 | 0.58675 | 411455.2716 |  | 0.98593 | 417326.5947 |  | 64.2104 | 0 | 0.9855% | 0.8113% | 0% | 0.8549%
SS-1 | Primary |  | 0.95838 | 0.45558 | 50262.6905 | 50262.6905 | 0.97593 | 51502.2937 | 51502.2937 | 6.1345 | 12.9049 | 0.1216% | 0.07751% | 0.1361% | 0.08854%
| Transm Del/ Transm Mtr |  | 0.95838 | 0.45558 | 3995.22 |  | 0.98593 | 4052.2304 |  | 0.48267 | 0 | 0.009569% | 0.006099% | 0% | 0.006966%
| Transm Del/ Primary Mtr |  | 0.95838 | 0.45558 | 1617.6895 |  | 0.97593 | 1657.5857 |  | 0.19744 | 0 | 0.003914% | 0.002495% | 0% | 0.00285%
[5 empty] | 14088199.8784 | 13671131.6974 |  | 14950556.9626 | 14527520.5518 | 2298.3251 | 2829.3107 | 35.3% | 29.04% | 29.83% | 30.61%
Curtailable
CS-1, CST-1, CS-2, CST-2, SS-3
| Secondary |  | 1.0277 | 0.35827 | 0 | 0 | 0.93612 | 0 | 0 | 0 | 0 | 0% | 0% | 0% | 0%
| Primary |  | 1.0277 | 0.35827 | 65914.1 | 65914.1 | 0.97593 | 67539.7059 | 67539.7059 | 7.5022 | 21.5198 | 0.1595% | 0.0948% | 0.2269% | 0.111%
SS-3 | Primary |  | 2.3896 | 0.31401 | 62601.7 | 62601.7 | 0.97593 | 64145.6139 | 64145.6139 | 3.0643 | 23.3198 | 0.1515% | 0.03872% | 0.2459% | 0.06691%
[5 empty] | 128515.8 | 128515.8 |  | 131685.3199 | 131685.3199 | 10.5665 | 44.8396 | 0.311% | 0.1335% | 0.4728% | 0.1779%
Interruptible
IS-2, IST-2
| Secondary |  | 0.95708 | 0.73239 | 407537.4174 | 407537.4174 | 0.93612 | 435347.5615 | 435347.5615 | 51.9256 | 67.8564 | 1.028% | 0.6561% | 0.7155% | 0.7491%
| Sec Del/Primary Mtr |  | 0.95708 | 0.73239 | 5162.5404 | 5162.5404 | 0.97593 | 5289.8615 | 5289.8615 | 0.63094 | 0.82452 | 0.01249% | 0.007972% | 0.008694% | 0.009102%
| Primary Del / Primary Mtr |  | 0.95708 | 0.73239 | 1173799.8028 | 1173799.8028 | 0.97593 | 1202748.6307 | 1202748.6307 | 143.4566 | 187.4691 | 2.84% | 1.813% | 1.977% | 2.07%
| Primary Del / Transm Mtr |  | 0.95708 | 0.73239 | 226.4749 | 226.4749 | 0.98593 | 229.7066 | 229.7066 | 0.027398 | 0 | 0.0005424% | 0.0003462% | 0% | 0.0003953%
| Transm Del/ Transm Mtr |  | 0.95708 | 0.73239 | 601113.4552 |  | 0.98593 | 609691.1345 |  | 72.7203 | 0 | 1.44% | 0.9189% | 0% | 1.049%
| Transm Del/ Primary Mtr |  | 0.95708 | 0.73239 | 429861.8093 |  | 0.97593 | 440463.2726 |  | 52.5358 | 0 | 1.04% | 0.6638% | 0% | 0.7579%
SS-2 | Primary |  | 1.1474 | 0.30629 | 14287.5753 | 14287.5753 | 0.97593 | 14639.9425 | 14639.9425 | 1.4565 | 5.4564 | 0.03457% | 0.0184% | 0.05753% | 0.02245%
| Transm Del/ Transm Mtr |  | 1.1474 | 0.30629 | 1369.1434 |  | 0.98593 | 1388.6806 |  | 0.13816 | 0 | 0.003279% | 0.001746% | 0% | 0.002129%
| Transm Del/ Primary Mtr |  | 1.1474 | 0.30629 | 47809.7814 |  | 0.97593 | 48988.8897 |  | 4.8738 | 0 | 0.1157% | 0.06158% | 0% | 0.07511%
[5 empty] | 2681168 | 1600787.3358 |  | 2758787.6802 | 1658255.7028 | 327.7652 | 261.6064 | 6.515% | 4.142% | 2.758% | 4.735%
Lighting
LS-1 (Secondary) |  |  | 11.683 | 0.479 | 355212.4 | 355212.4 | 0.93612 | 379451.9118 | 379451.9118 | 3.7076 | 90.431 | 0.896% | 0.04685% | 0.9535% | 0.2591%
[5 empty] | 39839610.5214 | 38339438.6526 |  | 42347298.8454 | 40820968.577 | 7914.0884 | 9484.2679 | 100% | 100% | 100% | 100%
Notes: | -1 | Average 12CP load factor based on load research study filed July 30, 2021
| -2 | NCP load factor based on load research study filed July 30, 2021
| -3 | Projected kWh sales for the period January 2023 to December 2023
| -4 | Projected kWh sales for the period January 2023 to December 2023 excluding transmission service
| -5 | Based on system average line loss analysis for 2021
| -6 | Column 3 / Column 5
| -7 | Column 6 excluding transmission service
| -8 | Calculated: (Column 3 / (8,760hours * Column 1)) x Column 5
| -9 | Calculated: (Column 4 / (8,760hours * Column 2)) x Column 5
| -10 | Column 6/ Total Column 6
| -11 | Column 8/ Total Column 8
| -12 | Column 9/ Total Column 9
| -13 | Column 10 x 1/4 + Column 11 x 3/4

## 2023 Summary SPP
Duke Energy Florida
Storm Protection Plan Cost Recovery Clause
Initial Projection | [7 empty] | 2023
Projected Period: January 2023 through December 2023 | [7 empty] | 149354975.1966
-6383744.2631
Summary of Projected Period Recovery Amount | [7 empty] | 142971230.9334
(in Dollars)
Line | [5 empty] | Energy ($) | Demand ($) | Total ($)
1. | Total Jurisdictional Revenue Requirements for the Projected Period
| a. | Distribution Hardening Programs |  |  |  | 0 | 119575095.7182 | 119575095.7182
| b. | Transmission Hardening Programs |  |  |  | 0 | 29779879.4783 | 29779879.4783
| c. | Other |  |  |  | 0 | 0 | 0
| d. | Total Projected Period Rev. Req. |  |  |  | 0 | 149354975.1966 | 149354975.1966
3 | a. | Distribution Hardening Programs | Including (Over) Under from Prior Periods |  | -5110889.2221 |  | 114464206.4961 | 114464206.4961
| b. | Transmission Hardening Programs | Including (Over) Under from Prior Periods |  | -1272855.041 |  | 28507024.4373 | 28507024.4373
| Jurisdictional Amount to Recovered/(Refunded) Adjusted for Taxes |  |  |  |  | 0 | 142971230.9334 | 142971230.9334
|  |  | Revenue Tax Multiplier: | 1

## Form 7P -2023
|  | Duke Energy Florida | [14 empty] | Do not print this -
|  | Storm Protection Cost Recovery Clause | [14 empty] | Voltage Factors:
|  | Calculation Rate Factors by Rate Class | [14 empty] | 0.98 | Transm
|  | January 2023 - December 2023 | [14 empty] | 0.99 | Distri Primary
|  |  | -1 | -2 | -3 | -4 | -5 | -6 | -7 | -8 | -9 | -10 | -11 | -12 | -13 | -14
|  |  | mWh Sales | 12 CP | NCP | 12 CP &
|  |  | at Source | Demand | Distribution | 25% AD | Energy- | Transmission | Distribution | Production | Total | Projected |  | Projected | SPP
|  |  | Energy | Transmission | Total | Demand | Related | Demand | Demand | Demand | SPP | Effective Sales | Billing KW | Effective KW | Cost Recovery | SPP
|  |  | Allocator | Allocator | Allocator | Allocator | Costs | Costs | Costs | Costs | Costs | at Meter Level | Load Factor | at Meter Level | Factor | Factors
Rate Class |  |  | (%) | (%) | (%) | (%) | ($) | ($) | ($) | ($) | ($) | (mWh) | (%) | (kW) | ($/kW-mo) | (¢/kWh)
Residential
RS-1, RST-1, RSL-1, RSL-2, RSS-1
| Secondary |  | 53.7% | 63.56% | 62.52% | 61.1% | 0 | 18119017.7645 | 71562483.5668 | 0 | 89681501.3313 | 21289556.841 |  |  |  | 0.421
General Service Non-Demand
GS-1, GST-1
| Secondary |  | 2.689% | 2.702% | 3.141% | 2.699% | 0 | 770272.6713 | 3595505.4508 |  | 4365778.1222 | 1066105.7686 |  |  |  | 0.408
| Primary |  | 0.04679% | 0.04701% | 0.05465% | 0.04696% | 0 | 13401.4708 | 62555.8493 |  | 75957.3201 | 19143.9367 |  |  |  | 0.40392
| Transmission |  | 0.006522% | 0.006553% | 0% | 0.006545% | 0 | 1868.0152 | 0 |  | 1868.0152 | 2668.5631 |  |  |  | 0.39984
| TOTAL GS |  | 2.743% | 2.756% | 3.196% | 2.752% | 0 | 785542.1573 | 3658061.3001 | 0 | 4443603.4574 | 1087918.2684
General Service
GS-2 | Secondary |  | 0.5267% | 0.3217% | 0.2685% | 0.373% | 0 | 91712.4563 | 307286.3184 | 0 | 398998.7746 | 208791.5 |  |  |  | 0.191
General Service Demand
GSD-1, GSDT-1, SS-1
| Secondary |  | 30.06% | 24.75% | 26.11% | 26.07% | 0 | 7054191.7414 | 29886748.827 |  | 36940940.5684 | 11915109.8632 | 47.12% | 34637828.1974 | 1.07
| Primary |  | 4.253% | 3.478% | 3.721% | 3.672% | 0 | 991485.5154 | 4259777.3892 |  | 5251262.9046 | 1740063.1285 | 47.12% | 5058451.6961 | 1.0296
| Transmission |  | 0.9951% | 0.8174% | 0% | 0.8618% | 0 | 233028.4927 | 0 |  | 233028.4927 | 407141.4817 | 47.12% | 1183580.9201 | 0.196
| TOTAL GSD |  | 35.3% | 29.04% | 29.83% | 30.61% | 0 | 8278705.7496 | 34146526.2162 | 0 | 42425231.9658 | 14062314.4733 | 47.12% | 40879860.8136
Curtailable
CS-2, CST-2, CS-3, CST-3, SS-3
| Secondary |  | 0% | 0% | 0% | 0% | 0 | 0 | 0 |  | 0 | 0 | 30.01% | 0 | 1
| Primary |  | 0.311% | 0.1335% | 0.4728% | 0.1779% | 0 | 38061.2558 | 541162.8731 |  | 579224.1289 | 127230.642 | 30.01% | 580862.5702 | 0.99
| Transmission |  | -5: 0; -6: 0; -7: 0; -9: 0; -10: 0; -11: 30.01%; -12: 0; -13: 0.98
| TOTAL CS |  | 0.311% | 0.1335% | 0.4728% | 0.1779% | 0 | 38061.2558 | 541162.8731 | 0 | 579224.1289 | 127230.642 | 30.01% | 580862.5702
Interruptible
IS-2, IST-2, SS-2
| Secondary |  | 1.028% | 0.6561% | 0.7155% | 0.7491% | 0 | 187039.3202 | 818948.9938 |  | 1005988.314 | 407537.4174 | 45.44% | 1228662.1051 | 0.82
| Primary |  | 4.043% | 2.564% | 2.043% | 2.934% | 0 | 731051.3056 | 2338339.5776 |  | 3069390.8832 | 1654212.294 | 45.44% | 4987193.5016 | 0.6138
| Transmission |  | 1.444% | 0.921% | 0% | 1.052% | 0 | 262539.2631 | 0 |  | 262539.2631 | 590654.8921 | 45.44% | 1780732.8902 | 0.147
| TOTAL IS |  | 6.515% | 4.142% | 2.758% | 4.735% | 0 | 1180629.889 | 3157288.5713 | 0 | 4337918.4604 | 2652404.6034 | 45.44% | 7996588.4969
Lighting
LS-1 | Secondary |  | 0.896% | 0.04685% | 0.9535% | 0.2591% | 0 | 13355.1648 | 1091397.6502 | 0 | 1104752.815 | 355212.4 |  |  |  | 0.311
|  |  | 100% | 100% | 100% | 100% | 0 | 28507024.4373 | 114464206.4961 | 0 | 142971230.9334 | 39783428.7282 |  |  |  | 0.359
[8 empty] | 28507024.4373 | 114464206.4961
Notes:
Calculation of Standby Service kW Charges
[14 empty] | SPPCRC Cost | Effective kW | $/kW
[12 empty] | Total GSD, CS, IS |  | 47342374.555 | 49457311.8807 | 0.96
[12 empty] | SS-1, 2, 3 - $/kW-mo |  | Secondary | Primary | Transmission
[12 empty] | Monthly - $0.96/kW * 10% |  | 0.096 | 0.095 | 0.094
[12 empty] | Daily - $0.96/kW / 21 |  | 0.046 | 0.046 | 0.045

## 2024 Summary SPP
Duke Energy Florida
Storm Protection Plan Cost Recovery Clause
Initial Projection | [6 empty] | 2024
Projected Period: January 2024 through December 2024 | [6 empty] | 221313098.014
Summary of Projected Period Recovery Amount
(in Dollars)
Line |  |  |  |  | Energy ($) | Demand ($) | Total ($)
1. | Total Jurisdictional Revenue Requirements for the Projected Period
| a. | Distribution Hardening Programs |  |  | 0 | 176982119.8224 | 176982119.8224
| b. | Transmission Hardening Programs |  |  | 0 | 44330978.1916 | 44330978.1916
| c. | Other |  |  | 0 | 0 | 0
| d. | Total Projected Period Rev. Req. |  |  | 0 | 221313098.014 | 221313098.014
5. | Jurisdictional Amount to Recovered/(Refunded) Adjusted for Taxes |  |  |  | 0 | 221313098.014 | 221313098.014
|  |  | Revenue Tax Multiplier: | 1

## Form 7P -2024
|  | Duke Energy Florida | [14 empty] | Do not print this -
|  | Storm Protection Cost Recovery Clause | [14 empty] | Voltage Factors:
|  | Calculation Rate Factors by Rate Class | [14 empty] | 0.98 | Transm
|  | January 2024 - December 2024 | [14 empty] | 0.99 | Distri Primary
|  |  | -1 | -2 | -3 | -4 | -5 | -6 | -7 | -8 | -9 | -10 | -11 | -12 | -13 | -14
|  |  | mWh Sales | 12 CP | NCP | 12 CP &
|  |  | at Source | Demand | Distribution | 25% AD | Energy- | Transmission | Distribution | Production | Total | Projected |  | Projected | SPP
|  |  | Energy | Transmission | Total | Demand | Related | Demand | Demand | Demand | SPP | Effective Sales | Billing KW | Effective KW | Cost Recovery | SPP
|  |  | Allocator | Allocator | Allocator | Allocator | Costs | Costs | Costs | Costs | Costs | at Meter Level | Load Factor | at Meter Level | Factor | Factors
Rate Class |  |  | (%) | (%) | (%) | (%) | ($) | ($) | ($) | ($) | ($) | (mWh) | (%) | (kW) | ($/kW-mo) | (¢/kWh)
Residential
RS-1, RST-1, RSL-1, RSL-2, RSS-1
| Secondary |  | 53.7% | 63.56% | 62.52% | 61.1% | 0 | 28176696.6994 | 110648388.9515 | 0 | 138825085.6509 | 21289556.841 |  |  |  | 0.652
General Service Non-Demand
GS-1, GST-1
| Secondary |  | 2.689% | 2.702% | 3.141% | 2.699% | 0 | 1197843.0464 | 5559294.0011 |  | 6757137.0475 | 1066105.7686 |  |  |  | 0.632
| Primary |  | 0.04679% | 0.04701% | 0.05465% | 0.04696% | 0 | 20840.4883 | 96722.5228 |  | 117563.011 | 19143.9367 |  |  |  | 0.62568
| Transmission |  | 0.006522% | 0.006553% | 0% | 0.006545% | 0 | 2904.931 | 0 |  | 2904.931 | 2668.5631 |  |  |  | 0.61936
| TOTAL GS |  | 2.743% | 2.756% | 3.196% | 2.752% | 0 | 1221588.4657 | 5656016.5239 | 0 | 6877604.9896 | 1087918.2684
General Service
GS-2 | Secondary |  | 0.5267% | 0.3217% | 0.2685% | 0.373% | 0 | 142621.09 | 475119.5652 | 0 | 617740.6552 | 208791.5 |  |  |  | 0.296
General Service Demand
GSD-1, GSDT-1, SS-1
| Secondary |  | 30.06% | 24.75% | 26.11% | 26.07% | 0 | 10969900.4516 | 46210254.9252 |  | 57180155.3768 | 11915109.8632 | 47.12% | 34637828.1974 | 1.65
| Primary |  | 4.253% | 3.478% | 3.721% | 3.672% | 0 | 1541848.847 | 6586377.1338 |  | 8128225.9809 | 1740063.1285 | 47.12% | 5058451.6961 | 1.5939
| Transmission |  | 0.9951% | 0.8174% | 0% | 0.8618% | 0 | 362380.1934 | 0 |  | 362380.1934 | 407141.4817 | 47.12% | 1183580.9201 | 0.3038
| TOTAL GSD |  | 35.3% | 29.04% | 29.83% | 30.61% | 0 | 12874129.4921 | 52796632.0591 | 0 | 65670761.5511 | 14062314.4733 | 47.12% | 40879860.8136
Curtailable
CS-2, CST-2, CS-3, CST-3, SS-3
| Secondary |  | 0% | 0% | 0% | 0% | 0 | 0 | 0 |  | 0 | 0 | 30.01% | 0 | 1.54
| Primary |  | 0.311% | 0.1335% | 0.4728% | 0.1779% | 0 | 59188.6643 | 836734.5163 |  | 895923.1806 | 127230.642 | 30.01% | 580862.5702 | 1.5246
| Transmission |  | -5: 0; -6: 0; -7: 0; -9: 0; -10: 0; -11: 30.01%; -12: 0; -13: 1.5092
| TOTAL CS |  | 0.311% | 0.1335% | 0.4728% | 0.1779% | 0 | 59188.6643 | 836734.5163 | 0 | 895923.1806 | 127230.642 | 30.01% | 580862.5702
Interruptible
IS-2, IST-2, SS-2
| Secondary |  | 1.028% | 0.6561% | 0.7155% | 0.7491% | 0 | 290862.908 | 1266241.5036 |  | 1557104.4116 | 407537.4174 | 45.44% | 1228662.1051 | 1.27
| Primary |  | 4.043% | 2.564% | 2.043% | 2.934% | 0 | 1136850.3071 | 3615490.8855 |  | 4752341.1927 | 1654212.294 | 45.44% | 4987193.5016 | 0.9405
| Transmission |  | 1.444% | 0.921% | 0% | 1.052% | 0 | 408272.0866 | 0 |  | 408272.0866 | 590654.8921 | 45.44% | 1780732.8902 | 0.2254
| TOTAL IS |  | 6.515% | 4.142% | 2.758% | 4.735% | 0 | 1835985.3017 | 4881732.3891 | 0 | 6717717.6908 | 2652404.6034 | 45.44% | 7996588.4969
Lighting
LS-1 | Secondary |  | 0.896% | 0.04685% | 0.9535% | 0.2591% | 0 | 20768.4784 | 1687495.8174 | 0 | 1708264.2958 | 355212.4 |  |  |  | 0.481
|  |  | 100% | 100% | 100% | 100% | 0 | 44330978.1916 | 176982119.8224 | 0 | 221313098.014 | 39783428.7282 |  |  |  | 0.556
[8 empty] | 44330978.1916 | 176982119.8224
Notes:
Calculation of Standby Service kW Charges
[14 empty] | SPPCRC Cost | Effective kW | $/kW
[12 empty] | Total GSD, CS, IS |  | 73284402.4226 | 49457311.8807 | 1.48
[12 empty] | SS-1, 2, 3 - $/kW-mo |  | Secondary | Primary | Transmission
[12 empty] | Monthly - $1.48/kW * 10% |  | 0.148 | 0.147 | 0.145
[12 empty] | Daily - $1.48/kW / 21 |  | 0.07 | 0.069 | 0.069

## 2025 Summary SPP
Duke Energy Florida
Storm Protection Plan Cost Recovery Clause
Initial Projection | [6 empty] | 2025
Projected Period: January 2025 through December 2025 | [6 empty] | 296825879.3287
Summary of Projected Period Recovery Amount
(in Dollars)
Line |  |  |  |  | Energy ($) | Demand ($) | Total ($)
1. | Total Jurisdictional Revenue Requirements for the Projected Period
| a. | Distribution Hardening Programs |  |  | 0 | 238512910.9811 | 238512910.9811
| b. | Transmission Hardening Programs |  |  | 0 | 58312968.3476 | 58312968.3476
| c. | Other |  |  | 0 | 0 | 0
| d. | Total Projected Period Rev. Req. |  |  | 0 | 296825879.3287 | 296825879.3287
5. | Jurisdictional Amount to Recovered/(Refunded) Adjusted for Taxes |  |  |  | 0 | 296825879.3287 | 296825879.3287
|  |  | Revenue Tax Multiplier: | 1

## Form 7P -2025
|  | Duke Energy Florida | [14 empty] | Do not print this -
|  | Storm Protection Cost Recovery Clause | [14 empty] | Voltage Factors:
|  | Calculation Rate Factors by Rate Class | [14 empty] | 0.98 | Transm
|  | January 2025 - December 2025 | [14 empty] | 0.99 | Distri Primary
|  |  | -1 | -2 | -3 | -4 | -5 | -6 | -7 | -8 | -9 | -10 | -11 | -12 | -13 | -14
|  |  | mWh Sales | 12 CP | NCP | 12 CP &
|  |  | at Source | Demand | Distribution | 25% AD | Energy- | Transmission | Distribution | Production | Total | Projected |  | Projected | SPP
|  |  | Energy | Transmission | Total | Demand | Related | Demand | Demand | Demand | SPP | Effective Sales | Billing KW | Effective KW | Cost Recovery | SPP
|  |  | Allocator | Allocator | Allocator | Allocator | Costs | Costs | Costs | Costs | Costs | at Meter Level | Load Factor | at Meter Level | Factor | Factors
Rate Class |  |  | (%) | (%) | (%) | (%) | ($) | ($) | ($) | ($) | ($) | (mWh) | (%) | (kW) | ($/kW-mo) | (¢/kWh)
Residential
RS-1, RST-1, RSL-1, RSL-2, RSS-1
| Secondary |  | 53.7% | 63.56% | 62.52% | 61.1% | 0 | 37063626.606 | 149117150.1995 | 0 | 186180776.8055 | 21289556.841 |  |  |  | 0.875
General Service Non-Demand
GS-1, GST-1
| Secondary |  | 2.689% | 2.702% | 3.141% | 2.699% | 0 | 1575642.7333 | 7492075.4511 |  | 9067718.1845 | 1066105.7686 |  |  |  | 0.848
| Primary |  | 0.04679% | 0.04701% | 0.05465% | 0.04696% | 0 | 27413.5781 | 130349.724 |  | 157763.302 | 19143.9367 |  |  |  | 0.83952
| Transmission |  | 0.006522% | 0.006553% | 0% | 0.006545% | 0 | 3821.1463 | 0 |  | 3821.1463 | 2668.5631 |  |  |  | 0.83104
| TOTAL GS |  | 2.743% | 2.756% | 3.196% | 2.752% | 0 | 1606877.4576 | 7622425.1751 | 0 | 9229302.6327 | 1087918.2684
General Service
GS-2 | Secondary |  | 0.5267% | 0.3217% | 0.2685% | 0.373% | 0 | 187603.7806 | 640302.8208 | 0 | 827906.6015 | 208791.5 |  |  |  | 0.397
General Service Demand
GSD-1, GSDT-1, SS-1
| Secondary |  | 30.06% | 24.75% | 26.11% | 26.07% | 0 | 14429806.9636 | 62276022.1793 |  | 76705829.1429 | 11915109.8632 | 47.12% | 34637828.1974 | 2.21
| Primary |  | 4.253% | 3.478% | 3.721% | 3.672% | 0 | 2028147.9607 | 8876241.1965 |  | 10904389.1572 | 1740063.1285 | 47.12% | 5058451.6961 | 2.1384
| Transmission |  | 0.9951% | 0.8174% | 0% | 0.8618% | 0 | 476674.9034 | 0 |  | 476674.9034 | 407141.4817 | 47.12% | 1183580.9201 | 0.392
| TOTAL GSD |  | 35.3% | 29.04% | 29.83% | 30.61% | 0 | 16934629.8277 | 71152263.3758 | 0 | 88086893.2035 | 14062314.4733 | 47.12% | 40879860.8136
Curtailable
CS-2, CST-2, CS-3, CST-3, SS-3
| Secondary |  | 0% | 0% | 0% | 0% | 0 | 0 | 0 |  | 0 | 0 | 30.01% | 0 | 2.08
| Primary |  | 0.311% | 0.1335% | 0.4728% | 0.1779% | 0 | 77856.7686 | 1127639.2519 |  | 1205496.0205 | 127230.642 | 30.01% | 580862.5702 | 2.0592
| Transmission |  | -5: 0; -6: 0; -7: 0; -9: 0; -10: 0; -11: 30.01%; -12: 0; -13: 2.0384
| TOTAL CS |  | 0.311% | 0.1335% | 0.4728% | 0.1779% | 0 | 77856.7686 | 1127639.2519 | 0 | 1205496.0205 | 127230.642 | 30.01% | 580862.5702
Interruptible
IS-2, IST-2, SS-2
| Secondary |  | 1.028% | 0.6561% | 0.7155% | 0.7491% | 0 | 382601.0668 | 1706471.52 |  | 2089072.5868 | 407537.4174 | 45.44% | 1228662.1051 | 1.7
| Primary |  | 4.043% | 2.564% | 2.043% | 2.934% | 0 | 1495412.8846 | 4872476.7033 |  | 6367889.5879 | 1654212.294 | 45.44% | 4987193.5016 | 1.2672
| Transmission |  | 1.444% | 0.921% | 0% | 1.052% | 0 | 537041.0993 | 0 |  | 537041.0993 | 590654.8921 | 45.44% | 1780732.8902 | 0.294
| TOTAL IS |  | 6.515% | 4.142% | 2.758% | 4.735% | 0 | 2415055.0507 | 6578948.2233 | 0 | 8994003.274 | 2652404.6034 | 45.44% | 7996588.4969
Lighting
LS-1 | Secondary |  | 0.896% | 0.04685% | 0.9535% | 0.2591% | 0 | 27318.8563 | 2274181.9348 | 0 | 2301500.791 | 355212.4 |  |  |  | 0.648
|  |  | 100% | 100% | 100% | 100% | 0 | 58312968.3476 | 238512910.9811 | 0 | 296825879.3287 | 39783428.7282 |  |  |  | 0.746
[8 empty] | 58312968.3476 | 238512910.9811
Notes:
Calculation of Standby Service kW Charges
[14 empty] | SPPCRC Cost | Effective kW | $/kW
[12 empty] | Total GSD, CS, IS |  | 98286392.4979 | 49457311.8807 | 1.99
[12 empty] | SS-1, 2, 3 - $/kW-mo |  | Secondary | Primary | Transmission
[12 empty] | Monthly - $1.99/kW * 10% |  | 0.199 | 0.197 | 0.195
[12 empty] | Daily - $1.99/kW / 21 |  | 0.095 | 0.094 | 0.093

## SPP 2.0 10-Year CapEx &OM
2023-2032
|  |  | 2023 |  | 2024 |  | 2025 |  | 2026 |  | 2027 |  | 2028 |  | 2029 |  | 2030 |  | 2031 |  | 2032 |  | Total 2020 - 2032
|  |  | Total | Total | Total | Total | Total | Total | Total | Total | Total | Total | Total | Total | Total | Total | Total | Total | Total | Total | Total | Total | On-Going | Incremental | Total | On-Going | Incremental | Total
| Programs | Sub-Programs | Capital $'s | O&M $'s | Capital $'s | O&M $'s | Capital $'s | O&M $'s | Capital $'s | O&M $'s | Capital $'s | O&M $'s | Capital $'s | O&M $'s | Capital $'s | O&M $'s | Capital $'s | O&M $'s | Capital $'s | O&M $'s | Capital $'s | O&M $'s | Capital $'s | Capital $'s | Capital $'s | O&M $'s | O&M $'s | O&M $'s
| DISTRIBUTION | [27 empty] | Capital Inv | % Inv | FERC | Dep Rate | Weighted Avg
| Feeder Hardening | Feeder Hardening | 142706530 | 2711705 | 126786600 | 2356065 | 150749250 | 2801361.285 | 206023975 | 3828527.0895 | 206023975 | 3828527.0895 | 206023975 | 3828527.0895 | 206023975 | 3828527.0895 | 206023975 | 3828527.0895 | 206023975 | 3828527.0895 | 206023975 | 3828527.0895 | 1862410205 |  | 1862410205 | 34668820.9115 |  | 34668820.9115 | 1862410205 | 91.87% | 364 POLES AND FIXTURES | 4.205% | 3.851%
28% |  | Pole Replacement | 16486848 | 250416 | 16478550 | 250800 | 16481570 | 251160 | 16484385.175 | 251202.9 | 16484385.175 | 251202.9 | 16484385.175 | 251202.9 | 16484385.175 | 251202.9 | 16484385.175 | 251202.9 | 16484385.175 | 251202.9 | 16484385.175 | 251202.9 | 164837664.225 |  | 164837664.225 | 2510796.3 |  | 2510796.3 | 164837664.225 | 8.131% | 364 POLES AND FIXTURES | 4.205% | 0.354%
28% |  | Inspection | 0 | 1120000 | 0 | 1148000 | 0 | 1176700 | 0 | 1206117.5 | 0 | 1206117.5 | 0 | 1206117.5 | 0 | 1206117.5 | 0 | 1206117.5 | 0 | 1206117.5 | 0 | 1206117.5 | 0 |  | 0 | 11887522.5 |  | 11887522.5 | 0 | 0% |  | 0% | 0%
|  |  | 159193378 | 4082121 | 143265150 | 3754865 | 167230820 | 4229221.285 | 222508360.175 | 5285847.4895 | 222508360.175 | 5285847.4895 | 222508360.175 | 5285847.4895 | 222508360.175 | 5285847.4895 | 222508360.175 | 5285847.4895 | 222508360.175 | 5285847.4895 | 222508360.175 | 5285847.4895 | 2027247869.225 | 0 | 2027247869.225 | 49067139.7115 | 0 | 49067139.7115 | 2027247869.225 |  |  |  | 4.205%
| Lateral Hardening | UG | 118658391 | 1429866 | 119369848 | 1492156 | 136672095 | 1708350 | 185451016.525 | 2318068.25 | 185451016.525 | 2318068.25 | 185451016.525 | 2318068.25 | 185451016.525 | 2318068.25 | 185451016.525 | 2318068.25 | 185451016.525 | 2318068.25 | 185451016.525 | 2318068.25 | 1672857449.675 |  | 1672857449.675 | 20856849.75 |  | 20856849.75 | 1672857449.675 | 57.08% | 367 UNDERGROUND CONDUCTOR | 2.952% | 1.689%
|  | OH | 41652599 | 754463 | 74801605 | 1383829.6925 | 89532555 | 1656352.2675 | 89742783.375 | 1660241.4924 | 89742783.375 | 1660241.4924 | 89742783.375 | 1660241.4924 | 89742783.375 | 1660241.4924 | 89742783.375 | 1660241.4924 | 89742783.375 | 1660241.4924 | 89742783.375 | 1660241.4924 | 834186242.625 |  | 834186242.625 | 15416335.4071 |  | 15416335.4071 | 834186242.625 | 28.4% | 364 POLES AND FIXTURES | 4.205% | 1.194%
72% |  | Pole Replacement | 42386400 | 643800 | 42384828 | 645088 | 42381180 | 645840 | 42380924.075 | 645836.1 | 42380924.075 | 645836.1 | 42380924.075 | 645836.1 | 42380924.075 | 645836.1 | 42380924.075 | 645836.1 | 42380924.075 | 645836.1 | 42380924.075 | 645836.1 | 423818876.525 |  | 423818876.525 | 6455580.7 |  | 6455580.7 | 423818876.525 | 14.38% | 364 POLES AND FIXTURES | 4.205% | 0.6045%
72% |  | Inspection | 0 | 2880000 | 0 | 2952000 | 0 | 3025800 | 0 | 3101445 | 0 | 3101445 | 0 | 3101445 | 0 | 3101445 | 0 | 3101445 | 0 | 3101445 | 0 | 3101445 | 0 |  | 0 | 30567915 |  | 30567915 | 0 | 0% |  |  | 0%
|  |  | 202697390 | 5708129 | 236556281 | 6473073.6925 | 268585830 | 7036342.2675 | 317574723.975 | 7725590.8424 | 317574723.975 | 7725590.8424 | 317574723.975 | 7725590.8424 | 317574723.975 | 7725590.8424 | 317574723.975 | 7725590.8424 | 317574723.975 | 7725590.8424 | 317574723.975 | 7725590.8424 | 2930862568.825 | 0 | 2930862568.825 | 73296680.8571 | 0 | 73296680.8571 | 2930862568.825 |  |  |  | 3.488%
| Self Optimizing Grid | Automation | 57130194 | 1714268.7117 | 84500000 | 2535147.988 | 84500000 | 2535499.77 | 0 | 0 | 0 | 0 | 0 | 0 | 0 | 0 | 0 | 0 | 0 | 0 | 0 | 0 | 226130194 |  | 226130194 | 6784916.4697 |  | 6784916.4697 | 226130194 | 66.51% | 365 OVERHEAD CONDUCTOR | 2.73% | 1.736%
|  | C&C | 17869806 | 625446.4873 | 48000000 | 1680005.8098 | 48000000 | 1679988.1708 | 0 | 0 | 0 | 0 | 0 | 0 | 0 | 0 | 0 | 0 | 0 | 0 | 0 | 0 | 113869806 |  | 113869806 | 3985440.468 |  | 3985440.468 | 113869806 | 33.49% | 365 OVERHEAD CONDUCTOR | 2.73% | 0.9948%
|  |  | 75000000 | 2339715.199 | 132500000 | 4215153.7978 | 132500000 | 4215487.9408 | 0 | 0 | 0 | 0 | 0 | 0 | 0 | 0 | 0 | 0 | 0 | 0 | 0 | 0 | 340000000 | 0 | 340000000 | 10770356.9376 | 0 | 10770356.9376 | 340000000 |  |  |  | 2.73%
| UG Flood Mitigation |  | 1000000 | 0 | 1500000 | 0 | 1500000 | 0 | 1500000 | 0 | 1500000 | 0 | 1500000 | 0 | 1500000 | 0 | 1500000 | 0 | 1500000 | 0 | 1500000 | 0 | 14500000 |  | 14500000 | 0 |  | 0 | 14500000 | 100% | 367 UNDERGROUND CONDUCTOR | 2.952% | 2.952%
| Wood Pole Inspection (O&M) / Replacement | Pole Replacement | 0 | 0 | 0 | 0 | 0 | 0 | 0 | 0 | 0 | 0 | 0 | 0 | 0 | 0 | [6 empty] | 0 |  | 0 | 0 |  | 0 | 0 | 100% | 364 POLES AND FIXTURES | 4.205% | 4.205%
|  | Inspection | 0 | 0 | 0 | 0 | 0 | 0 | 0 | 0 | 0 | 0 | 0 | 0 | 0 | 0 | [6 empty] | 0 | 0 | 0 | 0 |  | 0 | 0 | 0% |  |  | 0%
|  |  | 0 | 0 | 0 | 0 | 0 | 0 | 0 | 0 | 0 | 0 | 0 | 0 | 0 | 0 | 0 | 0 | 0 | 0 | 0 | 0 | 0 | 0 | 0 | 0 | 0 | 0 | 0 |  |  |  | 4.205%
|  | Distribution - SUB TOTAL | 437890768 | 12129965.199 | 513821431 | 14443092.4903 | 569816650 | 15481051.4933 | 541583084.15 | 13011438.3319 | 541583084.15 | 13011438.3319 | 541583084.15 | 13011438.3319 | 541583084.15 | 13011438.3319 | 541583084.15 | 13011438.3319 | 541583084.15 | 13011438.3319 | 541583084.15 | 13011438.3319 | 5312610438.05 | 0 | 5312610438.05 | 133134177.5062 | 0 | 133134177.5062 | 5312610438.05 | 100%
| TRANSMISSION | [27 empty] | Capital Inv | % Inv | FERC | Dep Rate | Weighted Avg
| Structure Hardening | Wood Pole Program | 119177289 | 2565744.1599 | 119194566 | 2549728 | 119210798 | 2532992 | 119150519 | 2521089.2 | 119150519 | 2521089.2 | 119150519 | 2521089.2 | 119150519 | 2521089.2 | 119150519 | 2521089.2 | 119150519 | 2521089.2 | 119150519 | 2521089.2 | 1191636286 |  | 1191636286 | 25296088.5599 |  | 25296088.5599 | 1191636286 | 74.35% | 355 POLES AND FIXTURES | 3.26% | 2.5%
|  | Structure Inspections (O&M) | 0 | 500000 | 0 | 500000 | 0 | 500000 | 0 | 500000 | 0 | 500000 | 0 | 500000 | 0 | 500000 | 0 | 500000 | 0 | 500000 | 0 | 500000 | 0 |  | 0 | 5000000 |  | 5000000 | 0 | 0% |  |  | 0%
|  | GOAB Automation | 5000000 | 22608.144 | 7500000 | 33914.4208 | 7500000 | 33923.2828 | 7500000 | 33923.2828 | 7500000 | 33923.2828 | 7500000 | 33923.2828 | 7500000 | 33923.2828 | 7500000 | 33923.2828 | 7500000 | 33923.2828 | 7500000 | 33923.2828 | 72500000 |  | 72500000 | 327908.8274 |  | 327908.8274 | 72500000 | 4.524% | 356 OVERHEAD CONDUCTOR | 1.875% | 0.07619%
|  | Tower Replacements | 5000000 | 57422.701 | 10000000 | 111500.4264 | 20000000 | 222940.6826 | 20000000 | 222940.6826 | 20000000 | 222940.6826 | 20000000 | 222940.6826 | 20000000 | 222940.6826 | 20000000 | 222940.6826 | 20000000 | 222940.6826 | 20000000 | 222940.6826 | 175000000 |  | 175000000 | 1952448.5878 |  | 1952448.5878 | 175000000 | 10.92% | 354 TOWERS AND FIXTURES | 1.316% | 0.1296%
|  | Tower Drone Inspections (O&M) | 0 | 105000 | 0 | 105000 | 0 | 105000 | 0 | 105000 | 0 | 105000 | 0 | 105000 | 0 | 105000 | 0 | 105000 | 0 | 105000 | 0 | 105000 | 0 |  | 0 | 1050000 |  | 1050000 | 0 | 0% |  |  | 0%
|  | Tower Cathodic Protection | 2500000 | 55468.3412 | 2500000 | 55628.9372 | 2500000 | 55489.7899 | 2500000 | 55489.7899 | 2500000 | 55489.7899 | 2500000 | 55489.7899 | 2500000 | 55489.7899 | 2500000 | 55489.7899 | 2500000 | 55489.7899 | 2500000 | 55489.7899 | 25000000 |  | 25000000 | 555015.5974 |  | 555015.5974 | 25000000 | 1.56% | 356 OVERHEAD CONDUCTOR | 1.875% | 0.02793%
|  | OH Ground Wires | 7500000 | 0 | 11000000 | 0 | 15000000 | 0 | 15000000 | 0 | 15000000 | 0 | 15000000 | 0 | 15000000 | 0 | 15000000 | 0 | 15000000 | 0 | 15000000 | 0 | 138500000 |  | 138500000 | 0 |  | 0 | 138500000 | 8.642% | 356 OVERHEAD CONDUCTOR | 1.875% | 0.1486%
|  |  | 139177289 | 3306243.3461 | 150194566 | 3355771.7843 | 164210798 | 3450345.7553 | 164150519 | 3438442.9553 | 164150519 | 3438442.9553 | 164150519 | 3438442.9553 | 164150519 | 3438442.9553 | 164150519 | 3438442.9553 | 164150519 | 3438442.9553 | 164150519 | 3438442.9553 | 1602636286 |  | 1602636286 | 34181461.5726 | 0 | 34181461.5726 | 1602636286 |  |  |  | 2.882%
| Substation Flood Mitigation |  | 3800000 | 0 | 3800000 | 0 | 3800000 | 0 | 3800000 | 0 | 3800000 | 0 | 3800000 | 0 | 3800000 | 0 | 3800000 | 0 | 3800000 | 0 | 3800000 | 0 | 38000000 |  | 38000000 | 0 | 0 | 0 | 38000000 | 100% | 358 UNDERGROUND CONDUCTOR | 1.993% | 1.993%
| Loop Radially Fed Substations |  | 0 | 0 | 0 | 0 | 10300000 | 0 | 10300000 | 0 | 10300000 | 0 | 10300000 | 0 | 10300000 | 0 | 10300000 | 0 | 10300000 | 0 | 10300000 | 0 | 82400000 |  | 82400000 | 0 | 0 | 0 | 82400000 | 100% | 356 OVERHEAD CONDUCTOR | 1.875% | 1.875%
| Substation Hardening | Breaker Replacements & Electromechanical Relays | 9500000 | 0 | 11500000 | 0 | 14000000 | 0 | 14000000 | 0 | 14000000 | 0 | 14000000 | 0 | 14000000 | 0 | 14000000 | 0 | 14000000 | 0 | 14000000 | 0 | 133000000 |  | 133000000 | 0 | 0 | 0 | 133000000 | 100% | 356 OVERHEAD CONDUCTOR | 1.875% | 1.875%
|  | Transmission - SUB TOTAL | 152477289 | 3306243.3461 | 165494566 | 3355771.7843 | 192310798 | 3450345.7553 | 192250519 | 3438442.9553 | 192250519 | 3438442.9553 | 192250519 | 3438442.9553 | 192250519 | 3438442.9553 | 192250519 | 3438442.9553 | 192250519 | 3438442.9553 | 192250519 | 3438442.9553 | 1856036286 |  | 1856036286 | 34181461.5726 | 0 | 34181461.5726 | 1856036286 | 100%
VEG MGMT
| VM - Distribution |  | 1981185 | 45129849 | 2040620 | 46452008 | 2101839 | 47805621 | 2164894 | 49399115 | 2229841 | 50871648 | 2296736 | 52388645 | 2365638 | 53591462 | 2436607 | 55561500 | 2509706 | 57220201 | 2584997 | 58929055 | 22712063 | 0 | 22712063 | 517349104 |  | 517349104 | 22712063 |  | 365 OVERHEAD CONDUCTOR | 2.73% | 2.73%
| VM - Transmission |  | 10312889.18 | 11528007.23 | 12052127.3654 | 12842530.4969 | 10940884.4264 | 12218273.3218 | 12784800 | 12250800 | 11606400 | 11663900 | 13546000 | 12984500 | 12312400 | 12371900 | 14352800 | 13762300 | 13061400 | 13122900 | 15207800 | 14586700 | 126177500.9718 | 0 | 126177500.9718 | 127331811.0487 |  | 127331811.0487 | 126177500.9718 |  | 356 OVERHEAD CONDUCTOR | 1.875% | 1.875%
|  | Vegetation Management - SUB TOTAL | 12294074.18 | 56657856.23 | 14092747.3654 | 59294538.4969 | 13042723.4264 | 60023894.3218 | 14949694 | 61649915 | 13836241 | 62535548 | 15842736 | 65373145 | 14678038 | 65963362 | 16789407 | 69323800 | 15571106 | 70343101 | 17792797 | 73515755 | 148889563.9718 | 0 | 148889563.9718 | 644680915.0487 | 0 | 644680915.0487 | 148889563.9718
|  | TOTAL | 602662131.18 | 72094064.7751 | 693408744.3654 | 77093402.7716 | 775170171.4264 | 78955291.5704 | 748783297.15 | 78099796.2872 | 747669844.15 | 78985429.2872 | 749676339.15 | 81823026.2872 | 748511641.15 | 82413243.2872 | 750623010.15 | 85773681.2872 | 749404709.15 | 86792982.2872 | 751626400.15 | 89965636.2872 | 7317536288.0218 | 0 | 7317536288.0218 | 811996554.1275 | 0 | 811996554.1275 | 7317536288.0218