## How to Use
FPL 000027
20240012-EG
Description of File Layout
"How to Use" tab (highlighted in red) describes the file layout and provides instructions on how to use.
There are four Input tabs highlighted in green, and require input for six different categories. Only the cells highlighted in light green are required input.
Input 1. Load, DSM, Cap Changes tab is used to input the Load Forecast (Section I), DSM plus incremental DSM projections (Section II) and any modifications to the
capacity of FPL's existing units that are not captured in the Input 3. Unit Capabiities-PGD tab. The first column in Section (III) is reserved for short-term unit outages
that are known to occur during the summer/winter peak months such as the 800 MW unit ESP outages.
"Input 2. Unit Additions" tab is used to input known future additions (e.g., Dania Beach, NPGU, future solar project, etc). Section IV, also, allows input of solar additions
with corresponding firm capacity value and degradation percent. Future filler additions are automatically added based on the input provided on rows 6 - 12. In order
to calculate these additions, inputs are needed regarding additions of PPA, large filler units, equalizing filler and small filler units. This tab also has an "Easy Button"
that must be pressed once all inputs have been completed.
Input 3. Unit Capabilities-PGD tab is used to input capacity of existing FPL units (Section V). This tab is formatted so that changes in inputs from one year to the next
are highlighted in yellow.
Input 4. Firm Capacity Purchase tab contains the inputs in Section VI. It is used to input all firm capacity from QFs, existing or future PPA contracts. This tab is
formatted so that changes in inputs from one year to the next are highlighted in yellow.
All output tabs (highlighted in blue) require no inputs and are protected.
Description of current output files …
How to Use
1. Input/update data in the four input tabs only in the green highlighted cells, as necessary.
2. Press the Easy Button on the Input 2. Unit Additions tab.

## Input 1. Load, DSM, Cap Changes
2024 TYSP Combined SUMMER Reserve Margin - Resource Needs and No Incremental DSM | [14 empty] | New Load Forecast with latest assumptions RM Spreadsheet upgrade test
|  |  |  | Title Description = | 2024 TYSP Combined SUMMER Reserve Margin - Resource Needs and No Incremental DSM | [7 empty] | FPL 000028 | [6 empty] | Descriptive Title = | 2024 TYSP Combined SUMMER Reserve Margin - Resource Needs and No Incremental DSM
20240012-EG
|  |  |  | Start Year = | 2024 | [14 empty] | Start Year = | 2024
|  |  |  | End Year = | 2071 | [14 empty] | End Year = | 2071
|  |  |  | Reserve Margin Criterion = | 20% | [14 empty] | Reserve Margin Criterion = | 20%
|  |  |  | Reserve Margin Criterion (Gen. Only) = | 10% | [5 empty] | Start Year of Gen Only RM Criterion = | 2024 | [7 empty] | Reserve Margin Criterion (Gen. Only) = | 10%
I. Load Forecast and Sales Forecast |  |  |  | II. DSM | [5 empty] | III. Existing FPL Capacity Modifications NOT CAPTURED in "Unit Capabilities PGD tab"
NOTE: First column is reserved for "Short Term Unit Outages (MW)" only. Negative value indicates loss of capacity.
SUMMER |  |  |  | SUMMER | [5 empty] | SUMMER
| 2024 Summer Peak Load Forecast (11/1/2023) | Additional Summer Peak Load Forecast (MW) | Sales Forecast (MW) |  | Load Control DSM at gen (MW) | Conservation DSM at gen (MW) | Additional Interruptible Load (MW) | Total DSM at gen (MW) | Projected Incremental DSM Year-Year (MW) |  | Short Term Unit Outages (MW) |  |  | Total (MW)
August |  |  |  | August |  | Load Control |  |  |  | August
of the |  |  |  | of the |  | DSM at gen |  |  |  | of the
Year |  |  |  | Year |  | (MW) |  |  |  | Year
2024 | 27784.8338 | 0 | 0 | 2024 | 1814 | 32.12 | 0 | 1846.12 | 0 | 2024 | 0 |  |  | 0
2025 | 28038.8513 | 0 | 0 | 2025 | 1814 | 50.97 | 0 | 1864.97 | 18.85 | 2025 | 0 |  |  | 0
2026 | 28272.7364 | 0 | 0 | 2026 | 1802 | 50.97 | 0 | 1852.97 | -12 | 2026 | 0 |  |  | 0
2027 | 28477.4107 | 0 | 0 | 2027 | 1782 | 50.97 | 0 | 1832.97 | -20 | 2027 | 0 |  |  | 0
2028 | 28818.9747 | 0 | 0 | 2028 | 1764 | 50.97 | 0 | 1814.97 | -18 | 2028 | 0 |  |  | 0
2029 | 29160.0674 | 0 | 0 | 2029 | 1748 | 50.97 | 0 | 1798.97 | -16 | 2029 | 0 |  |  | 0
2030 | 29543.8214 | 0 | 0 | 2030 | 1734 | 50.97 | 0 | 1784.97 | -14 | 2030 | 0 |  |  | 0
2031 | 29998.0417 | 0 | 0 | 2031 | 1718 | 50.97 | 0 | 1768.97 | -16 | 2031 | 0 |  |  | 0
2032 | 30644.1124 | 0 | 0 | 2032 | 1703 | 50.97 | 0 | 1753.97 | -15 | 2032 | 0 |  |  | 0
2033 | 31278.3772 | 0 | 0 | 2033 | 1689 | 50.97 | 0 | 1739.97 | -14 | 2033 | 0 |  |  | 0
2034 | 31916.5182 | 0 | 0 | 2034 | 1675 | 50.97 | 0 | 1725.97 | -14 | 2034 | 0 |  |  | 0
2035 | 32573.0192 | 0 | 0 | 2035 | 1675 | 50.97 | 0 | 1725.97 | 0 | 2035 | 0 |  |  | 0
2036 | 33237.0844 | 0 | 0 | 2036 | 1675 | 50.97 | 0 | 1725.97 | 0 | 2036 | 0 |  |  | 0
2037 | 33894.6194 | 0 | 0 | 2037 | 1675 | 50.97 | 0 | 1725.97 | 0 | 2037 | 0 |  |  | 0
2038 | 34535.5442 | 0 | 0 | 2038 | 1675 | 50.97 | 0 | 1725.97 | 0 | 2038 | 0 |  |  | 0
2039 | 35142.7818 | 0 | 0 | 2039 | 1675 | 50.97 | 0 | 1725.97 | 0 | 2039 | 0 |  |  | 0
2040 | 35706.6536 | 0 | 0 | 2040 | 1675 | 50.97 | 0 | 1725.97 | 0 | 2040 | 0 |  |  | 0
2041 | 36078.9264 | 0 | 0 | 2041 | 1675 | 50.97 | 0 | 1725.97 | 0 | 2041 | 0 |  |  | 0
2042 | 36427.9055 | 0 | 0 | 2042 | 1675 | 50.97 | 0 | 1725.97 | 0 | 2042 | 0 |  |  | 0
2043 | 36780.4865 | 0 | 0 | 2043 | 1675 | 50.97 | 0 | 1725.97 | 0 | 2043 | 0 |  |  | 0
2044 | 37136.5625 | 0 | 0 | 2044 | 1675 | 50.97 | 0 | 1725.97 | 0 | 2044 | 0 |  |  | 0
2045 | 37496.3129 | 0 | 0 | 2045 | 1675 | 50.97 | 0 | 1725.97 | 0 | 2045 | 0 |  |  | 0
2046 | 37859.6315 | 0 | 0 | 2046 | 1675 | 50.97 | 0 | 1725.97 | 0 | 2046 | 0 |  |  | 0
2047 | 38226.6986 | 0 | 0 | 2047 | 1675 | 50.97 | 0 | 1725.97 | 0 | 2047 | 0 |  |  | 0
2048 | 38597.4087 | 0 | 0 | 2048 | 1675 | 50.97 | 0 | 1725.97 | 0 | 2048 | 0 |  |  | 0
2049 | 38971.9427 | 0 | 0 | 2049 | 1675 | 50.97 | 0 | 1725.97 | 0 | 2049 | 0 |  |  | 0
2050 | 39350.1961 | 0 | 0 | 2050 | 1675 | 50.97 | 0 | 1725.97 | 0 | 2050 | 0 |  |  | 0
2051 | 39732.3505 | 0 | 0 | 2051 | 1675 | 50.97 | 0 | 1725.97 | 0 | 2051 | 0 |  |  | 0
2052 | 40118.3021 | 0 | 0 | 2052 | 1675 | 50.97 | 0 | 1725.97 | 0 | 2052 | 0 |  |  | 0
2053 | 40508.2335 | 0 | 0 | 2053 | 1675 | 50.97 | 0 | 1725.97 | 0 | 2053 | 0 |  |  | 0
2054 | 40902.0415 | 0 | 0 | 2054 | 1675 | 50.97 | 0 | 1725.97 | 0 | 2054 | 0 |  |  | 0
2055 | 41299.9096 | 0 | 0 | 2055 | 1675 | 50.97 | 0 | 1725.97 | 0 | 2055 | 0 |  |  | 0
2056 | 41701.7354 | 0 | 0 | 2056 | 1675 | 50.97 | 0 | 1725.97 | 0 | 2056 | 0 |  |  | 0
2057 | 42107.7033 | 0 | 0 | 2057 | 1675 | 50.97 | 0 | 1725.97 | 0 | 2057 | 0 |  |  | 0
2058 | 42517.7117 | 0 | 0 | 2058 | 1675 | 50.97 | 0 | 1725.97 | 0 | 2058 | 0 |  |  | 0
2059 | 42931.8742 | 0 | 0 | 2059 | 1675 | 50.97 | 0 | 1725.97 | 0 | 2059 | 0 |  |  | 0
2060 | 43350.3049 | 0 | 0 | 2060 | 1675 | 50.97 | 0 | 1725.97 | 0 | 2060 | 0 |  |  | 0 | 1 | 39561.4883 | 0 | 0 | 1 | 1 | 1850.7636 | 468.4615 | 1 | 123 | 0 | -392 | 0 | -3453 | -498 | 0 | 0 | -4220
2061 | 43772.9035 | 0 | 0 | 2061 | 1675 | 50.97 | 0 | 1725.97 | 0 | 2061 | 0 |  |  | 0 | 2 | 39941.4598 | 0 | 0 | 2 | 2 | 1850.7636 | 468.4615 | 2 | 123 | 0 | -392 | 0 | -3453 | -498 | 0 | 0 | -4220
2062 | 44199.8564 | 0 | 0 | 2062 | 1675 | 50.97 | 0 | 1725.97 | 0 | 2062 | 0 |  |  | 0 | 3 | 40325.1139 | 0 | 0 | 3 | 3 | 1850.7636 | 468.4615 | 3 | 123 | 0 | -392 | 0 | -3453 | -498 | 0 | 0 | -4220
2063 | 44631.0644 | 0 | 0 | 2063 | 1675 | 50.97 | 0 | 1725.97 | 0 | 2063 | 0 |  |  | 0 | 4 | 40704.5439 | 0 | 0 | 4 | 4 | 1850.7636 | 468.4615 | 4 | 123 | 0 | -392 | 0 | -3453 | -498 | 0 | 0 | -4220
2064 | 45066.7147 | 0 | 0 | 2064 | 1675 | 50.97 | 0 | 1725.97 | 0 | 2064 | 0 |  |  | 0 | 5 | 41087.6691 | 0 | 0 | 5 | 5 | 1850.7636 | 468.4615 | 5 | 123 | 0 | -392 | 0 | -3453 | -498 | 0 | 0 | -4220
2065 | 45506.7091 | 0 | 0 | 2065 | 1675 | 50.97 | 0 | 1725.97 | 0 | 2065 | 0 |  |  | 0 | 6 | 41474.5256 | 0 | 0 | 6 | 6 | 1850.7636 | 468.4615 | 6 | 123 | 0 | -392 | 0 | -3453 | -498 | 0 | 0 | -4220
2066 | 45951.164 | 0 | 0 | 2066 | 1675 | 50.97 | 0 | 1725.97 | 0 | 2066 | 0 |  |  | 0 | 7 | 41865.1499 | 0 | 0 | 7 | 7 | 1850.7636 | 468.4615 | 7 | 123 | 0 | -392 | 0 | -3453 | -498 | 0 | 0 | -4220
2067 | 46400.1968 | 0 | 0 | 2067 | 1675 | 50.97 | 0 | 1725.97 | 0 | 2067 | 0 |  |  | 0 | 8 | 42259.5789 | 0 | 0 | 8 | 8 | 1850.7636 | 468.4615 | 8 | 123 | 0 | -392 | 0 | -3453 | -498 | 0 | 0 | -4220
2068 | 46853.7103 | 0 | 0 | 2068 | 1675 | 50.97 | 0 | 1725.97 | 0 | 2068 | 0 |  |  | 0 | 9 | 42657.8498 | 0 | 0 | 9 | 9 | 1850.7636 | 468.4615 | 9 | 123 | 0 | -392 | 0 | -3453 | -498 | 0 | 0 | -4220
2069 | 47311.8227 | 0 | 0 | 2069 | 1675 | 50.97 | 0 | 1725.97 | 0 | 2069 | 0 |  |  | 0 | 10 | 43060.0003 | 0 | 0 | 10 | 10 | 1850.7636 | 468.4615 | 10 | 123 | 0 | -392 | 0 | -3453 | -498 | 0 | 0 | -4220
2070 | 47774.6524 | 0 | 0 | 2070 | 1675 | 50.97 | 0 | 1725.97 | 0 | 2070 | 0 |  |  | 0 | 11 | 43466.0683 | 0 | 0 | 11 | 11 | 1850.7636 | 468.4615 | 11 | 123 | 0 | -392 | 0 | -3453 | -498 | 0 | 0 | -4220
2071 | 48242.1041 | 0 | 0 | 2071 | 1675 | 50.97 | 0 | 1725.97 | 0 | 2071 | 0 |  |  | 0
2072 | 48714.3686 | 0 | 0 | 2072 | 2023 | 50.97 | 0 | 2073.97 | 348 | 2072 | 0 |  |  | 0
2073 | 49191.3514 | 0 | 0 | 2073 | 2023 | 50.97 | 0 | 2073.97 | 0 | 2073 | 0 |  |  | 0

## Input 2. Unit Additions
2024 TYSP Combined SUMMER Reserve Margin - Resource Needs and No Incremental DSM
FPL 000029
SUMMER |  | 20240012-EG
[5 empty] | Solar Degradation = | 0.3%
|  | PPA Data Input: |  |  | Add Short-Term PPA up to Need Amount = | 200 |  |  |  |  | Add PPA (as only option available) up to the need prior to = | 2024
|  | Large Filler Input: | Start Year = | 2033 | End Year = | 2033 |  |  |  |  | Summer Capacity (MW) = | 1991
|  | Equalizing Filler Input: |  |  | Do you want to add an Equalizing Filler (Yes/No) = | No |  | Year of Equalizing Filler = | 2035
|  | Small Filler Input: | Start Year = | 2033 | CHECK INPUT FOR SMALL FILLER START YEAR! Should be = 2034 | [5 empty] | Summer Capacity (MW) = | 660
YOU NEED TO PRESS THE BUTTON!!!
IV. New Capacity Additions
| Nameplate AC Solar Addition (MW) | Firm Capacity Value | Description of Unit Additions | New Unit Additions (MW) | Generic-Short Term PPA (MW) | Large Filler (e.g., 3x1 J CC) Additions (MW) | Small Filler (e.g., 1/2 the size of 3x1 J CC) Additions (MW) | Equalizing Filler (MW) | Total (MW) |  | Reserve Margin Criterion 20 % | MW Needed to Meet Reserve Margin | Reserve Margin Generation Only Criterion 10 % | MW Needed to Meet Generation Only Reserve Margin | Reserve Margin Check |  | Short Term PPA (MW) | Large Filler (e.g., 3x1 J CC) Additions (MW) | Small Filler (e.g., 1/2 the size of 3x1 J CC) Additions (MW) | Equalizing Filler (MW) | Total (MW)
August |  |  |  | New Unit | [5 empty] | Aug | [5 empty] | August
of the |  |  |  | Additions | [5 empty] | of the | [5 empty] | of the
Year |  |  |  | (MW) | [5 empty] | Year | [5 empty] | Year
2024 |  |  |  |  | 0 | 0 | 0 | 0 | 0 | 2024 | 22.67% | -691.5046 | 14.52% | -1254.644 | OK | 2024 | 0 | 0 | 0 | 0 | 0
2025 |  |  |  |  | 0 | 0 | 0 | 0 | 0 | 2025 | 23.41% | -893.8143 | 15.21% | -1459.7355 | OK | 2025 | 0 | 0 | 0 | 0 | 0
2026 | 2235 | 19.13% | 521.5 MW Battery | 349.405 | 0 | 0 | 0 | 0 | 777.0052 | 2026 | 25.22% | -1379.5568 | 17.01% | -1983.2664 | OK | 2026 | 0 | 0 | 0 | 0 | 777.0052
2027 | 2235 | 6.25% | 2235 MW Solar, 300 MW Battery | 219 | 0 | 0 | 0 | 0 | 1134.4099 | 2027 | 25.34% | -1423.7145 | 17.28% | -2071.8915 | OK | 2027 | 0 | 0 | 0 | 0 | 1134.4099
2028 | 2235 | 6.25% | 2235 MW Solar, 300 MW Battery | 213 | 0 | 0 | 0 | 0 | 1485.3994 | 2028 | 24.81% | -1300.1121 | 16.95% | -2004.0456 | OK | 2028 | 0 | 0 | 0 | 0 | 1485.3994
2029 | 2235 | 6.25% | 2235 MW Solar, 300 MW Battery | 201 | 0 | 0 | 0 | 0 | 1823.9749 | 2029 | 23.6% | -984.0839 | 15.97% | -1741.3266 | OK | 2029 | 0 | 0 | 0 | 0 | 1823.9749
2030 | 2235 | 6.25% | 2235 MW Solar, 300 MW Battery | 191 | 0 | 0 | 0 | 0 | 2152.1377 | 2030 | 22.96% | -820.9019 | 15.53% | -1633.32 | OK | 2030 | 0 | 0 | 0 | 0 | 2152.1377
2031 | 2235 | 6.25% | 2235 MW Solar, 300 MW Battery | 186 | 0 | 0 | 0 | 0 | 2474.889 | 2031 | 22.01% | -568.3813 | 14.82% | -1445.4215 | OK | 2031 | 0 | 0 | 0 | 0 | 2474.889
2032 | 2235 | 6.25% | 2235 MW Solar, 300 MW Battery | 150 | 0 | 0 | 0 | 0 | 2761.23 | 2032 | 20.04% | -10.4423 | 13.17% | -970.0896 | OK | 2032 | 0 | 0 | 0 | 0 | 2761.23
2033 | 2235 | 6.25% | 2235 MW Solar, 300 MW Battery | 150 | 0 | 0 | 0 | 0 | 3047.1621 | 2033 | 18.33% | 492.4863 | 11.75% | -547.3875 | ERROR | 2033 | 0 | 1991 | 0 | 0 | 5038.1621
2034 |  |  |  | 0 | 0 | 0 | 0 | 0 | 3042.9988 | 2034 | 15.5% | 1360.0393 | 9.249% | 239.5515 | ERROR | 2034 | 0 | 1991 | 0 | 0 | 5033.9988
2035 |  |  |  |  | 0 | 0 | 0 | 0 | 3038.848 | 2035 | 12.99% | 2162.7793 | 7.002% | 976.6414 | ERROR | 2035 | 0 | 1991 | 660 | 0 | 5689.848
2036 |  |  |  |  | 0 | 0 | 1320 | 0 | 4354.7097 | 2036 | 14.49% | 1735.5516 | 8.547% | 483.0071 | ERROR | 2036 | 0 | 1991 | 0 | 0 | 6345.7097
2037 |  |  |  |  | 0 | 0 | 1980 | 0 | 5010.5838 | 2037 | 14.16% | 1879.443 | 8.344% | 561.145 | ERROR | 2037 | 0 | 1991 | 0 | 0 | 7001.5838
2038 |  |  |  |  | 0 | 0 | 3300 | 0 | 6326.4702 | 2038 | 15.91% | 1343.3575 | 10.11% | -39.0329 | ERROR | 2038 | 0 | 1991 | 0 | 0 | 8317.4702
2039 |  |  |  |  | 0 | 0 | 3960 | 0 | 6982.369 | 2039 | 15.73% | 1426.8029 | 10.05% | -16.3112 | ERROR | 2039 | 0 | 1991 | 0 | 0 | 8973.369
2040 |  |  |  |  | 0 | 0 | 4620 | 0 | 7638.2801 | 2040 | 15.71% | 1458.1653 | 10.12% | -41.3361 | ERROR | 2040 | 0 | 1991 | 0 | 0 | 9629.2801
2041 |  |  |  |  | 0 | 0 | 4620 | 0 | 7634.2035 | 2041 | 14.41% | 1919.5646 | 8.939% | 382.836 | ERROR | 2041 | 0 | 1991 | 0 | 0 | 9625.2035
2042 |  |  |  |  | 0 | 0 | 5280 | 0 | 8290.1391 | 2042 | 15.12% | 1692.9674 | 9.667% | 121.3409 | ERROR | 2042 | 0 | 1991 | 0 | 0 | 10281.1391
2043 |  |  |  |  | 0 | 0 | 5940 | 0 | 8946.0869 | 2043 | 15.68% | 1515.8403 | 10.25% | -91.0444 | ERROR | 2043 | 0 | 1991 | 0 | 0 | 10937.0869
2044 |  |  |  |  | 0 | 0 | 5940 | 0 | 8942.0469 | 2044 | 14.47% | 1957.5362 | 9.152% | 315.0439 | ERROR | 2044 | 0 | 1991 | 0 | 0 | 10933.0469
2045 |  |  |  |  | 0 | 0 | 6600 | 0 | 9598.019 | 2045 | 15.13% | 1743.5982 | 9.826% | 65.1309 | ERROR | 2045 | 0 | 1991 | 0 | 0 | 11589.019
2046 |  |  |  |  | 0 | 0 | 7260 | 0 | 10254.0031 | 2046 | 15.75% | 1533.8989 | 10.48% | -180.9002 | ERROR | 2046 | 0 | 1991 | 0 | 0 | 12245.0031
2047 |  |  |  |  | 0 | 0 | 7260 | 0 | 10249.9993 | 2047 | 14.55% | 1988.6549 | 9.38% | 237.149 | ERROR | 2047 | 0 | 1991 | 0 | 0 | 12240.9993
2048 |  |  |  |  | 0 | 0 | 7920 | 0 | 10906.0075 | 2048 | 15.15% | 1787.7396 | 10% | -0.83723 | ERROR | 2048 | 0 | 1991 | 0 | 0 | 12897.0075
2049 |  |  |  |  | 0 | 0 | 8580 | 0 | 11562.0277 | 2049 | 15.73% | 1591.3705 | 10.6% | -234.6598 | ERROR | 2049 | 0 | 1991 | 0 | 0 | 13553.0277
2050 |  |  |  |  | 0 | 0 | 9240 | 0 | 12218.0599 | 2050 | 16.28% | 1399.4219 | 11.18% | -464.4338 | ERROR | 2050 | 0 | 1991 | 0 | 0 | 14209.0599
2051 |  |  |  |  | 0 | 0 | 9240 | 0 | 12214.1039 | 2051 | 15.07% | 1872.1121 | 10.08% | -29.9589 | ERROR | 2051 | 0 | 1991 | 0 | 0 | 14205.1039
2052 |  |  |  |  | 0 | 0 | 10560 | 0 | 13530.1598 | 2052 | 15.14% | 1866.3167 | 10.19% | -74.3495 | ERROR | 2052 | 0 | 1991 | 0 | 0 | 15521.1598
2053 |  |  |  |  | 0 | 0 | 11880 | 0 | 14846.2275 | 2053 | 15.17% | 1872.2547 | 10.27% | -107.4046 | ERROR | 2053 | 0 | 1991 | 0 | 0 | 16837.2275
2054 |  |  |  |  | 0 | 0 | 12540 | 0 | 15502.3071 | 2054 | 15.66% | 1698.8027 | 10.78% | -320.2374 | ERROR | 2054 | 0 | 1991 | 0 | 0 | 17493.3071
2055 |  |  |  |  | 0 | 0 | 13200 | 0 | 16158.3984 | 2055 | 16.13% | 1530.1809 | 11.28% | -528.6461 | ERROR | 2055 | 0 | 1991 | 0 | 0 | 18149.3984
2056 |  |  |  |  | 0 | 0 | 14520 | 0 | 17474.5014 | 2056 | 15.78% | 1687.2665 | 10.99% | -411.743 | ERROR | 2056 | 0 | 1991 | 0 | 0 | 19465.5014
2057 |  |  |  |  | 0 | 0 | 15180 | 0 | 18130.6161 | 2057 | 16.22% | 1528.2809 | 11.45% | -611.3255 | ERROR | 2057 | 0 | 1991 | 0 | 0 | 20121.6161
2058 |  |  |  |  | 0 | 0 | 15840 | 0 | 18786.7425 | 2058 | 16.63% | 1374.1023 | 11.9% | -806.5048 | ERROR | 2058 | 0 | 1991 | 0 | 0 | 20777.7425
2059 |  |  |  |  | 0 | 0 | 15840 | 0 | 18782.8804 | 2059 | 15.43% | 1884.8673 | 10.79% | -337.1561 | ERROR | 2059 | 0 | 1991 | 0 | 0 | 20773.8804
2060 |  |  |  |  | 0 | 0 | 16500 | 0 | 19439.03 | 2060 | 15.82% | 1740.7127 | 11.21% | -523.1537 | ERROR | 2060 | 0 | 1991 | 0 | 0 | 21430.03
2061 |  |  |  |  | 0 | 0 | 17160 | 0 | 20095.1911 | 2061 | 16.19% | 1601.5185 | 11.61% | -704.6078 | ERROR | 2061 | 0 | 1991 | 0 | 0 | 22086.1911
2062 |  |  |  |  | 0 | 0 | 17820 | 0 | 20751.3638 | 2062 | 16.54% | 1467.5084 | 11.99% | -881.3132 | ERROR | 2062 | 0 | 1991 | 0 | 0 | 22742.3638
2063 |  |  |  |  | 0 | 0 | 19140 | 0 | 22067.5479 | 2063 | 16.46% | 1518.5634 | 11.96% | -873.379 | ERROR | 2063 | 0 | 1991 | 0 | 0 | 24058.5479
2064 |  |  |  |  | 0 | 0 | 19800 | 0 | 22723.7435 | 2064 | 16.78% | 1394.9085 | 12.31% | -1040.599 | ERROR | 2064 | 0 | 1991 | 0 | 0 | 24714.7435
2065 |  |  |  |  | 0 | 0 | 19800 | 0 | 22719.9505 | 2065 | 15.58% | 1936.4256 | 11.19% | -543.0813 | ERROR | 2065 | 0 | 1991 | 0 | 0 | 24710.9505
2066 |  |  |  |  | 0 | 0 | 20460 | 0 | 23376.1688 | 2066 | 15.88% | 1823.2549 | 11.52% | -700.6975 | ERROR | 2066 | 0 | 1991 | 0 | 0 | 25367.1688
2067 |  |  |  |  | 0 | 0 | 21120 | 0 | 24032.3985 | 2067 | 16.16% | 1715.5371 | 11.84% | -853.3185 | ERROR | 2067 | 0 | 1991 | 0 | 0 | 26023.3985
2068 |  |  |  |  | 0 | 0 | 21780 | 0 | 24688.6396 | 2068 | 16.43% | 1613.156 | 12.14% | -1001.0511 | ERROR | 2068 | 0 | 1991 | 0 | 0 | 26679.6396
2069 |  |  |  |  | 0 | 0 | 22440 | 0 | 25344.8919 | 2069 | 16.67% | 1516.2532 | 12.42% | -1143.765 | ERROR | 2069 | 0 | 1991 | 0 | 0 | 27335.8919
2070 |  |  |  |  | 0 | 0 | 23100 | 0 | 26001.1554 | 2070 | 16.91% | 1424.9712 | 12.68% | -1281.33 | ERROR | 2070 | 0 | 1991 | 0 | 0 | 27992.1554
2071 |  |  |  |  | 0 | 0 | 23760 | 0 | 26657.4301 | 2071 | 17.12% | 1339.1955 | 12.93% | -1413.8509 | ERROR | 2071 | 0 | 1991 | 0 | 0 | 28648.4301
2072 |  |  |  |  | 0 | 0 | 23760 | 0 | 26653.7161 | 2072 | 16.78% | 1501.5554 | 11.81% | -881.1174 | ERROR | 2072 | 0 | 1991 | 0 | 0 | 28644.7161
2073 |  |  |  |  | 0 | 0 | 24420 | 0 | 27310.0131 | 2073 | 16.97% | 1427.1376 | 12.04% | -1003.2336 | ERROR | 2073 | 0 | 1991 | 0 | 0 | 29301.0131
Easy Button

## Input 3. Unit Capabilities-PGD
2024 TYSP Combined SUMMER Reserve Margin - Resource Needs and No Incremental DSM
FPL 000030
20240012-EG
V. Existing Unit Capability |  |  |  |  | Indicates change in capacity from one year to the next | [23 empty] | Indicates change in capacity from one year to the next
| SUMMER | FPL UNITS | [29 empty] | Gulf Units | [10 empty] | Firm Capacity Value Solar
| Unit Name | CCEC | FM2 CC | FM CT3 (A--D) | FM GT1 & GT9 | DBEC | MT Battery | FL_CT (A--E) | FL_GT3 & GT5 | MT1 | MT2 | MT3 | GCEC | MR2 | MR3 | MR4 | MR8 | PEEC | RBEC | SN4 | SN5 | Scherer 4 | TP5 | WCEC1 | WCEC2 | WCEC3 | TP3 | TP4 | SL1 | SL2 | OCEC | Crist 4 | Crist 5 | Crist 6 | Crist 7 | Lansing Smith 3 | Lansing Smith A | Scherer 3 | Pea Ridge 1 | Pea Ridge 2 | Pea Ridge 3 | Perdido | 2009 Desoto | 2010- Space Coast | 2017- Babcock | 2017- Citrus | 2017-Manatee | 2018- Barefoot Bay | 2018-Blue Cypress | 2018- Coral Farms Solar | 2018- Hammock | 2018- Horizon | 2018- Indian River | 2018- Loggerhead | 2018- Wildflower | 2019- Interstate | 2019- Miami-Dade | 2019- Pioneer Trail | 2019- Sunshine Gateway | 2020- Babcock Preserve | 2020- Blue Heron | 2020- GULF Blue Indigo | 2020- Cattle Ranch | 2020- Echo River | 2020- Hibiscus | 2020- Northern Preserve | 2020- Okeechobee | 2020- Southfork | 2020- Sweetbay | 2020- Twin Lakes | 2021- Egret | 2021- Fort Drum | 2021- Kennedy | 2021- Lakeside | 2021- Magnolia Springs | 2021- Nassau | 2021- Orange Blossom | 2021- Palm Bay | 2021- Pelican | 2021- Rodeo | 2021- Sabal Palm | 2021- Trailside | 2021- Union Springs | 2021- Willow | 2022- GULF Blue Springs | 2022- GULF Cotton Creek | 2022- Elder Branch | 2022- Ghost Orchid | 2022- Grove | 2022- Immokalee | 2022- Sawgrass | 2022- Sundew | 2023- Anhinga | 2023- GULF Apalachee | 2023-GULF Blackwater | 2023- Bluefield | 2023- Cavendish | 2023- GULF Chautauqua | 2023- GULF Chipola | 2023- GULF Cypress Pond | 2023- Etonia Creek | 2023- Everglades | 2023- GULF First City | 2023- GULF Flower Creek | 2023- Pink Trail | 2023- GULF Saw Palmetto | 2023- GULF Shirer Branch | 2023- GULF Wild Azalea | 2024 Beautyberry | 2024- Big Juniper | 2024- Caloosahatchee | 2024- Canoe | 2024- Fourmile Creek | 2024- Hawthorne Creek | 2024- Ibis | 2024 Monarch | 2024-Nature Trail | 2024-Orchard | 2024-Pecan Tree | 2024-Pineapple | 2024-Prairie Creek | 2024-Sambucus | 2024-Silver Palm | 2024-Sparkleberry | 2024-Terrill Creek | 2024-Three Creeks ST2 | 2024-Turnpike Solar | 2024-White Tail ST2 | 2024-GULF Wild Quail ST2 | 2024-Woodyard | 2025-Big Water ST2 | 2025-Buttonwood ST2 | 2025-Cedar Trail | 2025-Fawn | 2025-Fox Trail | 2025-Georges Lake ST2 | 2025-Green Pasture | 2025-Hendry Isles | 2025-Hog Bay | 2025-Holopaw | 2025-Honeybell | 2025-Kayak | 2025-Long Creek | 2025-Mitchell Creek | 2025-Norton Creek | 2025-Redlands | 2025-Speckled Perch | 2025-Swallowtail | 2025-Tenmile | 2025- Thomas Creek
| Total Existing Unit Capacity (MW) | [41 empty] | 25 | 10 | 74.5 | 74.5 | 74.5 | 74.5 | 74.5 | 74.5 | 74.5 | 74.5 | 74.5 | 74.5 | 74.5 | 74.5 | 74.5 | 74.5 | 74.5 | 74.5 | 74.5 | 74.5 | 74.5 | 74.5 | 74.5 | 74.5 | 74.5 | 74.5 | 74.5 | 74.5 | 74.5 | 74.5 | 74.5 | 74.5 | 74.5 | 74.5 | 74.5 | 74.5 | 74.5 | 74.5 | 74.5 | 74.5 | 74.5 | 74.5 | 74.5 | 74.5 | 74.5 | 74.5 | 74.5 | 74.5 | 74.5 | 74.5 | 74.5 | 74.5 | 74.5 | 74.5 | 74.5 | 74.5 | 74.5 | 74.5 | 74.5 | 74.5 | 74.5 | 74.5 | 74.5 | 74.5 | 74.5 | 74.5 | 74.5 | 74.5 | 74.5 | 74.5 | 74.5 | 74.5 | 74.5 | 74.5 | 74.5 | 74.5 | 74.5 | 74.5 | 74.5 | 74.5 | 74.5 | 74.5 | 74.5 | 74.5 | 74.5 | 74.5 | 74.5 | 74.5 | 74.5 | 74.5 | 74.5 | 74.5 | 74.5 | 74.5 | 74.5 | 74.5 | 74.5 | 74.5 | 74.5 | 74.5 | 74.5 | 74.5 | 74.5 | 74.5 | 74.5 | 74.5 | 74.5 | 74.5
2024 | 31574.7412 | 1290 | 1822 | 852 | 102 | 1246 | 469 | 1155 | 68.6 | 0 | 0 | 1244 | 926 |  | 487 | 487 | 1249 | 1237 | 1290 | 1209 | 1200 | 0 | 1292 | 1257 | 1257 | 1257 | 837 | 844 | 981 | 840 | 1720 | 75 | 75 | 315 | 496 | 641 | 32 | 215 | 4 | 4 | 4 | 3 | 10.2363 | 3.7437 | 37.3766 | 38.7996 | 38.7028 | 41.422 | 39.7681 | 34.7841 | 38.8965 | 39.2913 | 39.5446 | 38.1962 | 38.673 | 37.9354 | 36.1399 | 35.6185 | 40.312 | 37.2426 | 37.548 | 49.9597 | 36.0506 | 41.9435 | 36.7062 | 33.6069 | 36.207 | 43.1504 | 31.1485 | 38.3154 | 38.9113 | 34.7989 | 36.9371 | 36.0804 | 38.0546 | 37.0339 | 37.8311 | 39.7756 | 37.8907 | 36.6838 | 38.2111 | 39.5521 | 38.9113 | 35.827 | 41.0123 | 40.8484 | 30.7387 | 33.3313 | 24.2125 | 32.6161 | 33.0035 | 35.1715 | 28.4143 | 36.8179 | 28.1014 | 21.9254 | 29.7032 | 40.3194 | 34.2849 | 37.697 | 34.2402 | 23.8698 | 28.5782 | 32.3852 | 21.8061 | 38.3601 | 38.2111 | 39.5819 | 31.29 | 36.4528 | 25.8739 | 37.4139 | 39.4552 | 32.0722 | 35.6035 | 29.3083 | 38.673 | 37.1234 | 40.9154 | 33.7038 | 32.4894 | 31.9009 | 32.2734 | 38.3377 | 35.827 | 33.5324 | 35.2311 | 38.0695 | 43.1504 | 30.396 | 0 | 0 | 0 | 0 | 0 | 0 | 0 | 0 | 0 | 0 | 0 | 0 | 0 | 0 | 0 | 0 | 0 | 0 | 0 | 0
2025 | 32059.4819 | 1290 | 1822 | 852 | 102 | 1246 | 469 | 1155 | 68.6 | 0 | 0 | 1244 | 926 |  | 487 | 487 | 1249 | 1237 | 1290 | 1209 | 1209 | 0 | 1300 | 1257 | 1257 | 1257 | 837 | 844 | 981 | 840 | 1720 | 0 | 75 | 315 | 496 | 641 | 32 | 215 | 0 | 0 | 0 | 3 | 10.2055 | 3.7325 | 37.2645 | 38.6832 | 38.5866 | 41.2977 | 39.6488 | 34.6797 | 38.7798 | 39.1734 | 39.426 | 38.0816 | 38.5569 | 37.8216 | 36.0315 | 35.5116 | 40.191 | 37.1308 | 37.4354 | 49.8098 | 35.9424 | 41.8177 | 36.596 | 33.5061 | 36.0984 | 43.0209 | 31.055 | 38.2004 | 38.7946 | 34.6946 | 36.8263 | 35.9721 | 37.9404 | 36.9228 | 37.7176 | 39.6562 | 37.777 | 36.5737 | 38.0964 | 39.4334 | 38.7946 | 35.7196 | 40.8892 | 40.7258 | 30.6465 | 33.2313 | 24.1399 | 32.5183 | 32.9045 | 35.0659 | 28.3291 | 36.7074 | 28.0171 | 21.8596 | 29.614 | 40.1984 | 34.182 | 37.5839 | 34.1375 | 23.7982 | 28.4925 | 32.288 | 21.7407 | 38.245 | 38.0964 | 39.4631 | 31.1961 | 36.3435 | 25.7962 | 37.3017 | 39.3368 | 31.976 | 35.4967 | 29.2204 | 38.5569 | 37.012 | 40.7927 | 33.6027 | 32.392 | 31.8052 | 32.1766 | 38.2227 | 35.7196 | 33.4319 | 35.1254 | 37.9553 | 43.0209 | 30.3048 | 20.2044 | 33.4579 | 23.0503 | 34.121 | 35.462 | 22.1638 | 32.1393 | 17.9172 | 31.3198 | 34.1359 | 32.5714 | 28.9954 | 32.2212 | 28.6825 | 25.859 | 20.8972 | 19.5488 | 30.2992 | 29.4499 | 31.5209
2026 | 32063.5413 | 1290 | 1822 | 852 | 102 | 1246 | 469 | 1155 | 68.6 | 0 | 0 | 1259 | 926 |  | 487 | 487 | 1249 | 1237 | 1290 | 1209 | 1209 | 0 | 1300 | 1257 | 1257 | 1257 | 837 | 844 | 981 | 840 | 1720 | 0 | 75 | 315 | 496 | 641 | 32 | 215 | 0 | 0 | 0 | 3 | 10.1749 | 3.7213 | 37.1527 | 38.5672 | 38.4709 | 41.1738 | 39.5298 | 34.5757 | 38.6634 | 39.0559 | 39.3077 | 37.9673 | 38.4413 | 37.7081 | 35.9234 | 35.4051 | 40.0704 | 37.0194 | 37.323 | 49.6604 | 35.8346 | 41.6922 | 36.4862 | 33.4056 | 35.9901 | 42.8919 | 30.9618 | 38.0858 | 38.6782 | 34.5905 | 36.7158 | 35.8642 | 37.8266 | 36.8121 | 37.6045 | 39.5373 | 37.6637 | 36.464 | 37.9821 | 39.3151 | 38.6782 | 35.6124 | 40.7665 | 40.6036 | 30.5545 | 33.1316 | 24.0674 | 32.4207 | 32.8058 | 34.9607 | 28.2441 | 36.5973 | 27.933 | 21.794 | 29.5252 | 40.0778 | 34.0795 | 37.4712 | 34.0351 | 23.7268 | 28.407 | 32.1911 | 21.6755 | 38.1302 | 37.9821 | 39.3447 | 31.1025 | 36.2345 | 25.7188 | 37.1898 | 39.2188 | 31.8801 | 35.3902 | 29.1327 | 38.4413 | 36.9009 | 40.6703 | 33.5019 | 32.2948 | 31.7098 | 32.0801 | 38.108 | 35.6124 | 33.3316 | 35.02 | 37.8414 | 42.8919 | 30.2139 | 20.1438 | 33.3576 | 22.9811 | 34.0186 | 35.3556 | 22.0973 | 32.0429 | 17.8635 | 31.2258 | 34.0335 | 32.4737 | 28.9084 | 32.1246 | 28.5965 | 25.7814 | 20.8346 | 19.4902 | 30.2083 | 29.3615 | 31.4264
2027 | 32023.6334 | 1290 | 1822 | 852 | 102 | 1246 | 469 | 1155 | 68.6 | 0 | 0 | 1287 | 926 |  | 487 | 487 | 1267 | 1237 | 1290 | 1209 | 1209 | 0 | 1300 | 1257 | 1257 | 1257 | 837 | 844 | 981 | 840 | 1720 | 0 | 0 | 315 | 496 | 641 | 32 | 215 | 0 | 0 | 0 | 3 | 10.1444 | 3.7101 | 37.0413 | 38.4515 | 38.3555 | 41.0503 | 39.4113 | 34.4719 | 38.5474 | 38.9387 | 39.1898 | 37.8534 | 38.3259 | 37.595 | 35.8157 | 35.2988 | 39.9502 | 36.9084 | 37.2111 | 49.5114 | 35.7271 | 41.5671 | 36.3768 | 33.3054 | 35.8821 | 42.7632 | 30.869 | 37.9715 | 38.5622 | 34.4867 | 36.6057 | 35.7566 | 37.7131 | 36.7016 | 37.4916 | 39.4186 | 37.5507 | 36.3546 | 37.8682 | 39.1971 | 38.5622 | 35.5056 | 40.6442 | 40.4818 | 30.4629 | 33.0322 | 23.9952 | 32.3234 | 32.7074 | 34.8559 | 28.1593 | 36.4875 | 27.8492 | 21.7286 | 29.4366 | 39.9576 | 33.9773 | 37.3587 | 33.933 | 23.6556 | 28.3218 | 32.0946 | 21.6105 | 38.0158 | 37.8682 | 39.2267 | 31.0092 | 36.1258 | 25.6417 | 37.0782 | 39.1012 | 31.7845 | 35.2841 | 29.0453 | 38.3259 | 36.7902 | 40.5483 | 33.4014 | 32.1979 | 31.6147 | 31.9838 | 37.9937 | 35.5056 | 33.2316 | 34.9149 | 37.7279 | 42.7632 | 30.1233 | 20.0834 | 33.2575 | 22.9122 | 33.9166 | 35.2495 | 22.031 | 31.9468 | 17.8099 | 31.1322 | 33.9314 | 32.3763 | 28.8217 | 32.0282 | 28.5107 | 25.704 | 20.7721 | 19.4317 | 30.1176 | 29.2734 | 31.3321
2028 | 31980.7583 | 1290 | 1822 | 852 | 102 | 1246 | 469 | 1155 | 68.6 | 0 | 0 | 1287 | 926 |  | 487 | 487 | 1267 | 1237 | 1290 | 1209 | 1209 | 0 | 1300 | 1257 | 1257 | 1257 | 837 | 844 | 981 | 840 | 1720 | 0 | 0 | 315 | 496 | 641 | 0 | 215 | 0 | 0 | 0 | 3 | 10.114 | 3.699 | 36.9301 | 38.3361 | 38.2404 | 40.9272 | 39.293 | 34.3685 | 38.4318 | 38.8219 | 39.0722 | 37.7399 | 38.211 | 37.4822 | 35.7082 | 35.1929 | 39.8304 | 36.7976 | 37.0994 | 49.3629 | 35.6199 | 41.4424 | 36.2677 | 33.2055 | 35.7745 | 42.6349 | 30.7763 | 37.8576 | 38.4465 | 34.3832 | 36.4958 | 35.6493 | 37.6 | 36.5915 | 37.3792 | 39.3004 | 37.4381 | 36.2456 | 37.7546 | 39.0796 | 38.4465 | 35.3991 | 40.5223 | 40.3604 | 30.3715 | 32.9331 | 23.9233 | 32.2265 | 32.6092 | 34.7513 | 28.0749 | 36.3781 | 27.7657 | 21.6634 | 29.3483 | 39.8377 | 33.8753 | 37.2467 | 33.8312 | 23.5846 | 28.2368 | 31.9983 | 21.5457 | 37.9018 | 37.7546 | 39.109 | 30.9162 | 36.0174 | 25.5648 | 36.9669 | 38.9839 | 31.6891 | 35.1782 | 28.9582 | 38.211 | 36.6799 | 40.4266 | 33.3012 | 32.1013 | 31.5198 | 31.8879 | 37.8797 | 35.3991 | 33.1319 | 34.8102 | 37.6147 | 42.6349 | 30.0329 | 20.0231 | 33.1577 | 22.8435 | 33.8148 | 35.1438 | 21.9649 | 31.8509 | 17.7565 | 31.0388 | 33.8296 | 32.2791 | 28.7352 | 31.9321 | 28.4251 | 25.6269 | 20.7097 | 19.3734 | 30.0273 | 29.1856 | 31.2381
2029 | 31754.9159 | 1290 | 1822 | 852 | 102 | 1246 | 469 | 1155 | 68.6 | 0 | 0 | 1287 | 926 |  | 487 | 487 | 1267 | 1237 | 1290 | 1209 | 1209 | 0 | 1300 | 1257 | 1257 | 1257 | 837 | 844 | 981 | 840 | 1720 | 0 | 0 | 315 | 496 | 641 | 0 | 0 | 0 | 0 | 0 | 3 | 10.0836 | 3.6879 | 36.8194 | 38.2211 | 38.1257 | 40.8044 | 39.1751 | 34.2654 | 38.3165 | 38.7055 | 38.955 | 37.6266 | 38.0963 | 37.3698 | 35.6011 | 35.0874 | 39.7109 | 36.6873 | 36.9881 | 49.2148 | 35.513 | 41.3181 | 36.1589 | 33.1059 | 35.6671 | 42.507 | 30.684 | 37.7441 | 38.3312 | 34.2801 | 36.3864 | 35.5424 | 37.4872 | 36.4818 | 37.267 | 39.1825 | 37.3257 | 36.1368 | 37.6413 | 38.9623 | 38.3312 | 35.2929 | 40.4007 | 40.2393 | 30.2804 | 32.8343 | 23.8515 | 32.1298 | 32.5114 | 34.647 | 27.9906 | 36.2689 | 27.6824 | 21.5984 | 29.2603 | 39.7182 | 33.7737 | 37.1349 | 33.7297 | 23.5139 | 28.1521 | 31.9023 | 21.481 | 37.7881 | 37.6413 | 38.9917 | 30.8235 | 35.9093 | 25.4881 | 36.856 | 38.8669 | 31.594 | 35.0727 | 28.8713 | 38.0963 | 36.5698 | 40.3053 | 33.2013 | 32.005 | 31.4252 | 31.7922 | 37.7661 | 35.2929 | 33.0325 | 34.7057 | 37.5019 | 42.507 | 29.9428 | 19.963 | 33.0583 | 22.7749 | 33.7134 | 35.0384 | 21.899 | 31.7554 | 17.7032 | 30.9457 | 33.7281 | 32.1823 | 28.649 | 31.8363 | 28.3399 | 25.55 | 20.6476 | 19.3153 | 29.9372 | 29.098 | 31.1444
2030 | 31741.1059 | 1290 | 1822 | 852 | 102 | 1246 | 469 | 1155 | 68.6 | 0 | 0 | 1287 | 926 |  | 487 | 487 | 1267 | 1237 | 1290 | 1209 | 1209 | 0 | 1300 | 1257 | 1257 | 1257 | 837 | 844 | 981 | 840 | 1720 | 0 | 0 | 315 | 496 | 641 | 0 | 0 | 0 | 0 | 0 |  | 10.0534 | 3.6769 | 36.7089 | 38.1064 | 38.0113 | 40.682 | 39.0576 | 34.1626 | 38.2015 | 38.5893 | 38.8381 | 37.5138 | 37.982 | 37.2577 | 35.4943 | 34.9821 | 39.5918 | 36.5772 | 36.8772 | 49.0671 | 35.4065 | 41.1942 | 36.0504 | 33.0065 | 35.5601 | 42.3795 | 30.592 | 37.6308 | 38.2162 | 34.1772 | 36.2772 | 35.4358 | 37.3747 | 36.3723 | 37.1552 | 39.0649 | 37.2138 | 36.0284 | 37.5284 | 38.8454 | 38.2162 | 35.187 | 40.2795 | 40.1186 | 30.1895 | 32.7358 | 23.7799 | 32.0334 | 32.4139 | 34.5431 | 27.9067 | 36.1601 | 27.5994 | 21.5336 | 29.1725 | 39.5991 | 33.6724 | 37.0235 | 33.6285 | 23.4434 | 28.0676 | 31.8066 | 21.4166 | 37.6747 | 37.5284 | 38.8747 | 30.731 | 35.8016 | 25.4116 | 36.7455 | 38.7503 | 31.4993 | 34.9675 | 28.7847 | 37.982 | 36.4601 | 40.1844 | 33.1017 | 31.909 | 31.331 | 31.6968 | 37.6528 | 35.187 | 32.9334 | 34.6016 | 37.3894 | 42.3795 | 29.853 | 19.9031 | 32.9591 | 22.7066 | 33.6122 | 34.9333 | 21.8333 | 31.6601 | 17.6501 | 30.8528 | 33.6269 | 32.0858 | 28.5631 | 31.7408 | 28.2548 | 25.4734 | 20.5857 | 19.2573 | 29.8474 | 29.0107 | 31.051
2031 | 31730.3284 | 1290 | 1822 | 852 | 102 | 1246 | 469 | 1155 | 68.6 | 0 | 0 | 1287 | 926 |  | 487 | 487 | 1267 | 1237 | 1290 | 1209 | 1209 | 0 | 1300 | 1257 | 1257 | 1257 | 837 | 844 | 981 | 840 | 1720 | 0 | 0 | 315 | 496 | 641 | 0 | 0 | 0 | 0 | 0 | 0 | 10.0232 | 3.6658 | 36.5988 | 37.9921 | 37.8973 | 40.5599 | 38.9404 | 34.0601 | 38.0869 | 38.4736 | 38.7216 | 37.4012 | 37.8681 | 37.1459 | 35.3878 | 34.8772 | 39.473 | 36.4675 | 36.7666 | 48.9199 | 35.3003 | 41.0706 | 35.9422 | 32.9075 | 35.4535 | 42.2524 | 30.5002 | 37.5179 | 38.1015 | 34.0747 | 36.1684 | 35.3294 | 37.2626 | 36.2632 | 37.0438 | 38.9477 | 37.1021 | 35.9203 | 37.4158 | 38.7289 | 38.1015 | 35.0814 | 40.1587 | 39.9982 | 30.099 | 32.6376 | 23.7086 | 31.9373 | 32.3166 | 34.4395 | 27.8229 | 36.0516 | 27.5166 | 21.469 | 29.085 | 39.4803 | 33.5714 | 36.9125 | 33.5276 | 23.373 | 27.9834 | 31.7112 | 21.3523 | 37.5617 | 37.4158 | 38.7581 | 30.6388 | 35.6942 | 25.3354 | 36.6352 | 38.6341 | 31.4048 | 34.8626 | 28.6983 | 37.8681 | 36.3507 | 40.0639 | 33.0024 | 31.8133 | 31.237 | 31.6017 | 37.5398 | 35.0814 | 32.8346 | 34.4978 | 37.2772 | 42.2524 | 29.7634 | 19.8434 | 32.8602 | 22.6385 | 33.5114 | 34.8285 | 21.7678 | 31.5651 | 17.5971 | 30.7603 | 33.526 | 31.9895 | 28.4774 | 31.6456 | 28.1701 | 25.397 | 20.5239 | 19.1996 | 29.7578 | 28.9237 | 30.9578
2032 | 31719.5832 | 1290 | 1822 | 852 | 102 | 1246 | 469 | 1155 | 68.6 | 0 | 0 | 1287 | 926 |  | 487 | 487 | 1267 | 1237 | 1290 | 1209 | 1209 | 0 | 1300 | 1257 | 1257 | 1257 | 837 | 844 | 981 | 840 | 1720 | 0 | 0 | 315 | 496 | 641 | 0 | 0 | 0 | 0 | 0 | 0 | 9.9932 | 3.6548 | 36.489 | 37.8781 | 37.7836 | 40.4382 | 38.8236 | 33.9579 | 37.9727 | 38.3582 | 38.6054 | 37.289 | 37.7545 | 37.0345 | 35.2816 | 34.7725 | 39.3546 | 36.3581 | 36.6563 | 48.7732 | 35.1944 | 40.9474 | 35.8344 | 32.8088 | 35.3471 | 42.1256 | 30.4087 | 37.4054 | 37.9872 | 33.9725 | 36.0599 | 35.2235 | 37.1508 | 36.1544 | 36.9326 | 38.8309 | 36.9908 | 35.8126 | 37.3036 | 38.6127 | 37.9872 | 34.9762 | 40.0382 | 39.8782 | 30.0087 | 32.5397 | 23.6375 | 31.8415 | 32.2197 | 34.3361 | 27.7395 | 35.9435 | 27.434 | 21.4046 | 28.9977 | 39.3618 | 33.4707 | 36.8017 | 33.427 | 23.3029 | 27.8995 | 31.616 | 21.2883 | 37.449 | 37.3036 | 38.6418 | 30.5469 | 35.5871 | 25.2594 | 36.5253 | 38.5182 | 31.3105 | 34.758 | 28.6122 | 37.7545 | 36.2417 | 39.9437 | 32.9034 | 31.7178 | 31.1433 | 31.5069 | 37.4272 | 34.9762 | 32.7361 | 34.3943 | 37.1654 | 42.1256 | 29.6741 | 19.7839 | 32.7616 | 22.5706 | 33.4109 | 34.724 | 21.7025 | 31.4704 | 17.5444 | 30.668 | 33.4255 | 31.8935 | 28.3919 | 31.5507 | 28.0856 | 25.3208 | 20.4623 | 19.142 | 29.6686 | 28.8369 | 30.8649
2033 | 31708.8703 | 1290 | 1822 | 852 | 102 | 1246 | 469 | 1155 | 68.6 | 0 | 0 | 1287 | 926 |  | 487 | 487 | 1267 | 1237 | 1290 | 1209 | 1209 | 0 | 1300 | 1257 | 1257 | 1257 | 837 | 844 | 981 | 840 | 1720 | 0 | 0 | 315 | 496 | 641 | 0 | 0 | 0 | 0 | 0 | 0 | 9.9632 | 3.6439 | 36.3795 | 37.7645 | 37.6702 | 40.3169 | 38.7072 | 33.8561 | 37.8588 | 38.2431 | 38.4896 | 37.1771 | 37.6412 | 36.9233 | 35.1758 | 34.6682 | 39.2365 | 36.249 | 36.5463 | 48.6269 | 35.0888 | 40.8245 | 35.7269 | 32.7104 | 35.2411 | 41.9992 | 30.3175 | 37.2932 | 37.8733 | 33.8706 | 35.9517 | 35.1178 | 37.0394 | 36.0459 | 36.8218 | 38.7144 | 36.8798 | 35.7051 | 37.1916 | 38.4969 | 37.8733 | 34.8712 | 39.9181 | 39.7586 | 29.9186 | 32.4421 | 23.5666 | 31.746 | 32.123 | 34.2331 | 27.6563 | 35.8357 | 27.3517 | 21.3404 | 28.9107 | 39.2437 | 33.3702 | 36.6913 | 33.3267 | 23.233 | 27.8158 | 31.5212 | 21.2244 | 37.3367 | 37.1916 | 38.5259 | 30.4552 | 35.4804 | 25.1836 | 36.4158 | 38.4026 | 31.2166 | 34.6537 | 28.5264 | 37.6412 | 36.133 | 39.8238 | 32.8046 | 31.6227 | 31.0498 | 31.4124 | 37.3149 | 34.8712 | 32.6379 | 34.2911 | 37.0539 | 41.9992 | 29.5851 | 19.7246 | 32.6633 | 22.5029 | 33.3106 | 34.6198 | 21.6374 | 31.376 | 17.4917 | 30.576 | 33.3252 | 31.7978 | 28.3068 | 31.456 | 28.0013 | 25.2448 | 20.401 | 19.0845 | 29.5796 | 28.7504 | 30.7723
2034 | 31698.1895 | 1290 | 1822 | 852 | 102 | 1246 | 469 | 1155 | 68.6 | 0 | 0 | 1287 | 926 |  | 487 | 487 | 1267 | 1237 | 1290 | 1209 | 1209 | 0 | 1300 | 1257 | 1257 | 1257 | 837 | 844 | 981 | 840 | 1720 | 0 | 0 | 315 | 496 | 641 | 0 | 0 | 0 | 0 | 0 | 0 | 9.9333 | 3.6329 | 36.2704 | 37.6512 | 37.5572 | 40.196 | 38.591 | 33.7545 | 37.7452 | 38.1283 | 38.3742 | 37.0656 | 37.5283 | 36.8126 | 35.0703 | 34.5642 | 39.1188 | 36.1402 | 36.4366 | 48.481 | 34.9835 | 40.702 | 35.6197 | 32.6122 | 35.1353 | 41.8732 | 30.2265 | 37.1813 | 37.7596 | 33.769 | 35.8438 | 35.0124 | 36.9283 | 35.9378 | 36.7114 | 38.5983 | 36.7692 | 35.598 | 37.0801 | 38.3814 | 37.7596 | 34.7666 | 39.7984 | 39.6393 | 29.8289 | 32.3448 | 23.4959 | 31.6507 | 32.0267 | 34.1304 | 27.5733 | 35.7282 | 27.2696 | 21.2764 | 28.824 | 39.126 | 33.2701 | 36.5812 | 33.2268 | 23.1633 | 27.7323 | 31.4266 | 21.1607 | 37.2247 | 37.0801 | 38.4103 | 30.3639 | 35.3739 | 25.108 | 36.3065 | 38.2874 | 31.123 | 34.5497 | 28.4408 | 37.5283 | 36.0246 | 39.7044 | 32.7062 | 31.5278 | 30.9567 | 31.3182 | 37.203 | 34.7666 | 32.5399 | 34.1883 | 36.9427 | 41.8732 | 29.4963 | 19.6654 | 32.5654 | 22.4354 | 33.2107 | 34.5159 | 21.5725 | 31.2819 | 17.4392 | 30.4842 | 33.2252 | 31.7025 | 28.2219 | 31.3616 | 27.9173 | 25.1691 | 20.3397 | 19.0273 | 29.4908 | 28.6642 | 30.68
2035 | 31687.5407 | 1290 | 1822 | 852 | 102 | 1246 | 469 | 1155 | 68.6 | 0 | 0 | 1287 | 926 |  | 487 | 487 | 1267 | 1237 | 1290 | 1209 | 1209 | 0 | 1300 | 1257 | 1257 | 1257 | 837 | 844 | 981 | 840 | 1720 | 0 | 0 | 315 | 496 | 641 | 0 | 0 | 0 | 0 | 0 | 0 | 9.9035 | 3.622 | 36.1616 | 37.5382 | 37.4445 | 40.0754 | 38.4753 | 33.6532 | 37.6319 | 38.014 | 38.259 | 36.9544 | 37.4157 | 36.7021 | 34.9651 | 34.4605 | 39.0014 | 36.0318 | 36.3273 | 48.3355 | 34.8786 | 40.5799 | 35.5129 | 32.5144 | 35.0299 | 41.7476 | 30.1358 | 37.0697 | 37.6464 | 33.6677 | 35.7363 | 34.9074 | 36.8175 | 35.83 | 36.6012 | 38.4825 | 36.6589 | 35.4912 | 36.9688 | 38.2662 | 37.6464 | 34.6623 | 39.679 | 39.5204 | 29.7394 | 32.2477 | 23.4254 | 31.5558 | 31.9306 | 34.028 | 27.4906 | 35.621 | 27.1878 | 21.2126 | 28.7375 | 39.0086 | 33.1703 | 36.4715 | 33.1271 | 23.0938 | 27.6491 | 31.3323 | 21.0972 | 37.113 | 36.9688 | 38.2951 | 30.2728 | 35.2678 | 25.0327 | 36.1976 | 38.1725 | 31.0296 | 34.4461 | 28.3555 | 37.4157 | 35.9165 | 39.5853 | 32.6081 | 31.4332 | 30.8638 | 31.2242 | 37.0914 | 34.6623 | 32.4423 | 34.0857 | 36.8319 | 41.7476 | 29.4078 | 19.6064 | 32.4677 | 22.3681 | 33.1111 | 34.4124 | 21.5077 | 31.188 | 17.3869 | 30.3928 | 33.1255 | 31.6073 | 28.1372 | 31.2676 | 27.8335 | 25.0936 | 20.2787 | 18.9702 | 29.4023 | 28.5782 | 30.588
2036 | 31676.9239 | 1290 | 1822 | 852 | 102 | 1246 | 469 | 1155 | 68.6 | 0 | 0 | 1287 | 926 |  | 487 | 487 | 1267 | 1237 | 1290 | 1209 | 1209 | 0 | 1300 | 1257 | 1257 | 1257 | 837 | 844 | 981 | 840 | 1720 | 0 | 0 | 315 | 496 | 641 | 0 | 0 | 0 | 0 | 0 | 0 | 9.8738 | 3.6112 | 36.0531 | 37.4256 | 37.3322 | 39.9552 | 38.3598 | 33.5523 | 37.5191 | 37.8999 | 38.1443 | 36.8436 | 37.3035 | 36.592 | 34.8602 | 34.3571 | 38.8844 | 35.9237 | 36.2184 | 48.1905 | 34.7739 | 40.4582 | 35.4063 | 32.4169 | 34.9248 | 41.6224 | 30.0454 | 36.9585 | 37.5334 | 33.5667 | 35.6291 | 34.8027 | 36.707 | 35.7225 | 36.4914 | 38.367 | 36.5489 | 35.3848 | 36.8579 | 38.1514 | 37.5334 | 34.5583 | 39.5599 | 39.4018 | 29.6502 | 32.151 | 23.3551 | 31.4611 | 31.8348 | 33.926 | 27.4081 | 35.5141 | 27.1063 | 21.1489 | 28.6513 | 38.8916 | 33.0708 | 36.3621 | 33.0277 | 23.0245 | 27.5662 | 31.2383 | 21.034 | 37.0016 | 36.8579 | 38.1802 | 30.182 | 35.162 | 24.9576 | 36.089 | 38.058 | 30.9365 | 34.3428 | 28.2704 | 37.3035 | 35.8087 | 39.4665 | 32.5103 | 31.3389 | 30.7712 | 31.1305 | 36.9801 | 34.5583 | 32.345 | 33.9835 | 36.7214 | 41.6224 | 29.3196 | 19.5476 | 32.3703 | 22.3009 | 33.0117 | 34.3092 | 21.4432 | 31.0945 | 17.3348 | 30.3016 | 33.0262 | 31.5125 | 28.0528 | 31.1738 | 27.75 | 25.0183 | 20.2179 | 18.9133 | 29.3141 | 28.4925 | 30.4962
2037 | 31666.3389 | 1290 | 1822 | 852 | 102 | 1246 | 469 | 1155 | 68.6 | 0 | 0 | 1287 | 926 |  | 487 | 487 | 1267 | 1237 | 1290 | 1209 | 1209 | 0 | 1300 | 1257 | 1257 | 1257 | 837 | 844 | 981 | 840 | 1720 | 0 | 0 | 315 | 496 | 641 | 0 | 0 | 0 | 0 | 0 | 0 | 9.8442 | 3.6003 | 35.9449 | 37.3134 | 37.2202 | 39.8353 | 38.2448 | 33.4516 | 37.4065 | 37.7862 | 38.0298 | 36.733 | 37.1916 | 36.4823 | 34.7556 | 34.2541 | 38.7678 | 35.8159 | 36.1097 | 48.046 | 34.6696 | 40.3368 | 35.3001 | 32.3196 | 34.8201 | 41.4975 | 29.9553 | 36.8477 | 37.4208 | 33.466 | 35.5222 | 34.6983 | 36.5969 | 35.6153 | 36.382 | 38.2519 | 36.4393 | 35.2786 | 36.7474 | 38.037 | 37.4208 | 34.4547 | 39.4412 | 39.2836 | 29.5612 | 32.0545 | 23.285 | 31.3667 | 31.7393 | 33.8242 | 27.3259 | 35.4076 | 27.025 | 21.0855 | 28.5654 | 38.7749 | 32.9716 | 36.253 | 32.9286 | 22.9555 | 27.4835 | 31.1446 | 20.9709 | 36.8906 | 36.7474 | 38.0656 | 30.0914 | 35.0565 | 24.8827 | 35.9807 | 37.9438 | 30.8437 | 34.2397 | 28.1856 | 37.1916 | 35.7013 | 39.3481 | 32.4128 | 31.2449 | 30.6789 | 31.0371 | 36.8691 | 34.4547 | 32.248 | 33.8815 | 36.6112 | 41.4975 | 29.2317 | 19.4889 | 32.2731 | 22.234 | 32.9127 | 34.2062 | 21.3789 | 31.0012 | 17.2828 | 30.2107 | 32.9271 | 31.418 | 27.9686 | 31.0802 | 27.6668 | 24.9432 | 20.1572 | 18.8565 | 29.2262 | 28.407 | 30.4047
2038 | 31655.7857 | 1290 | 1822 | 852 | 102 | 1246 | 469 | 1155 | 68.6 | 0 | 0 | 1287 | 926 |  | 487 | 487 | 1267 | 1237 | 1290 | 1209 | 1209 | 0 | 1300 | 1257 | 1257 | 1257 | 837 | 844 | 981 | 840 | 1720 | 0 | 0 | 315 | 496 | 641 | 0 | 0 | 0 | 0 | 0 | 0 | 9.8146 | 3.5895 | 35.8371 | 37.2014 | 37.1086 | 39.7158 | 38.13 | 33.3513 | 37.2943 | 37.6729 | 37.9157 | 36.6228 | 37.08 | 36.3728 | 34.6513 | 34.1513 | 38.6515 | 35.7085 | 36.0014 | 47.9018 | 34.5656 | 40.2158 | 35.1942 | 32.2227 | 34.7156 | 41.373 | 29.8654 | 36.7371 | 37.3086 | 33.3656 | 35.4156 | 34.5942 | 36.4871 | 35.5085 | 36.2728 | 38.1372 | 36.33 | 35.1728 | 36.6371 | 37.9229 | 37.3086 | 34.3513 | 39.3229 | 39.1658 | 29.4725 | 31.9584 | 23.2152 | 31.2726 | 31.6441 | 33.7227 | 27.2439 | 35.3013 | 26.9439 | 21.0222 | 28.4797 | 38.6586 | 32.8727 | 36.1442 | 32.8298 | 22.8866 | 27.401 | 31.0512 | 20.9079 | 36.78 | 36.6371 | 37.9514 | 30.0011 | 34.9513 | 24.8081 | 35.8728 | 37.83 | 30.7512 | 34.137 | 28.1011 | 37.08 | 35.5942 | 39.2301 | 32.3155 | 31.1512 | 30.5869 | 30.944 | 36.7585 | 34.3513 | 32.1512 | 33.7799 | 36.5014 | 41.373 | 29.144 | 19.4305 | 32.1763 | 22.1673 | 32.814 | 34.1036 | 21.3148 | 30.9082 | 17.2309 | 30.1201 | 32.8283 | 31.3237 | 27.8847 | 30.987 | 27.5838 | 24.8684 | 20.0968 | 18.8 | 29.1385 | 28.3218 | 30.3135
2039 | 31645.2641 | 1290 | 1822 | 852 | 102 | 1246 | 469 | 1155 | 68.6 | 0 | 0 | 1287 | 926 |  | 487 | 487 | 1267 | 1237 | 1290 | 1209 | 1209 | 0 | 1300 | 1257 | 1257 | 1257 | 837 | 844 | 981 | 840 | 1720 | 0 | 0 | 315 | 496 | 641 | 0 | 0 | 0 | 0 | 0 | 0 | 9.7852 | 3.5788 | 35.7296 | 37.0898 | 36.9972 | 39.5966 | 38.0156 | 33.2512 | 37.1824 | 37.5598 | 37.802 | 36.513 | 36.9687 | 36.2637 | 34.5474 | 34.0488 | 38.5355 | 35.6014 | 35.8934 | 47.7581 | 34.4619 | 40.0952 | 35.0886 | 32.126 | 34.6115 | 41.2489 | 29.7758 | 36.6269 | 37.1966 | 33.2655 | 35.3094 | 34.4904 | 36.3776 | 35.402 | 36.164 | 38.0228 | 36.221 | 35.0672 | 36.5272 | 37.8091 | 37.1966 | 34.2483 | 39.205 | 39.0483 | 29.3841 | 31.8625 | 23.1455 | 31.1788 | 31.5491 | 33.6215 | 27.1622 | 35.1954 | 26.8631 | 20.9592 | 28.3942 | 38.5426 | 32.7741 | 36.0358 | 32.7313 | 22.8179 | 27.3188 | 30.958 | 20.8452 | 36.6696 | 36.5272 | 37.8376 | 29.9111 | 34.8465 | 24.7337 | 35.7652 | 37.7165 | 30.6589 | 34.0346 | 28.0168 | 36.9687 | 35.4874 | 39.1124 | 32.2186 | 31.0577 | 30.4951 | 30.8512 | 36.6483 | 34.2483 | 32.0548 | 33.6785 | 36.3919 | 41.2489 | 29.0565 | 19.3722 | 32.0798 | 22.1008 | 32.7155 | 34.0013 | 21.2508 | 30.8155 | 17.1792 | 30.0297 | 32.7298 | 31.2298 | 27.8011 | 30.894 | 27.501 | 24.7938 | 20.0365 | 18.7436 | 29.0511 | 28.2368 | 30.2226
2040 | 31634.7741 | 1290 | 1822 | 852 | 102 | 1246 | 469 | 1155 | 68.6 | 0 | 0 | 1287 | 926 |  | 487 | 487 | 1267 | 1237 | 1290 | 1209 | 1209 | 0 | 1300 | 1257 | 1257 | 1257 | 837 | 844 | 981 | 840 | 1720 | 0 | 0 | 315 | 496 | 641 | 0 | 0 | 0 | 0 | 0 | 0 | 9.7558 | 3.568 | 35.6224 | 36.9785 | 36.8862 | 39.4779 | 37.9016 | 33.1515 | 37.0708 | 37.4472 | 37.6886 | 36.4034 | 36.8578 | 36.1549 | 34.4437 | 33.9467 | 38.4199 | 35.4946 | 35.7857 | 47.6148 | 34.3585 | 39.9749 | 34.9833 | 32.0296 | 34.5076 | 41.1251 | 29.6865 | 36.517 | 37.085 | 33.1657 | 35.2035 | 34.3869 | 36.2685 | 35.2958 | 36.0555 | 37.9087 | 36.1123 | 34.962 | 36.4176 | 37.6957 | 37.085 | 34.1455 | 39.0873 | 38.9311 | 29.296 | 31.7669 | 23.0761 | 31.0853 | 31.4545 | 33.5207 | 27.0807 | 35.0899 | 26.7825 | 20.8963 | 28.309 | 38.427 | 32.6757 | 35.9277 | 32.6331 | 22.7495 | 27.2369 | 30.8652 | 20.7827 | 36.5596 | 36.4176 | 37.7241 | 29.8214 | 34.7419 | 24.6595 | 35.6579 | 37.6034 | 30.5669 | 33.9325 | 27.9327 | 36.8578 | 35.381 | 38.995 | 32.1219 | 30.9646 | 30.4036 | 30.7586 | 36.5383 | 34.1455 | 31.9586 | 33.5775 | 36.2827 | 41.1251 | 28.9694 | 19.314 | 31.9836 | 22.0345 | 32.6174 | 33.8993 | 21.1871 | 30.723 | 17.1277 | 29.9396 | 32.6316 | 31.1361 | 27.7177 | 30.8014 | 27.4185 | 24.7194 | 19.9764 | 18.6873 | 28.964 | 28.1521 | 30.1319
2041 | 31624.3156 | 1290 | 1822 | 852 | 102 | 1246 | 469 | 1155 | 68.6 | 0 | 0 | 1287 | 926 |  | 487 | 487 | 1267 | 1237 | 1290 | 1209 | 1209 | 0 | 1300 | 1257 | 1257 | 1257 | 837 | 844 | 981 | 840 | 1720 | 0 | 0 | 315 | 496 | 641 | 0 | 0 | 0 | 0 | 0 | 0 | 9.7266 | 3.5573 | 35.5155 | 36.8676 | 36.7756 | 39.3594 | 37.7879 | 33.052 | 36.9596 | 37.3348 | 37.5755 | 36.2942 | 36.7473 | 36.0464 | 34.3404 | 33.8449 | 38.3046 | 35.3881 | 35.6783 | 47.472 | 34.2554 | 39.855 | 34.8784 | 31.9335 | 34.4041 | 41.0018 | 29.5974 | 36.4075 | 36.9738 | 33.0662 | 35.0978 | 34.2838 | 36.1597 | 35.1899 | 35.9473 | 37.795 | 36.004 | 34.8572 | 36.3084 | 37.5826 | 36.9738 | 34.0431 | 38.9701 | 38.8143 | 29.2081 | 31.6716 | 23.0069 | 30.992 | 31.3601 | 33.4201 | 26.9994 | 34.9846 | 26.7021 | 20.8336 | 28.2241 | 38.3117 | 32.5777 | 35.8199 | 32.5352 | 22.6812 | 27.1552 | 30.7726 | 20.7203 | 36.4499 | 36.3084 | 37.6109 | 29.7319 | 34.6377 | 24.5855 | 35.5509 | 37.4906 | 30.4752 | 33.8307 | 27.8489 | 36.7473 | 35.2748 | 38.8781 | 32.0255 | 30.8717 | 30.3124 | 30.6664 | 36.4287 | 34.0431 | 31.8627 | 33.4767 | 36.1739 | 41.0018 | 28.8825 | 19.2561 | 31.8876 | 21.9684 | 32.5195 | 33.7976 | 21.1235 | 30.6308 | 17.0763 | 29.8498 | 32.5337 | 31.0427 | 27.6345 | 30.7089 | 27.3363 | 24.6453 | 19.9164 | 18.6313 | 28.8771 | 28.0676 | 30.0415
2042 | 31613.8885 | 1290 | 1822 | 852 | 102 | 1246 | 469 | 1155 | 68.6 | 0 | 0 | 1287 | 926 |  | 487 | 487 | 1267 | 1237 | 1290 | 1209 | 1209 | 0 | 1300 | 1257 | 1257 | 1257 | 837 | 844 | 981 | 840 | 1720 | 0 | 0 | 315 | 496 | 641 | 0 | 0 | 0 | 0 | 0 | 0 | 9.6974 | 3.5466 | 35.409 | 36.757 | 36.6653 | 39.2413 | 37.6745 | 32.9529 | 36.8488 | 37.2228 | 37.4628 | 36.1853 | 36.637 | 35.9383 | 34.2374 | 33.7433 | 38.1897 | 35.2819 | 35.5713 | 47.3296 | 34.1527 | 39.7354 | 34.7738 | 31.8377 | 34.3009 | 40.8788 | 29.5086 | 36.2982 | 36.8629 | 32.967 | 34.9926 | 34.1809 | 36.0512 | 35.0843 | 35.8395 | 37.6816 | 35.896 | 34.7526 | 36.1994 | 37.4698 | 36.8629 | 33.9409 | 38.8532 | 38.6979 | 29.1205 | 31.5766 | 22.9378 | 30.899 | 31.266 | 33.3199 | 26.9184 | 34.8796 | 26.622 | 20.7711 | 28.1394 | 38.1968 | 32.48 | 35.7124 | 32.4376 | 22.6132 | 27.0737 | 30.6802 | 20.6582 | 36.3406 | 36.1994 | 37.4981 | 29.6427 | 34.5338 | 24.5117 | 35.4443 | 37.3781 | 30.3838 | 33.7292 | 27.7654 | 36.637 | 35.169 | 38.7614 | 31.9295 | 30.779 | 30.2215 | 30.5744 | 36.3194 | 33.9409 | 31.7671 | 33.3763 | 36.0653 | 40.8788 | 28.7958 | 19.1983 | 31.7919 | 21.9025 | 32.422 | 33.6962 | 21.0601 | 30.539 | 17.0251 | 29.7603 | 32.4361 | 30.9495 | 27.5516 | 30.6168 | 27.2543 | 24.5713 | 19.8567 | 18.5754 | 28.7904 | 27.9834 | 29.9514
2043 | 31603.4926 | 1290 | 1822 | 852 | 102 | 1246 | 469 | 1155 | 68.6 | 0 | 0 | 1287 | 926 |  | 487 | 487 | 1267 | 1237 | 1290 | 1209 | 1209 | 0 | 1300 | 1257 | 1257 | 1257 | 837 | 844 | 981 | 840 | 1720 | 0 | 0 | 315 | 496 | 641 | 0 | 0 | 0 | 0 | 0 | 0 | 9.6683 | 3.536 | 35.3027 | 36.6467 | 36.5553 | 39.1236 | 37.5615 | 32.854 | 36.7382 | 37.1111 | 37.3504 | 36.0768 | 36.5271 | 35.8305 | 34.1347 | 33.6421 | 38.0752 | 35.1761 | 35.4646 | 47.1876 | 34.0502 | 39.6162 | 34.6694 | 31.7422 | 34.198 | 40.7561 | 29.4201 | 36.1894 | 36.7523 | 32.8681 | 34.8876 | 34.0784 | 35.9431 | 34.9791 | 35.732 | 37.5685 | 35.7883 | 34.6483 | 36.0908 | 37.3574 | 36.7523 | 33.8391 | 38.7366 | 38.5818 | 29.0331 | 31.4819 | 22.869 | 30.8063 | 31.1722 | 33.2199 | 26.8377 | 34.775 | 26.5421 | 20.7088 | 28.055 | 38.0822 | 32.3825 | 35.6053 | 32.3403 | 22.5453 | 26.9925 | 30.5882 | 20.5962 | 36.2316 | 36.0908 | 37.3856 | 29.5538 | 34.4302 | 24.4382 | 35.3379 | 37.266 | 30.2927 | 33.628 | 27.6821 | 36.5271 | 35.0635 | 38.6451 | 31.8337 | 30.6867 | 30.1308 | 30.4827 | 36.2105 | 33.8391 | 31.6718 | 33.2762 | 35.9571 | 40.7561 | 28.7094 | 19.1407 | 31.6966 | 21.8368 | 32.3247 | 33.5951 | 20.9969 | 30.4473 | 16.974 | 29.671 | 32.3388 | 30.8567 | 27.4689 | 30.525 | 27.1725 | 24.4976 | 19.7971 | 18.5197 | 28.7041 | 27.8995 | 29.8615
2044 | 31593.1279 | 1290 | 1822 | 852 | 102 | 1246 | 469 | 1155 | 68.6 | 0 | 0 | 1287 | 926 |  | 487 | 487 | 1267 | 1237 | 1290 | 1209 | 1209 | 0 | 1300 | 1257 | 1257 | 1257 | 837 | 844 | 981 | 840 | 1720 | 0 | 0 | 315 | 496 | 641 | 0 | 0 | 0 | 0 | 0 | 0 | 9.6393 | 3.5254 | 35.1968 | 36.5368 | 36.4456 | 39.0063 | 37.4488 | 32.7554 | 36.628 | 36.9998 | 37.2383 | 35.9685 | 36.4175 | 35.723 | 34.0323 | 33.5412 | 37.9609 | 35.0705 | 35.3582 | 47.046 | 33.9481 | 39.4973 | 34.5654 | 31.647 | 34.0954 | 40.6339 | 29.3319 | 36.0808 | 36.642 | 32.7695 | 34.7829 | 33.9761 | 35.8352 | 34.8741 | 35.6248 | 37.4558 | 35.6809 | 34.5444 | 35.9826 | 37.2454 | 36.642 | 33.7376 | 38.6204 | 38.4661 | 28.946 | 31.3874 | 22.8004 | 30.7139 | 31.0787 | 33.1202 | 26.7572 | 34.6707 | 26.4625 | 20.6467 | 27.9709 | 37.968 | 32.2854 | 35.4985 | 32.2433 | 22.4777 | 26.9115 | 30.4964 | 20.5344 | 36.1229 | 35.9826 | 37.2734 | 29.4652 | 34.3269 | 24.3649 | 35.2319 | 37.1542 | 30.2018 | 33.5271 | 27.599 | 36.4175 | 34.9583 | 38.5292 | 31.7382 | 30.5947 | 30.0404 | 30.3912 | 36.1018 | 33.7376 | 31.5768 | 33.1764 | 35.8493 | 40.6339 | 28.6233 | 19.0833 | 31.6015 | 21.7713 | 32.2277 | 33.4943 | 20.934 | 30.356 | 16.9231 | 29.582 | 32.2418 | 30.7641 | 27.3865 | 30.4334 | 27.091 | 24.4241 | 19.7377 | 18.4641 | 28.6179 | 27.8158 | 29.772
2045 | 31582.7943 | 1290 | 1822 | 852 | 102 | 1246 | 469 | 1155 | 68.6 | 0 | 0 | 1287 | 926 |  | 487 | 487 | 1267 | 1237 | 1290 | 1209 | 1209 | 0 | 1300 | 1257 | 1257 | 1257 | 837 | 844 | 981 | 840 | 1720 | 0 | 0 | 315 | 496 | 641 | 0 | 0 | 0 | 0 | 0 | 0 | 9.6104 | 3.5148 | 35.0912 | 36.4272 | 36.3363 | 38.8892 | 37.3365 | 32.6572 | 36.5181 | 36.8888 | 37.1266 | 35.8606 | 36.3083 | 35.6158 | 33.9302 | 33.4405 | 37.8471 | 34.9653 | 35.2521 | 46.9049 | 33.8462 | 39.3788 | 34.4617 | 31.552 | 33.9931 | 40.512 | 29.2439 | 35.9725 | 36.5321 | 32.6712 | 34.6786 | 33.8742 | 35.7277 | 34.7695 | 35.5179 | 37.3435 | 35.5739 | 34.4408 | 35.8746 | 37.1336 | 36.5321 | 33.6364 | 38.5045 | 38.3507 | 28.8592 | 31.2932 | 22.732 | 30.6218 | 30.9855 | 33.0209 | 26.6769 | 34.5667 | 26.3831 | 20.5847 | 27.8869 | 37.8541 | 32.1885 | 35.392 | 32.1466 | 22.4103 | 26.8308 | 30.4049 | 20.4728 | 36.0145 | 35.8746 | 37.1616 | 29.3768 | 34.2239 | 24.2918 | 35.1262 | 37.0427 | 30.1112 | 33.4266 | 27.5162 | 36.3083 | 34.8534 | 38.4136 | 31.643 | 30.5029 | 29.9503 | 30.3 | 35.9935 | 33.6364 | 31.4821 | 33.0768 | 35.7417 | 40.512 | 28.5374 | 19.0261 | 31.5067 | 21.706 | 32.131 | 33.3938 | 20.8712 | 30.2649 | 16.8723 | 29.4932 | 32.1451 | 30.6718 | 27.3044 | 30.3421 | 27.0097 | 24.3508 | 19.6785 | 18.4087 | 28.5321 | 27.7323 | 29.6826
2046 | 31572.4918 | 1290 | 1822 | 852 | 102 | 1246 | 469 | 1155 | 68.6 | 0 | 0 | 1287 | 926 |  | 487 | 487 | 1267 | 1237 | 1290 | 1209 | 1209 | 0 | 1300 | 1257 | 1257 | 1257 | 837 | 844 | 981 | 840 | 1720 | 0 | 0 | 315 | 496 | 641 | 0 | 0 | 0 | 0 | 0 | 0 | 9.5815 | 3.5043 | 34.986 | 36.3179 | 36.2272 | 38.7726 | 37.2245 | 32.5592 | 36.4086 | 36.7782 | 37.0152 | 35.753 | 36.1994 | 35.509 | 33.8284 | 33.3402 | 37.7335 | 34.8604 | 35.1464 | 46.7642 | 33.7447 | 39.2607 | 34.3584 | 31.4574 | 33.8911 | 40.3904 | 29.1561 | 35.8646 | 36.4225 | 32.5731 | 34.5745 | 33.7726 | 35.6206 | 34.6652 | 35.4113 | 37.2314 | 35.4671 | 34.3374 | 35.767 | 37.0222 | 36.4225 | 33.5355 | 38.389 | 38.2356 | 28.7726 | 31.1994 | 22.6638 | 30.5299 | 30.8925 | 32.9218 | 26.5969 | 34.463 | 26.304 | 20.523 | 27.8033 | 37.7405 | 32.092 | 35.2858 | 32.0501 | 22.343 | 26.7503 | 30.3137 | 20.4114 | 35.9065 | 35.767 | 37.0501 | 29.2886 | 34.1213 | 24.2189 | 35.0208 | 36.9316 | 30.0208 | 33.3263 | 27.4337 | 36.1994 | 34.7489 | 38.2984 | 31.548 | 30.4114 | 29.8605 | 30.2091 | 35.8855 | 33.5355 | 31.3876 | 32.9776 | 35.6345 | 40.3904 | 28.4518 | 18.969 | 31.4121 | 21.6409 | 32.0347 | 33.2937 | 20.8085 | 30.1741 | 16.8217 | 29.4047 | 32.0486 | 30.5798 | 27.2225 | 30.2511 | 26.9287 | 24.2778 | 19.6195 | 18.3535 | 28.4465 | 27.6491 | 29.5936
2047 | 31562.2201 | 1290 | 1822 | 852 | 102 | 1246 | 469 | 1155 | 68.6 | 0 | 0 | 1287 | 926 |  | 487 | 487 | 1267 | 1237 | 1290 | 1209 | 1209 | 0 | 1300 | 1257 | 1257 | 1257 | 837 | 844 | 981 | 840 | 1720 | 0 | 0 | 315 | 496 | 641 | 0 | 0 | 0 | 0 | 0 | 0 | 9.5528 | 3.4938 | 34.881 | 36.2089 | 36.1186 | 38.6562 | 37.1128 | 32.4615 | 36.2993 | 36.6678 | 36.9042 | 35.6458 | 36.0908 | 35.4024 | 33.7269 | 33.2402 | 37.6203 | 34.7559 | 35.0409 | 46.6239 | 33.6435 | 39.1429 | 34.2553 | 31.363 | 33.7895 | 40.2692 | 29.0687 | 35.757 | 36.3132 | 32.4754 | 34.4708 | 33.6713 | 35.5137 | 34.5612 | 35.3051 | 37.1197 | 35.3607 | 34.2344 | 35.6597 | 36.9112 | 36.3132 | 33.4349 | 38.2739 | 38.1209 | 28.6863 | 31.1058 | 22.5958 | 30.4383 | 30.7999 | 32.823 | 26.5171 | 34.3596 | 26.2251 | 20.4614 | 27.7199 | 37.6273 | 31.9957 | 35.18 | 31.954 | 22.276 | 26.67 | 30.2228 | 20.3502 | 35.7987 | 35.6597 | 36.939 | 29.2008 | 34.0189 | 24.1463 | 34.9158 | 36.8208 | 29.9308 | 33.2263 | 27.3514 | 36.0908 | 34.6446 | 38.1835 | 31.4534 | 30.3201 | 29.7709 | 30.1185 | 35.7779 | 33.4349 | 31.2935 | 32.8787 | 35.5276 | 40.2692 | 28.3665 | 18.9121 | 31.3179 | 21.576 | 31.9386 | 33.1938 | 20.7461 | 30.0836 | 16.7712 | 29.3165 | 31.9525 | 30.4881 | 27.1408 | 30.1603 | 26.8479 | 24.205 | 19.5606 | 18.2984 | 28.3612 | 27.5662 | 29.5048
2048 | 31551.9792 | 1290 | 1822 | 852 | 102 | 1246 | 469 | 1155 | 68.6 | 0 | 0 | 1287 | 926 |  | 487 | 487 | 1267 | 1237 | 1290 | 1209 | 1209 | 0 | 1300 | 1257 | 1257 | 1257 | 837 | 844 | 981 | 840 | 1720 | 0 | 0 | 315 | 496 | 641 | 0 | 0 | 0 | 0 | 0 | 0 | 9.5241 | 3.4833 | 34.7764 | 36.1003 | 36.0102 | 38.5403 | 37.0014 | 32.3641 | 36.1904 | 36.5578 | 36.7935 | 35.5389 | 35.9825 | 35.2962 | 33.6257 | 33.1405 | 37.5075 | 34.6516 | 34.9358 | 46.484 | 33.5425 | 39.0255 | 34.1525 | 31.2689 | 33.6881 | 40.1484 | 28.9815 | 35.6498 | 36.2043 | 32.378 | 34.3674 | 33.5702 | 35.4071 | 34.4575 | 35.1992 | 37.0084 | 35.2547 | 34.1317 | 35.5527 | 36.8004 | 36.2043 | 33.3346 | 38.159 | 38.0065 | 28.6002 | 31.0124 | 22.528 | 30.347 | 30.7075 | 32.7246 | 26.4375 | 34.2565 | 26.1464 | 20.4 | 27.6367 | 37.5144 | 31.8997 | 35.0744 | 31.8581 | 22.2092 | 26.59 | 30.1321 | 20.2891 | 35.6913 | 35.5527 | 36.8281 | 29.1132 | 33.9168 | 24.0738 | 34.811 | 36.7103 | 29.841 | 33.1266 | 27.2693 | 35.9825 | 34.5407 | 38.0689 | 31.359 | 30.2292 | 29.6816 | 30.0281 | 35.6706 | 33.3346 | 31.1996 | 32.78 | 35.421 | 40.1484 | 28.2814 | 18.8554 | 31.224 | 21.5112 | 31.8427 | 33.0942 | 20.6839 | 29.9934 | 16.7209 | 29.2286 | 31.8566 | 30.3966 | 27.0594 | 30.0698 | 26.7674 | 24.1323 | 19.5019 | 18.2435 | 28.2761 | 27.4835 | 29.4163
2049 | 31541.7691 | 1290 | 1822 | 852 | 102 | 1246 | 469 | 1155 | 68.6 | 0 | 0 | 1287 | 926 |  | 487 | 487 | 1267 | 1237 | 1290 | 1209 | 1209 | 0 | 1300 | 1257 | 1257 | 1257 | 837 | 844 | 981 | 840 | 1720 | 0 | 0 | 315 | 496 | 641 | 0 | 0 | 0 | 0 | 0 | 0 | 9.4956 | 3.4728 | 34.672 | 35.992 | 35.9022 | 38.4247 | 36.8904 | 32.267 | 36.0819 | 36.4481 | 36.6831 | 35.4322 | 35.8745 | 35.1904 | 33.5248 | 33.0411 | 37.3949 | 34.5476 | 34.831 | 46.3446 | 33.4419 | 38.9084 | 34.0501 | 31.1751 | 33.587 | 40.028 | 28.8945 | 35.5428 | 36.0957 | 32.2809 | 34.2643 | 33.4695 | 35.3009 | 34.3541 | 35.0936 | 36.8973 | 35.1489 | 34.0293 | 35.4461 | 36.69 | 36.0957 | 33.2346 | 38.0446 | 37.8925 | 28.5144 | 30.9194 | 22.4605 | 30.256 | 30.6153 | 32.6264 | 26.3582 | 34.1537 | 26.068 | 20.3388 | 27.5538 | 37.4018 | 31.804 | 34.9692 | 31.7625 | 22.1426 | 26.5103 | 30.0417 | 20.2282 | 35.5843 | 35.4461 | 36.7177 | 29.0258 | 33.8151 | 24.0016 | 34.7066 | 36.6002 | 29.7515 | 33.0272 | 27.1875 | 35.8745 | 34.4371 | 37.9547 | 31.265 | 30.1385 | 29.5925 | 29.9381 | 35.5635 | 33.2346 | 31.106 | 32.6817 | 35.3147 | 40.028 | 28.1965 | 18.7988 | 31.1303 | 21.4467 | 31.7472 | 32.9949 | 20.6218 | 29.9034 | 16.6708 | 29.1409 | 31.7611 | 30.3054 | 26.9782 | 29.9796 | 26.6871 | 24.0599 | 19.4434 | 18.1888 | 28.1912 | 27.401 | 29.328
2050 | 31531.5896 | 1290 | 1822 | 852 | 102 | 1246 | 469 | 1155 | 68.6 | 0 | 0 | 1287 | 926 |  | 487 | 487 | 1267 | 1237 | 1290 | 1209 | 1209 | 0 | 1300 | 1257 | 1257 | 1257 | 837 | 844 | 981 | 840 | 1720 | 0 | 0 | 315 | 496 | 641 | 0 | 0 | 0 | 0 | 0 | 0 | 9.4671 | 3.4624 | 34.568 | 35.884 | 35.7945 | 38.3094 | 36.7798 | 32.1702 | 35.9736 | 36.3388 | 36.5731 | 35.3259 | 35.7669 | 35.0848 | 33.4242 | 32.9419 | 37.2827 | 34.444 | 34.7265 | 46.2055 | 33.3416 | 38.7917 | 33.9479 | 31.0816 | 33.4863 | 39.9079 | 28.8078 | 35.4362 | 35.9874 | 32.184 | 34.1615 | 33.3691 | 35.195 | 34.2511 | 34.9883 | 36.7867 | 35.0434 | 33.9272 | 35.3397 | 36.58 | 35.9874 | 33.1349 | 37.9304 | 37.7788 | 28.4289 | 30.8267 | 22.3931 | 30.1652 | 30.5235 | 32.5285 | 26.2791 | 34.0513 | 25.9897 | 20.2778 | 27.4711 | 37.2896 | 31.7086 | 34.8643 | 31.6673 | 22.0761 | 26.4307 | 29.9516 | 20.1675 | 35.4775 | 35.3397 | 36.6075 | 28.9387 | 33.7136 | 23.9296 | 34.6025 | 36.4904 | 29.6622 | 32.9282 | 27.106 | 35.7669 | 34.3338 | 37.8409 | 31.1712 | 30.0481 | 29.5037 | 29.8482 | 35.4569 | 33.1349 | 31.0127 | 32.5836 | 35.2088 | 39.9079 | 28.1119 | 18.7424 | 31.0369 | 21.3824 | 31.652 | 32.8959 | 20.56 | 29.8137 | 16.6207 | 29.0535 | 31.6658 | 30.2145 | 26.8973 | 29.8897 | 26.607 | 23.9878 | 19.3851 | 18.1342 | 28.1067 | 27.3188 | 29.2401
2051 | 31521.4406 | 1290 | 1822 | 852 | 102 | 1246 | 469 | 1155 | 68.6 | 0 | 0 | 1287 | 926 |  | 487 | 487 | 1267 | 1237 | 1290 | 1209 | 1209 | 0 | 1300 | 1257 | 1257 | 1257 | 837 | 844 | 981 | 840 | 1720 | 0 | 0 | 315 | 496 | 641 | 0 | 0 | 0 | 0 | 0 | 0 | 9.4387 | 3.452 | 34.4643 | 35.7764 | 35.6871 | 38.1945 | 36.6694 | 32.0737 | 35.8657 | 36.2298 | 36.4633 | 35.22 | 35.6596 | 34.9795 | 33.324 | 32.8431 | 37.1709 | 34.3407 | 34.6223 | 46.0669 | 33.2415 | 38.6753 | 33.8461 | 30.9883 | 33.3858 | 39.7882 | 28.7214 | 35.3299 | 35.8794 | 32.0875 | 34.059 | 33.269 | 35.0894 | 34.1483 | 34.8834 | 36.6763 | 34.9383 | 33.8255 | 35.2337 | 36.4702 | 35.8794 | 33.0355 | 37.8166 | 37.6655 | 28.3436 | 30.7342 | 22.3259 | 30.0747 | 30.4319 | 32.4309 | 26.2003 | 33.9491 | 25.9118 | 20.217 | 27.3887 | 37.1778 | 31.6135 | 34.7597 | 31.5723 | 22.0099 | 26.3514 | 29.8617 | 20.107 | 35.3711 | 35.2337 | 36.4977 | 28.8519 | 33.6125 | 23.8578 | 34.4987 | 36.3809 | 29.5732 | 32.8294 | 27.0246 | 35.6596 | 34.2308 | 37.7273 | 31.0776 | 29.9579 | 29.4152 | 29.7587 | 35.3505 | 33.0355 | 30.9196 | 32.4859 | 35.1032 | 39.7882 | 28.0276 | 18.6862 | 30.9438 | 21.3182 | 31.557 | 32.7972 | 20.4983 | 29.7242 | 16.5709 | 28.9663 | 31.5708 | 30.1239 | 26.8166 | 29.8 | 26.5272 | 23.9158 | 19.3269 | 18.0798 | 28.0224 | 27.2369 | 29.1523
2052 | 30674.3221 | 1290 | 1822 | 852 | 102 | 1246 | 469 | 1155 | 68.6 | 0 | 0 | 1287 | 926 |  | 487 | 487 | 1267 | 1237 | 1290 | 1209 | 1209 | 0 | 1300 | 1257 | 1257 | 1257 |  | 844 | 981 | 840 | 1720 | 0 | 0 | 315 | 496 | 641 | 0 | 0 | 0 | 0 | 0 | 0 | 9.4103 | 3.4417 | 34.3609 | 35.6691 | 35.58 | 38.0799 | 36.5594 | 31.9775 | 35.7581 | 36.1211 | 36.354 | 35.1143 | 35.5526 | 34.8746 | 33.224 | 32.7446 | 37.0594 | 34.2376 | 34.5184 | 45.9287 | 33.1418 | 38.5593 | 33.7445 | 30.8954 | 33.2856 | 39.6688 | 28.6352 | 35.2239 | 35.7718 | 31.9912 | 33.9568 | 33.1692 | 34.9842 | 34.0459 | 34.7787 | 36.5663 | 34.8335 | 33.724 | 35.128 | 36.3608 | 35.7718 | 32.9364 | 37.7032 | 37.5525 | 28.2586 | 30.642 | 22.2589 | 29.9845 | 30.3406 | 32.3336 | 26.1217 | 33.8473 | 25.834 | 20.1563 | 27.3066 | 37.0662 | 31.5186 | 34.6554 | 31.4775 | 21.9439 | 26.2724 | 29.7722 | 20.0467 | 35.265 | 35.128 | 36.3882 | 28.7654 | 33.5117 | 23.7862 | 34.3952 | 36.2718 | 29.4845 | 32.7309 | 26.9436 | 35.5526 | 34.1281 | 37.6141 | 30.9844 | 29.868 | 29.327 | 29.6694 | 35.2444 | 32.9364 | 30.8269 | 32.3884 | 34.9979 | 39.6688 | 27.9435 | 18.6301 | 30.851 | 21.2543 | 31.4623 | 32.6989 | 20.4368 | 29.6351 | 16.5212 | 28.8794 | 31.4761 | 30.0335 | 26.7361 | 29.7106 | 26.4476 | 23.8441 | 19.269 | 18.0256 | 27.9383 | 27.1552 | 29.0649
2053 | 29820.2339 | 1290 | 1822 | 852 | 102 | 1246 | 469 | 1155 | 68.6 | 0 | 0 | 1287 | 926 |  | 487 | 487 | 1267 | 1237 | 1290 | 1209 | 1209 | 0 | 1300 | 1257 | 1257 | 1257 |  | 0 | 981 | 840 | 1720 | 0 | 0 | 315 | 496 | 641 | 0 | 0 | 0 | 0 | 0 | 0 | 9.3821 | 3.4313 | 34.2578 | 35.5621 | 35.4733 | 37.9656 | 36.4497 | 31.8816 | 35.6508 | 36.0127 | 36.2449 | 35.009 | 35.446 | 34.77 | 33.1243 | 32.6463 | 36.9482 | 34.1349 | 34.4149 | 45.7909 | 33.0424 | 38.4436 | 33.6433 | 30.8027 | 33.1858 | 39.5498 | 28.5493 | 35.1182 | 35.6645 | 31.8952 | 33.855 | 33.0697 | 34.8792 | 33.9437 | 34.6744 | 36.4566 | 34.729 | 33.6228 | 35.0226 | 36.2517 | 35.6645 | 32.8375 | 37.5901 | 37.4399 | 28.1738 | 30.55 | 22.1921 | 29.8945 | 30.2496 | 32.2366 | 26.0433 | 33.7457 | 25.7565 | 20.0958 | 27.2246 | 36.955 | 31.4241 | 34.5515 | 31.3831 | 21.878 | 26.1936 | 29.6828 | 19.9866 | 35.1592 | 35.0226 | 36.279 | 28.6791 | 33.4111 | 23.7149 | 34.292 | 36.1629 | 29.3961 | 32.6327 | 26.8627 | 35.446 | 34.0257 | 37.5013 | 30.8915 | 29.7784 | 29.239 | 29.5804 | 35.1387 | 32.8375 | 30.7344 | 32.2913 | 34.8929 | 39.5498 | 27.8597 | 18.5742 | 30.7584 | 21.1905 | 31.368 | 32.6008 | 20.3755 | 29.5461 | 16.4716 | 28.7928 | 31.3817 | 29.9434 | 26.6559 | 29.6215 | 26.3683 | 23.7725 | 19.2112 | 17.9715 | 27.8545 | 27.0737 | 28.9777
2054 | 29810.176 | 1290 | 1822 | 852 | 102 | 1246 | 469 | 1155 | 68.6 | 0 | 0 | 1287 | 926 |  | 487 | 487 | 1267 | 1237 | 1290 | 1209 | 1209 | 0 | 1300 | 1257 | 1257 | 1257 | 0 |  | 981 | 840 | 1720 | 0 | 0 | 315 | 496 | 641 | 0 | 0 | 0 | 0 | 0 | 0 | 9.354 | 3.4211 | 34.1551 | 35.4554 | 35.3669 | 37.8517 | 36.3404 | 31.7859 | 35.5439 | 35.9047 | 36.1362 | 34.9039 | 35.3396 | 34.6657 | 33.025 | 32.5484 | 36.8374 | 34.0325 | 34.3116 | 45.6536 | 32.9433 | 38.3283 | 33.5424 | 30.7103 | 33.0862 | 39.4312 | 28.4637 | 35.0129 | 35.5575 | 31.7995 | 33.7534 | 32.9705 | 34.7746 | 33.8419 | 34.5703 | 36.3472 | 34.6248 | 33.5219 | 34.9175 | 36.143 | 35.5575 | 32.739 | 37.4773 | 37.3275 | 28.0893 | 30.4584 | 22.1256 | 29.8048 | 30.1588 | 32.1399 | 25.9652 | 33.6445 | 25.6793 | 20.0356 | 27.143 | 36.8442 | 31.3298 | 34.4478 | 31.289 | 21.8124 | 26.115 | 29.5938 | 19.9266 | 35.0537 | 34.9175 | 36.1702 | 28.593 | 33.3109 | 23.6437 | 34.1891 | 36.0545 | 29.3079 | 32.5348 | 26.7821 | 35.3396 | 33.9236 | 37.3888 | 30.7988 | 29.6891 | 29.1513 | 29.4917 | 35.0333 | 32.739 | 30.6422 | 32.1944 | 34.7882 | 39.4312 | 27.7761 | 18.5185 | 30.6661 | 21.1269 | 31.2738 | 32.503 | 20.3143 | 29.4575 | 16.4222 | 28.7064 | 31.2875 | 29.8536 | 26.5759 | 29.5326 | 26.2892 | 23.7012 | 19.1535 | 17.9176 | 27.7709 | 26.9925 | 28.8908
2055 | 29800.1483 | 1290 | 1822 | 852 | 102 | 1246 | 469 | 1155 | 68.6 | 0 | 0 | 1287 | 926 |  | 487 | 487 | 1267 | 1237 | 1290 | 1209 | 1209 | 0 | 1300 | 1257 | 1257 | 1257 | 0 | 0 | 981 | 840 | 1720 | 0 | 0 | 315 | 496 | 641 | 0 | 0 | 0 | 0 | 0 | 0 | 9.3259 | 3.4108 | 34.0526 | 35.349 | 35.2608 | 37.7382 | 36.2314 | 31.6906 | 35.4372 | 35.797 | 36.0277 | 34.7992 | 35.2336 | 34.5617 | 32.9259 | 32.4508 | 36.7269 | 33.9304 | 34.2087 | 45.5166 | 32.8444 | 38.2133 | 33.4417 | 30.6182 | 32.987 | 39.3129 | 28.3783 | 34.9078 | 35.4508 | 31.7041 | 33.6521 | 32.8716 | 34.6703 | 33.7404 | 34.4666 | 36.2382 | 34.5209 | 33.4214 | 34.8128 | 36.0345 | 35.4508 | 32.6408 | 37.3649 | 37.2155 | 28.005 | 30.367 | 22.0592 | 29.7154 | 30.0684 | 32.0435 | 25.8873 | 33.5435 | 25.6022 | 19.9754 | 27.0615 | 36.7336 | 31.2358 | 34.3445 | 31.1951 | 21.747 | 26.0366 | 29.505 | 19.8668 | 34.9485 | 34.8128 | 36.0617 | 28.5073 | 33.211 | 23.5728 | 34.0865 | 35.9463 | 29.2199 | 32.4372 | 26.7018 | 35.2336 | 33.8218 | 37.2766 | 30.7064 | 29.6 | 29.0638 | 29.4032 | 34.9282 | 32.6408 | 30.5503 | 32.0978 | 34.6838 | 39.3129 | 27.6928 | 18.4629 | 30.5741 | 21.0635 | 31.18 | 32.4054 | 20.2534 | 29.3691 | 16.3729 | 28.6203 | 31.1936 | 29.764 | 26.4962 | 29.444 | 26.2103 | 23.6301 | 19.0961 | 17.8638 | 27.6876 | 26.9115 | 28.8041
2056 | 28809.1506 | 1290 | 1822 | 852 | 102 | 1246 | 469 | 1155 | 68.6 | 0 | 0 | 1287 | 926 |  | 487 | 487 | 1267 | 1237 | 1290 | 1209 | 1209 | 0 | 1300 | 1257 | 1257 | 1257 | 0 | 0 | 0 | 840 | 1720 | 0 | 0 | 315 | 496 | 641 | 0 | 0 | 0 | 0 | 0 | 0 | 9.2979 | 3.4006 | 33.9504 | 35.243 | 35.155 | 37.625 | 36.1227 | 31.5955 | 35.3309 | 35.6896 | 35.9197 | 34.6948 | 35.1279 | 34.458 | 32.8271 | 32.3534 | 36.6167 | 33.8286 | 34.1061 | 45.38 | 32.7459 | 38.0987 | 33.3414 | 30.5263 | 32.888 | 39.1949 | 28.2932 | 34.8031 | 35.3445 | 31.609 | 33.5512 | 32.773 | 34.5662 | 33.6392 | 34.3632 | 36.1294 | 34.4174 | 33.3211 | 34.7084 | 35.9264 | 35.3445 | 32.5429 | 37.2528 | 37.1039 | 27.921 | 30.2759 | 21.993 | 29.6263 | 29.9782 | 31.9474 | 25.8096 | 33.4429 | 25.5254 | 19.9155 | 26.9803 | 36.6234 | 31.1421 | 34.2414 | 31.1015 | 21.6817 | 25.9585 | 29.4165 | 19.8072 | 34.8437 | 34.7084 | 35.9535 | 28.4217 | 33.1113 | 23.5021 | 33.9843 | 35.8385 | 29.1323 | 32.3399 | 26.6217 | 35.1279 | 33.7204 | 37.1648 | 30.6143 | 29.5112 | 28.9766 | 29.315 | 34.8234 | 32.5429 | 30.4586 | 32.0015 | 34.5798 | 39.1949 | 27.6097 | 18.4075 | 30.4824 | 21.0003 | 31.0865 | 32.3082 | 20.1926 | 29.281 | 16.3238 | 28.5344 | 31.1001 | 29.6747 | 26.4167 | 29.3557 | 26.1317 | 23.5592 | 19.0388 | 17.8102 | 27.6045 | 26.8308 | 28.7177
2057 | 28799.183 | 1290 | 1822 | 852 | 102 | 1246 | 469 | 1155 | 68.6 | 0 | 0 | 1287 | 926 |  | 487 | 487 | 1267 | 1237 | 1290 | 1209 | 1209 | 0 | 1300 | 1257 | 1257 | 1257 | 0 | 0 |  | 840 | 1720 | 0 | 0 | 315 | 496 | 641 | 0 | 0 | 0 | 0 | 0 | 0 | 9.27 | 3.3904 | 33.8486 | 35.1372 | 35.0495 | 37.5121 | 36.0143 | 31.5007 | 35.2249 | 35.5825 | 35.8119 | 34.5907 | 35.0225 | 34.3546 | 32.7286 | 32.2564 | 36.5068 | 33.7271 | 34.0038 | 45.2439 | 32.6477 | 37.9844 | 33.2414 | 30.4347 | 32.7893 | 39.0773 | 28.2083 | 34.6987 | 35.2384 | 31.5142 | 33.4505 | 32.6747 | 34.4625 | 33.5382 | 34.2601 | 36.0211 | 34.3141 | 33.2211 | 34.6042 | 35.8187 | 35.2384 | 32.4453 | 37.141 | 36.9926 | 27.8372 | 30.1851 | 21.927 | 29.5374 | 29.8882 | 31.8515 | 25.7322 | 33.3426 | 25.4489 | 19.8558 | 26.8994 | 36.5136 | 31.0487 | 34.1387 | 31.0082 | 21.6167 | 25.8806 | 29.3282 | 19.7478 | 34.7392 | 34.6042 | 35.8456 | 28.3365 | 33.012 | 23.4316 | 33.8823 | 35.7309 | 29.0449 | 32.2429 | 26.5418 | 35.0225 | 33.6192 | 37.0533 | 30.5224 | 29.4227 | 28.8897 | 29.227 | 34.7189 | 32.4453 | 30.3673 | 31.9055 | 34.476 | 39.0773 | 27.5269 | 18.3523 | 30.391 | 20.9373 | 30.9932 | 32.2113 | 20.1321 | 29.1932 | 16.2748 | 28.4488 | 31.0068 | 29.5857 | 26.3375 | 29.2676 | 26.0533 | 23.4885 | 18.9817 | 17.7568 | 27.5217 | 26.7503 | 28.6315
2058 | 28789.2452 | 1290 | 1822 | 852 | 102 | 1246 | 469 | 1155 | 68.6 | 0 | 0 | 1287 | 926 |  | 487 | 487 | 1267 | 1237 | 1290 | 1209 | 1209 | 0 | 1300 | 1257 | 1257 | 1257 | 0 | 0 | 0 | 840 | 1720 | 0 | 0 | 315 | 496 | 641 | 0 | 0 | 0 | 0 | 0 | 0 | 9.2422 | 3.3802 | 33.747 | 35.0318 | 34.9444 | 37.3996 | 35.9063 | 31.4062 | 35.1193 | 35.4758 | 35.7045 | 34.487 | 34.9175 | 34.2515 | 32.6304 | 32.1596 | 36.3973 | 33.626 | 33.9018 | 45.1082 | 32.5497 | 37.8704 | 33.1417 | 30.3434 | 32.691 | 38.9601 | 28.1237 | 34.5946 | 35.1327 | 31.4197 | 33.3502 | 32.5766 | 34.3592 | 33.4376 | 34.1574 | 35.913 | 34.2112 | 33.1215 | 34.5004 | 35.7112 | 35.1327 | 32.3479 | 37.0296 | 36.8816 | 27.7537 | 30.0945 | 21.8613 | 29.4488 | 29.7986 | 31.756 | 25.655 | 33.2426 | 25.3725 | 19.7962 | 26.8187 | 36.404 | 30.9555 | 34.0363 | 30.9152 | 21.5518 | 25.803 | 29.2403 | 19.6886 | 34.6349 | 34.5004 | 35.7381 | 28.2515 | 32.913 | 23.3613 | 33.7807 | 35.6237 | 28.9577 | 32.1461 | 26.4622 | 34.9175 | 33.5183 | 36.9422 | 30.4309 | 29.3344 | 28.803 | 29.1394 | 34.6148 | 32.3479 | 30.2762 | 31.8098 | 34.3726 | 38.9601 | 27.4443 | 18.2973 | 30.2998 | 20.8745 | 30.9002 | 32.1147 | 20.0717 | 29.1056 | 16.226 | 28.3635 | 30.9137 | 29.4969 | 26.2585 | 29.1798 | 25.9751 | 23.4181 | 18.9247 | 17.7035 | 27.4392 | 26.67 | 28.5456
2059 | 28779.3373 | 1290 | 1822 | 852 | 102 | 1246 | 469 | 1155 | 68.6 | 0 | 0 | 1287 | 926 |  | 487 | 487 | 1267 | 1237 | 1290 | 1209 | 1209 | 0 | 1300 | 1257 | 1257 | 1257 | 0 | 0 | 0 | 840 | 1720 | 0 | 0 | 315 | 496 | 641 | 0 | 0 | 0 | 0 | 0 | 0 | 9.2145 | 3.37 | 33.6458 | 34.9267 | 34.8395 | 37.2874 | 35.7985 | 31.312 | 35.0139 | 35.3693 | 35.5974 | 34.3835 | 34.8127 | 34.1488 | 32.5325 | 32.0631 | 36.2881 | 33.5251 | 33.8001 | 44.9728 | 32.4521 | 37.7568 | 33.0422 | 30.2524 | 32.5929 | 38.8432 | 28.0393 | 34.4908 | 35.0273 | 31.3254 | 33.2501 | 32.4789 | 34.2561 | 33.3373 | 34.0549 | 35.8053 | 34.1085 | 33.0221 | 34.3969 | 35.6041 | 35.0273 | 32.2509 | 36.9185 | 36.771 | 27.6704 | 30.0043 | 21.7957 | 29.3604 | 29.7092 | 31.6607 | 25.5781 | 33.1428 | 25.2964 | 19.7368 | 26.7383 | 36.2948 | 30.8627 | 33.9342 | 30.8224 | 21.4872 | 25.7256 | 29.1525 | 19.6295 | 34.531 | 34.3969 | 35.6309 | 28.1667 | 32.8142 | 23.2912 | 33.6793 | 35.5169 | 28.8709 | 32.0497 | 26.3828 | 34.8127 | 33.4178 | 36.8313 | 30.3396 | 29.2464 | 28.7166 | 29.0519 | 34.5109 | 32.2509 | 30.1853 | 31.7144 | 34.2695 | 38.8432 | 27.3619 | 18.2424 | 30.2089 | 20.8119 | 30.8075 | 32.0183 | 20.0115 | 29.0183 | 16.1773 | 28.2784 | 30.821 | 29.4084 | 26.1797 | 29.0923 | 25.8972 | 23.3478 | 18.8679 | 17.6504 | 27.3568 | 26.59 | 28.46
2060 | 28769.4591 | 1290 | 1822 | 852 | 102 | 1246 | 469 | 1155 | 68.6 | 0 | 0 | 1287 | 926 |  | 487 | 487 | 1267 | 1237 | 1290 | 1209 | 1209 | 0 | 1300 | 1257 | 1257 | 1257 | 0 | 0 | 0 | 840 | 1720 | 0 | 0 | 315 | 496 | 641 | 0 | 0 | 0 | 0 | 0 | 0 | 9.1869 | 3.3599 | 33.5449 | 34.8219 | 34.735 | 37.1755 | 35.6911 | 31.2181 | 34.9089 | 35.2632 | 35.4906 | 34.2804 | 34.7083 | 34.0463 | 32.435 | 31.9669 | 36.1792 | 33.4245 | 33.6987 | 44.8379 | 32.3547 | 37.6435 | 32.9431 | 30.1616 | 32.4951 | 38.7267 | 27.9552 | 34.3873 | 34.9222 | 31.2314 | 33.1504 | 32.3815 | 34.1533 | 33.2373 | 33.9527 | 35.6978 | 34.0062 | 32.923 | 34.2937 | 35.4972 | 34.9222 | 32.1541 | 36.8078 | 36.6607 | 27.5874 | 29.9142 | 21.7303 | 29.2724 | 29.62 | 31.5657 | 25.5013 | 33.0434 | 25.2205 | 19.6776 | 26.658 | 36.1859 | 30.7701 | 33.8324 | 30.73 | 21.4227 | 25.6484 | 29.0651 | 19.5706 | 34.4275 | 34.2937 | 35.524 | 28.0822 | 32.7158 | 23.2213 | 33.5783 | 35.4103 | 28.7843 | 31.9535 | 26.3037 | 34.7083 | 33.3175 | 36.7208 | 30.2486 | 29.1587 | 28.6305 | 28.9648 | 34.4074 | 32.1541 | 30.0948 | 31.6192 | 34.1667 | 38.7267 | 27.2799 | 18.1876 | 30.1183 | 20.7495 | 30.7151 | 31.9223 | 19.9514 | 28.9312 | 16.1288 | 28.1935 | 30.7285 | 29.3202 | 26.1012 | 29.005 | 25.8195 | 23.2778 | 18.8113 | 17.5975 | 27.2748 | 26.5102 | 28.3746
2061 | 28759.6105 | 1290 | 1822 | 852 | 102 | 1246 | 469 | 1155 | 68.6 | 0 | 0 | 1287 | 926 |  | 487 | 487 | 1267 | 1237 | 1290 | 1209 | 1209 | 0 | 1300 | 1257 | 1257 | 1257 | 0 | 0 | 0 | 840 | 1720 | 0 | 0 | 315 | 496 | 641 | 0 | 0 | 0 | 0 | 0 | 0 | 9.1593 | 3.3499 | 33.4442 | 34.7175 | 34.6308 | 37.064 | 35.5841 | 31.1244 | 34.8041 | 35.1574 | 35.3841 | 34.1775 | 34.6041 | 33.9442 | 32.3376 | 31.871 | 36.0707 | 33.3242 | 33.5976 | 44.7034 | 32.2577 | 37.5306 | 32.8443 | 30.0711 | 32.3976 | 38.6105 | 27.8713 | 34.2842 | 34.8175 | 31.1377 | 33.0509 | 32.2843 | 34.0509 | 33.1376 | 33.8509 | 35.5907 | 33.9042 | 32.8243 | 34.1908 | 35.3908 | 34.8175 | 32.0577 | 36.6973 | 36.5507 | 27.5047 | 29.8245 | 21.6651 | 29.1845 | 29.5312 | 31.471 | 25.4248 | 32.9443 | 25.1448 | 19.6186 | 26.5781 | 36.0774 | 30.6778 | 33.7309 | 30.6378 | 21.3584 | 25.5715 | 28.9779 | 19.5119 | 34.3242 | 34.1908 | 35.4174 | 27.998 | 32.6176 | 23.1516 | 33.4776 | 35.3041 | 28.6979 | 31.8577 | 26.2248 | 34.6041 | 33.2176 | 36.6107 | 30.1578 | 29.0712 | 28.5446 | 28.8779 | 34.3042 | 32.0577 | 30.0045 | 31.5244 | 34.0642 | 38.6105 | 27.198 | 18.1331 | 30.0279 | 20.6872 | 30.623 | 31.8265 | 19.8916 | 28.8444 | 16.0804 | 28.109 | 30.6364 | 29.2322 | 26.0228 | 28.918 | 25.742 | 23.2079 | 18.7549 | 17.5447 | 27.1929 | 26.4307 | 28.2895
2062 | 28749.7915 | 1290 | 1822 | 852 | 102 | 1246 | 469 | 1155 | 68.6 | 0 | 0 | 1287 | 926 |  | 487 | 487 | 1267 | 1237 | 1290 | 1209 | 1209 | 0 | 1300 | 1257 | 1257 | 1257 | 0 | 0 | 0 | 840 | 1720 | 0 | 0 | 315 | 496 | 641 | 0 | 0 | 0 | 0 | 0 | 0 | 9.1318 | 3.3398 | 33.3439 | 34.6133 | 34.5269 | 36.9528 | 35.4773 | 31.031 | 34.6997 | 35.052 | 35.2779 | 34.075 | 34.5003 | 33.8424 | 32.2406 | 31.7754 | 35.9625 | 33.2243 | 33.4968 | 44.5693 | 32.1609 | 37.418 | 32.7457 | 29.9809 | 32.3004 | 38.4947 | 27.7877 | 34.1813 | 34.713 | 31.0443 | 32.9518 | 32.1875 | 33.9487 | 33.0382 | 33.7493 | 35.484 | 33.8025 | 32.7258 | 34.0883 | 35.2846 | 34.713 | 31.9615 | 36.5872 | 36.441 | 27.4222 | 29.735 | 21.6001 | 29.097 | 29.4426 | 31.3766 | 25.3485 | 32.8454 | 25.0694 | 19.5597 | 26.4983 | 35.9691 | 30.5857 | 33.6297 | 30.5459 | 21.2944 | 25.4948 | 28.891 | 19.4534 | 34.2212 | 34.0883 | 35.3112 | 27.914 | 32.5198 | 23.0822 | 33.3771 | 35.1982 | 28.6118 | 31.7621 | 26.1461 | 34.5003 | 33.1179 | 36.5008 | 30.0673 | 28.984 | 28.459 | 28.7913 | 34.2013 | 31.9615 | 29.9145 | 31.4298 | 33.962 | 38.4947 | 27.1164 | 18.0787 | 29.9378 | 20.6252 | 30.5311 | 31.731 | 19.8319 | 28.7579 | 16.0322 | 28.0246 | 30.5444 | 29.1445 | 25.9448 | 28.8312 | 25.6648 | 23.1383 | 18.6986 | 17.4921 | 27.1114 | 26.3514 | 28.2046
2063 | 27900.0019 | 1290 | 1822 | 852 | 102 | 1246 | 469 | 1155 | 68.6 | 0 | 0 | 1287 | 926 |  | 487 | 487 | 1267 | 1237 | 1290 | 1209 | 1209 | 0 | 1300 | 1257 | 1257 | 1257 | 0 | 0 | 0 | 0 | 1720 | 0 | 0 | 315 | 496 | 641 | 0 | 0 | 0 | 0 | 0 | 0 | 9.1044 | 3.3298 | 33.2439 | 34.5095 | 34.4233 | 36.8419 | 35.3709 | 30.9379 | 34.5956 | 34.9468 | 35.1721 | 33.9728 | 34.3968 | 33.7408 | 32.1439 | 31.6801 | 35.8546 | 33.1246 | 33.3963 | 44.4356 | 32.0644 | 37.3058 | 32.6475 | 29.891 | 32.2035 | 38.3792 | 27.7043 | 34.0788 | 34.6089 | 30.9512 | 32.8529 | 32.0909 | 33.8469 | 32.9391 | 33.6481 | 35.3775 | 33.7011 | 32.6276 | 33.986 | 35.1787 | 34.6089 | 31.8656 | 36.4775 | 36.3317 | 27.3399 | 29.6458 | 21.5353 | 29.0097 | 29.3543 | 31.2825 | 25.2725 | 32.7469 | 24.9942 | 19.501 | 26.4188 | 35.8612 | 30.494 | 33.5288 | 30.4542 | 21.2305 | 25.4183 | 28.8043 | 19.395 | 34.1185 | 33.986 | 35.2052 | 27.8302 | 32.4222 | 23.0129 | 33.277 | 35.0926 | 28.526 | 31.6668 | 26.0676 | 34.3968 | 33.0186 | 36.3913 | 29.9771 | 28.8971 | 28.3736 | 28.7049 | 34.0987 | 31.8656 | 29.8247 | 31.3355 | 33.8601 | 38.3792 | 27.0351 | 18.0244 | 29.848 | 20.5633 | 30.4395 | 31.6358 | 19.7724 | 28.6716 | 15.9841 | 27.9406 | 30.4528 | 29.0571 | 25.8669 | 28.7447 | 25.5878 | 23.0689 | 18.6425 | 17.4396 | 27.03 | 26.2724 | 28.12
2064 | 27890.2417 | 1290 | 1822 | 852 | 102 | 1246 | 469 | 1155 | 68.6 | 0 | 0 | 1287 | 926 |  | 487 | 487 | 1267 | 1237 | 1290 | 1209 | 1209 | 0 | 1300 | 1257 | 1257 | 1257 | 0 | 0 | 0 |  | 1720 | 0 | 0 | 315 | 496 | 641 | 0 | 0 | 0 | 0 | 0 | 0 | 9.0771 | 3.3198 | 33.1441 | 34.406 | 34.3201 | 36.7314 | 35.2648 | 30.8451 | 34.4918 | 34.842 | 35.0666 | 33.8708 | 34.2936 | 33.6396 | 32.0475 | 31.585 | 35.747 | 33.0252 | 33.2961 | 44.3023 | 31.9682 | 37.1938 | 32.5496 | 29.8013 | 32.1069 | 38.2641 | 27.6212 | 33.9765 | 34.505 | 30.8583 | 32.7544 | 31.9946 | 33.7453 | 32.8402 | 33.5471 | 35.2714 | 33.6 | 32.5297 | 33.884 | 35.0732 | 34.505 | 31.77 | 36.368 | 36.2227 | 27.2579 | 29.5569 | 21.4707 | 28.9227 | 29.2662 | 31.1887 | 25.1967 | 32.6487 | 24.9192 | 19.4425 | 26.3396 | 35.7537 | 30.4025 | 33.4282 | 30.3629 | 21.1668 | 25.342 | 28.7179 | 19.3368 | 34.0162 | 33.884 | 35.0996 | 27.7467 | 32.3249 | 22.9439 | 33.1772 | 34.9873 | 28.4404 | 31.5718 | 25.9894 | 34.2936 | 32.9195 | 36.2822 | 29.8872 | 28.8104 | 28.2885 | 28.6188 | 33.9964 | 31.77 | 29.7353 | 31.2415 | 33.7585 | 38.2641 | 26.954 | 17.9704 | 29.7585 | 20.5016 | 30.3482 | 31.5409 | 19.7131 | 28.5856 | 15.9361 | 27.8567 | 30.3615 | 28.9699 | 25.7893 | 28.6585 | 25.511 | 22.9997 | 18.5866 | 17.3873 | 26.9489 | 26.1935 | 28.0356
2065 | 27880.5108 | 1290 | 1822 | 852 | 102 | 1246 | 469 | 1155 | 68.6 | 0 | 0 | 1287 | 926 |  | 487 | 487 | 1267 | 1237 | 1290 | 1209 | 1209 | 0 | 1300 | 1257 | 1257 | 1257 | 0 | 0 | 0 | 0 | 1720 | 0 | 0 | 315 | 496 | 641 | 0 | 0 | 0 | 0 | 0 | 0 | 9.0499 | 3.3098 | 33.0447 | 34.3027 | 34.2171 | 36.6212 | 35.159 | 30.7526 | 34.3884 | 34.7374 | 34.9614 | 33.7692 | 34.1908 | 33.5387 | 31.9513 | 31.4903 | 35.6398 | 32.9261 | 33.1962 | 44.1694 | 31.8723 | 37.0823 | 32.4519 | 29.7119 | 32.0106 | 38.1493 | 27.5384 | 33.8746 | 34.4015 | 30.7658 | 32.6561 | 31.8986 | 33.6441 | 32.7417 | 33.4465 | 35.1656 | 33.4992 | 32.4322 | 33.7824 | 34.968 | 34.4015 | 31.6747 | 36.2589 | 36.114 | 27.1761 | 29.4682 | 21.4063 | 28.8359 | 29.1784 | 31.0951 | 25.1211 | 32.5507 | 24.8445 | 19.3842 | 26.2606 | 35.6464 | 30.3113 | 33.3279 | 30.2718 | 21.1033 | 25.266 | 28.6317 | 19.2788 | 33.9141 | 33.7824 | 34.9943 | 27.6635 | 32.228 | 22.8751 | 33.0776 | 34.8824 | 28.3551 | 31.4771 | 25.9115 | 34.1908 | 32.8208 | 36.1733 | 29.7975 | 28.7239 | 28.2036 | 28.5329 | 33.8944 | 31.6747 | 29.646 | 31.1478 | 33.6573 | 38.1493 | 26.8731 | 17.9165 | 29.6692 | 20.4401 | 30.2572 | 31.4463 | 19.6539 | 28.4999 | 15.8883 | 27.7732 | 30.2704 | 28.883 | 25.712 | 28.5725 | 25.4345 | 22.9307 | 18.5309 | 17.3351 | 26.8681 | 26.115 | 27.9515
2066 | 27870.809 | 1290 | 1822 | 852 | 102 | 1246 | 469 | 1155 | 68.6 | 0 | 0 | 1287 | 926 |  | 487 | 487 | 1267 | 1237 | 1290 | 1209 | 1209 | 0 | 1300 | 1257 | 1257 | 1257 | 0 | 0 | 0 | 0 | 1720 | 0 | 0 | 315 | 496 | 641 | 0 | 0 | 0 | 0 | 0 | 0 | 9.0227 | 3.2999 | 32.9456 | 34.1998 | 34.1145 | 36.5113 | 35.0535 | 30.6603 | 34.2852 | 34.6332 | 34.8565 | 33.6679 | 34.0882 | 33.4381 | 31.8555 | 31.3958 | 35.5329 | 32.8274 | 33.0966 | 44.0369 | 31.7767 | 36.971 | 32.3546 | 29.6228 | 31.9146 | 38.0348 | 27.4557 | 33.773 | 34.2983 | 30.6735 | 32.5581 | 31.8029 | 33.5431 | 32.6435 | 33.3461 | 35.0601 | 33.3987 | 32.3349 | 33.681 | 34.8631 | 34.2983 | 31.5797 | 36.1502 | 36.0057 | 27.0946 | 29.3798 | 21.3421 | 28.7494 | 29.0909 | 31.0018 | 25.0457 | 32.4531 | 24.7699 | 19.3261 | 26.1818 | 35.5395 | 30.2204 | 33.2279 | 30.181 | 21.04 | 25.1902 | 28.5458 | 19.221 | 33.8124 | 33.681 | 34.8893 | 27.5805 | 32.1313 | 22.8065 | 32.9784 | 34.7777 | 28.27 | 31.3827 | 25.8337 | 34.0882 | 32.7223 | 36.0648 | 29.7081 | 28.6378 | 28.119 | 28.4473 | 33.7927 | 31.5797 | 29.5571 | 31.0543 | 33.5563 | 38.0348 | 26.7925 | 17.8627 | 29.5802 | 20.3788 | 30.1664 | 31.352 | 19.595 | 28.4144 | 15.8406 | 27.6898 | 30.1796 | 28.7964 | 25.6348 | 28.4868 | 25.3582 | 22.8619 | 18.4753 | 17.2831 | 26.7875 | 26.0366 | 27.8677
2067 | 27861.1364 | 1290 | 1822 | 852 | 102 | 1246 | 469 | 1155 | 68.6 | 0 | 0 | 1287 | 926 |  | 487 | 487 | 1267 | 1237 | 1290 | 1209 | 1209 | 0 | 1300 | 1257 | 1257 | 1257 | 0 | 0 | 0 | 0 | 1720 | 0 | 0 | 315 | 496 | 641 | 0 | 0 | 0 | 0 | 0 | 0 | 8.9957 | 3.29 | 32.8467 | 34.0972 | 34.0121 | 36.4018 | 34.9483 | 30.5683 | 34.1823 | 34.5293 | 34.7519 | 33.5669 | 33.9859 | 33.3378 | 31.7599 | 31.3016 | 35.4263 | 32.7289 | 32.9973 | 43.9048 | 31.6814 | 36.8601 | 32.2575 | 29.5339 | 31.8188 | 37.9207 | 27.3734 | 33.6717 | 34.1954 | 30.5814 | 32.4605 | 31.7075 | 33.4425 | 32.5456 | 33.2461 | 34.9549 | 33.2985 | 32.2379 | 33.58 | 34.7585 | 34.1954 | 31.4849 | 36.0417 | 35.8977 | 27.0133 | 29.2917 | 21.278 | 28.6631 | 29.0036 | 30.9088 | 24.9706 | 32.3557 | 24.6956 | 19.2681 | 26.1032 | 35.4328 | 30.1297 | 33.1283 | 30.0904 | 20.9769 | 25.1146 | 28.4602 | 19.1633 | 33.7109 | 33.58 | 34.7847 | 27.4978 | 32.0349 | 22.738 | 32.8795 | 34.6734 | 28.1852 | 31.2885 | 25.7562 | 33.9859 | 32.6241 | 35.9566 | 29.619 | 28.5518 | 28.0346 | 28.362 | 33.6913 | 31.4849 | 29.4684 | 30.9612 | 33.4556 | 37.9207 | 26.7121 | 17.8091 | 29.4914 | 20.3176 | 30.0759 | 31.2579 | 19.5362 | 28.3291 | 15.7931 | 27.6068 | 30.089 | 28.71 | 25.5579 | 28.4014 | 25.2821 | 22.7933 | 18.4198 | 17.2312 | 26.7071 | 25.9585 | 27.7841
2068 | 27851.4928 | 1290 | 1822 | 852 | 102 | 1246 | 469 | 1155 | 68.6 | 0 | 0 | 1287 | 926 |  | 487 | 487 | 1267 | 1237 | 1290 | 1209 | 1209 | 0 | 1300 | 1257 | 1257 | 1257 | 0 | 0 | 0 | 0 | 1720 | 0 | 0 | 315 | 496 | 641 | 0 | 0 | 0 | 0 | 0 | 0 | 8.9687 | 3.2801 | 32.7482 | 33.9949 | 33.9101 | 36.2926 | 34.8435 | 30.4766 | 34.0798 | 34.4257 | 34.6477 | 33.4662 | 33.884 | 33.2378 | 31.6646 | 31.2077 | 35.32 | 32.6307 | 32.8983 | 43.773 | 31.5863 | 36.7495 | 32.1607 | 29.4453 | 31.7234 | 37.807 | 27.2912 | 33.5707 | 34.0928 | 30.4897 | 32.3631 | 31.6124 | 33.3422 | 32.4479 | 33.1464 | 34.85 | 33.1986 | 32.1411 | 33.4793 | 34.6542 | 34.0928 | 31.3905 | 35.9336 | 35.79 | 26.9322 | 29.2038 | 21.2142 | 28.5772 | 28.9166 | 30.8161 | 24.8957 | 32.2586 | 24.6215 | 19.2103 | 26.0249 | 35.3265 | 30.0393 | 33.0289 | 30.0001 | 20.9139 | 25.0393 | 28.3748 | 19.1058 | 33.6098 | 33.4793 | 34.6803 | 27.4153 | 31.9388 | 22.6698 | 32.7808 | 34.5694 | 28.1007 | 31.1947 | 25.679 | 33.884 | 32.5263 | 35.8487 | 29.5302 | 28.4662 | 27.9505 | 28.2769 | 33.5902 | 31.3905 | 29.38 | 30.8683 | 33.3552 | 37.807 | 26.632 | 17.7557 | 29.403 | 20.2567 | 29.9857 | 31.1641 | 19.4776 | 28.2441 | 15.7457 | 27.524 | 29.9988 | 28.6239 | 25.4813 | 28.3161 | 25.2063 | 22.7249 | 18.3646 | 17.1796 | 26.627 | 25.8806 | 27.7007
2069 | 27841.8781 | 1290 | 1822 | 852 | 102 | 1246 | 469 | 1155 | 68.6 | 0 | 0 | 1287 | 926 |  | 487 | 487 | 1267 | 1237 | 1290 | 1209 | 1209 | 0 | 1300 | 1257 | 1257 | 1257 | 0 | 0 | 0 | 0 | 1720 | 0 | 0 | 315 | 496 | 641 | 0 | 0 | 0 | 0 | 0 | 0 | 8.9418 | 3.2703 | 32.6499 | 33.893 | 33.8083 | 36.1837 | 34.739 | 30.3852 | 33.9776 | 34.3225 | 34.5437 | 33.3658 | 33.7823 | 33.138 | 31.5696 | 31.1141 | 35.214 | 32.5328 | 32.7996 | 43.6417 | 31.4915 | 36.6393 | 32.0642 | 29.357 | 31.6282 | 37.6935 | 27.2094 | 33.4699 | 33.9906 | 30.3982 | 32.266 | 31.5176 | 33.2422 | 32.3506 | 33.0469 | 34.7455 | 33.099 | 32.0447 | 33.3788 | 34.5502 | 33.9906 | 31.2963 | 35.8258 | 35.6826 | 26.8514 | 29.1162 | 21.1506 | 28.4914 | 28.8298 | 30.7236 | 24.821 | 32.1619 | 24.5477 | 19.1526 | 25.9468 | 35.2206 | 29.9492 | 32.9298 | 29.9101 | 20.8512 | 24.9642 | 28.2897 | 19.0485 | 33.509 | 33.3788 | 34.5763 | 27.333 | 31.843 | 22.6018 | 32.6825 | 34.4656 | 28.0163 | 31.1011 | 25.6019 | 33.7823 | 32.4287 | 35.7412 | 29.4416 | 28.3808 | 27.8667 | 28.1921 | 33.4895 | 31.2963 | 29.2919 | 30.7757 | 33.2552 | 37.6935 | 26.5521 | 17.7024 | 29.3148 | 20.1959 | 29.8957 | 31.0706 | 19.4191 | 28.1594 | 15.6985 | 27.4414 | 29.9088 | 28.538 | 25.4048 | 28.2312 | 25.1307 | 22.6568 | 18.3095 | 17.128 | 26.5471 | 25.803 | 27.6176
2070 | 27832.2923 | 1290 | 1822 | 852 | 102 | 1246 | 469 | 1155 | 68.6 | 0 | 0 | 1287 | 926 |  | 487 | 487 | 1267 | 1237 | 1290 | 1209 | 1209 | 0 | 1300 | 1257 | 1257 | 1257 | 0 | 0 | 0 | 0 | 1720 | 0 | 0 | 315 | 496 | 641 | 0 | 0 | 0 | 0 | 0 | 0 | 8.9149 | 3.2605 | 32.552 | 33.7913 | 33.7069 | 36.0752 | 34.6348 | 30.2941 | 33.8756 | 34.2195 | 34.4401 | 33.2657 | 33.681 | 33.0386 | 31.4749 | 31.0208 | 35.1084 | 32.4352 | 32.7012 | 43.5108 | 31.3971 | 36.5294 | 31.968 | 29.2689 | 31.5333 | 37.5805 | 27.1277 | 33.3695 | 33.8886 | 30.307 | 32.1692 | 31.423 | 33.1424 | 32.2535 | 32.9478 | 34.6412 | 32.9997 | 31.9486 | 33.2787 | 34.4466 | 33.8886 | 31.2024 | 35.7183 | 35.5756 | 26.7709 | 29.0288 | 21.0871 | 28.4059 | 28.7433 | 30.6315 | 24.7465 | 32.0654 | 24.474 | 19.0952 | 25.869 | 35.1149 | 29.8593 | 32.831 | 29.8204 | 20.7886 | 24.8893 | 28.2048 | 18.9914 | 33.4085 | 33.2787 | 34.4725 | 27.251 | 31.7474 | 22.534 | 32.5844 | 34.3622 | 27.9323 | 31.0078 | 25.5251 | 33.681 | 32.3314 | 35.634 | 29.3532 | 28.2956 | 27.7831 | 28.1075 | 33.389 | 31.2024 | 29.204 | 30.6834 | 33.1554 | 37.5805 | 26.4724 | 17.6493 | 29.2268 | 20.1353 | 29.806 | 30.9774 | 19.3609 | 28.0749 | 15.6514 | 27.3591 | 29.819 | 28.4524 | 25.3286 | 28.1465 | 25.0553 | 22.5888 | 18.2546 | 17.0766 | 26.4675 | 25.7256 | 27.5348
2071 | 27822.7352 | 1290 | 1822 | 852 | 102 | 1246 | 469 | 1155 | 68.6 | 0 | 0 | 1287 | 926 |  | 487 | 487 | 1267 | 1237 | 1290 | 1209 | 1209 | 0 | 1300 | 1257 | 1257 | 1257 | 0 | 0 | 0 | 0 | 1720 | 0 | 0 | 315 | 496 | 641 | 0 | 0 | 0 | 0 | 0 | 0 | 8.8882 | 3.2507 | 32.4543 | 33.6899 | 33.6058 | 35.9669 | 34.5309 | 30.2032 | 33.774 | 34.1168 | 34.3368 | 33.1659 | 33.5799 | 32.9395 | 31.3805 | 30.9277 | 35.0031 | 32.3379 | 32.6031 | 43.3803 | 31.3029 | 36.4198 | 31.8721 | 29.1811 | 31.4387 | 37.4677 | 27.0464 | 33.2694 | 33.7869 | 30.2161 | 32.0727 | 31.3288 | 33.043 | 32.1568 | 32.8489 | 34.5373 | 32.9007 | 31.8527 | 33.1789 | 34.3433 | 33.7869 | 31.1088 | 35.6112 | 35.4688 | 26.6906 | 28.9417 | 21.0238 | 28.3207 | 28.6571 | 30.5396 | 24.6723 | 31.9692 | 24.4006 | 19.0379 | 25.7914 | 35.0095 | 29.7698 | 32.7325 | 29.7309 | 20.7263 | 24.8146 | 28.1202 | 18.9344 | 33.3082 | 33.1789 | 34.3691 | 27.1693 | 31.6522 | 22.4664 | 32.4867 | 34.2592 | 27.8485 | 30.9148 | 25.4486 | 33.5799 | 32.2344 | 35.5271 | 29.2652 | 28.2108 | 27.6997 | 28.0232 | 33.2888 | 31.1088 | 29.1164 | 30.5913 | 33.0559 | 37.4677 | 26.393 | 17.5964 | 29.1391 | 20.0749 | 29.7166 | 30.8845 | 19.3028 | 27.9907 | 15.6045 | 27.277 | 29.7296 | 28.367 | 25.2526 | 28.0621 | 24.9801 | 22.521 | 18.1998 | 17.0254 | 26.3881 | 25.6484 | 27.4522
2072 | 27813.2068 | 1290 | 1822 | 852 | 102 | 1246 | 469 | 1155 | 68.6 | 0 | 0 | 1287 | 926 |  | 487 | 487 | 1267 | 1237 | 1290 | 1209 | 1209 | 0 | 1300 | 1257 | 1257 | 1257 | 0 | 0 | 0 | 0 | 1720 | 0 | 0 | 315 | 496 | 641 | 0 | 0 | 0 | 0 | 0 | 0 | 8.8615 | 3.241 | 32.357 | 33.5888 | 33.505 | 35.859 | 34.4273 | 30.1126 | 33.6727 | 34.0145 | 34.2338 | 33.0664 | 33.4792 | 32.8407 | 31.2864 | 30.8349 | 34.8981 | 32.2409 | 32.5053 | 43.2501 | 31.209 | 36.3105 | 31.7765 | 29.0935 | 31.3444 | 37.3553 | 26.9652 | 33.1696 | 33.6856 | 30.1255 | 31.9765 | 31.2348 | 32.9439 | 32.0603 | 32.7504 | 34.4337 | 32.802 | 31.7572 | 33.0793 | 34.2402 | 33.6856 | 31.0155 | 35.5043 | 35.3624 | 26.6105 | 28.8549 | 20.9608 | 28.2358 | 28.5711 | 30.4479 | 24.5983 | 31.8733 | 24.3274 | 18.9808 | 25.714 | 34.9045 | 29.6805 | 32.6343 | 29.6418 | 20.6641 | 24.7402 | 28.0358 | 18.8776 | 33.2083 | 33.0793 | 34.266 | 27.0878 | 31.5572 | 22.399 | 32.3892 | 34.1564 | 27.765 | 30.822 | 25.3722 | 33.4792 | 32.1377 | 35.4205 | 29.1774 | 28.1261 | 27.6166 | 27.9391 | 33.189 | 31.0155 | 29.0291 | 30.4995 | 32.9568 | 37.3553 | 26.3138 | 17.5436 | 29.0517 | 20.0147 | 29.6274 | 30.7918 | 19.2449 | 27.9067 | 15.5576 | 27.1951 | 29.6404 | 28.2819 | 25.1769 | 27.9779 | 24.9052 | 22.4535 | 18.1452 | 16.9743 | 26.3089 | 25.5715 | 27.3698
2073 | 27803.707 | 1290 | 1822 | 852 | 102 | 1246 | 469 | 1155 | 68.6 | 0 | 0 | 1287 | 926 |  | 487 | 487 | 1267 | 1237 | 1290 | 1209 | 1209 | 0 | 1300 | 1257 | 1257 | 1257 | 0 | 0 | 0 | 0 | 1720 | 0 | 0 | 315 | 496 | 641 | 0 | 0 | 0 | 0 | 0 | 0 | 8.8349 | 3.2312 | 32.2599 | 33.4881 | 33.4045 | 35.7515 | 34.324 | 30.0222 | 33.5717 | 33.9124 | 34.1311 | 32.9672 | 33.3787 | 32.7422 | 31.1925 | 30.7424 | 34.7934 | 32.1442 | 32.4078 | 43.1204 | 31.1153 | 36.2016 | 31.6812 | 29.0063 | 31.2504 | 37.2433 | 26.8843 | 33.0701 | 33.5845 | 30.0351 | 31.8805 | 31.1411 | 32.845 | 31.9641 | 32.6521 | 34.3304 | 32.7036 | 31.6619 | 32.9801 | 34.1375 | 33.5845 | 30.9224 | 35.3978 | 35.2563 | 26.5307 | 28.7684 | 20.8979 | 28.1511 | 28.4854 | 30.3566 | 24.5245 | 31.7776 | 24.2544 | 18.9238 | 25.6369 | 34.7998 | 29.5914 | 32.5364 | 29.5528 | 20.6021 | 24.6659 | 27.9517 | 18.821 | 33.1087 | 32.9801 | 34.1632 | 27.0065 | 31.4626 | 22.3318 | 32.2921 | 34.0539 | 27.6817 | 30.7295 | 25.2961 | 33.3787 | 32.0413 | 35.3142 | 29.0899 | 28.0418 | 27.5338 | 27.8553 | 33.0894 | 30.9224 | 28.942 | 30.408 | 32.8579 | 37.2433 | 26.2349 | 17.491 | 28.9646 | 19.9547 | 29.5386 | 30.6995 | 19.1872 | 27.823 | 15.511 | 27.1136 | 29.5515 | 28.1971 | 25.1013 | 27.8939 | 24.8305 | 22.3861 | 18.0908 | 16.9234 | 26.23 | 25.4947 | 27.2877

## Input 4. Firm Purchase-Sale
FPL 000031
20240012-EG
2024 TYSP Combined SUMMER Reserve Margin - Resource Needs and No Incremental DSM
VI. Firm Capacity Purchases/Sales
Summary of FPL's Firm Capacity Purchases/Sales: Summer MW (for August of Year Shown) | [25 empty] | FOR TYSP ONLY
| I. Purchases from QF's: | [5 empty] | Indicates change in capacity from one year to the next |  |  | II. Purchases from Utilities: |  |  | III. Other Purchases: | [9 empty] | IV. Sales (not accounted in Load Forecast): |  |  | IV. Unspecified Purchases
Contract Name | Broward South | Broward South | Broward South | Indiantown Cogen L.P. | Excelon Generation Company, LLC | OUC / FMPA |  | QF Totals (MW) |  |  | Purchases from Utilties (MW) |  | Palm Beach SWA -extension | Palm Beach SWA - additional | Eglin GCSC I | Holley GCSC II | SaufleyGCSC III | KingFisher | Shell PPA | Purchases from Others (MW) | Summer Firm Capacity Purchases (MW) | MW Change from Previous Year | Native Load Sale to TECO | Summer Firm Capacity Sales (MW) |  |  |  | # of Other Purchases | 6
Start Date | 1993-01-01 | 1995-01-01 | 1997-01-01 | 1995-12-22 | 2018-05-01 | 2018-10-01 | [6 empty] | 2013-01-01 | 2015-07-16 | 2017-06-07 | 2017-11-18 | 2017-11-07 | 2016-01-01 |  |  |  |  | 2016-04-01 |  |  |  |  | # of PPA's | 0
End Date | 2026-12-31 | 2026-12-31 | 2026-12-31 | 2020-12-01 | 2018-09-30 | 2020-12-31 |  |  | Year |  |  | Year | 2032-04-01 | 2034-06-01 | 2042-12-31 | 2042-12-31 | 2042-12-31 | 2035-12-31 | 2023-05-25 |  |  |  | 2016-09-30 |  |  | Year | 1-Year PPA | PPA # | YEAR | MWs
2024 | 1.4 | 1.5 | 0.6 |  |  |  |  | 3.5 | 2024 |  | 0 | 2024 | 40 | 70 | 12.71 | 16.95 | 19.06 | 81 | 0 | 239.72 | 243.22 |  |  | 0 | 0 | 2024 | 0 | 1
2025 | 1.4 | 1.5 | 0.6 |  |  |  |  | 3.5 | 2025 |  | 0 | 2025 | 40 | 70 | 12.65 | 16.87 | 18.97 | 81 | 0 | 239.49 | 242.99 | -0.23 |  | 0 | 0 | 2025 | 0 | 2
2026 | 1.4 | 1.5 | 0.6 |  |  |  |  | 3.5 | 2026 |  | 0 | 2026 | 40 | 70 | 12.58 | 16.78 | 18.87 | 81 | 0 | 239.23 | 242.73 | -0.26 |  | 0 | 0 | 2026 | 0 | 3
2027 | 0 | 0 | 0 |  |  |  |  | 0 | 2027 |  | 0 | 2027 | 40 | 70 | 12.52 | 16.7 | 18.78 | 81 | 0 | 239 | 239 | -3.73 |  | 0 | 0 | 2027 | 0 | 4
2028 | 0 | 0 | 0 |  |  |  |  | 0 | 2028 |  | 0 | 2028 | 40 | 70 | 12.46 | 16.61 | 18.69 | 81 | 0 | 238.76 | 238.76 | -0.24 |  | 0 | 0 | 2028 | 0 | 5
2029 | 0 | 0 | 0 |  |  |  |  | 0 | 2029 |  | 0 | 2029 | 40 | 70 | 12.39 | 16.53 | 18.59 | 81 | 0 | 238.51 | 238.51 | -0.25 |  | 0 | 0 | 2029 | 0 | 6
2030 | 0 | 0 | 0 |  |  |  |  | 0 | 2030 |  | 0 | 2030 | 40 | 70 | 12.33 | 16.45 | 18.5 | 81 | 0 | 238.28 | 238.28 | -0.23 |  | 0 | 0 | 2030 | 0 | 7
2031 | 0 | 0 | 0 |  |  |  |  | 0 | 2031 |  | 0 | 2031 | 40 | 70 | 12.27 | 16.37 | 18.41 | 81 | 0 | 238.05 | 238.05 | -0.23 |  | 0 | 0 | 2031 | 0 | 8
2032 | 0 | 0 | 0 |  |  |  |  | 0 | 2032 |  | 0 | 2032 | 0 | 70 | 12.21 | 16.28 | 18.31 | 81 | 0 | 197.8 | 197.8 | -40.25 |  | 0 | 0 | 2032 | 0 | 9
2033 | 0 | 0 | 0 |  |  |  |  | 0 | 2033 |  | 0 | 2033 | 0 | 70 | 12.15 | 16.2 | 18.22 | 81 | 0 | 197.57 | 197.57 | -0.23 |  | 0 | 0 | 2033 | 0 | 10
2034 | 0 | 0 | 0 |  |  |  |  | 0 | 2034 |  | 0 | 2034 | 0 | 0 | 12.1136 | 16.1514 | 18.1653 | 81 | 0 | 127.4303 | 127.4303 | -70.1397 |  | 0 | 0 | 2034 | 0 | 11
2035 | 0 | 0 | 0 |  |  |  |  | 0 | 2035 |  | 0 | 2035 | 0 | 0 | 12.0772 | 16.1029 | 18.1108 | 81 | 0 | 127.291 | 127.291 | -0.13929 |  | 0 | 0 | 2035 | 0 | 12
2036 | 0 | 0 | 0 |  |  |  |  | 0 | 2036 |  | 0 | 2036 | 0 | 0 | 12.041 | 16.0546 | 18.0565 | 0 | 0 | 46.1521 | 46.1521 | -81.1389 |  | 0 | 0 | 2036 | 0 | 13
2037 | 0 | 0 | 0 |  |  |  |  | 0 | 2037 |  | 0 | 2037 | 0 | 0 | 12.0049 | 16.0065 | 18.0023 | 0 | 0 | 46.0137 | 46.0137 | -0.13846 |  | 0 | 0 | 2037 | 0 | 14
2038 | 0 | 0 | 0 |  |  |  |  | 0 | 2038 |  | 0 | 2038 | 0 | 0 | 11.9688 | 15.9585 | 17.9483 | 0 | 0 | 45.8756 | 45.8756 | -0.13804 |  | 0 | 0 | 2038 | 0 | 15
2039 | 0 | 0 | 0 |  |  |  |  | 0 | 2039 |  | 0 | 2039 | 0 | 0 | 11.9329 | 15.9106 | 17.8945 | 0 | 0 | 45.738 | 45.738 | -0.13763 |  | 0 | 0 | 2039 | 0 | 16
2040 | 0 | 0 | 0 |  |  |  |  | 0 | 2040 |  | 0 | 2040 | 0 | 0 | 11.8971 | 15.8628 | 17.8408 | 0 | 0 | 45.6008 | 45.6008 | -0.13721 |  | 0 | 0 | 2040 | 0 | 17
2041 | 0 | 0 | 0 |  |  |  |  | 0 | 2041 |  | 0 | 2041 | 0 | 0 | 11.8614 | 15.8153 | 17.7873 | 0 | 0 | 45.464 | 45.464 | -0.1368 |  | 0 | 0 | 2041 | 0 | 18
2042 | 0 | 0 | 0 |  |  |  |  | 0 | 2042 |  | 0 | 2042 | 0 | 0 | 11.8259 | 15.7678 | 17.7339 | 0 | 0 | 45.3276 | 45.3276 | -0.13639 |  | 0 | 0 | 2042 | 0 | 19
2043 | 0 | 0 | 0 |  |  |  |  | 0 | 2043 |  | 0 | 2043 | 0 | 0 | 0 | 0 | 0 | 0 | 0 | 0 | 0 | -45.3276 |  | 0 | 0 | 2043 | 0 | 20
2044 | 0 | 0 | 0 |  |  |  |  | 0 | 2044 |  | 0 | 2044 | 0 | 0 | 0 | 0 | 0 | 0 | 0 | 0 | 0 | 0 |  | 0 | 0 | 2044 | 0 | 21
2045 | 0 | 0 | 0 |  |  |  |  | 0 | 2045 |  | 0 | 2045 | 0 | 0 | 0 | 0 | 0 | 0 | 0 | 0 | 0 | 0 |  | 0 | 0 | 2045 | 0
2046 | 0 | 0 | 0 |  |  |  |  | 0 | 2046 |  | 0 | 2046 | 0 | 0 | 0 | 0 | 0 | 0 | 0 | 0 | 0 | 0 |  | 0 | 0 | 2046 | 0
2047 | 0 | 0 | 0 |  |  |  |  | 0 | 2047 |  | 0 | 2047 | 0 | 0 | 0 | 0 | 0 | 0 | 0 | 0 | 0 | 0 |  | 0 | 0 | 2047 | 0
2048 | 0 | 0 | 0 |  |  |  |  | 0 | 2048 |  | 0 | 2048 | 0 | 0 | 0 | 0 | 0 | 0 | 0 | 0 | 0 | 0 |  | 0 | 0 | 2048 | 0
2049 | 0 | 0 | 0 |  |  |  |  | 0 | 2049 |  | 0 | 2049 | 0 | 0 | 0 | 0 | 0 | 0 | 0 | 0 | 0 | 0 |  | 0 | 0 | 2049 | 0
2050 | 0 | 0 | 0 |  |  |  |  | 0 | 2050 |  | 0 | 2050 | 0 | 0 | 0 | 0 | 0 | 0 | 0 | 0 | 0 | 0 |  | 0 | 0 | 2050 | 0
2051 | 0 | 0 | 0 |  |  |  |  | 0 | 2051 |  | 0 | 2051 | 0 | 0 | 0 | 0 | 0 | 0 | 0 | 0 | 0 | 0 |  | 0 | 0 | 2051 | 0
2052 | 0 | 0 | 0 |  |  |  |  | 0 | 2052 |  | 0 | 2052 | 0 | 0 | 0 | 0 | 0 | 0 | 0 | 0 | 0 | 0 |  | 0 | 0 | 2052 | 0
2053 | 0 | 0 | 0 |  |  |  |  | 0 | 2053 |  | 0 | 2053 | 0 | 0 | 0 | 0 | 0 | 0 | 0 | 0 | 0 | 0 |  | 0 | 0 | 2053 | 0
2054 | 0 | 0 | 0 |  |  |  |  | 0 | 2054 |  | 0 | 2054 | 0 | 0 | 0 | 0 | 0 | 0 | 0 | 0 | 0 | 0 |  | 0 | 0 | 2054 | 0
2055 | 0 | 0 | 0 |  |  |  |  | 0 | 2055 |  | 0 | 2055 | 0 | 0 | 0 | 0 | 0 | 0 | 0 | 0 | 0 | 0 |  | 0 | 0 | 2055 | 0
2056 | 0 | 0 | 0 |  |  |  |  | 0 | 2056 |  | 0 | 2056 | 0 | 0 | 0 | 0 | 0 | 0 | 0 | 0 | 0 | 0 |  | 0 | 0 | 2056 | 0
2057 | 0 | 0 | 0 |  |  |  |  | 0 | 2057 |  | 0 | 2057 | 0 | 0 | 0 | 0 | 0 | 0 | 0 | 0 | 0 | 0 |  | 0 | 0 | 2057 | 0
2058 | 0 | 0 | 0 |  |  |  |  | 0 | 2058 |  | 0 | 2058 | 0 | 0 | 0 | 0 | 0 | 0 | 0 | 0 | 0 | 0 |  | 0 | 0 | 2058 | 0
2059 | 0 | 0 | 0 |  |  |  |  | 0 | 2059 |  | 0 | 2059 | 0 | 0 | 0 | 0 | 0 | 0 | 0 | 0 | 0 | 0 |  | 0 | 0 | 2059 | 0
2060 | 0 | 0 | 0 |  |  |  |  | 0 | 2060 |  | 0 | 2060 | 0 | 0 | 0 | 0 | 0 | 0 | 0 | 0 | 0 | 0 |  | 0 | 0 | 2060 | 0
2061 | 0 | 0 | 0 |  |  |  |  | 0 | 2061 |  | 0 | 2061 | 0 | 0 | 0 | 0 | 0 | 0 | 0 | 0 | 0 | 0 |  | 0 | 0 | 2061 | 0
2062 | 0 | 0 | 0 |  |  |  |  | 0 | 2062 |  | 0 | 2062 | 0 | 0 | 0 | 0 | 0 | 0 | 0 | 0 | 0 | 0 |  | 0 | 0 | 2062 | 0
2063 | 0 | 0 | 0 |  |  |  |  | 0 | 2063 |  | 0 | 2063 | 0 | 0 | 0 | 0 | 0 | 0 | 0 | 0 | 0 | 0 |  | 0 | 0 | 2063 | 0
2064 | 0 | 0 | 0 |  |  |  |  | 0 | 2064 |  | 0 | 2064 | 0 | 0 | 0 | 0 | 0 | 0 | 0 | 0 | 0 | 0 |  | 0 | 0 | 2064 | 0
2065 | 0 | 0 | 0 |  |  |  |  | 0 | 2065 |  | 0 | 2065 | 0 | 0 | 0 | 0 | 0 | 0 | 0 | 0 | 0 | 0 |  | 0 | 0 | 2065 | 0
2066 | 0 | 0 | 0 |  |  |  |  | 0 | 2066 |  | 0 | 2066 | 0 | 0 | 0 | 0 | 0 | 0 | 0 | 0 | 0 | 0 |  | 0 | 0 | 2066 | 0
2067 | 0 | 0 | 0 |  |  |  |  | 0 | 2067 |  | 0 | 2067 | 0 | 0 | 0 | 0 | 0 | 0 | 0 | 0 | 0 | 0 |  | 0 | 0 | 2067 | 0
2068 | 0 | 0 | 0 |  |  |  |  | 0 | 2068 |  | 0 | 2068 | 0 | 0 | 0 | 0 | 0 | 0 | 0 | 0 | 0 | 0 |  | 0 | 0 | 2068 | 0
2069 | 0 | 0 | 0 |  |  |  |  | 0 | 2069 |  | 0 | 2069 | 0 | 0 | 0 | 0 | 0 | 0 | 0 | 0 | 0 | 0 |  | 0 | 0 | 2069 | 0
2070 | 0 | 0 | 0 |  |  |  |  | 0 | 2070 |  | 0 | 2070 | 0 | 0 | 0 | 0 | 0 | 0 | 0 | 0 | 0 | 0 |  | 0 | 0 | 2070 | 0
2071 | 0 | 0 | 0 |  |  |  |  | 0 | 2071 |  | 0 | 2071 | 0 | 0 | 0 | 0 | 0 | 0 | 0 | 0 | 0 | 0 |  | 0 | 0 | 2071 | 0
2072 | 0 | 0 | 0 |  |  |  |  | 0 | 2072 |  | 0 | 2072 | 0 | 0 | 0 | 0 | 0 | 0 | 0 | 0 | 0 | 0 |  | 0 | 0 | 2072 | 0
2073 | 0 | 0 | 0 |  |  |  |  | 0 | 2073 |  | 0 | 2073 | 0 | 0 | 0 | 0 | 0 | 0 | 0 | 0 | 0 | 0 |  | 0 | 0 | 2073 | 0

## Calculations
2024 TYSP Combined SUMMER Reserve Margin - Resource Needs and No Incremental DSM
SUMMER
| -1 | -2 | -3 | -4 | -5 | -6 | -7 | -8 | -9 | -10 | -11 | -12 | -13 | -14 | -15 | -16 | -17 | -18 | -19 |  |  |  |  | BEFORE UNIT ADDITIONS
FPL 000032 | -4: =(1)+(2)+(3); -8: =(5)+(6)-(7); -9: =(4)-(8); -10: =(9)/(8); -11: =(4)-((5)+(6)); -12: =(11)/((5)+(6)); -13: =((8)*(1+RM))-(4); -14: =(13)/(1+RM)); -15: =((5)+(6))*(1+RM_Gen_Only)-(4) | [9 empty] | Before Unit | Before Unit
20240012-EG | -16: Need driven by | [8 empty] | Before Unit | Additions | Additions
| -13: Generation; -14: DSM; -15: Generation; -16: Generation; -19: RM needed to | [5 empty] | Before Unit | Before Unit | Before Unit | Additions | Generation | Generation |  |  | PPA Calculation Before NPGU
| -12: Forecast; -13: Only MW; -14: Only MW; -15: Only MW; -16: Only MW; -18: New; -19: match 10% need |  |  |  | Total | Before Unit | Additions | Additions | Additions | Forecast | Only MW | Only MW
| Projections | [7 empty] | Forecast | Forecast | Forecast | of Summer | Needed to | Needed to | Needed to | Needed to | Calculated | Forecast | Forecast |  |  |  | Annual | Additions | Forecast | Forecast | Forecast | of Summer | Needed to | Needed to |  | After |  |  | After
| of Existing | New | Firm | Projection |  |  | Summer | Forecast | of | of | of Summer | Res. Margins | Meet | Meet | Meet | Meet | Capacity | Summer | of |  |  | Annual | Unit | Projection | of | of | of Summer | Res. Margins | Meet | Meet |  | Some | PPA | PPA | PPA
August | FPL Unit | Capacity | Capacity | of Total | Load | New | DSM | of Firm | Summer | Summer | Reserves | Gen Only RM | Reserve | Reserve | Gen Only RM | Gen Only RM | with MW | Reserves | Summer | August |  | New Unit | Retirements | of Total | Summer | Summer | Reserves | Gen Only RM | Reserve | Gen Only RM | August | Additions | Additions | Additions | Additions
of the | Capability | Additions | Purchases | Capacity | Forecast | Sales | Capability | Peak | Reserves | Res.Margins | without DSM | without DSM | Margin | Margin | without DSM | without DSM | addition | Calc | Res.Margins | of the |  | Additions | or Outages | Capacity | Reserves | Res.Margins | without DSM | without DSM | Margin | without DSM | of the | Need | Calc |  | Need
Year | (MW) | (MW) | (MW) | (MW) | (MW) | (MW) | (MW) | (MW) | (MW) | (%) | (MW) | (%) | (MW) | (MW) | (MW) | (MW) | (MW) | (MW) | (%) | Year |  | (MW) | (MW) | (MW) | (MW) | (%) | (MW) | (%) | (MW) | (MW) | Year | (MW) | (MW) | (MW) | (MW)
2024 | 31574.7412 | 0 | 243.22 | 31817.9612 | 27784.8338 | 0 | 1846.12 | 25938.7138 | 5879.2474 | 22.67% | 4033.1274 | 14.52% | -691.5046 | -576.2539 | -1254.644 | 0 | 31817.9612 | 5879.2474 | 20% | 2024 | 0 | 0 | 0 | 31817.9612 | 5879.2474 | 22.67% | 4033.1274 | 14.52% | -691.5046 | -1254.644 | 2024 | -691.5046 | 0 | 0 | -691.5046
2025 | 32059.4819 | 0 | 242.99 | 32302.4719 | 28038.8513 | 0 | 1864.97 | 26173.8813 | 6128.5906 | 23.41% | 4263.6206 | 15.21% | -893.8143 | -744.8453 | -1459.7355 | 0 | 32302.4719 | 6128.5906 | 20% | 2025 | 0 | 0 | -87 | 32389.4719 | 6215.5906 | 23.75% | 4350.6206 | 15.52% | -980.8143 | -1546.7355 | 2025 | -893.8143 | 0 | 0 | -893.8143
2026 | 32063.5413 | 777.0052 | 242.73 | 33083.2765 | 28272.7364 | 0 | 1852.97 | 26419.7664 | 6663.5101 | 25.22% | 4810.5401 | 17.01% | -1379.5568 | -1149.6306 | -1983.2664 | 0 | 33083.2765 | 6663.5101 | 20% | 2026 | 777.0052 | 777.0052 | 0 | 32306.2713 | 5886.5049 | 22.28% | 4033.5349 | 14.27% | -602.5516 | -1206.2612 | 2026 | -1379.5568 | 0 | 0 | -1379.5568
2027 | 32023.6334 | 1134.4099 | 239 | 33397.0433 | 28477.4107 | 0 | 1832.97 | 26644.4407 | 6752.6026 | 25.34% | 4919.6326 | 17.28% | -1423.7145 | -1186.4287 | -2071.8915 | 0 | 33397.0433 | 6752.6026 | 20% | 2027 | 1134.4099 | 358.6875 | -75 | 33113.3558 | 6468.9151 | 24.28% | 4635.9451 | 16.28% | -1140.027 | -1788.204 | 2027 | -1423.7145 | 0 | 0 | -1423.7145
2028 | 31980.7583 | 1485.3994 | 238.76 | 33704.9177 | 28818.9747 | 0 | 1814.97 | 27004.0047 | 6700.913 | 24.81% | 4885.943 | 16.95% | -1300.1121 | -1083.4267 | -2004.0456 | 0 | 33704.9177 | 6700.913 | 20% | 2028 | 1485.3994 | 352.6875 | -32 | 33384.2302 | 6380.2255 | 23.63% | 4565.2555 | 15.84% | -979.4246 | -1683.3581 | 2028 | -1300.1121 | 0 | 0 | -1300.1121
2029 | 31754.9159 | 1823.9749 | 238.51 | 33817.4008 | 29160.0674 | 0 | 1798.97 | 27361.0974 | 6456.3034 | 23.6% | 4657.3334 | 15.97% | -984.0839 | -820.0699 | -1741.3266 | 0 | 33817.4008 | 6456.3034 | 20% | 2029 | 1823.9749 | 340.6875 | 0 | 33476.7133 | 6115.6159 | 22.35% | 4316.6459 | 14.8% | -643.3964 | -1400.6391 | 2029 | -984.0839 | 0 | 0 | -984.0839
2030 | 31741.1059 | 2152.1377 | 238.28 | 34131.5236 | 29543.8214 | 0 | 1784.97 | 27758.8514 | 6372.6722 | 22.96% | 4587.7022 | 15.53% | -820.9019 | -684.0849 | -1633.32 | 0 | 34131.5236 | 6372.6722 | 20% | 2030 | 2152.1377 | 330.6875 | -3 | 33803.8361 | 6044.9847 | 21.78% | 4260.0147 | 14.42% | -493.2144 | -1305.6325 | 2030 | -820.9019 | 0 | 0 | -820.9019
2031 | 31730.3284 | 2474.889 | 238.05 | 34443.2674 | 29998.0417 | 0 | 1768.97 | 28229.0717 | 6214.1957 | 22.01% | 4445.2257 | 14.82% | -568.3813 | -473.6511 | -1445.4215 | 0 | 34443.2674 | 6214.1957 | 20% | 2031 | 2474.889 | 325.6875 | 0 | 34117.5799 | 5888.5082 | 20.86% | 4119.5382 | 13.73% | -242.6938 | -1119.734 | 2031 | -568.3813 | 0 | 0 | -568.3813
2032 | 31719.5832 | 2761.23 | 197.8 | 34678.6133 | 30644.1124 | 0 | 1753.97 | 28890.1424 | 5788.4708 | 20.04% | 4034.5008 | 13.17% | -10.4423 | -8.7019 | -970.0896 | 0 | 34678.6133 | 5788.4708 | 20% | 2032 | 2761.23 | 289.6875 | 0 | 34388.9258 | 5498.7833 | 19.03% | 3744.8133 | 12.22% | 279.2452 | -680.4021 | 2032 | -10.4423 | 0 | 0 | -10.4423
2033 | 31708.8703 | 3047.1621 | 197.57 | 34953.6023 | 31278.3772 | 0 | 1739.97 | 29538.4072 | 5415.1952 | 18.33% | 3675.2252 | 11.75% | 492.4863 | 410.4052 | -547.3875 | 0 | 34953.6023 | 5415.1952 | 20% | 2033 | 3047.1621 | 289.6875 | 0 | 34663.9148 | 5125.5077 | 17.35% | 3385.5377 | 10.82% | 782.1738 | -257.7 | 2033 | 492.4863 | 492.4863 | 0 | 492.4863
2034 | 31698.1895 | 3042.9988 | 127.4303 | 34868.6185 | 31916.5182 | 0 | 1725.97 | 30190.5482 | 4678.0704 | 15.5% | 2952.1004 | 9.249% | 1360.0393 | 1133.3661 | 239.5515 | 0 | 34868.6185 | 4678.0704 | 20% | 2034 | 3042.9988 | 0 | 0 | 34868.6185 | 4678.0704 | 15.5% | 2952.1004 | 9.249% | 1360.0393 | 239.5515 | 2034 | 1360.0393 | 1360.0393 | 0 | 1360.0393
2035 | 31687.5407 | 3038.848 | 127.291 | 34853.6797 | 32573.0192 | 0 | 1725.97 | 30847.0492 | 4006.6305 | 12.99% | 2280.6605 | 7.002% | 2162.7793 | 1802.3161 | 976.6414 | 0 | 34853.6797 | 4006.6305 | 20% | 2035 | 3038.848 | 0 | 0 | 34853.6797 | 4006.6305 | 12.99% | 2280.6605 | 7.002% | 2162.7793 | 976.6414 | 2035 | 2162.7793 | 2162.7793 | 0 | 2162.7793
2036 | 31676.9239 | 4354.7097 | 46.1521 | 36077.7857 | 33237.0844 | 0 | 1725.97 | 31511.1144 | 4566.6713 | 14.49% | 2840.7013 | 8.547% | 1735.5516 | 1446.293 | 483.0071 | 0 | 36077.7857 | 4566.6713 | 20% | 2036 | 4354.7097 | 1320 | 0 | 34757.7857 | 3246.6713 | 10.3% | 1520.7013 | 4.575% | 3055.5516 | 1803.0071 | 2036 | 1735.5516 | 1735.5516 | 0 | 1735.5516
2037 | 31666.3389 | 5010.5838 | 46.0137 | 36722.9363 | 33894.6194 | 0 | 1725.97 | 32168.6494 | 4554.2869 | 14.16% | 2828.3169 | 8.344% | 1879.443 | 1566.2025 | 561.145 | 0 | 36722.9363 | 4554.2869 | 20% | 2037 | 5010.5838 | 660 | 0 | 36062.9363 | 3894.2869 | 12.11% | 2168.3169 | 6.397% | 2539.443 | 1221.145 | 2037 | 1879.443 | 1879.443 | 0 | 1879.443
2038 | 31655.7857 | 6326.4702 | 45.8756 | 38028.1315 | 34535.5442 | 0 | 1725.97 | 32809.5742 | 5218.5573 | 15.91% | 3492.5873 | 10.11% | 1343.3575 | 1119.4646 | -39.0329 | 0 | 38028.1315 | 5218.5573 | 20% | 2038 | 6326.4702 | 1320 | 0 | 36708.1315 | 3898.5573 | 11.88% | 2172.5873 | 6.291% | 2663.3575 | 1280.9671 | 2038 | 1343.3575 | 1343.3575 | 0 | 1343.3575
2039 | 31645.2641 | 6982.369 | 45.738 | 38673.3712 | 35142.7818 | 0 | 1725.97 | 33416.8118 | 5256.5594 | 15.73% | 3530.5894 | 10.05% | 1426.8029 | 1189.0025 | -16.3112 | 0 | 38673.3712 | 5256.5594 | 20% | 2039 | 6982.369 | 660 | 0 | 38013.3712 | 4596.5594 | 13.76% | 2870.5894 | 8.168% | 2086.8029 | 643.6888 | 2039 | 1426.8029 | 1426.8029 | 0 | 1426.8029
2040 | 31634.7741 | 7638.2801 | 45.6008 | 39318.6551 | 35706.6536 | 0 | 1725.97 | 33980.6836 | 5337.9714 | 15.71% | 3612.0014 | 10.12% | 1458.1653 | 1215.1377 | -41.3361 | 0 | 39318.6551 | 5337.9714 | 20% | 2040 | 7638.2801 | 660 | 0 | 38658.6551 | 4677.9714 | 13.77% | 2952.0014 | 8.267% | 2118.1653 | 618.6639 | 2040 | 1458.1653 | 1458.1653 | 0 | 1458.1653
2041 | 31624.3156 | 7634.2035 | 45.464 | 39303.9831 | 36078.9264 | 0 | 1725.97 | 34352.9564 | 4951.0267 | 14.41% | 3225.0567 | 8.939% | 1919.5646 | 1599.6372 | 382.836 | 0 | 39303.9831 | 4951.0267 | 20% | 2041 | 7634.2035 | 0 | 0 | 39303.9831 | 4951.0267 | 14.41% | 3225.0567 | 8.939% | 1919.5646 | 382.836 | 2041 | 1919.5646 | 1919.5646 | 0 | 1919.5646
2042 | 31613.8885 | 8290.1391 | 45.3276 | 39949.3552 | 36427.9055 | 0 | 1725.97 | 34701.9355 | 5247.4197 | 15.12% | 3521.4497 | 9.667% | 1692.9674 | 1410.8062 | 121.3409 | 0 | 39949.3552 | 5247.4197 | 20% | 2042 | 8290.1391 | 660 | 0 | 39289.3552 | 4587.4197 | 13.22% | 2861.4497 | 7.855% | 2352.9674 | 781.3409 | 2042 | 1692.9674 | 1692.9674 | 0 | 1692.9674
2043 | 31603.4926 | 8946.0869 | 0 | 40549.5795 | 36780.4865 | 0 | 1725.97 | 35054.5165 | 5495.063 | 15.68% | 3769.093 | 10.25% | 1515.8403 | 1263.2002 | -91.0444 | 0 | 40549.5795 | 5495.063 | 20% | 2043 | 8946.0869 | 660 | 0 | 39889.5795 | 4835.063 | 13.79% | 3109.093 | 8.453% | 2175.8403 | 568.9556 | 2043 | 1515.8403 | 1515.8403 | 0 | 1515.8403
2044 | 31593.1279 | 8942.0469 | 0 | 40535.1748 | 37136.5625 | 0 | 1725.97 | 35410.5925 | 5124.5823 | 14.47% | 3398.6123 | 9.152% | 1957.5362 | 1631.2801 | 315.0439 | 0 | 40535.1748 | 5124.5823 | 20% | 2044 | 8942.0469 | 0 | 0 | 40535.1748 | 5124.5823 | 14.47% | 3398.6123 | 9.152% | 1957.5362 | 315.0439 | 2044 | 1957.5362 | 1957.5362 | 0 | 1957.5362
2045 | 31582.7943 | 9598.019 | 0 | 41180.8133 | 37496.3129 | 0 | 1725.97 | 35770.3429 | 5410.4704 | 15.13% | 3684.5004 | 9.826% | 1743.5982 | 1452.9985 | 65.1309 | 0 | 41180.8133 | 5410.4704 | 20% | 2045 | 9598.019 | 660 | 0 | 40520.8133 | 4750.4704 | 13.28% | 3024.5004 | 8.066% | 2403.5982 | 725.1309 | 2045 | 1743.5982 | 1743.5982 | 0 | 1743.5982
2046 | 31572.4918 | 10254.0031 | 0 | 41826.4949 | 37859.6315 | 0 | 1725.97 | 36133.6615 | 5692.8334 | 15.75% | 3966.8634 | 10.48% | 1533.8989 | 1278.2491 | -180.9002 | 0 | 41826.4949 | 5692.8334 | 20% | 2046 | 10254.0031 | 660 | 0 | 41166.4949 | 5032.8334 | 13.93% | 3306.8634 | 8.735% | 2193.8989 | 479.0998 | 2046 | 1533.8989 | 1533.8989 | 0 | 1533.8989
2047 | 31562.2201 | 10249.9993 | 0 | 41812.2194 | 38226.6986 | 0 | 1725.97 | 36500.7286 | 5311.4908 | 14.55% | 3585.5208 | 9.38% | 1988.6549 | 1657.2124 | 237.149 | 0 | 41812.2194 | 5311.4908 | 20% | 2047 | 10249.9993 | 0 | 0 | 41812.2194 | 5311.4908 | 14.55% | 3585.5208 | 9.38% | 1988.6549 | 237.149 | 2047 | 1988.6549 | 1988.6549 | 0 | 1988.6549
2048 | 31551.9792 | 10906.0075 | 0 | 42457.9868 | 38597.4087 | 0 | 1725.97 | 36871.4387 | 5586.5481 | 15.15% | 3860.5781 | 10% | 1787.7396 | 1489.783 | -0.83723 | 0 | 42457.9868 | 5586.5481 | 20% | 2048 | 10906.0075 | 660 | 0 | 41797.9868 | 4926.5481 | 13.36% | 3200.5781 | 8.292% | 2447.7396 | 659.1628 | 2048 | 1787.7396 | 1787.7396 | 0 | 1787.7396
2049 | 31541.7691 | 11562.0277 | 0 | 43103.7968 | 38971.9427 | 0 | 1725.97 | 37245.9727 | 5857.8241 | 15.73% | 4131.8541 | 10.6% | 1591.3705 | 1326.142 | -234.6598 | 0 | 43103.7968 | 5857.8241 | 20% | 2049 | 11562.0277 | 660 | 0 | 42443.7968 | 5197.8241 | 13.96% | 3471.8541 | 8.909% | 2251.3705 | 425.3402 | 2049 | 1591.3705 | 1591.3705 | 0 | 1591.3705
2050 | 31531.5896 | 12218.0599 | 0 | 43749.6494 | 39350.1961 | 0 | 1725.97 | 37624.2261 | 6125.4234 | 16.28% | 4399.4534 | 11.18% | 1399.4219 | 1166.1849 | -464.4338 | 0 | 43749.6494 | 6125.4234 | 20% | 2050 | 12218.0599 | 660 | 0 | 43089.6494 | 5465.4234 | 14.53% | 3739.4534 | 9.503% | 2059.4219 | 195.5662 | 2050 | 1399.4219 | 1399.4219 | 0 | 1399.4219
2051 | 31521.4406 | 12214.1039 | 0 | 43735.5445 | 39732.3505 | 0 | 1725.97 | 38006.3805 | 5729.164 | 15.07% | 4003.194 | 10.08% | 1872.1121 | 1560.0934 | -29.9589 | 0 | 43735.5445 | 5729.164 | 20% | 2051 | 12214.1039 | 0 | 0 | 43735.5445 | 5729.164 | 15.07% | 4003.194 | 10.08% | 1872.1121 | -29.9589 | 2051 | 1872.1121 | 1872.1121 | 0 | 1872.1121
2052 | 30674.3221 | 13530.1598 | 0 | 44204.4819 | 40118.3021 | 0 | 1725.97 | 38392.3321 | 5812.1498 | 15.14% | 4086.1798 | 10.19% | 1866.3167 | 1555.2639 | -74.3495 | 0 | 44204.4819 | 5812.1498 | 20% | 2052 | 13530.1598 | 1320 | -837 | 43721.4819 | 5329.1498 | 13.88% | 3603.1798 | 8.981% | 2349.3167 | 408.6505 | 2052 | 1866.3167 | 1866.3167 | 0 | 1866.3167
2053 | 29820.2339 | 14846.2275 | 0 | 44666.4615 | 40508.2335 | 0 | 1725.97 | 38782.2635 | 5884.198 | 15.17% | 4158.228 | 10.27% | 1872.2547 | 1560.2123 | -107.4046 | 0 | 44666.4615 | 5884.198 | 20% | 2053 | 14846.2275 | 1320 | -844 | 44190.4615 | 5408.198 | 13.95% | 3682.228 | 9.09% | 2348.2547 | 368.5954 | 2053 | 1872.2547 | 1872.2547 | 0 | 1872.2547
2054 | 29810.176 | 15502.3071 | 0 | 45312.4831 | 40902.0415 | 0 | 1725.97 | 39176.0715 | 6136.4116 | 15.66% | 4410.4416 | 10.78% | 1698.8027 | 1415.6689 | -320.2374 | 0 | 45312.4831 | 6136.4116 | 20% | 2054 | 15502.3071 | 660 | 0 | 44652.4831 | 5476.4116 | 13.98% | 3750.4416 | 9.169% | 2358.8027 | 339.7626 | 2054 | 1698.8027 | 1698.8027 | 0 | 1698.8027
2055 | 29800.1483 | 16158.3984 | 0 | 45958.5466 | 41299.9096 | 0 | 1725.97 | 39573.9396 | 6384.6071 | 16.13% | 4658.6371 | 11.28% | 1530.1809 | 1275.1507 | -528.6461 | 0 | 45958.5466 | 6384.6071 | 20% | 2055 | 16158.3984 | 660 | 0 | 45298.5466 | 5724.6071 | 14.47% | 3998.6371 | 9.682% | 2190.1809 | 131.3539 | 2055 | 1530.1809 | 1530.1809 | 0 | 1530.1809
2056 | 28809.1506 | 17474.5014 | 0 | 46283.652 | 41701.7354 | 0 | 1725.97 | 39975.7654 | 6307.8866 | 15.78% | 4581.9166 | 10.99% | 1687.2665 | 1406.0554 | -411.743 | 0 | 46283.652 | 6307.8866 | 20% | 2056 | 17474.5014 | 1320 | -981 | 45944.652 | 5968.8866 | 14.93% | 4242.9166 | 10.17% | 2026.2665 | -72.743 | 2056 | 1687.2665 | 1687.2665 | 0 | 1687.2665
2057 | 28799.183 | 18130.6161 | 0 | 46929.7991 | 42107.7033 | 0 | 1725.97 | 40381.7333 | 6548.0658 | 16.22% | 4822.0958 | 11.45% | 1528.2809 | 1273.5674 | -611.3255 | 0 | 46929.7991 | 6548.0658 | 20% | 2057 | 18130.6161 | 660 | 0 | 46269.7991 | 5888.0658 | 14.58% | 4162.0958 | 9.884% | 2188.2809 | 48.6745 | 2057 | 1528.2809 | 1528.2809 | 0 | 1528.2809
2058 | 28789.2452 | 18786.7425 | 0 | 47575.9877 | 42517.7117 | 0 | 1725.97 | 40791.7417 | 6784.246 | 16.63% | 5058.276 | 11.9% | 1374.1023 | 1145.0853 | -806.5048 | 0 | 47575.9877 | 6784.246 | 20% | 2058 | 18786.7425 | 660 | 0 | 46915.9877 | 6124.246 | 15.01% | 4398.276 | 10.34% | 2034.1023 | -146.5048 | 2058 | 1374.1023 | 1374.1023 | 0 | 1374.1023
2059 | 28779.3373 | 18782.8804 | 0 | 47562.2178 | 42931.8742 | 0 | 1725.97 | 41205.9042 | 6356.3135 | 15.43% | 4630.3435 | 10.79% | 1884.8673 | 1570.7228 | -337.1561 | 0 | 47562.2178 | 6356.3135 | 20% | 2059 | 18782.8804 | 0 | 0 | 47562.2178 | 6356.3135 | 15.43% | 4630.3435 | 10.79% | 1884.8673 | -337.1561 | 2059 | 1884.8673 | 1884.8673 | 0 | 1884.8673
2060 | 28769.4591 | 19439.03 | 0 | 48208.4891 | 43350.3049 | 0 | 1725.97 | 41624.3349 | 6584.1542 | 15.82% | 4858.1842 | 11.21% | 1740.7127 | 1450.5939 | -523.1537 | 0 | 48208.4891 | 6584.1542 | 20% | 2060 | 19439.03 | 660 | 0 | 47548.4891 | 5924.1542 | 14.23% | 4198.1842 | 9.684% | 2400.7127 | 136.8463 | 2060 | 1740.7127 | 1740.7127 | 0 | 1740.7127
2061 | 28759.6105 | 20095.1911 | 0 | 48854.8017 | 43772.9035 | 0 | 1725.97 | 42046.9335 | 6807.8682 | 16.19% | 5081.8982 | 11.61% | 1601.5185 | 1334.5987 | -704.6078 | 0 | 48854.8017 | 6807.8682 | 20% | 2061 | 20095.1911 | 660 | 0 | 48194.8017 | 6147.8682 | 14.62% | 4421.8982 | 10.1% | 2261.5185 | -44.6078 | 2061 | 1601.5185 | 1601.5185 | 0 | 1601.5185
2062 | 28749.7915 | 20751.3638 | 0 | 49501.1553 | 44199.8564 | 0 | 1725.97 | 42473.8864 | 7027.2689 | 16.54% | 5301.2989 | 11.99% | 1467.5084 | 1222.9237 | -881.3132 | 0 | 49501.1553 | 7027.2689 | 20% | 2062 | 20751.3638 | 660 | 0 | 48841.1553 | 6367.2689 | 14.99% | 4641.2989 | 10.5% | 2127.5084 | -221.3132 | 2062 | 1467.5084 | 1467.5084 | 0 | 1467.5084
2063 | 27900.0019 | 22067.5479 | 0 | 49967.5498 | 44631.0644 | 0 | 1725.97 | 42905.0944 | 7062.4554 | 16.46% | 5336.4854 | 11.96% | 1518.5634 | 1265.4695 | -873.379 | 0 | 49967.5498 | 7062.4554 | 20% | 2063 | 22067.5479 | 1320 | -840 | 49487.5498 | 6582.4554 | 15.34% | 4856.4854 | 10.88% | 1998.5634 | -393.379 | 2063 | 1518.5634 | 1518.5634 | 0 | 1518.5634
2064 | 27890.2417 | 22723.7435 | 0 | 50613.9852 | 45066.7147 | 0 | 1725.97 | 43340.7447 | 7273.2405 | 16.78% | 5547.2705 | 12.31% | 1394.9085 | 1162.4237 | -1040.599 | 0 | 50613.9852 | 7273.2405 | 20% | 2064 | 22723.7435 | 660 | 0 | 49953.9852 | 6613.2405 | 15.26% | 4887.2705 | 10.84% | 2054.9085 | -380.599 | 2064 | 1394.9085 | 1394.9085 | 0 | 1394.9085
2065 | 27880.5108 | 22719.9505 | 0 | 50600.4612 | 45506.7091 | 0 | 1725.97 | 43780.7391 | 6819.7222 | 15.58% | 5093.7522 | 11.19% | 1936.4256 | 1613.688 | -543.0813 | 0 | 50600.4612 | 6819.7222 | 20% | 2065 | 22719.9505 | 0 | 0 | 50600.4612 | 6819.7222 | 15.58% | 5093.7522 | 11.19% | 1936.4256 | -543.0813 | 2065 | 1936.4256 | 1936.4256 | 0 | 1936.4256
2066 | 27870.809 | 23376.1688 | 0 | 51246.9779 | 45951.164 | 0 | 1725.97 | 44225.194 | 7021.7839 | 15.88% | 5295.8139 | 11.52% | 1823.2549 | 1519.3791 | -700.6975 | 0 | 51246.9779 | 7021.7839 | 20% | 2066 | 23376.1688 | 660 | 0 | 50586.9779 | 6361.7839 | 14.38% | 4635.8139 | 10.09% | 2483.2549 | -40.6975 | 2066 | 1823.2549 | 1823.2549 | 0 | 1823.2549
2067 | 27861.1364 | 24032.3985 | 0 | 51893.535 | 46400.1968 | 0 | 1725.97 | 44674.2268 | 7219.3082 | 16.16% | 5493.3382 | 11.84% | 1715.5371 | 1429.6143 | -853.3185 | 0 | 51893.535 | 7219.3082 | 20% | 2067 | 24032.3985 | 660 | 0 | 51233.535 | 6559.3082 | 14.68% | 4833.3382 | 10.42% | 2375.5371 | -193.3185 | 2067 | 1715.5371 | 1715.5371 | 0 | 1715.5371
2068 | 27851.4928 | 24688.6396 | 0 | 52540.1324 | 46853.7103 | 0 | 1725.97 | 45127.7403 | 7412.3921 | 16.43% | 5686.4221 | 12.14% | 1613.156 | 1344.2966 | -1001.0511 | 0 | 52540.1324 | 7412.3921 | 20% | 2068 | 24688.6396 | 660 | 0 | 51880.1324 | 6752.3921 | 14.96% | 5026.4221 | 10.73% | 2273.156 | -341.0511 | 2068 | 1613.156 | 1613.156 | 0 | 1613.156
2069 | 27841.8781 | 25344.8919 | 0 | 53186.77 | 47311.8227 | 0 | 1725.97 | 45585.8527 | 7600.9173 | 16.67% | 5874.9473 | 12.42% | 1516.2532 | 1263.5443 | -1143.765 | 0 | 53186.77 | 7600.9173 | 20% | 2069 | 25344.8919 | 660 | 0 | 52526.77 | 6940.9173 | 15.23% | 5214.9473 | 11.02% | 2176.2532 | -483.765 | 2069 | 1516.2532 | 1516.2532 | 0 | 1516.2532
2070 | 27832.2923 | 26001.1554 | 0 | 53833.4477 | 47774.6524 | 0 | 1725.97 | 46048.6824 | 7784.7652 | 16.91% | 6058.7952 | 12.68% | 1424.9712 | 1187.476 | -1281.33 | 0 | 53833.4477 | 7784.7652 | 20% | 2070 | 26001.1554 | 660 | 0 | 53173.4477 | 7124.7652 | 15.47% | 5398.7952 | 11.3% | 2084.9712 | -621.33 | 2070 | 1424.9712 | 1424.9712 | 0 | 1424.9712
2071 | 27822.7352 | 26657.4301 | 0 | 54480.1654 | 48242.1041 | 0 | 1725.97 | 46516.1341 | 7964.0313 | 17.12% | 6238.0613 | 12.93% | 1339.1955 | 1115.9963 | -1413.8509 | 0 | 54480.1654 | 7964.0313 | 20% | 2071 | 26657.4301 | 660 | 0 | 53820.1654 | 7304.0313 | 15.7% | 5578.0613 | 11.56% | 1999.1955 | -753.8509 | 2071 | 1339.1955 | 1339.1955 | 0 | 1339.1955
2072 | 27813.2068 | 26653.7161 | 0 | 54466.9229 | 48714.3686 | 0 | 2073.97 | 46640.3986 | 7826.5243 | 16.78% | 5752.5543 | 11.81% | 1501.5554 | 1251.2962 | -881.1174 | 0 | 54466.9229 | 7826.5243 | 20% | 2072 | 26653.7161 | 0 | 0 | 54466.9229 | 7826.5243 | 16.78% | 5752.5543 | 11.81% | 1501.5554 | -881.1174 | 2072 | 1501.5554 | 1501.5554 | 0 | 1501.5554
2073 | 27803.707 | 27310.0131 | 0 | 55113.7201 | 49191.3514 | 0 | 2073.97 | 47117.3814 | 7996.3387 | 16.97% | 5922.3687 | 12.04% | 1427.1376 | 1189.2813 | -1003.2336 | 0 | 55113.7201 | 7996.3387 | 20% | 2073 | 27310.0131 | 660 | 0 | 54453.7201 | 7336.3387 | 15.57% | 5262.3687 | 10.7% | 2087.1376 | -343.2336 | 2073 | 1427.1376 | 1427.1376 | 0 | 1427.1376

## Large Filler Calculations
| FPL 000033 | [6 empty] | 0
20240012-EG
Calculation of Large Filler Unit additions
[9 empty] | After Addition |  | After Addition |  | After Addition |  | After Addition |  | After Addition |  | After Addition |  | After Addition |  | After Addition |  | After Addition |  | After Addition |  | After Addition |  | After Addition |  | After Addition |  | After Addition |  | After Addition |  | After Addition |  | After Addition |  | After Addition |  | After Addition
Annual # of Large Fillers Added | # Large Filler(s) Added | Large Filler(s) (MW) | PPA (MW) | Year | Total New Unit MW | Need (MW) | Need For Years of Large Filler Additions | Large Filler(s) Added + PPA, if needed | Need For Years of Large Filler Additions | Large Filler(s) Added + PPA, if needed | Need For Years of Large Filler Additions | Large Filler(s) Added + PPA, if needed | Need For Years of Large Filler Additions | Large Filler(s) Added + PPA, if needed | Need For Years of Large Filler Additions | Large Filler(s) Added + PPA, if needed | Need For Years of Large Filler Additions | Large Filler(s) Added + PPA, if needed | Need For Years of Large Filler Additions | Large Filler(s) Added + PPA, if needed | Need For Years of Large Filler Additions | Large Filler(s) Added + PPA, if needed | Need For Years of Large Filler Additions | Large Filler(s) Added + PPA, if needed | Need For Years of Large Filler Additions | Large Filler(s) Added + PPA, if needed | Need For Years of Large Filler Additions | Large Filler(s) Added + PPA, if needed | Need For Years of Large Filler Additions | Large Filler(s) Added + PPA, if needed | Need For Years of Large Filler Additions | Large Filler(s) Added + PPA, if needed | Need For Years of Large Filler Additions | Large Filler(s) Added + PPA, if needed | Need For Years of Large Filler Additions | Large Filler(s) Added + PPA, if needed | Need For Years of Large Filler Additions | Large Filler(s) Added + PPA, if needed | Need For Years of Large Filler Additions | Large Filler(s) Added + PPA, if needed | Need For Years of Large Filler Additions | Large Filler(s) Added + PPA, if needed | Need For Years of Large Filler Additions | Large Filler(s) Added + PPA, if needed | Need For Years of Large Filler Additions
0 | 0 | 0 | 0 | 2024 | 0 | -691.5046 | 0 | 0 | 0 | 0 | 0 | 0 | 0 | 0 | 0 | 0 | 0 | 0 | 0 | 0 | 0 | 0 | 0 | 0 | 0 | 0 | 0 | 0 | 0 | 0 | 0 | 0 | 0 | 0 | 0 | 0 | 0 | 0 | 0 | 0 | 0 | 0 | 0 | 0 | 0
0 | 0 | 0 | 0 | 2025 | 0 | -893.8143 | 0 | 0 | 0 | 0 | 0 | 0 | 0 | 0 | 0 | 0 | 0 | 0 | 0 | 0 | 0 | 0 | 0 | 0 | 0 | 0 | 0 | 0 | 0 | 0 | 0 | 0 | 0 | 0 | 0 | 0 | 0 | 0 | 0 | 0 | 0 | 0 | 0 | 0 | 0
0 | 0 | 0 | 0 | 2026 | 0 | -1379.5568 | 0 | 0 | 0 | 0 | 0 | 0 | 0 | 0 | 0 | 0 | 0 | 0 | 0 | 0 | 0 | 0 | 0 | 0 | 0 | 0 | 0 | 0 | 0 | 0 | 0 | 0 | 0 | 0 | 0 | 0 | 0 | 0 | 0 | 0 | 0 | 0 | 0 | 0 | 0
0 | 0 | 0 | 0 | 2027 | 0 | -1423.7145 | 0 | 0 | 0 | 0 | 0 | 0 | 0 | 0 | 0 | 0 | 0 | 0 | 0 | 0 | 0 | 0 | 0 | 0 | 0 | 0 | 0 | 0 | 0 | 0 | 0 | 0 | 0 | 0 | 0 | 0 | 0 | 0 | 0 | 0 | 0 | 0 | 0 | 0 | 0
0 | 0 | 0 | 0 | 2028 | 0 | -1300.1121 | 0 | 0 | 0 | 0 | 0 | 0 | 0 | 0 | 0 | 0 | 0 | 0 | 0 | 0 | 0 | 0 | 0 | 0 | 0 | 0 | 0 | 0 | 0 | 0 | 0 | 0 | 0 | 0 | 0 | 0 | 0 | 0 | 0 | 0 | 0 | 0 | 0 | 0 | 0
0 | 0 | 0 | 0 | 2029 | 0 | -984.0839 | 0 | 0 | 0 | 0 | 0 | 0 | 0 | 0 | 0 | 0 | 0 | 0 | 0 | 0 | 0 | 0 | 0 | 0 | 0 | 0 | 0 | 0 | 0 | 0 | 0 | 0 | 0 | 0 | 0 | 0 | 0 | 0 | 0 | 0 | 0 | 0 | 0 | 0 | 0
0 | 0 | 0 | 0 | 2030 | 0 | -820.9019 | 0 | 0 | 0 | 0 | 0 | 0 | 0 | 0 | 0 | 0 | 0 | 0 | 0 | 0 | 0 | 0 | 0 | 0 | 0 | 0 | 0 | 0 | 0 | 0 | 0 | 0 | 0 | 0 | 0 | 0 | 0 | 0 | 0 | 0 | 0 | 0 | 0 | 0 | 0
0 | 0 | 0 | 0 | 2031 | 0 | -568.3813 | 0 | 0 | 0 | 0 | 0 | 0 | 0 | 0 | 0 | 0 | 0 | 0 | 0 | 0 | 0 | 0 | 0 | 0 | 0 | 0 | 0 | 0 | 0 | 0 | 0 | 0 | 0 | 0 | 0 | 0 | 0 | 0 | 0 | 0 | 0 | 0 | 0 | 0 | 0
0 | 0 | 0 | 0 | 2032 | 0 | -10.4423 | 0 | 0 | 0 | 0 | 0 | 0 | 0 | 0 | 0 | 0 | 0 | 0 | 0 | 0 | 0 | 0 | 0 | 0 | 0 | 0 | 0 | 0 | 0 | 0 | 0 | 0 | 0 | 0 | 0 | 0 | 0 | 0 | 0 | 0 | 0 | 0 | 0 | 0 | 0
1 | 1 | 1991 | 0 | 2033 | 1991 | 492.4863 | 492.4863 | 1991 | -1498.5137 | 0 | 0 | 0 | 0 | 0 | 0 | 0 | 0 | 0 | 0 | 0 | 0 | 0 | 0 | 0 | 0 | 0 | 0 | 0 | 0 | 0 | 0 | 0 | 0 | 0 | 0 | 0 | 0 | 0 | 0 | 0 | 0 | 0 | 0 | 0 | 0
0 | 1 | 1991 | 0 | 2034 | 1991 | 1360.0393 | 0 | 1991 | 0 | 0 | 0 | 0 | 0 | 0 | 0 | 0 | 0 | 0 | 0 | 0 | 0 | 0 | 0 | 0 | 0 | 0 | 0 | 0 | 0 | 0 | 0 | 0 | 0 | 0 | 0 | 0 | 0 | 0 | 0 | 0 | 0 | 0 | 0 | 0 | 0
0 | 1 | 1991 | 0 | 2035 | 1991 | 2162.7793 | 0 | 1991 | 0 | 0 | 0 | 0 | 0 | 0 | 0 | 0 | 0 | 0 | 0 | 0 | 0 | 0 | 0 | 0 | 0 | 0 | 0 | 0 | 0 | 0 | 0 | 0 | 0 | 0 | 0 | 0 | 0 | 0 | 0 | 0 | 0 | 0 | 0 | 0 | 0
0 | 1 | 1991 | 0 | 2036 | 1991 | 1735.5516 | 0 | 1991 | 0 | 0 | 0 | 0 | 0 | 0 | 0 | 0 | 0 | 0 | 0 | 0 | 0 | 0 | 0 | 0 | 0 | 0 | 0 | 0 | 0 | 0 | 0 | 0 | 0 | 0 | 0 | 0 | 0 | 0 | 0 | 0 | 0 | 0 | 0 | 0 | 0
0 | 1 | 1991 | 0 | 2037 | 1991 | 1879.443 | 0 | 1991 | 0 | 0 | 0 | 0 | 0 | 0 | 0 | 0 | 0 | 0 | 0 | 0 | 0 | 0 | 0 | 0 | 0 | 0 | 0 | 0 | 0 | 0 | 0 | 0 | 0 | 0 | 0 | 0 | 0 | 0 | 0 | 0 | 0 | 0 | 0 | 0 | 0
0 | 1 | 1991 | 0 | 2038 | 1991 | 1343.3575 | 0 | 1991 | 0 | 0 | 0 | 0 | 0 | 0 | 0 | 0 | 0 | 0 | 0 | 0 | 0 | 0 | 0 | 0 | 0 | 0 | 0 | 0 | 0 | 0 | 0 | 0 | 0 | 0 | 0 | 0 | 0 | 0 | 0 | 0 | 0 | 0 | 0 | 0 | 0
0 | 1 | 1991 | 0 | 2039 | 1991 | 1426.8029 | 0 | 1991 | 0 | 0 | 0 | 0 | 0 | 0 | 0 | 0 | 0 | 0 | 0 | 0 | 0 | 0 | 0 | 0 | 0 | 0 | 0 | 0 | 0 | 0 | 0 | 0 | 0 | 0 | 0 | 0 | 0 | 0 | 0 | 0 | 0 | 0 | 0 | 0 | 0
0 | 1 | 1991 | 0 | 2040 | 1991 | 1458.1653 | 0 | 1991 | 0 | 0 | 0 | 0 | 0 | 0 | 0 | 0 | 0 | 0 | 0 | 0 | 0 | 0 | 0 | 0 | 0 | 0 | 0 | 0 | 0 | 0 | 0 | 0 | 0 | 0 | 0 | 0 | 0 | 0 | 0 | 0 | 0 | 0 | 0 | 0 | 0
0 | 1 | 1991 | 0 | 2041 | 1991 | 1919.5646 | 0 | 1991 | 0 | 0 | 0 | 0 | 0 | 0 | 0 | 0 | 0 | 0 | 0 | 0 | 0 | 0 | 0 | 0 | 0 | 0 | 0 | 0 | 0 | 0 | 0 | 0 | 0 | 0 | 0 | 0 | 0 | 0 | 0 | 0 | 0 | 0 | 0 | 0 | 0
0 | 1 | 1991 | 0 | 2042 | 1991 | 1692.9674 | 0 | 1991 | 0 | 0 | 0 | 0 | 0 | 0 | 0 | 0 | 0 | 0 | 0 | 0 | 0 | 0 | 0 | 0 | 0 | 0 | 0 | 0 | 0 | 0 | 0 | 0 | 0 | 0 | 0 | 0 | 0 | 0 | 0 | 0 | 0 | 0 | 0 | 0 | 0
0 | 1 | 1991 | 0 | 2043 | 1991 | 1515.8403 | 0 | 1991 | 0 | 0 | 0 | 0 | 0 | 0 | 0 | 0 | 0 | 0 | 0 | 0 | 0 | 0 | 0 | 0 | 0 | 0 | 0 | 0 | 0 | 0 | 0 | 0 | 0 | 0 | 0 | 0 | 0 | 0 | 0 | 0 | 0 | 0 | 0 | 0 | 0
0 | 1 | 1991 | 0 | 2044 | 1991 | 1957.5362 | 0 | 1991 | 0 | 0 | 0 | 0 | 0 | 0 | 0 | 0 | 0 | 0 | 0 | 0 | 0 | 0 | 0 | 0 | 0 | 0 | 0 | 0 | 0 | 0 | 0 | 0 | 0 | 0 | 0 | 0 | 0 | 0 | 0 | 0 | 0 | 0 | 0 | 0 | 0
0 | 1 | 1991 | 0 | 2045 | 1991 | 1743.5982 | 0 | 1991 | 0 | 0 | 0 | 0 | 0 | 0 | 0 | 0 | 0 | 0 | 0 | 0 | 0 | 0 | 0 | 0 | 0 | 0 | 0 | 0 | 0 | 0 | 0 | 0 | 0 | 0 | 0 | 0 | 0 | 0 | 0 | 0 | 0 | 0 | 0 | 0 | 0
0 | 1 | 1991 | 0 | 2046 | 1991 | 1533.8989 | 0 | 1991 | 0 | 0 | 0 | 0 | 0 | 0 | 0 | 0 | 0 | 0 | 0 | 0 | 0 | 0 | 0 | 0 | 0 | 0 | 0 | 0 | 0 | 0 | 0 | 0 | 0 | 0 | 0 | 0 | 0 | 0 | 0 | 0 | 0 | 0 | 0 | 0 | 0
0 | 1 | 1991 | 0 | 2047 | 1991 | 1988.6549 | 0 | 1991 | 0 | 0 | 0 | 0 | 0 | 0 | 0 | 0 | 0 | 0 | 0 | 0 | 0 | 0 | 0 | 0 | 0 | 0 | 0 | 0 | 0 | 0 | 0 | 0 | 0 | 0 | 0 | 0 | 0 | 0 | 0 | 0 | 0 | 0 | 0 | 0 | 0
0 | 1 | 1991 | 0 | 2048 | 1991 | 1787.7396 | 0 | 1991 | 0 | 0 | 0 | 0 | 0 | 0 | 0 | 0 | 0 | 0 | 0 | 0 | 0 | 0 | 0 | 0 | 0 | 0 | 0 | 0 | 0 | 0 | 0 | 0 | 0 | 0 | 0 | 0 | 0 | 0 | 0 | 0 | 0 | 0 | 0 | 0 | 0
0 | 1 | 1991 | 0 | 2049 | 1991 | 1591.3705 | 0 | 1991 | 0 | 0 | 0 | 0 | 0 | 0 | 0 | 0 | 0 | 0 | 0 | 0 | 0 | 0 | 0 | 0 | 0 | 0 | 0 | 0 | 0 | 0 | 0 | 0 | 0 | 0 | 0 | 0 | 0 | 0 | 0 | 0 | 0 | 0 | 0 | 0 | 0
0 | 1 | 1991 | 0 | 2050 | 1991 | 1399.4219 | 0 | 1991 | 0 | 0 | 0 | 0 | 0 | 0 | 0 | 0 | 0 | 0 | 0 | 0 | 0 | 0 | 0 | 0 | 0 | 0 | 0 | 0 | 0 | 0 | 0 | 0 | 0 | 0 | 0 | 0 | 0 | 0 | 0 | 0 | 0 | 0 | 0 | 0 | 0
0 | 1 | 1991 | 0 | 2051 | 1991 | 1872.1121 | 0 | 1991 | 0 | 0 | 0 | 0 | 0 | 0 | 0 | 0 | 0 | 0 | 0 | 0 | 0 | 0 | 0 | 0 | 0 | 0 | 0 | 0 | 0 | 0 | 0 | 0 | 0 | 0 | 0 | 0 | 0 | 0 | 0 | 0 | 0 | 0 | 0 | 0 | 0
0 | 1 | 1991 | 0 | 2052 | 1991 | 1866.3167 | 0 | 1991 | 0 | 0 | 0 | 0 | 0 | 0 | 0 | 0 | 0 | 0 | 0 | 0 | 0 | 0 | 0 | 0 | 0 | 0 | 0 | 0 | 0 | 0 | 0 | 0 | 0 | 0 | 0 | 0 | 0 | 0 | 0 | 0 | 0 | 0 | 0 | 0 | 0
0 | 1 | 1991 | 0 | 2053 | 1991 | 1872.2547 | 0 | 1991 | 0 | 0 | 0 | 0 | 0 | 0 | 0 | 0 | 0 | 0 | 0 | 0 | 0 | 0 | 0 | 0 | 0 | 0 | 0 | 0 | 0 | 0 | 0 | 0 | 0 | 0 | 0 | 0 | 0 | 0 | 0 | 0 | 0 | 0 | 0 | 0 | 0
0 | 1 | 1991 | 0 | 2054 | 1991 | 1698.8027 | 0 | 1991 | 0 | 0 | 0 | 0 | 0 | 0 | 0 | 0 | 0 | 0 | 0 | 0 | 0 | 0 | 0 | 0 | 0 | 0 | 0 | 0 | 0 | 0 | 0 | 0 | 0 | 0 | 0 | 0 | 0 | 0 | 0 | 0 | 0 | 0 | 0 | 0 | 0
0 | 1 | 1991 | 0 | 2055 | 1991 | 1530.1809 | 0 | 1991 | 0 | 0 | 0 | 0 | 0 | 0 | 0 | 0 | 0 | 0 | 0 | 0 | 0 | 0 | 0 | 0 | 0 | 0 | 0 | 0 | 0 | 0 | 0 | 0 | 0 | 0 | 0 | 0 | 0 | 0 | 0 | 0 | 0 | 0 | 0 | 0 | 0
0 | 1 | 1991 | 0 | 2056 | 1991 | 1687.2665 | 0 | 1991 | 0 | 0 | 0 | 0 | 0 | 0 | 0 | 0 | 0 | 0 | 0 | 0 | 0 | 0 | 0 | 0 | 0 | 0 | 0 | 0 | 0 | 0 | 0 | 0 | 0 | 0 | 0 | 0 | 0 | 0 | 0 | 0 | 0 | 0 | 0 | 0 | 0
0 | 1 | 1991 | 0 | 2057 | 1991 | 1528.2809 | 0 | 1991 | 0 | 0 | 0 | 0 | 0 | 0 | 0 | 0 | 0 | 0 | 0 | 0 | 0 | 0 | 0 | 0 | 0 | 0 | 0 | 0 | 0 | 0 | 0 | 0 | 0 | 0 | 0 | 0 | 0 | 0 | 0 | 0 | 0 | 0 | 0 | 0 | 0
0 | 1 | 1991 | 0 | 2058 | 1991 | 1374.1023 | 0 | 1991 | 0 | 0 | 0 | 0 | 0 | 0 | 0 | 0 | 0 | 0 | 0 | 0 | 0 | 0 | 0 | 0 | 0 | 0 | 0 | 0 | 0 | 0 | 0 | 0 | 0 | 0 | 0 | 0 | 0 | 0 | 0 | 0 | 0 | 0 | 0 | 0 | 0
0 | 1 | 1991 | 0 | 2059 | 1991 | 1884.8673 | 0 | 1991 | 0 | 0 | 0 | 0 | 0 | 0 | 0 | 0 | 0 | 0 | 0 | 0 | 0 | 0 | 0 | 0 | 0 | 0 | 0 | 0 | 0 | 0 | 0 | 0 | 0 | 0 | 0 | 0 | 0 | 0 | 0 | 0 | 0 | 0 | 0 | 0 | 0
0 | 1 | 1991 | 0 | 2060 | 1991 | 1740.7127 | 0 | 1991 | 0 | 0 | 0 | 0 | 0 | 0 | 0 | 0 | 0 | 0 | 0 | 0 | 0 | 0 | 0 | 0 | 0 | 0 | 0 | 0 | 0 | 0 | 0 | 0 | 0 | 0 | 0 | 0 | 0 | 0 | 0 | 0 | 0 | 0 | 0 | 0 | 0
0 | 1 | 1991 | 0 | 2061 | 1991 | 1601.5185 | 0 | 1991 | 0 | 0 | 0 | 0 | 0 | 0 | 0 | 0 | 0 | 0 | 0 | 0 | 0 | 0 | 0 | 0 | 0 | 0 | 0 | 0 | 0 | 0 | 0 | 0 | 0 | 0 | 0 | 0 | 0 | 0 | 0 | 0 | 0 | 0 | 0 | 0 | 0
0 | 1 | 1991 | 0 | 2062 | 1991 | 1467.5084 | 0 | 1991 | 0 | 0 | 0 | 0 | 0 | 0 | 0 | 0 | 0 | 0 | 0 | 0 | 0 | 0 | 0 | 0 | 0 | 0 | 0 | 0 | 0 | 0 | 0 | 0 | 0 | 0 | 0 | 0 | 0 | 0 | 0 | 0 | 0 | 0 | 0 | 0 | 0
0 | 1 | 1991 | 0 | 2063 | 1991 | 1518.5634 | 0 | 1991 | 0 | 0 | 0 | 0 | 0 | 0 | 0 | 0 | 0 | 0 | 0 | 0 | 0 | 0 | 0 | 0 | 0 | 0 | 0 | 0 | 0 | 0 | 0 | 0 | 0 | 0 | 0 | 0 | 0 | 0 | 0 | 0 | 0 | 0 | 0 | 0 | 0
0 | 1 | 1991 | 0 | 2064 | 1991 | 1394.9085 | 0 | 1991 | 0 | 0 | 0 | 0 | 0 | 0 | 0 | 0 | 0 | 0 | 0 | 0 | 0 | 0 | 0 | 0 | 0 | 0 | 0 | 0 | 0 | 0 | 0 | 0 | 0 | 0 | 0 | 0 | 0 | 0 | 0 | 0 | 0 | 0 | 0 | 0 | 0
0 | 1 | 1991 | 0 | 2065 | 1991 | 1936.4256 | 0 | 1991 | 0 | 0 | 0 | 0 | 0 | 0 | 0 | 0 | 0 | 0 | 0 | 0 | 0 | 0 | 0 | 0 | 0 | 0 | 0 | 0 | 0 | 0 | 0 | 0 | 0 | 0 | 0 | 0 | 0 | 0 | 0 | 0 | 0 | 0 | 0 | 0 | 0
0 | 1 | 1991 | 0 | 2066 | 1991 | 1823.2549 | 0 | 1991 | 0 | 0 | 0 | 0 | 0 | 0 | 0 | 0 | 0 | 0 | 0 | 0 | 0 | 0 | 0 | 0 | 0 | 0 | 0 | 0 | 0 | 0 | 0 | 0 | 0 | 0 | 0 | 0 | 0 | 0 | 0 | 0 | 0 | 0 | 0 | 0 | 0
0 | 1 | 1991 | 0 | 2067 | 1991 | 1715.5371 | 0 | 1991 | 0 | 0 | 0 | 0 | 0 | 0 | 0 | 0 | 0 | 0 | 0 | 0 | 0 | 0 | 0 | 0 | 0 | 0 | 0 | 0 | 0 | 0 | 0 | 0 | 0 | 0 | 0 | 0 | 0 | 0 | 0 | 0 | 0 | 0 | 0 | 0 | 0
0 | 1 | 1991 | 0 | 2068 | 1991 | 1613.156 | 0 | 1991 | 0 | 0 | 0 | 0 | 0 | 0 | 0 | 0 | 0 | 0 | 0 | 0 | 0 | 0 | 0 | 0 | 0 | 0 | 0 | 0 | 0 | 0 | 0 | 0 | 0 | 0 | 0 | 0 | 0 | 0 | 0 | 0 | 0 | 0 | 0 | 0 | 0
0 | 1 | 1991 | 0 | 2069 | 1991 | 1516.2532 | 0 | 1991 | 0 | 0 | 0 | 0 | 0 | 0 | 0 | 0 | 0 | 0 | 0 | 0 | 0 | 0 | 0 | 0 | 0 | 0 | 0 | 0 | 0 | 0 | 0 | 0 | 0 | 0 | 0 | 0 | 0 | 0 | 0 | 0 | 0 | 0 | 0 | 0 | 0
0 | 1 | 1991 | 0 | 2070 | 1991 | 1424.9712 | 0 | 1991 | 0 | 0 | 0 | 0 | 0 | 0 | 0 | 0 | 0 | 0 | 0 | 0 | 0 | 0 | 0 | 0 | 0 | 0 | 0 | 0 | 0 | 0 | 0 | 0 | 0 | 0 | 0 | 0 | 0 | 0 | 0 | 0 | 0 | 0 | 0 | 0 | 0
0 | 1 | 1991 | 0 | 2071 | 1991 | 1339.1955 | 0 | 1991 | 0 | 0 | 0 | 0 | 0 | 0 | 0 | 0 | 0 | 0 | 0 | 0 | 0 | 0 | 0 | 0 | 0 | 0 | 0 | 0 | 0 | 0 | 0 | 0 | 0 | 0 | 0 | 0 | 0 | 0 | 0 | 0 | 0 | 0 | 0 | 0 | 0
0 | 1 | 1991 | 0 | 2072 | 1991 | 1501.5554 | 0 | 1991 | 0 | 0 | 0 | 0 | 0 | 0 | 0 | 0 | 0 | 0 | 0 | 0 | 0 | 0 | 0 | 0 | 0 | 0 | 0 | 0 | 0 | 0 | 0 | 0 | 0 | 0 | 0 | 0 | 0 | 0 | 0 | 0 | 0 | 0 | 0 | 0 | 0
0 | 1 | 1991 | 0 | 2073 | 1991 | 1427.1376 | 0 | 1991 | 0 | 0 | 0 | 0 | 0 | 0 | 0 | 0 | 0 | 0 | 0 | 0 | 0 | 0 | 0 | 0 | 0 | 0 | 0 | 0 | 0 | 0 | 0 | 0 | 0 | 0 | 0 | 0 | 0 | 0 | 0 | 0 | 0 | 0 | 0 | 0 | 0

## Equalizing & Small Filler Calc
2024 TYSP Combined SUMMER Reserve Margin - Resource Needs and No Incremental DSM | [11 empty] | FPL 000034
20240012-EG
SUMMER
| Eq Filler Size | 0 | [5 empty] | Was there a need in eq. filler input year? | 38
Annual # of Small Fillers Added | Cumulative Number of Small Fillers Added | Year | Total New Unit MW | Need (MW) After Large Filler Addition(s) | Size of Excess Need in Equalizaing Filler Year, if any | Checking for Equilizing Filler (MW) |  | Equalizing Filler (MW) | Need (MW) After Large Filler Addition(s) + Eq. Filler | Small Filler(s) Addition (MW) | Need (MW) After Large Filler Addition(s) + Eq. Filler + Small Filler(s) |  | 0
0 | 0 | 2024 |  | -691.5046 | 0 | 0 |  | 0 | -691.5046 | 0 | -691.5046 |  | 0
0 | 0 | 2025 |  | -893.8143 | 0 | 0 |  | 0 | -893.8143 | 0 | -893.8143 |  | 0
0 | 0 | 2026 |  | -1379.5568 | 0 | 0 |  | 0 | -1379.5568 | 0 | -1379.5568 |  | 0
0 | 0 | 2027 |  | -1423.7145 | 0 | 0 |  | 0 | -1423.7145 | 0 | -1423.7145 |  | 0
0 | 0 | 2028 |  | -1300.1121 | 0 | 0 |  | 0 | -1300.1121 | 0 | -1300.1121 |  | 0
0 | 0 | 2029 |  | -984.0839 | 0 | 0 |  | 0 | -984.0839 | 0 | -984.0839 |  | 0
0 | 0 | 2030 |  | -820.9019 | 0 | 0 |  | 0 | -820.9019 | 0 | -820.9019 |  | 0
0 | 0 | 2031 |  | -568.3813 | 0 | 0 |  | 0 | -568.3813 | 0 | -568.3813 |  | 0
0 | 0 | 2032 |  | -10.4423 | 0 | 0 |  | 0 | -10.4423 | 0 | -10.4423 |  | 0
0 | 0 | 2033 |  | -1498.5137 | 0 | 0 |  | 0 | -1498.5137 | 0 | -1498.5137 |  | 0
0 | 0 | 2034 |  | -630.9607 | 0 | 0 |  | 0 | -630.9607 | 0 | -630.9607 |  | 0
1 | 1 | 2035 |  | 171.7793 | 0 | 0 |  | 0 | 171.7793 | 660 | -488.2207 |  | 0
-1 | 0 | 2036 |  | -255.4484 | 0 | 0 | + | 0 | -255.4484 | 0 | -255.4484 |  | 0
0 | 0 | 2037 |  | -111.557 | 0 | 0 | + | 0 | -111.557 | 0 | -111.557 |  | 0
0 | 0 | 2038 |  | -647.6425 | 0 | 0 | + | 0 | -647.6425 | 0 | -647.6425 |  | 0
0 | 0 | 2039 |  | -564.1971 | 0 | 0 | + | 0 | -564.1971 | 0 | -564.1971 |  | 0
0 | 0 | 2040 |  | -532.8347 | 0 | 0 | + | 0 | -532.8347 | 0 | -532.8347 |  | 0
0 | 0 | 2041 |  | -71.4354 | 0 | 0 | + | 0 | -71.4354 | 0 | -71.4354 |  | 0
0 | 0 | 2042 |  | -298.0326 | 0 | 0 | + | 0 | -298.0326 | 0 | -298.0326 |  | 0
0 | 0 | 2043 |  | -475.1597 | 0 | 0 | + | 0 | -475.1597 | 0 | -475.1597 |  | 0
0 | 0 | 2044 |  | -33.4638 | 0 | 0 | + | 0 | -33.4638 | 0 | -33.4638 |  | 0
0 | 0 | 2045 |  | -247.4018 | 0 | 0 | + | 0 | -247.4018 | 0 | -247.4018 |  | 0
0 | 0 | 2046 |  | -457.1011 | 0 | 0 | + | 0 | -457.1011 | 0 | -457.1011 |  | 0
0 | 0 | 2047 |  | -2.3451 | 0 | 0 | + | 0 | -2.3451 | 0 | -2.3451 |  | 0
0 | 0 | 2048 |  | -203.2604 | 0 | 0 | + | 0 | -203.2604 | 0 | -203.2604 |  | 0
0 | 0 | 2049 |  | -399.6295 | 0 | 0 | + | 0 | -399.6295 | 0 | -399.6295 |  | 0
0 | 0 | 2050 |  | -591.5781 | 0 | 0 | + | 0 | -591.5781 | 0 | -591.5781 |  | 0
0 | 0 | 2051 |  | -118.8879 | 0 | 0 | + | 0 | -118.8879 | 0 | -118.8879 |  | 0
0 | 0 | 2052 |  | -124.6833 | 0 | 0 | + | 0 | -124.6833 | 0 | -124.6833 |  | 0
0 | 0 | 2053 |  | -118.7453 | 0 | 0 | + | 0 | -118.7453 | 0 | -118.7453 |  | 0
0 | 0 | 2054 |  | -292.1973 | 0 | 0 | + | 0 | -292.1973 | 0 | -292.1973 |  | 0
0 | 0 | 2055 |  | -460.8191 | 0 | 0 | + | 0 | -460.8191 | 0 | -460.8191 |  | 0
0 | 0 | 2056 |  | -303.7335 | 0 | 0 | + | 0 | -303.7335 | 0 | -303.7335 |  | 0
0 | 0 | 2057 |  | -462.7191 | 0 | 0 | + | 0 | -462.7191 | 0 | -462.7191 |  | 0
0 | 0 | 2058 |  | -616.8977 | 0 | 0 | + | 0 | -616.8977 | 0 | -616.8977 |  | 0
0 | 0 | 2059 |  | -106.1327 | 0 | 0 | + | 0 | -106.1327 | 0 | -106.1327 |  | 0
0 | 0 | 2060 |  | -250.2873 | 0 | 0 | + | 0 | -250.2873 | 0 | -250.2873 |  | 0
0 | 0 | 2061 |  | -389.4815 | 0 | 0 | + | 0 | -389.4815 | 0 | -389.4815 |  | 0
0 | 0 | 2062 |  | -523.4916 | 0 | 0 | + | 0 | -523.4916 | 0 | -523.4916 |  | 0
0 | 0 | 2063 |  | -472.4366 | 0 | 0 | + | 0 | -472.4366 | 0 | -472.4366 |  | 0
0 | 0 | 2064 |  | -596.0915 | 0 | 0 | + | 0 | -596.0915 | 0 | -596.0915 |  | 0
0 | 0 | 2065 |  | -54.5744 | 0 | 0 | + | 0 | -54.5744 | 0 | -54.5744 |  | 0
0 | 0 | 2066 |  | -167.7451 | 0 | 0 | + | 0 | -167.7451 | 0 | -167.7451 |  | 0
0 | 0 | 2067 |  | -275.4629 | 0 | 0 | + | 0 | -275.4629 | 0 | -275.4629 |  | 0
0 | 0 | 2068 |  | -377.844 | 0 | 0 | + | 0 | -377.844 | 0 | -377.844 |  | 0
0 | 0 | 2069 |  | -474.7468 | 0 | 0 | + | 0 | -474.7468 | 0 | -474.7468 |  | 0
0 | 0 | 2070 |  | -566.0288 | 0 | 0 | + | 0 | -566.0288 | 0 | -566.0288 |  | 0
0 | 0 | 2071 |  | -651.8045 | 0 | 0 | + | 0 | -651.8045 | 0 | -651.8045 |  | 0
0 | 0 | 2072 |  | -489.4446 | 0 | 0 | + | 0 | -489.4446 | 0 | -489.4446 |  | 0
0 | 0 | 2073 |  | -563.8624 | 0 | 0 | + | 0 | -563.8624 | 0 | -563.8624 |  | 0

## New Unit Calculations
2024 TYSP Combined SUMMER Reserve Margin - Resource Needs and No Incremental DSM
FPL 000035
SUMMER |  | 20240012-EG
|  | 2024 | 2025 | 2026 | 2027 | 2028 | 2029 | 2030 | 2031 | 2032 | 2033 | 2034 | 2035 | 2036 | 2037 | 2038 | 2039 | 2040 | 2041 | 2042 | 2043 | 2044 | 2045 | 2046 | 2047 | 2048 | 2049 | 2050 | 2051 | 2052 | 2053 | 2054 | 2055 | 2056 | 2057 | 2058 | 2059 | 2060 | 2061 | 2062 | 2063 | 2064 | 2065 | 2066 | 2067 | 2068 | 2069 | 2070 | 2071 | 2072 | 2073 | 2074 | 2075 | 2076 | 2077 | 2078 | 2079 | 2080
| New Unit Name | 20240012-EG 2026: 521.5 MW Battery; 20240012-EG 2027: 2235 MW Solar, 300 MW Battery; 20240012-EG 2028: 2235 MW Solar, 300 MW Battery; 20240012-EG 2029: 2235 MW Solar, 300 MW Battery; 20240012-EG 2030: 2235 MW Solar, 300 MW Battery; 20240012-EG 2031: 2235 MW Solar, 300 MW Battery; 20240012-EG 2032: 2235 MW Solar, 300 MW Battery; 20240012-EG 2033: 2235 MW Solar, 300 MW Battery
| New Unit MW | 0 | 0 | 349.405 | 219 | 213 | 201 | 191 | 186 | 150 | 150 | 0 | 0 | 0 | 0 | 0 | 0 | 0 | 0 | 0 | 0 | 0 | 0 | 0 | 0 | 0 | 0 | 0 | 0 | 0 | 0 | 0 | 0 | 0 | 0 | 0 | 0 | 0 | 0 | 0 | 0 | 0 | 0 | 0 | 0 | 0 | 0 | 0 | 0 | 0 | 0 | 0 | 0 | 0 | 0 | 0 | 0 | 0
Year | Total New Unit Capacity Addition
2024 | 0 | 0 | 0 | 0 | 0 | 0 | 0 | 0 | 0 | 0 | 0 | 0 | 0 | 0 | 0 | 0 | 0 | 0 | 0 | 0 | 0 | 0 | 0 | 0 | 0 | 0 | 0 | 0 | 0 | 0 | 0 | 0 | 0 | 0 | 0 | 0 | 0 | 0 | 0 | 0 | 0 | 0 | 0 | 0 | 0 | 0 | 0 | 0 | 0 | 0 | 0 | 0 | 0 | 0 | 0 | 0 | 0 | 0
2025 | 0 | 0 | 0 | 0 | 0 | 0 | 0 | 0 | 0 | 0 | 0 | 0 | 0 | 0 | 0 | 0 | 0 | 0 | 0 | 0 | 0 | 0 | 0 | 0 | 0 | 0 | 0 | 0 | 0 | 0 | 0 | 0 | 0 | 0 | 0 | 0 | 0 | 0 | 0 | 0 | 0 | 0 | 0 | 0 | 0 | 0 | 0 | 0 | 0 | 0 | 0 | 0 | 0 | 0 | 0 | 0 | 0 | 0
2026 | 349.405 | 0 | 0 | 349.405 | 0 | 0 | 0 | 0 | 0 | 0 | 0 | 0 | 0 | 0 | 0 | 0 | 0 | 0 | 0 | 0 | 0 | 0 | 0 | 0 | 0 | 0 | 0 | 0 | 0 | 0 | 0 | 0 | 0 | 0 | 0 | 0 | 0 | 0 | 0 | 0 | 0 | 0 | 0 | 0 | 0 | 0 | 0 | 0 | 0 | 0 | 0 | 0 | 0 | 0 | 0 | 0 | 0 | 0
2027 | 568.405 | 0 | 0 | 349.405 | 219 | 0 | 0 | 0 | 0 | 0 | 0 | 0 | 0 | 0 | 0 | 0 | 0 | 0 | 0 | 0 | 0 | 0 | 0 | 0 | 0 | 0 | 0 | 0 | 0 | 0 | 0 | 0 | 0 | 0 | 0 | 0 | 0 | 0 | 0 | 0 | 0 | 0 | 0 | 0 | 0 | 0 | 0 | 0 | 0 | 0 | 0 | 0 | 0 | 0 | 0 | 0 | 0 | 0
2028 | 781.405 | 0 | 0 | 349.405 | 219 | 213 | 0 | 0 | 0 | 0 | 0 | 0 | 0 | 0 | 0 | 0 | 0 | 0 | 0 | 0 | 0 | 0 | 0 | 0 | 0 | 0 | 0 | 0 | 0 | 0 | 0 | 0 | 0 | 0 | 0 | 0 | 0 | 0 | 0 | 0 | 0 | 0 | 0 | 0 | 0 | 0 | 0 | 0 | 0 | 0 | 0 | 0 | 0 | 0 | 0 | 0 | 0 | 0
2029 | 982.405 | 0 | 0 | 349.405 | 219 | 213 | 201 | 0 | 0 | 0 | 0 | 0 | 0 | 0 | 0 | 0 | 0 | 0 | 0 | 0 | 0 | 0 | 0 | 0 | 0 | 0 | 0 | 0 | 0 | 0 | 0 | 0 | 0 | 0 | 0 | 0 | 0 | 0 | 0 | 0 | 0 | 0 | 0 | 0 | 0 | 0 | 0 | 0 | 0 | 0 | 0 | 0 | 0 | 0 | 0 | 0 | 0 | 0
2030 | 1173.405 | 0 | 0 | 349.405 | 219 | 213 | 201 | 191 | 0 | 0 | 0 | 0 | 0 | 0 | 0 | 0 | 0 | 0 | 0 | 0 | 0 | 0 | 0 | 0 | 0 | 0 | 0 | 0 | 0 | 0 | 0 | 0 | 0 | 0 | 0 | 0 | 0 | 0 | 0 | 0 | 0 | 0 | 0 | 0 | 0 | 0 | 0 | 0 | 0 | 0 | 0 | 0 | 0 | 0 | 0 | 0 | 0 | 0
2031 | 1359.405 | 0 | 0 | 349.405 | 219 | 213 | 201 | 191 | 186 | 0 | 0 | 0 | 0 | 0 | 0 | 0 | 0 | 0 | 0 | 0 | 0 | 0 | 0 | 0 | 0 | 0 | 0 | 0 | 0 | 0 | 0 | 0 | 0 | 0 | 0 | 0 | 0 | 0 | 0 | 0 | 0 | 0 | 0 | 0 | 0 | 0 | 0 | 0 | 0 | 0 | 0 | 0 | 0 | 0 | 0 | 0 | 0 | 0
2032 | 1509.405 | 0 | 0 | 349.405 | 219 | 213 | 201 | 191 | 186 | 150 | 0 | 0 | 0 | 0 | 0 | 0 | 0 | 0 | 0 | 0 | 0 | 0 | 0 | 0 | 0 | 0 | 0 | 0 | 0 | 0 | 0 | 0 | 0 | 0 | 0 | 0 | 0 | 0 | 0 | 0 | 0 | 0 | 0 | 0 | 0 | 0 | 0 | 0 | 0 | 0 | 0 | 0 | 0 | 0 | 0 | 0 | 0 | 0
2033 | 1659.405 | 0 | 0 | 349.405 | 219 | 213 | 201 | 191 | 186 | 150 | 150 | 0 | 0 | 0 | 0 | 0 | 0 | 0 | 0 | 0 | 0 | 0 | 0 | 0 | 0 | 0 | 0 | 0 | 0 | 0 | 0 | 0 | 0 | 0 | 0 | 0 | 0 | 0 | 0 | 0 | 0 | 0 | 0 | 0 | 0 | 0 | 0 | 0 | 0 | 0 | 0 | 0 | 0 | 0 | 0 | 0 | 0 | 0
2034 | 1659.405 | 0 | 0 | 349.405 | 219 | 213 | 201 | 191 | 186 | 150 | 150 | 0 | 0 | 0 | 0 | 0 | 0 | 0 | 0 | 0 | 0 | 0 | 0 | 0 | 0 | 0 | 0 | 0 | 0 | 0 | 0 | 0 | 0 | 0 | 0 | 0 | 0 | 0 | 0 | 0 | 0 | 0 | 0 | 0 | 0 | 0 | 0 | 0 | 0 | 0 | 0 | 0 | 0 | 0 | 0 | 0 | 0 | 0
2035 | 1659.405 | 0 | 0 | 349.405 | 219 | 213 | 201 | 191 | 186 | 150 | 150 | 0 | 0 | 0 | 0 | 0 | 0 | 0 | 0 | 0 | 0 | 0 | 0 | 0 | 0 | 0 | 0 | 0 | 0 | 0 | 0 | 0 | 0 | 0 | 0 | 0 | 0 | 0 | 0 | 0 | 0 | 0 | 0 | 0 | 0 | 0 | 0 | 0 | 0 | 0 | 0 | 0 | 0 | 0 | 0 | 0 | 0 | 0
2036 | 1659.405 | 0 | 0 | 349.405 | 219 | 213 | 201 | 191 | 186 | 150 | 150 | 0 | 0 | 0 | 0 | 0 | 0 | 0 | 0 | 0 | 0 | 0 | 0 | 0 | 0 | 0 | 0 | 0 | 0 | 0 | 0 | 0 | 0 | 0 | 0 | 0 | 0 | 0 | 0 | 0 | 0 | 0 | 0 | 0 | 0 | 0 | 0 | 0 | 0 | 0 | 0 | 0 | 0 | 0 | 0 | 0 | 0 | 0
2037 | 1659.405 | 0 | 0 | 349.405 | 219 | 213 | 201 | 191 | 186 | 150 | 150 | 0 | 0 | 0 | 0 | 0 | 0 | 0 | 0 | 0 | 0 | 0 | 0 | 0 | 0 | 0 | 0 | 0 | 0 | 0 | 0 | 0 | 0 | 0 | 0 | 0 | 0 | 0 | 0 | 0 | 0 | 0 | 0 | 0 | 0 | 0 | 0 | 0 | 0 | 0 | 0 | 0 | 0 | 0 | 0 | 0 | 0 | 0
2038 | 1659.405 | 0 | 0 | 349.405 | 219 | 213 | 201 | 191 | 186 | 150 | 150 | 0 | 0 | 0 | 0 | 0 | 0 | 0 | 0 | 0 | 0 | 0 | 0 | 0 | 0 | 0 | 0 | 0 | 0 | 0 | 0 | 0 | 0 | 0 | 0 | 0 | 0 | 0 | 0 | 0 | 0 | 0 | 0 | 0 | 0 | 0 | 0 | 0 | 0 | 0 | 0 | 0 | 0 | 0 | 0 | 0 | 0 | 0
2039 | 1659.405 | 0 | 0 | 349.405 | 219 | 213 | 201 | 191 | 186 | 150 | 150 | 0 | 0 | 0 | 0 | 0 | 0 | 0 | 0 | 0 | 0 | 0 | 0 | 0 | 0 | 0 | 0 | 0 | 0 | 0 | 0 | 0 | 0 | 0 | 0 | 0 | 0 | 0 | 0 | 0 | 0 | 0 | 0 | 0 | 0 | 0 | 0 | 0 | 0 | 0 | 0 | 0 | 0 | 0 | 0 | 0 | 0 | 0
2040 | 1659.405 | 0 | 0 | 349.405 | 219 | 213 | 201 | 191 | 186 | 150 | 150 | 0 | 0 | 0 | 0 | 0 | 0 | 0 | 0 | 0 | 0 | 0 | 0 | 0 | 0 | 0 | 0 | 0 | 0 | 0 | 0 | 0 | 0 | 0 | 0 | 0 | 0 | 0 | 0 | 0 | 0 | 0 | 0 | 0 | 0 | 0 | 0 | 0 | 0 | 0 | 0 | 0 | 0 | 0 | 0 | 0 | 0 | 0
2041 | 1659.405 | 0 | 0 | 349.405 | 219 | 213 | 201 | 191 | 186 | 150 | 150 | 0 | 0 | 0 | 0 | 0 | 0 | 0 | 0 | 0 | 0 | 0 | 0 | 0 | 0 | 0 | 0 | 0 | 0 | 0 | 0 | 0 | 0 | 0 | 0 | 0 | 0 | 0 | 0 | 0 | 0 | 0 | 0 | 0 | 0 | 0 | 0 | 0 | 0 | 0 | 0 | 0 | 0 | 0 | 0 | 0 | 0 | 0
2042 | 1659.405 | 0 | 0 | 349.405 | 219 | 213 | 201 | 191 | 186 | 150 | 150 | 0 | 0 | 0 | 0 | 0 | 0 | 0 | 0 | 0 | 0 | 0 | 0 | 0 | 0 | 0 | 0 | 0 | 0 | 0 | 0 | 0 | 0 | 0 | 0 | 0 | 0 | 0 | 0 | 0 | 0 | 0 | 0 | 0 | 0 | 0 | 0 | 0 | 0 | 0 | 0 | 0 | 0 | 0 | 0 | 0 | 0 | 0
2043 | 1659.405 | 0 | 0 | 349.405 | 219 | 213 | 201 | 191 | 186 | 150 | 150 | 0 | 0 | 0 | 0 | 0 | 0 | 0 | 0 | 0 | 0 | 0 | 0 | 0 | 0 | 0 | 0 | 0 | 0 | 0 | 0 | 0 | 0 | 0 | 0 | 0 | 0 | 0 | 0 | 0 | 0 | 0 | 0 | 0 | 0 | 0 | 0 | 0 | 0 | 0 | 0 | 0 | 0 | 0 | 0 | 0 | 0 | 0
2044 | 1659.405 | 0 | 0 | 349.405 | 219 | 213 | 201 | 191 | 186 | 150 | 150 | 0 | 0 | 0 | 0 | 0 | 0 | 0 | 0 | 0 | 0 | 0 | 0 | 0 | 0 | 0 | 0 | 0 | 0 | 0 | 0 | 0 | 0 | 0 | 0 | 0 | 0 | 0 | 0 | 0 | 0 | 0 | 0 | 0 | 0 | 0 | 0 | 0 | 0 | 0 | 0 | 0 | 0 | 0 | 0 | 0 | 0 | 0
2045 | 1659.405 | 0 | 0 | 349.405 | 219 | 213 | 201 | 191 | 186 | 150 | 150 | 0 | 0 | 0 | 0 | 0 | 0 | 0 | 0 | 0 | 0 | 0 | 0 | 0 | 0 | 0 | 0 | 0 | 0 | 0 | 0 | 0 | 0 | 0 | 0 | 0 | 0 | 0 | 0 | 0 | 0 | 0 | 0 | 0 | 0 | 0 | 0 | 0 | 0 | 0 | 0 | 0 | 0 | 0 | 0 | 0 | 0 | 0
2046 | 1659.405 | 0 | 0 | 349.405 | 219 | 213 | 201 | 191 | 186 | 150 | 150 | 0 | 0 | 0 | 0 | 0 | 0 | 0 | 0 | 0 | 0 | 0 | 0 | 0 | 0 | 0 | 0 | 0 | 0 | 0 | 0 | 0 | 0 | 0 | 0 | 0 | 0 | 0 | 0 | 0 | 0 | 0 | 0 | 0 | 0 | 0 | 0 | 0 | 0 | 0 | 0 | 0 | 0 | 0 | 0 | 0 | 0 | 0
2047 | 1659.405 | 0 | 0 | 349.405 | 219 | 213 | 201 | 191 | 186 | 150 | 150 | 0 | 0 | 0 | 0 | 0 | 0 | 0 | 0 | 0 | 0 | 0 | 0 | 0 | 0 | 0 | 0 | 0 | 0 | 0 | 0 | 0 | 0 | 0 | 0 | 0 | 0 | 0 | 0 | 0 | 0 | 0 | 0 | 0 | 0 | 0 | 0 | 0 | 0 | 0 | 0 | 0 | 0 | 0 | 0 | 0 | 0 | 0
2048 | 1659.405 | 0 | 0 | 349.405 | 219 | 213 | 201 | 191 | 186 | 150 | 150 | 0 | 0 | 0 | 0 | 0 | 0 | 0 | 0 | 0 | 0 | 0 | 0 | 0 | 0 | 0 | 0 | 0 | 0 | 0 | 0 | 0 | 0 | 0 | 0 | 0 | 0 | 0 | 0 | 0 | 0 | 0 | 0 | 0 | 0 | 0 | 0 | 0 | 0 | 0 | 0 | 0 | 0 | 0 | 0 | 0 | 0 | 0
2049 | 1659.405 | 0 | 0 | 349.405 | 219 | 213 | 201 | 191 | 186 | 150 | 150 | 0 | 0 | 0 | 0 | 0 | 0 | 0 | 0 | 0 | 0 | 0 | 0 | 0 | 0 | 0 | 0 | 0 | 0 | 0 | 0 | 0 | 0 | 0 | 0 | 0 | 0 | 0 | 0 | 0 | 0 | 0 | 0 | 0 | 0 | 0 | 0 | 0 | 0 | 0 | 0 | 0 | 0 | 0 | 0 | 0 | 0 | 0
2050 | 1659.405 | 0 | 0 | 349.405 | 219 | 213 | 201 | 191 | 186 | 150 | 150 | 0 | 0 | 0 | 0 | 0 | 0 | 0 | 0 | 0 | 0 | 0 | 0 | 0 | 0 | 0 | 0 | 0 | 0 | 0 | 0 | 0 | 0 | 0 | 0 | 0 | 0 | 0 | 0 | 0 | 0 | 0 | 0 | 0 | 0 | 0 | 0 | 0 | 0 | 0 | 0 | 0 | 0 | 0 | 0 | 0 | 0 | 0
2051 | 1659.405 | 0 | 0 | 349.405 | 219 | 213 | 201 | 191 | 186 | 150 | 150 | 0 | 0 | 0 | 0 | 0 | 0 | 0 | 0 | 0 | 0 | 0 | 0 | 0 | 0 | 0 | 0 | 0 | 0 | 0 | 0 | 0 | 0 | 0 | 0 | 0 | 0 | 0 | 0 | 0 | 0 | 0 | 0 | 0 | 0 | 0 | 0 | 0 | 0 | 0 | 0 | 0 | 0 | 0 | 0 | 0 | 0 | 0
2052 | 1659.405 | 0 | 0 | 349.405 | 219 | 213 | 201 | 191 | 186 | 150 | 150 | 0 | 0 | 0 | 0 | 0 | 0 | 0 | 0 | 0 | 0 | 0 | 0 | 0 | 0 | 0 | 0 | 0 | 0 | 0 | 0 | 0 | 0 | 0 | 0 | 0 | 0 | 0 | 0 | 0 | 0 | 0 | 0 | 0 | 0 | 0 | 0 | 0 | 0 | 0 | 0 | 0 | 0 | 0 | 0 | 0 | 0 | 0
2053 | 1659.405 | 0 | 0 | 349.405 | 219 | 213 | 201 | 191 | 186 | 150 | 150 | 0 | 0 | 0 | 0 | 0 | 0 | 0 | 0 | 0 | 0 | 0 | 0 | 0 | 0 | 0 | 0 | 0 | 0 | 0 | 0 | 0 | 0 | 0 | 0 | 0 | 0 | 0 | 0 | 0 | 0 | 0 | 0 | 0 | 0 | 0 | 0 | 0 | 0 | 0 | 0 | 0 | 0 | 0 | 0 | 0 | 0 | 0
2054 | 1659.405 | 0 | 0 | 349.405 | 219 | 213 | 201 | 191 | 186 | 150 | 150 | 0 | 0 | 0 | 0 | 0 | 0 | 0 | 0 | 0 | 0 | 0 | 0 | 0 | 0 | 0 | 0 | 0 | 0 | 0 | 0 | 0 | 0 | 0 | 0 | 0 | 0 | 0 | 0 | 0 | 0 | 0 | 0 | 0 | 0 | 0 | 0 | 0 | 0 | 0 | 0 | 0 | 0 | 0 | 0 | 0 | 0 | 0
2055 | 1659.405 | 0 | 0 | 349.405 | 219 | 213 | 201 | 191 | 186 | 150 | 150 | 0 | 0 | 0 | 0 | 0 | 0 | 0 | 0 | 0 | 0 | 0 | 0 | 0 | 0 | 0 | 0 | 0 | 0 | 0 | 0 | 0 | 0 | 0 | 0 | 0 | 0 | 0 | 0 | 0 | 0 | 0 | 0 | 0 | 0 | 0 | 0 | 0 | 0 | 0 | 0 | 0 | 0 | 0 | 0 | 0 | 0 | 0
2056 | 1659.405 | 0 | 0 | 349.405 | 219 | 213 | 201 | 191 | 186 | 150 | 150 | 0 | 0 | 0 | 0 | 0 | 0 | 0 | 0 | 0 | 0 | 0 | 0 | 0 | 0 | 0 | 0 | 0 | 0 | 0 | 0 | 0 | 0 | 0 | 0 | 0 | 0 | 0 | 0 | 0 | 0 | 0 | 0 | 0 | 0 | 0 | 0 | 0 | 0 | 0 | 0 | 0 | 0 | 0 | 0 | 0 | 0 | 0
2057 | 1659.405 | 0 | 0 | 349.405 | 219 | 213 | 201 | 191 | 186 | 150 | 150 | 0 | 0 | 0 | 0 | 0 | 0 | 0 | 0 | 0 | 0 | 0 | 0 | 0 | 0 | 0 | 0 | 0 | 0 | 0 | 0 | 0 | 0 | 0 | 0 | 0 | 0 | 0 | 0 | 0 | 0 | 0 | 0 | 0 | 0 | 0 | 0 | 0 | 0 | 0 | 0 | 0 | 0 | 0 | 0 | 0 | 0 | 0
2058 | 1659.405 | 0 | 0 | 349.405 | 219 | 213 | 201 | 191 | 186 | 150 | 150 | 0 | 0 | 0 | 0 | 0 | 0 | 0 | 0 | 0 | 0 | 0 | 0 | 0 | 0 | 0 | 0 | 0 | 0 | 0 | 0 | 0 | 0 | 0 | 0 | 0 | 0 | 0 | 0 | 0 | 0 | 0 | 0 | 0 | 0 | 0 | 0 | 0 | 0 | 0 | 0 | 0 | 0 | 0 | 0 | 0 | 0 | 0
2059 | 1659.405 | 0 | 0 | 349.405 | 219 | 213 | 201 | 191 | 186 | 150 | 150 | 0 | 0 | 0 | 0 | 0 | 0 | 0 | 0 | 0 | 0 | 0 | 0 | 0 | 0 | 0 | 0 | 0 | 0 | 0 | 0 | 0 | 0 | 0 | 0 | 0 | 0 | 0 | 0 | 0 | 0 | 0 | 0 | 0 | 0 | 0 | 0 | 0 | 0 | 0 | 0 | 0 | 0 | 0 | 0 | 0 | 0 | 0
2060 | 1659.405 | 0 | 0 | 349.405 | 219 | 213 | 201 | 191 | 186 | 150 | 150 | 0 | 0 | 0 | 0 | 0 | 0 | 0 | 0 | 0 | 0 | 0 | 0 | 0 | 0 | 0 | 0 | 0 | 0 | 0 | 0 | 0 | 0 | 0 | 0 | 0 | 0 | 0 | 0 | 0 | 0 | 0 | 0 | 0 | 0 | 0 | 0 | 0 | 0 | 0 | 0 | 0 | 0 | 0 | 0 | 0 | 0 | 0
2061 | 1659.405 | 0 | 0 | 349.405 | 219 | 213 | 201 | 191 | 186 | 150 | 150 | 0 | 0 | 0 | 0 | 0 | 0 | 0 | 0 | 0 | 0 | 0 | 0 | 0 | 0 | 0 | 0 | 0 | 0 | 0 | 0 | 0 | 0 | 0 | 0 | 0 | 0 | 0 | 0 | 0 | 0 | 0 | 0 | 0 | 0 | 0 | 0 | 0 | 0 | 0 | 0 | 0 | 0 | 0 | 0 | 0 | 0 | 0
2062 | 1659.405 | 0 | 0 | 349.405 | 219 | 213 | 201 | 191 | 186 | 150 | 150 | 0 | 0 | 0 | 0 | 0 | 0 | 0 | 0 | 0 | 0 | 0 | 0 | 0 | 0 | 0 | 0 | 0 | 0 | 0 | 0 | 0 | 0 | 0 | 0 | 0 | 0 | 0 | 0 | 0 | 0 | 0 | 0 | 0 | 0 | 0 | 0 | 0 | 0 | 0 | 0 | 0 | 0 | 0 | 0 | 0 | 0 | 0
2063 | 1659.405 | 0 | 0 | 349.405 | 219 | 213 | 201 | 191 | 186 | 150 | 150 | 0 | 0 | 0 | 0 | 0 | 0 | 0 | 0 | 0 | 0 | 0 | 0 | 0 | 0 | 0 | 0 | 0 | 0 | 0 | 0 | 0 | 0 | 0 | 0 | 0 | 0 | 0 | 0 | 0 | 0 | 0 | 0 | 0 | 0 | 0 | 0 | 0 | 0 | 0 | 0 | 0 | 0 | 0 | 0 | 0 | 0 | 0
2064 | 1659.405 | 0 | 0 | 349.405 | 219 | 213 | 201 | 191 | 186 | 150 | 150 | 0 | 0 | 0 | 0 | 0 | 0 | 0 | 0 | 0 | 0 | 0 | 0 | 0 | 0 | 0 | 0 | 0 | 0 | 0 | 0 | 0 | 0 | 0 | 0 | 0 | 0 | 0 | 0 | 0 | 0 | 0 | 0 | 0 | 0 | 0 | 0 | 0 | 0 | 0 | 0 | 0 | 0 | 0 | 0 | 0 | 0 | 0
2065 | 1659.405 | 0 | 0 | 349.405 | 219 | 213 | 201 | 191 | 186 | 150 | 150 | 0 | 0 | 0 | 0 | 0 | 0 | 0 | 0 | 0 | 0 | 0 | 0 | 0 | 0 | 0 | 0 | 0 | 0 | 0 | 0 | 0 | 0 | 0 | 0 | 0 | 0 | 0 | 0 | 0 | 0 | 0 | 0 | 0 | 0 | 0 | 0 | 0 | 0 | 0 | 0 | 0 | 0 | 0 | 0 | 0 | 0 | 0
2066 | 1659.405 | 0 | 0 | 349.405 | 219 | 213 | 201 | 191 | 186 | 150 | 150 | 0 | 0 | 0 | 0 | 0 | 0 | 0 | 0 | 0 | 0 | 0 | 0 | 0 | 0 | 0 | 0 | 0 | 0 | 0 | 0 | 0 | 0 | 0 | 0 | 0 | 0 | 0 | 0 | 0 | 0 | 0 | 0 | 0 | 0 | 0 | 0 | 0 | 0 | 0 | 0 | 0 | 0 | 0 | 0 | 0 | 0 | 0
2067 | 1659.405 | 0 | 0 | 349.405 | 219 | 213 | 201 | 191 | 186 | 150 | 150 | 0 | 0 | 0 | 0 | 0 | 0 | 0 | 0 | 0 | 0 | 0 | 0 | 0 | 0 | 0 | 0 | 0 | 0 | 0 | 0 | 0 | 0 | 0 | 0 | 0 | 0 | 0 | 0 | 0 | 0 | 0 | 0 | 0 | 0 | 0 | 0 | 0 | 0 | 0 | 0 | 0 | 0 | 0 | 0 | 0 | 0 | 0
2068 | 1659.405 | 0 | 0 | 349.405 | 219 | 213 | 201 | 191 | 186 | 150 | 150 | 0 | 0 | 0 | 0 | 0 | 0 | 0 | 0 | 0 | 0 | 0 | 0 | 0 | 0 | 0 | 0 | 0 | 0 | 0 | 0 | 0 | 0 | 0 | 0 | 0 | 0 | 0 | 0 | 0 | 0 | 0 | 0 | 0 | 0 | 0 | 0 | 0 | 0 | 0 | 0 | 0 | 0 | 0 | 0 | 0 | 0 | 0
2069 | 1659.405 | 0 | 0 | 349.405 | 219 | 213 | 201 | 191 | 186 | 150 | 150 | 0 | 0 | 0 | 0 | 0 | 0 | 0 | 0 | 0 | 0 | 0 | 0 | 0 | 0 | 0 | 0 | 0 | 0 | 0 | 0 | 0 | 0 | 0 | 0 | 0 | 0 | 0 | 0 | 0 | 0 | 0 | 0 | 0 | 0 | 0 | 0 | 0 | 0 | 0 | 0 | 0 | 0 | 0 | 0 | 0 | 0 | 0
2070 | 1659.405 | 0 | 0 | 349.405 | 219 | 213 | 201 | 191 | 186 | 150 | 150 | 0 | 0 | 0 | 0 | 0 | 0 | 0 | 0 | 0 | 0 | 0 | 0 | 0 | 0 | 0 | 0 | 0 | 0 | 0 | 0 | 0 | 0 | 0 | 0 | 0 | 0 | 0 | 0 | 0 | 0 | 0 | 0 | 0 | 0 | 0 | 0 | 0 | 0 | 0 | 0 | 0 | 0 | 0 | 0 | 0 | 0 | 0
2071 | 1659.405 | 0 | 0 | 349.405 | 219 | 213 | 201 | 191 | 186 | 150 | 150 | 0 | 0 | 0 | 0 | 0 | 0 | 0 | 0 | 0 | 0 | 0 | 0 | 0 | 0 | 0 | 0 | 0 | 0 | 0 | 0 | 0 | 0 | 0 | 0 | 0 | 0 | 0 | 0 | 0 | 0 | 0 | 0 | 0 | 0 | 0 | 0 | 0 | 0 | 0 | 0 | 0 | 0 | 0 | 0 | 0 | 0 | 0
2072 | 1659.405 | 0 | 0 | 349.405 | 219 | 213 | 201 | 191 | 186 | 150 | 150 | 0 | 0 | 0 | 0 | 0 | 0 | 0 | 0 | 0 | 0 | 0 | 0 | 0 | 0 | 0 | 0 | 0 | 0 | 0 | 0 | 0 | 0 | 0 | 0 | 0 | 0 | 0 | 0 | 0 | 0 | 0 | 0 | 0 | 0 | 0 | 0 | 0 | 0 | 0 | 0 | 0 | 0 | 0 | 0 | 0 | 0 | 0
2073 | 1659.405 | 0 | 0 | 349.405 | 219 | 213 | 201 | 191 | 186 | 150 | 150 | 0 | 0 | 0 | 0 | 0 | 0 | 0 | 0 | 0 | 0 | 0 | 0 | 0 | 0 | 0 | 0 | 0 | 0 | 0 | 0 | 0 | 0 | 0 | 0 | 0 | 0 | 0 | 0 | 0 | 0 | 0 | 0 | 0 | 0 | 0 | 0 | 0 | 0 | 0 | 0 | 0 | 0 | 0 | 0 | 0 | 0 | 0

## PV Calculations
2024 TYSP Combined SUMMER Reserve Margin - Resource Needs and No Incremental DSM
SUMMER |  | FPL 000036
20240012-EG
|  | 2024 | 2025 | 2026 | 2027 | 2028 | 2029 | 2030 | 2031 | 2032 | 2033 | 2034 | 2035 | 2036 | 2037 | 2038 | 2039 | 2040 | 2041 | 2042 | 2043 | 2044 | 2045 | 2046 | 2047 | 2048 | 2049 | 2050 | 2051 | 2052 | 2053 | 2054 | 2055 | 2056 | 2057 | 2058 | 2059 | 2060 | 2061 | 2062 | 2063 | 2064 | 2065 | 2066 | 2067 | 2068 | 2069 | 2070 | 2071 | 2072 | 2073 | 2074 | 2075 | 2076 | 2077 | 2078 | 2079 | 2080
| New Solar Unit | 0 | 0 | 2235 | 2235 | 2235 | 2235 | 2235 | 2235 | 2235 | 2235 | 0 | 0 | 0 | 0 | 0 | 0 | 0 | 0 | 0 | 0 | 0 | 0 | 0 | 0 | 0 | 0 | 0 | 0 | 0 | 0 | 0 | 0 | 0 | 0 | 0 | 0 | 0 | 0 | 0 | 0 | 0 | 0 | 0 | 0 | 0 | 0 | 0 | 0 | 0 | 0 | 0 | 0 | 0 | 0 | 0 | 0 | 0
| Firm Capacity Value | 0% | 0% | 19.13% | 6.25% | 6.25% | 6.25% | 6.25% | 6.25% | 6.25% | 6.25% | 0% | 0% | 0% | 0% | 0% | 0% | 0% | 0% | 0% | 0% | 0% | 0% | 0% | 0% | 0% | 0% | 0% | 0% | 0% | 0% | 0% | 0% | 0% | 0% | 0% | 0% | 0% | 0% | 0% | 0% | 0% | 0% | 0% | 0% | 0% | 0% | 0% | 0% | 0% | 0% | 0% | 0% | 0% | 0% | 0% | 0% | 0%
Year | Total Firm Solar Capacity Added with Degradation
2024 | 0 | 0 | 0 | 0 | 0 | 0 | 0 | 0 | 0 | 0 | 0 | 0 | 0 | 0 | 0 | 0 | 0 | 0 | 0 | 0 | 0 | 0 | 0 | 0 | 0 | 0 | 0 | 0 | 0 | 0 | 0 | 0 | 0 | 0 | 0 | 0 | 0 | 0 | 0 | 0 | 0 | 0 | 0 | 0 | 0 | 0 | 0 | 0 | 0 | 0 | 0 | 0 | 0 | 0 | 0 | 0 | 0 | 0
2025 | 0 | 0 | 0 | 0 | 0 | 0 | 0 | 0 | 0 | 0 | 0 | 0 | 0 | 0 | 0 | 0 | 0 | 0 | 0 | 0 | 0 | 0 | 0 | 0 | 0 | 0 | 0 | 0 | 0 | 0 | 0 | 0 | 0 | 0 | 0 | 0 | 0 | 0 | 0 | 0 | 0 | 0 | 0 | 0 | 0 | 0 | 0 | 0 | 0 | 0 | 0 | 0 | 0 | 0 | 0 | 0 | 0 | 0
2026 | 427.6002 | 0 | 0 | 427.6002 | 0 | 0 | 0 | 0 | 0 | 0 | 0 | 0 | 0 | 0 | 0 | 0 | 0 | 0 | 0 | 0 | 0 | 0 | 0 | 0 | 0 | 0 | 0 | 0 | 0 | 0 | 0 | 0 | 0 | 0 | 0 | 0 | 0 | 0 | 0 | 0 | 0 | 0 | 0 | 0 | 0 | 0 | 0 | 0 | 0 | 0 | 0 | 0 | 0 | 0 | 0 | 0 | 0 | 0
2027 | 566.0049 | 0 | 0 | 426.3174 | 139.6875 | 0 | 0 | 0 | 0 | 0 | 0 | 0 | 0 | 0 | 0 | 0 | 0 | 0 | 0 | 0 | 0 | 0 | 0 | 0 | 0 | 0 | 0 | 0 | 0 | 0 | 0 | 0 | 0 | 0 | 0 | 0 | 0 | 0 | 0 | 0 | 0 | 0 | 0 | 0 | 0 | 0 | 0 | 0 | 0 | 0 | 0 | 0 | 0 | 0 | 0 | 0 | 0 | 0
2028 | 703.9944 | 0 | 0 | 425.0384 | 139.2684 | 139.6875 | 0 | 0 | 0 | 0 | 0 | 0 | 0 | 0 | 0 | 0 | 0 | 0 | 0 | 0 | 0 | 0 | 0 | 0 | 0 | 0 | 0 | 0 | 0 | 0 | 0 | 0 | 0 | 0 | 0 | 0 | 0 | 0 | 0 | 0 | 0 | 0 | 0 | 0 | 0 | 0 | 0 | 0 | 0 | 0 | 0 | 0 | 0 | 0 | 0 | 0 | 0 | 0
2029 | 841.5699 | 0 | 0 | 423.7633 | 138.8506 | 139.2684 | 139.6875 | 0 | 0 | 0 | 0 | 0 | 0 | 0 | 0 | 0 | 0 | 0 | 0 | 0 | 0 | 0 | 0 | 0 | 0 | 0 | 0 | 0 | 0 | 0 | 0 | 0 | 0 | 0 | 0 | 0 | 0 | 0 | 0 | 0 | 0 | 0 | 0 | 0 | 0 | 0 | 0 | 0 | 0 | 0 | 0 | 0 | 0 | 0 | 0 | 0 | 0 | 0
2030 | 978.7327 | 0 | 0 | 422.492 | 138.4341 | 138.8506 | 139.2684 | 139.6875 | 0 | 0 | 0 | 0 | 0 | 0 | 0 | 0 | 0 | 0 | 0 | 0 | 0 | 0 | 0 | 0 | 0 | 0 | 0 | 0 | 0 | 0 | 0 | 0 | 0 | 0 | 0 | 0 | 0 | 0 | 0 | 0 | 0 | 0 | 0 | 0 | 0 | 0 | 0 | 0 | 0 | 0 | 0 | 0 | 0 | 0 | 0 | 0 | 0 | 0
2031 | 1115.484 | 0 | 0 | 421.2246 | 138.0188 | 138.4341 | 138.8506 | 139.2684 | 139.6875 | 0 | 0 | 0 | 0 | 0 | 0 | 0 | 0 | 0 | 0 | 0 | 0 | 0 | 0 | 0 | 0 | 0 | 0 | 0 | 0 | 0 | 0 | 0 | 0 | 0 | 0 | 0 | 0 | 0 | 0 | 0 | 0 | 0 | 0 | 0 | 0 | 0 | 0 | 0 | 0 | 0 | 0 | 0 | 0 | 0 | 0 | 0 | 0 | 0
2032 | 1251.825 | 0 | 0 | 419.9609 | 137.6047 | 138.0188 | 138.4341 | 138.8506 | 139.2684 | 139.6875 | 0 | 0 | 0 | 0 | 0 | 0 | 0 | 0 | 0 | 0 | 0 | 0 | 0 | 0 | 0 | 0 | 0 | 0 | 0 | 0 | 0 | 0 | 0 | 0 | 0 | 0 | 0 | 0 | 0 | 0 | 0 | 0 | 0 | 0 | 0 | 0 | 0 | 0 | 0 | 0 | 0 | 0 | 0 | 0 | 0 | 0 | 0 | 0
2033 | 1387.7571 | 0 | 0 | 418.701 | 137.1919 | 137.6047 | 138.0188 | 138.4341 | 138.8506 | 139.2684 | 139.6875 | 0 | 0 | 0 | 0 | 0 | 0 | 0 | 0 | 0 | 0 | 0 | 0 | 0 | 0 | 0 | 0 | 0 | 0 | 0 | 0 | 0 | 0 | 0 | 0 | 0 | 0 | 0 | 0 | 0 | 0 | 0 | 0 | 0 | 0 | 0 | 0 | 0 | 0 | 0 | 0 | 0 | 0 | 0 | 0 | 0 | 0 | 0
2034 | 1383.5938 | 0 | 0 | 417.4449 | 136.7803 | 137.1919 | 137.6047 | 138.0188 | 138.4341 | 138.8506 | 139.2684 | 0 | 0 | 0 | 0 | 0 | 0 | 0 | 0 | 0 | 0 | 0 | 0 | 0 | 0 | 0 | 0 | 0 | 0 | 0 | 0 | 0 | 0 | 0 | 0 | 0 | 0 | 0 | 0 | 0 | 0 | 0 | 0 | 0 | 0 | 0 | 0 | 0 | 0 | 0 | 0 | 0 | 0 | 0 | 0 | 0 | 0 | 0
2035 | 1379.443 | 0 | 0 | 416.1926 | 136.37 | 136.7803 | 137.1919 | 137.6047 | 138.0188 | 138.4341 | 138.8506 | 0 | 0 | 0 | 0 | 0 | 0 | 0 | 0 | 0 | 0 | 0 | 0 | 0 | 0 | 0 | 0 | 0 | 0 | 0 | 0 | 0 | 0 | 0 | 0 | 0 | 0 | 0 | 0 | 0 | 0 | 0 | 0 | 0 | 0 | 0 | 0 | 0 | 0 | 0 | 0 | 0 | 0 | 0 | 0 | 0 | 0 | 0
2036 | 1375.3047 | 0 | 0 | 414.944 | 135.9609 | 136.37 | 136.7803 | 137.1919 | 137.6047 | 138.0188 | 138.4341 | 0 | 0 | 0 | 0 | 0 | 0 | 0 | 0 | 0 | 0 | 0 | 0 | 0 | 0 | 0 | 0 | 0 | 0 | 0 | 0 | 0 | 0 | 0 | 0 | 0 | 0 | 0 | 0 | 0 | 0 | 0 | 0 | 0 | 0 | 0 | 0 | 0 | 0 | 0 | 0 | 0 | 0 | 0 | 0 | 0 | 0 | 0
2037 | 1371.1788 | 0 | 0 | 413.6992 | 135.553 | 135.9609 | 136.37 | 136.7803 | 137.1919 | 137.6047 | 138.0188 | 0 | 0 | 0 | 0 | 0 | 0 | 0 | 0 | 0 | 0 | 0 | 0 | 0 | 0 | 0 | 0 | 0 | 0 | 0 | 0 | 0 | 0 | 0 | 0 | 0 | 0 | 0 | 0 | 0 | 0 | 0 | 0 | 0 | 0 | 0 | 0 | 0 | 0 | 0 | 0 | 0 | 0 | 0 | 0 | 0 | 0 | 0
2038 | 1367.0652 | 0 | 0 | 412.4581 | 135.1463 | 135.553 | 135.9609 | 136.37 | 136.7803 | 137.1919 | 137.6047 | 0 | 0 | 0 | 0 | 0 | 0 | 0 | 0 | 0 | 0 | 0 | 0 | 0 | 0 | 0 | 0 | 0 | 0 | 0 | 0 | 0 | 0 | 0 | 0 | 0 | 0 | 0 | 0 | 0 | 0 | 0 | 0 | 0 | 0 | 0 | 0 | 0 | 0 | 0 | 0 | 0 | 0 | 0 | 0 | 0 | 0 | 0
2039 | 1362.964 | 0 | 0 | 411.2207 | 134.7409 | 135.1463 | 135.553 | 135.9609 | 136.37 | 136.7803 | 137.1919 | 0 | 0 | 0 | 0 | 0 | 0 | 0 | 0 | 0 | 0 | 0 | 0 | 0 | 0 | 0 | 0 | 0 | 0 | 0 | 0 | 0 | 0 | 0 | 0 | 0 | 0 | 0 | 0 | 0 | 0 | 0 | 0 | 0 | 0 | 0 | 0 | 0 | 0 | 0 | 0 | 0 | 0 | 0 | 0 | 0 | 0 | 0
2040 | 1358.8751 | 0 | 0 | 409.987 | 134.3367 | 134.7409 | 135.1463 | 135.553 | 135.9609 | 136.37 | 136.7803 | 0 | 0 | 0 | 0 | 0 | 0 | 0 | 0 | 0 | 0 | 0 | 0 | 0 | 0 | 0 | 0 | 0 | 0 | 0 | 0 | 0 | 0 | 0 | 0 | 0 | 0 | 0 | 0 | 0 | 0 | 0 | 0 | 0 | 0 | 0 | 0 | 0 | 0 | 0 | 0 | 0 | 0 | 0 | 0 | 0 | 0 | 0
2041 | 1354.7985 | 0 | 0 | 408.7571 | 133.9337 | 134.3367 | 134.7409 | 135.1463 | 135.553 | 135.9609 | 136.37 | 0 | 0 | 0 | 0 | 0 | 0 | 0 | 0 | 0 | 0 | 0 | 0 | 0 | 0 | 0 | 0 | 0 | 0 | 0 | 0 | 0 | 0 | 0 | 0 | 0 | 0 | 0 | 0 | 0 | 0 | 0 | 0 | 0 | 0 | 0 | 0 | 0 | 0 | 0 | 0 | 0 | 0 | 0 | 0 | 0 | 0 | 0
2042 | 1350.7341 | 0 | 0 | 407.5308 | 133.5319 | 133.9337 | 134.3367 | 134.7409 | 135.1463 | 135.553 | 135.9609 | 0 | 0 | 0 | 0 | 0 | 0 | 0 | 0 | 0 | 0 | 0 | 0 | 0 | 0 | 0 | 0 | 0 | 0 | 0 | 0 | 0 | 0 | 0 | 0 | 0 | 0 | 0 | 0 | 0 | 0 | 0 | 0 | 0 | 0 | 0 | 0 | 0 | 0 | 0 | 0 | 0 | 0 | 0 | 0 | 0 | 0 | 0
2043 | 1346.6819 | 0 | 0 | 406.3082 | 133.1313 | 133.5319 | 133.9337 | 134.3367 | 134.7409 | 135.1463 | 135.553 | 0 | 0 | 0 | 0 | 0 | 0 | 0 | 0 | 0 | 0 | 0 | 0 | 0 | 0 | 0 | 0 | 0 | 0 | 0 | 0 | 0 | 0 | 0 | 0 | 0 | 0 | 0 | 0 | 0 | 0 | 0 | 0 | 0 | 0 | 0 | 0 | 0 | 0 | 0 | 0 | 0 | 0 | 0 | 0 | 0 | 0 | 0
2044 | 1342.6419 | 0 | 0 | 405.0893 | 132.7319 | 133.1313 | 133.5319 | 133.9337 | 134.3367 | 134.7409 | 135.1463 | 0 | 0 | 0 | 0 | 0 | 0 | 0 | 0 | 0 | 0 | 0 | 0 | 0 | 0 | 0 | 0 | 0 | 0 | 0 | 0 | 0 | 0 | 0 | 0 | 0 | 0 | 0 | 0 | 0 | 0 | 0 | 0 | 0 | 0 | 0 | 0 | 0 | 0 | 0 | 0 | 0 | 0 | 0 | 0 | 0 | 0 | 0
2045 | 1338.614 | 0 | 0 | 403.874 | 132.3337 | 132.7319 | 133.1313 | 133.5319 | 133.9337 | 134.3367 | 134.7409 | 0 | 0 | 0 | 0 | 0 | 0 | 0 | 0 | 0 | 0 | 0 | 0 | 0 | 0 | 0 | 0 | 0 | 0 | 0 | 0 | 0 | 0 | 0 | 0 | 0 | 0 | 0 | 0 | 0 | 0 | 0 | 0 | 0 | 0 | 0 | 0 | 0 | 0 | 0 | 0 | 0 | 0 | 0 | 0 | 0 | 0 | 0
2046 | 1334.5981 | 0 | 0 | 402.6624 | 131.9367 | 132.3337 | 132.7319 | 133.1313 | 133.5319 | 133.9337 | 134.3367 | 0 | 0 | 0 | 0 | 0 | 0 | 0 | 0 | 0 | 0 | 0 | 0 | 0 | 0 | 0 | 0 | 0 | 0 | 0 | 0 | 0 | 0 | 0 | 0 | 0 | 0 | 0 | 0 | 0 | 0 | 0 | 0 | 0 | 0 | 0 | 0 | 0 | 0 | 0 | 0 | 0 | 0 | 0 | 0 | 0 | 0 | 0
2047 | 1330.5943 | 0 | 0 | 401.4544 | 131.5409 | 131.9367 | 132.3337 | 132.7319 | 133.1313 | 133.5319 | 133.9337 | 0 | 0 | 0 | 0 | 0 | 0 | 0 | 0 | 0 | 0 | 0 | 0 | 0 | 0 | 0 | 0 | 0 | 0 | 0 | 0 | 0 | 0 | 0 | 0 | 0 | 0 | 0 | 0 | 0 | 0 | 0 | 0 | 0 | 0 | 0 | 0 | 0 | 0 | 0 | 0 | 0 | 0 | 0 | 0 | 0 | 0 | 0
2048 | 1326.6025 | 0 | 0 | 400.25 | 131.1462 | 131.5409 | 131.9367 | 132.3337 | 132.7319 | 133.1313 | 133.5319 | 0 | 0 | 0 | 0 | 0 | 0 | 0 | 0 | 0 | 0 | 0 | 0 | 0 | 0 | 0 | 0 | 0 | 0 | 0 | 0 | 0 | 0 | 0 | 0 | 0 | 0 | 0 | 0 | 0 | 0 | 0 | 0 | 0 | 0 | 0 | 0 | 0 | 0 | 0 | 0 | 0 | 0 | 0 | 0 | 0 | 0 | 0
2049 | 1322.6227 | 0 | 0 | 399.0493 | 130.7528 | 131.1462 | 131.5409 | 131.9367 | 132.3337 | 132.7319 | 133.1313 | 0 | 0 | 0 | 0 | 0 | 0 | 0 | 0 | 0 | 0 | 0 | 0 | 0 | 0 | 0 | 0 | 0 | 0 | 0 | 0 | 0 | 0 | 0 | 0 | 0 | 0 | 0 | 0 | 0 | 0 | 0 | 0 | 0 | 0 | 0 | 0 | 0 | 0 | 0 | 0 | 0 | 0 | 0 | 0 | 0 | 0 | 0
2050 | 1318.6549 | 0 | 0 | 397.8521 | 130.3606 | 130.7528 | 131.1462 | 131.5409 | 131.9367 | 132.3337 | 132.7319 | 0 | 0 | 0 | 0 | 0 | 0 | 0 | 0 | 0 | 0 | 0 | 0 | 0 | 0 | 0 | 0 | 0 | 0 | 0 | 0 | 0 | 0 | 0 | 0 | 0 | 0 | 0 | 0 | 0 | 0 | 0 | 0 | 0 | 0 | 0 | 0 | 0 | 0 | 0 | 0 | 0 | 0 | 0 | 0 | 0 | 0 | 0
2051 | 1314.6989 | 0 | 0 | 396.6586 | 129.9695 | 130.3606 | 130.7528 | 131.1462 | 131.5409 | 131.9367 | 132.3337 | 0 | 0 | 0 | 0 | 0 | 0 | 0 | 0 | 0 | 0 | 0 | 0 | 0 | 0 | 0 | 0 | 0 | 0 | 0 | 0 | 0 | 0 | 0 | 0 | 0 | 0 | 0 | 0 | 0 | 0 | 0 | 0 | 0 | 0 | 0 | 0 | 0 | 0 | 0 | 0 | 0 | 0 | 0 | 0 | 0 | 0 | 0
2052 | 1310.7548 | 0 | 0 | 395.4686 | 129.5796 | 129.9695 | 130.3606 | 130.7528 | 131.1462 | 131.5409 | 131.9367 | 0 | 0 | 0 | 0 | 0 | 0 | 0 | 0 | 0 | 0 | 0 | 0 | 0 | 0 | 0 | 0 | 0 | 0 | 0 | 0 | 0 | 0 | 0 | 0 | 0 | 0 | 0 | 0 | 0 | 0 | 0 | 0 | 0 | 0 | 0 | 0 | 0 | 0 | 0 | 0 | 0 | 0 | 0 | 0 | 0 | 0 | 0
2053 | 1306.8225 | 0 | 0 | 394.2822 | 129.1908 | 129.5796 | 129.9695 | 130.3606 | 130.7528 | 131.1462 | 131.5409 | 0 | 0 | 0 | 0 | 0 | 0 | 0 | 0 | 0 | 0 | 0 | 0 | 0 | 0 | 0 | 0 | 0 | 0 | 0 | 0 | 0 | 0 | 0 | 0 | 0 | 0 | 0 | 0 | 0 | 0 | 0 | 0 | 0 | 0 | 0 | 0 | 0 | 0 | 0 | 0 | 0 | 0 | 0 | 0 | 0 | 0 | 0
2054 | 1302.9021 | 0 | 0 | 393.0994 | 128.8032 | 129.1908 | 129.5796 | 129.9695 | 130.3606 | 130.7528 | 131.1462 | 0 | 0 | 0 | 0 | 0 | 0 | 0 | 0 | 0 | 0 | 0 | 0 | 0 | 0 | 0 | 0 | 0 | 0 | 0 | 0 | 0 | 0 | 0 | 0 | 0 | 0 | 0 | 0 | 0 | 0 | 0 | 0 | 0 | 0 | 0 | 0 | 0 | 0 | 0 | 0 | 0 | 0 | 0 | 0 | 0 | 0 | 0
2055 | 1298.9934 | 0 | 0 | 391.9201 | 128.4168 | 128.8032 | 129.1908 | 129.5796 | 129.9695 | 130.3606 | 130.7528 | 0 | 0 | 0 | 0 | 0 | 0 | 0 | 0 | 0 | 0 | 0 | 0 | 0 | 0 | 0 | 0 | 0 | 0 | 0 | 0 | 0 | 0 | 0 | 0 | 0 | 0 | 0 | 0 | 0 | 0 | 0 | 0 | 0 | 0 | 0 | 0 | 0 | 0 | 0 | 0 | 0 | 0 | 0 | 0 | 0 | 0 | 0
2056 | 1295.0964 | 0 | 0 | 390.7443 | 128.0316 | 128.4168 | 128.8032 | 129.1908 | 129.5796 | 129.9695 | 130.3606 | 0 | 0 | 0 | 0 | 0 | 0 | 0 | 0 | 0 | 0 | 0 | 0 | 0 | 0 | 0 | 0 | 0 | 0 | 0 | 0 | 0 | 0 | 0 | 0 | 0 | 0 | 0 | 0 | 0 | 0 | 0 | 0 | 0 | 0 | 0 | 0 | 0 | 0 | 0 | 0 | 0 | 0 | 0 | 0 | 0 | 0 | 0
2057 | 1291.2111 | 0 | 0 | 389.5721 | 127.6475 | 128.0316 | 128.4168 | 128.8032 | 129.1908 | 129.5796 | 129.9695 | 0 | 0 | 0 | 0 | 0 | 0 | 0 | 0 | 0 | 0 | 0 | 0 | 0 | 0 | 0 | 0 | 0 | 0 | 0 | 0 | 0 | 0 | 0 | 0 | 0 | 0 | 0 | 0 | 0 | 0 | 0 | 0 | 0 | 0 | 0 | 0 | 0 | 0 | 0 | 0 | 0 | 0 | 0 | 0 | 0 | 0 | 0
2058 | 1287.3375 | 0 | 0 | 388.4033 | 127.2646 | 127.6475 | 128.0316 | 128.4168 | 128.8032 | 129.1908 | 129.5796 | 0 | 0 | 0 | 0 | 0 | 0 | 0 | 0 | 0 | 0 | 0 | 0 | 0 | 0 | 0 | 0 | 0 | 0 | 0 | 0 | 0 | 0 | 0 | 0 | 0 | 0 | 0 | 0 | 0 | 0 | 0 | 0 | 0 | 0 | 0 | 0 | 0 | 0 | 0 | 0 | 0 | 0 | 0 | 0 | 0 | 0 | 0
2059 | 1283.4754 | 0 | 0 | 387.2381 | 126.8828 | 127.2646 | 127.6475 | 128.0316 | 128.4168 | 128.8032 | 129.1908 | 0 | 0 | 0 | 0 | 0 | 0 | 0 | 0 | 0 | 0 | 0 | 0 | 0 | 0 | 0 | 0 | 0 | 0 | 0 | 0 | 0 | 0 | 0 | 0 | 0 | 0 | 0 | 0 | 0 | 0 | 0 | 0 | 0 | 0 | 0 | 0 | 0 | 0 | 0 | 0 | 0 | 0 | 0 | 0 | 0 | 0 | 0
2060 | 1279.625 | 0 | 0 | 386.0764 | 126.5021 | 126.8828 | 127.2646 | 127.6475 | 128.0316 | 128.4168 | 128.8032 | 0 | 0 | 0 | 0 | 0 | 0 | 0 | 0 | 0 | 0 | 0 | 0 | 0 | 0 | 0 | 0 | 0 | 0 | 0 | 0 | 0 | 0 | 0 | 0 | 0 | 0 | 0 | 0 | 0 | 0 | 0 | 0 | 0 | 0 | 0 | 0 | 0 | 0 | 0 | 0 | 0 | 0 | 0 | 0 | 0 | 0 | 0
2061 | 1275.7861 | 0 | 0 | 384.9182 | 126.1226 | 126.5021 | 126.8828 | 127.2646 | 127.6475 | 128.0316 | 128.4168 | 0 | 0 | 0 | 0 | 0 | 0 | 0 | 0 | 0 | 0 | 0 | 0 | 0 | 0 | 0 | 0 | 0 | 0 | 0 | 0 | 0 | 0 | 0 | 0 | 0 | 0 | 0 | 0 | 0 | 0 | 0 | 0 | 0 | 0 | 0 | 0 | 0 | 0 | 0 | 0 | 0 | 0 | 0 | 0 | 0 | 0 | 0
2062 | 1271.9588 | 0 | 0 | 383.7634 | 125.7442 | 126.1226 | 126.5021 | 126.8828 | 127.2646 | 127.6475 | 128.0316 | 0 | 0 | 0 | 0 | 0 | 0 | 0 | 0 | 0 | 0 | 0 | 0 | 0 | 0 | 0 | 0 | 0 | 0 | 0 | 0 | 0 | 0 | 0 | 0 | 0 | 0 | 0 | 0 | 0 | 0 | 0 | 0 | 0 | 0 | 0 | 0 | 0 | 0 | 0 | 0 | 0 | 0 | 0 | 0 | 0 | 0 | 0
2063 | 1268.1429 | 0 | 0 | 382.6122 | 125.367 | 125.7442 | 126.1226 | 126.5021 | 126.8828 | 127.2646 | 127.6475 | 0 | 0 | 0 | 0 | 0 | 0 | 0 | 0 | 0 | 0 | 0 | 0 | 0 | 0 | 0 | 0 | 0 | 0 | 0 | 0 | 0 | 0 | 0 | 0 | 0 | 0 | 0 | 0 | 0 | 0 | 0 | 0 | 0 | 0 | 0 | 0 | 0 | 0 | 0 | 0 | 0 | 0 | 0 | 0 | 0 | 0 | 0
2064 | 1264.3385 | 0 | 0 | 381.4643 | 124.9909 | 125.367 | 125.7442 | 126.1226 | 126.5021 | 126.8828 | 127.2646 | 0 | 0 | 0 | 0 | 0 | 0 | 0 | 0 | 0 | 0 | 0 | 0 | 0 | 0 | 0 | 0 | 0 | 0 | 0 | 0 | 0 | 0 | 0 | 0 | 0 | 0 | 0 | 0 | 0 | 0 | 0 | 0 | 0 | 0 | 0 | 0 | 0 | 0 | 0 | 0 | 0 | 0 | 0 | 0 | 0 | 0 | 0
2065 | 1260.5455 | 0 | 0 | 380.3199 | 124.6159 | 124.9909 | 125.367 | 125.7442 | 126.1226 | 126.5021 | 126.8828 | 0 | 0 | 0 | 0 | 0 | 0 | 0 | 0 | 0 | 0 | 0 | 0 | 0 | 0 | 0 | 0 | 0 | 0 | 0 | 0 | 0 | 0 | 0 | 0 | 0 | 0 | 0 | 0 | 0 | 0 | 0 | 0 | 0 | 0 | 0 | 0 | 0 | 0 | 0 | 0 | 0 | 0 | 0 | 0 | 0 | 0 | 0
2066 | 1256.7638 | 0 | 0 | 379.179 | 124.2421 | 124.6159 | 124.9909 | 125.367 | 125.7442 | 126.1226 | 126.5021 | 0 | 0 | 0 | 0 | 0 | 0 | 0 | 0 | 0 | 0 | 0 | 0 | 0 | 0 | 0 | 0 | 0 | 0 | 0 | 0 | 0 | 0 | 0 | 0 | 0 | 0 | 0 | 0 | 0 | 0 | 0 | 0 | 0 | 0 | 0 | 0 | 0 | 0 | 0 | 0 | 0 | 0 | 0 | 0 | 0 | 0 | 0
2067 | 1252.9935 | 0 | 0 | 378.0414 | 123.8694 | 124.2421 | 124.6159 | 124.9909 | 125.367 | 125.7442 | 126.1226 | 0 | 0 | 0 | 0 | 0 | 0 | 0 | 0 | 0 | 0 | 0 | 0 | 0 | 0 | 0 | 0 | 0 | 0 | 0 | 0 | 0 | 0 | 0 | 0 | 0 | 0 | 0 | 0 | 0 | 0 | 0 | 0 | 0 | 0 | 0 | 0 | 0 | 0 | 0 | 0 | 0 | 0 | 0 | 0 | 0 | 0 | 0
2068 | 1249.2346 | 0 | 0 | 376.9073 | 123.4977 | 123.8694 | 124.2421 | 124.6159 | 124.9909 | 125.367 | 125.7442 | 0 | 0 | 0 | 0 | 0 | 0 | 0 | 0 | 0 | 0 | 0 | 0 | 0 | 0 | 0 | 0 | 0 | 0 | 0 | 0 | 0 | 0 | 0 | 0 | 0 | 0 | 0 | 0 | 0 | 0 | 0 | 0 | 0 | 0 | 0 | 0 | 0 | 0 | 0 | 0 | 0 | 0 | 0 | 0 | 0 | 0 | 0
2069 | 1245.4869 | 0 | 0 | 375.7766 | 123.1273 | 123.4977 | 123.8694 | 124.2421 | 124.6159 | 124.9909 | 125.367 | 0 | 0 | 0 | 0 | 0 | 0 | 0 | 0 | 0 | 0 | 0 | 0 | 0 | 0 | 0 | 0 | 0 | 0 | 0 | 0 | 0 | 0 | 0 | 0 | 0 | 0 | 0 | 0 | 0 | 0 | 0 | 0 | 0 | 0 | 0 | 0 | 0 | 0 | 0 | 0 | 0 | 0 | 0 | 0 | 0 | 0 | 0
2070 | 1241.7504 | 0 | 0 | 374.6492 | 122.7579 | 123.1273 | 123.4977 | 123.8694 | 124.2421 | 124.6159 | 124.9909 | 0 | 0 | 0 | 0 | 0 | 0 | 0 | 0 | 0 | 0 | 0 | 0 | 0 | 0 | 0 | 0 | 0 | 0 | 0 | 0 | 0 | 0 | 0 | 0 | 0 | 0 | 0 | 0 | 0 | 0 | 0 | 0 | 0 | 0 | 0 | 0 | 0 | 0 | 0 | 0 | 0 | 0 | 0 | 0 | 0 | 0 | 0
2071 | 1238.0251 | 0 | 0 | 373.5253 | 122.3896 | 122.7579 | 123.1273 | 123.4977 | 123.8694 | 124.2421 | 124.6159 | 0 | 0 | 0 | 0 | 0 | 0 | 0 | 0 | 0 | 0 | 0 | 0 | 0 | 0 | 0 | 0 | 0 | 0 | 0 | 0 | 0 | 0 | 0 | 0 | 0 | 0 | 0 | 0 | 0 | 0 | 0 | 0 | 0 | 0 | 0 | 0 | 0 | 0 | 0 | 0 | 0 | 0 | 0 | 0 | 0 | 0 | 0
2072 | 1234.3111 | 0 | 0 | 372.4047 | 122.0224 | 122.3896 | 122.7579 | 123.1273 | 123.4977 | 123.8694 | 124.2421 | 0 | 0 | 0 | 0 | 0 | 0 | 0 | 0 | 0 | 0 | 0 | 0 | 0 | 0 | 0 | 0 | 0 | 0 | 0 | 0 | 0 | 0 | 0 | 0 | 0 | 0 | 0 | 0 | 0 | 0 | 0 | 0 | 0 | 0 | 0 | 0 | 0 | 0 | 0 | 0 | 0 | 0 | 0 | 0 | 0 | 0 | 0
2073 | 1230.6081 | 0 | 0 | 371.2875 | 121.6564 | 122.0224 | 122.3896 | 122.7579 | 123.1273 | 123.4977 | 123.8694 | 0 | 0 | 0 | 0 | 0 | 0 | 0 | 0 | 0 | 0 | 0 | 0 | 0 | 0 | 0 | 0 | 0 | 0 | 0 | 0 | 0 | 0 | 0 | 0 | 0 | 0 | 0 | 0 | 0 | 0 | 0 | 0 | 0 | 0 | 0 | 0 | 0 | 0 | 0 | 0 | 0 | 0 | 0 | 0 | 0 | 0 | 0

## NewUnit & Retire & ChngCap Name
2024 TYSP Combined SUMMER Reserve Margin - Resource Needs and No Incremental DSM
FPL 000037
SUMMER |  | 20240012-EG
| UNIT ADDITIONS | [18 empty] | UNIT RETIREMENTS | [66 empty] | CAPACITY CHANGES OF UNITS
| Solar |  | Units Added |  | PPA |  | Large Filler |  |  |  | Small Filler |  |  |  | Eq Filler | [6 empty] | CCEC; | FM2 CC; | FM CT3 (A--D); | FM GT1 & GT9; | DBEC; | MT Battery; | FL_CT (A--E); | FL_GT3 & GT5; | MT1; | MT2; | MT3; | GCEC; | MR2; | MR3; | MR4; | MR8; | PEEC; | RBEC; | SN4; | SN5; | Scherer 4; | TP5; | WCEC1; | WCEC2; | WCEC3; | TP3; |  | TP4; |  | SL1; |  | SL2; |  | OCEC; | Crist 4; |  | Crist 5; |  | Crist 6; | Crist 7; | Lansing Smith 3; | Lansing Smith A; |  | Pea Ridge 1; |  | Pea Ridge 2; |  | Pea Ridge 3; |  | Perdido; |  | 2009 Desoto; | 2010- Space Coast; | 2017- Babcock; | 2017- Citrus; | 2017-Manatee; | 2018- Barefoot Bay; | 2018-Blue Cypress; | 2018- Coral Farms Solar; | 2018- Hammock; | 2018- Horizon; | 2018- Indian River; | 2023- GULF Wild Azalea; | 2024 Beautyberry; |  |  |  | CCEC; | FM2 CC; | FM CT3 (A--D); | FM GT1 & GT9; | DBEC; | MT Battery; | FL_CT (A--E); | FL_GT3 & GT5; | MT1; | MT2; | MT3; |  | GCEC; | MR2; | MR3; | MR4; | MR8; |  | PEEC; | RBEC; | SN4; | SN5; |  | Scherer 4; | TP5; |  | WCEC1; | WCEC2; | WCEC3; | TP3; | TP4; | SL1; | SL2; | OCEC; | Crist 4; | Crist 5; | Crist 6; | Crist 7; | Lansing Smith 3; | Lansing Smith A; | Scherer 3; | Pea Ridge 1; | Pea Ridge 2; | Pea Ridge 3; | Perdido; | 2009 Desoto; | 2010- Space Coast; | 2017- Babcock; | 2017- Citrus; | 2017-Manatee; | 2018- Barefoot Bay; | 2018-Blue Cypress; | 2018- Coral Farms Solar; | 2018- Hammock; | 2018- Horizon; | 2018- Indian River; | 2023- GULF Wild Azalea; | 2024 Beautyberry;
Year | MW | Name | MW | Name | MW | PPA | MW | MW | # of Units | GFCC | MW | MW | # of Units | Filler | MW | MW | Eq Filler | TOTAL TEXT | Year | [66 empty] | Year
2024 | 0 |  | 0 |  | 0 |  | 0 | 0 | 0 |  | 0 | 0 | 0 |  | 0 | 0 |  |  | 2024 | 0 | ; | 0 | 0 | 0 | 0 | 0 | 0 | 0 | 0 | 0 | 0 | 0 | 0 | 0 | 0 | 0 | 0 | 0 | 0 | 0 | 0 | 0 | 0 | 0 | 0 | 0 | 0 |  | 0 |  | 0 |  | 0 |  | 0 | 0 |  | 0 |  | 0 | 0 | 0 | 0 |  | 0 |  | 0 |  | 0 |  | 0 |  | 0 | 0 | 0 | 0 | 0 | 0 | 0 | 0 | 0 | 0 | 0 | 0 | 0 | 2024 | 0 | ; | 0 | 0 | 0 | 0 | 0 | 0 | 0 | 0 | 0 | 0 | 0 |  | 0 | 0 | 0 | 0 | 0 |  | 0 | 0 | 0 | 0 |  | 0 | 0 |  | 0 | 0 | 0 | 0 | 0 | 0 | 0 | 0 | 0 | 0 | 0 | 0 | 0 | 0 | 0 | 0 | 0 | 0 | 0 | 0 | 0 | 0 | 0 | 0 | 0 | 0 | 0 | 0 | 0 | 0 | 0 | 0
2025 | 0 |  | 0 |  | 0 |  | 0 | 0 | 0 |  | 0 | 0 | 0 |  | 0 | 0 |  |  | 2025 | -87 | Crist 4; Pea Ridge 1; Pea Ridge 2; Pea Ridge 3; | 0 | 0 | 0 | 0 | 0 | 0 | 0 | 0 | 0 | 0 | 0 | 0 | 0 | 0 | 0 | 0 | 0 | 0 | 0 | 0 | 0 | 0 | 0 | 0 | 0 | 0 |  | 0 |  | 0 |  | 0 |  | 0 | 75 | Crist 4; | 0 |  | 0 | 0 | 0 | 0 |  | 4 | Pea Ridge 1; | 4 | Pea Ridge 2; | 4 | Pea Ridge 3; | 0 |  | 0 | 0 | 0 | 0 | 0 | 0 | 0 | 0 | 0 | 0 | 0 | 0 | 0 | 2025 | 17 | SN5; TP5; | 0 | 0 | 0 | 0 | 0 | 0 | 0 | 0 | 0 | 0 | 0 |  | 0 | 0 | 0 | 0 | 0 |  | 0 | 0 | 0 | 9 | SN5; | 0 | 8 | TP5; | 0 | 0 | 0 | 0 | 0 | 0 | 0 | 0 | 0 | 0 | 0 | 0 | 0 | 0 | 0 | 0 | 0 | 0 | 0 | 0 | 0 | 0 | 0 | 0 | 0 | 0 | 0 | 0 | 0 | 0 | 0 | 0
2026 | 2235 | 2235 MW Solar; | 349.405 | 521.5 MW Battery; | 0 |  | 0 | 0 | 0 |  | 0 | 0 | 0 |  | 0 | 0 |  | 2235 MW Solar; 521.5 MW Battery; | 2026 | 0 | ; | 0 | 0 | 0 | 0 | 0 | 0 | 0 | 0 | 0 | 0 | 0 | 0 | 0 | 0 | 0 | 0 | 0 | 0 | 0 | 0 | 0 | 0 | 0 | 0 | 0 | 0 |  | 0 |  | 0 |  | 0 |  | 0 | 0 |  | 0 |  | 0 | 0 | 0 | 0 |  | 0 |  | 0 |  | 0 |  | 0 |  | 0 | 0 | 0 | 0 | 0 | 0 | 0 | 0 | 0 | 0 | 0 | 0 | 0 | 2026 | 15 | MT3; | 0 | 0 | 0 | 0 | 0 | 0 | 0 | 0 | 0 | 0 | 15 | MT3; | 0 | 0 | 0 | 0 | 0 |  | 0 | 0 | 0 | 0 |  | 0 | 0 |  | 0 | 0 | 0 | 0 | 0 | 0 | 0 | 0 | 0 | 0 | 0 | 0 | 0 | 0 | 0 | 0 | 0 | 0 | 0 | 0 | 0 | 0 | 0 | 0 | 0 | 0 | 0 | 0 | 0 | 0 | 0 | 0
2027 | 2235 | 2235 MW Solar; | 219 | 2235 MW Solar, 300 MW Battery; | 0 |  | 0 | 0 | 0 |  | 0 | 0 | 0 |  | 0 | 0 |  | 2235 MW Solar; 2235 MW Solar, 300 MW Battery; | 2027 | -75 | Crist 5; | 0 | 0 | 0 | 0 | 0 | 0 | 0 | 0 | 0 | 0 | 0 | 0 | 0 | 0 | 0 | 0 | 0 | 0 | 0 | 0 | 0 | 0 | 0 | 0 | 0 | 0 |  | 0 |  | 0 |  | 0 |  | 0 | 0 |  | 75 | Crist 5; | 0 | 0 | 0 | 0 |  | 0 |  | 0 |  | 0 |  | 0 |  | 0 | 0 | 0 | 0 | 0 | 0 | 0 | 0 | 0 | 0 | 0 | 0 | 0 | 2027 | 46 | MT3; MR8; | 0 | 0 | 0 | 0 | 0 | 0 | 0 | 0 | 0 | 0 | 28 | MT3; | 0 | 0 | 0 | 0 | 18 | MR8; | 0 | 0 | 0 | 0 |  | 0 | 0 |  | 0 | 0 | 0 | 0 | 0 | 0 | 0 | 0 | 0 | 0 | 0 | 0 | 0 | 0 | 0 | 0 | 0 | 0 | 0 | 0 | 0 | 0 | 0 | 0 | 0 | 0 | 0 | 0 | 0 | 0 | 0 | 0
2028 | 2235 | 2235 MW Solar; | 213 | 2235 MW Solar, 300 MW Battery; | 0 |  | 0 | 0 | 0 |  | 0 | 0 | 0 |  | 0 | 0 |  | 2235 MW Solar; 2235 MW Solar, 300 MW Battery; | 2028 | -32 | Lansing Smith A; | 0 | 0 | 0 | 0 | 0 | 0 | 0 | 0 | 0 | 0 | 0 | 0 | 0 | 0 | 0 | 0 | 0 | 0 | 0 | 0 | 0 | 0 | 0 | 0 | 0 | 0 |  | 0 |  | 0 |  | 0 |  | 0 | 0 |  | 0 |  | 0 | 0 | 0 | 32 | Lansing Smith A; | 0 |  | 0 |  | 0 |  | 0 |  | 0 | 0 | 0 | 0 | 0 | 0 | 0 | 0 | 0 | 0 | 0 | 0 | 0 | 2028 | 0 | ; | 0 | 0 | 0 | 0 | 0 | 0 | 0 | 0 | 0 | 0 | 0 |  | 0 | 0 | 0 | 0 | 0 |  | 0 | 0 | 0 | 0 |  | 0 | 0 |  | 0 | 0 | 0 | 0 | 0 | 0 | 0 | 0 | 0 | 0 | 0 | 0 | 0 | 0 | 0 | 0 | 0 | 0 | 0 | 0 | 0 | 0 | 0 | 0 | 0 | 0 | 0 | 0 | 0 | 0 | 0 | 0
2029 | 2235 | 2235 MW Solar; | 201 | 2235 MW Solar, 300 MW Battery; | 0 |  | 0 | 0 | 0 |  | 0 | 0 | 0 |  | 0 | 0 |  | 2235 MW Solar; 2235 MW Solar, 300 MW Battery; | 2029 | 0 | ; | 0 | 0 | 0 | 0 | 0 | 0 | 0 | 0 | 0 | 0 | 0 | 0 | 0 | 0 | 0 | 0 | 0 | 0 | 0 | 0 | 0 | 0 | 0 | 0 | 0 | 0 |  | 0 |  | 0 |  | 0 |  | 0 | 0 |  | 0 |  | 0 | 0 | 0 | 0 |  | 0 |  | 0 |  | 0 |  | 0 |  | 0 | 0 | 0 | 0 | 0 | 0 | 0 | 0 | 0 | 0 | 0 | 0 | 0 | 2029 | 0 | ; | 0 | 0 | 0 | 0 | 0 | 0 | 0 | 0 | 0 | 0 | 0 |  | 0 | 0 | 0 | 0 | 0 |  | 0 | 0 | 0 | 0 |  | 0 | 0 |  | 0 | 0 | 0 | 0 | 0 | 0 | 0 | 0 | 0 | 0 | 0 | 0 | 0 | 0 | 0 | 0 | 0 | 0 | 0 | 0 | 0 | 0 | 0 | 0 | 0 | 0 | 0 | 0 | 0 | 0 | 0 | 0
2030 | 2235 | 2235 MW Solar; | 191 | 2235 MW Solar, 300 MW Battery; | 0 |  | 0 | 0 | 0 |  | 0 | 0 | 0 |  | 0 | 0 |  | 2235 MW Solar; 2235 MW Solar, 300 MW Battery; | 2030 | -3 | Perdido; | 0 | 0 | 0 | 0 | 0 | 0 | 0 | 0 | 0 | 0 | 0 | 0 | 0 | 0 | 0 | 0 | 0 | 0 | 0 | 0 | 0 | 0 | 0 | 0 | 0 | 0 |  | 0 |  | 0 |  | 0 |  | 0 | 0 |  | 0 |  | 0 | 0 | 0 | 0 |  | 0 |  | 0 |  | 0 |  | 3 | Perdido; | 0 | 0 | 0 | 0 | 0 | 0 | 0 | 0 | 0 | 0 | 0 | 0 | 0 | 2030 | 0 | ; | 0 | 0 | 0 | 0 | 0 | 0 | 0 | 0 | 0 | 0 | 0 |  | 0 | 0 | 0 | 0 | 0 |  | 0 | 0 | 0 | 0 |  | 0 | 0 |  | 0 | 0 | 0 | 0 | 0 | 0 | 0 | 0 | 0 | 0 | 0 | 0 | 0 | 0 | 0 | 0 | 0 | 0 | 0 | 0 | 0 | 0 | 0 | 0 | 0 | 0 | 0 | 0 | 0 | 0 | 0 | 0
2031 | 2235 | 2235 MW Solar; | 186 | 2235 MW Solar, 300 MW Battery; | 0 |  | 0 | 0 | 0 |  | 0 | 0 | 0 |  | 0 | 0 |  | 2235 MW Solar; 2235 MW Solar, 300 MW Battery; | 2031 | 0 | ; | 0 | 0 | 0 | 0 | 0 | 0 | 0 | 0 | 0 | 0 | 0 | 0 | 0 | 0 | 0 | 0 | 0 | 0 | 0 | 0 | 0 | 0 | 0 | 0 | 0 | 0 |  | 0 |  | 0 |  | 0 |  | 0 | 0 |  | 0 |  | 0 | 0 | 0 | 0 |  | 0 |  | 0 |  | 0 |  | 0 |  | 0 | 0 | 0 | 0 | 0 | 0 | 0 | 0 | 0 | 0 | 0 | 0 | 0 | 2031 | 0 | ; | 0 | 0 | 0 | 0 | 0 | 0 | 0 | 0 | 0 | 0 | 0 |  | 0 | 0 | 0 | 0 | 0 |  | 0 | 0 | 0 | 0 |  | 0 | 0 |  | 0 | 0 | 0 | 0 | 0 | 0 | 0 | 0 | 0 | 0 | 0 | 0 | 0 | 0 | 0 | 0 | 0 | 0 | 0 | 0 | 0 | 0 | 0 | 0 | 0 | 0 | 0 | 0 | 0 | 0 | 0 | 0
2032 | 2235 | 2235 MW Solar; | 150 | 2235 MW Solar, 300 MW Battery; | 0 |  | 0 | 0 | 0 |  | 0 | 0 | 0 |  | 0 | 0 |  | 2235 MW Solar; 2235 MW Solar, 300 MW Battery; | 2032 | 0 | ; | 0 | 0 | 0 | 0 | 0 | 0 | 0 | 0 | 0 | 0 | 0 | 0 | 0 | 0 | 0 | 0 | 0 | 0 | 0 | 0 | 0 | 0 | 0 | 0 | 0 | 0 |  | 0 |  | 0 |  | 0 |  | 0 | 0 |  | 0 |  | 0 | 0 | 0 | 0 |  | 0 |  | 0 |  | 0 |  | 0 |  | 0 | 0 | 0 | 0 | 0 | 0 | 0 | 0 | 0 | 0 | 0 | 0 | 0 | 2032 | 0 | ; | 0 | 0 | 0 | 0 | 0 | 0 | 0 | 0 | 0 | 0 | 0 |  | 0 | 0 | 0 | 0 | 0 |  | 0 | 0 | 0 | 0 |  | 0 | 0 |  | 0 | 0 | 0 | 0 | 0 | 0 | 0 | 0 | 0 | 0 | 0 | 0 | 0 | 0 | 0 | 0 | 0 | 0 | 0 | 0 | 0 | 0 | 0 | 0 | 0 | 0 | 0 | 0 | 0 | 0 | 0 | 0
2033 | 2235 | 2235 MW Solar; | 150 | 2235 MW Solar, 300 MW Battery; | 0 |  | 0 | 0 | 0 |  | 0 | 0 | 0 |  | 0 | 0 |  | 2235 MW Solar; 2235 MW Solar, 300 MW Battery; | 2033 | 0 | ; | 0 | 0 | 0 | 0 | 0 | 0 | 0 | 0 | 0 | 0 | 0 | 0 | 0 | 0 | 0 | 0 | 0 | 0 | 0 | 0 | 0 | 0 | 0 | 0 | 0 | 0 |  | 0 |  | 0 |  | 0 |  | 0 | 0 |  | 0 |  | 0 | 0 | 0 | 0 |  | 0 |  | 0 |  | 0 |  | 0 |  | 0 | 0 | 0 | 0 | 0 | 0 | 0 | 0 | 0 | 0 | 0 | 0 | 0 | 2033 | 0 | ; | 0 | 0 | 0 | 0 | 0 | 0 | 0 | 0 | 0 | 0 | 0 |  | 0 | 0 | 0 | 0 | 0 |  | 0 | 0 | 0 | 0 |  | 0 | 0 |  | 0 | 0 | 0 | 0 | 0 | 0 | 0 | 0 | 0 | 0 | 0 | 0 | 0 | 0 | 0 | 0 | 0 | 0 | 0 | 0 | 0 | 0 | 0 | 0 | 0 | 0 | 0 | 0 | 0 | 0 | 0 | 0
2034 | 0 |  | 0 |  | 0 |  | 0 | 0 | 0 |  | 0 | 0 | 0 |  | 0 | 0 |  |  | 2034 | 0 | ; | 0 | 0 | 0 | 0 | 0 | 0 | 0 | 0 | 0 | 0 | 0 | 0 | 0 | 0 | 0 | 0 | 0 | 0 | 0 | 0 | 0 | 0 | 0 | 0 | 0 | 0 |  | 0 |  | 0 |  | 0 |  | 0 | 0 |  | 0 |  | 0 | 0 | 0 | 0 |  | 0 |  | 0 |  | 0 |  | 0 |  | 0 | 0 | 0 | 0 | 0 | 0 | 0 | 0 | 0 | 0 | 0 | 0 | 0 | 2034 | 0 | ; | 0 | 0 | 0 | 0 | 0 | 0 | 0 | 0 | 0 | 0 | 0 |  | 0 | 0 | 0 | 0 | 0 |  | 0 | 0 | 0 | 0 |  | 0 | 0 |  | 0 | 0 | 0 | 0 | 0 | 0 | 0 | 0 | 0 | 0 | 0 | 0 | 0 | 0 | 0 | 0 | 0 | 0 | 0 | 0 | 0 | 0 | 0 | 0 | 0 | 0 | 0 | 0 | 0 | 0 | 0 | 0
2035 | 0 |  | 0 |  | 0 |  | 0 | 0 | 0 |  | 0 | 0 | 0 |  | 0 | 0 |  |  | 2035 | 0 | ; | 0 | 0 | 0 | 0 | 0 | 0 | 0 | 0 | 0 | 0 | 0 | 0 | 0 | 0 | 0 | 0 | 0 | 0 | 0 | 0 | 0 | 0 | 0 | 0 | 0 | 0 |  | 0 |  | 0 |  | 0 |  | 0 | 0 |  | 0 |  | 0 | 0 | 0 | 0 |  | 0 |  | 0 |  | 0 |  | 0 |  | 0 | 0 | 0 | 0 | 0 | 0 | 0 | 0 | 0 | 0 | 0 | 0 | 0 | 2035 | 0 | ; | 0 | 0 | 0 | 0 | 0 | 0 | 0 | 0 | 0 | 0 | 0 |  | 0 | 0 | 0 | 0 | 0 |  | 0 | 0 | 0 | 0 |  | 0 | 0 |  | 0 | 0 | 0 | 0 | 0 | 0 | 0 | 0 | 0 | 0 | 0 | 0 | 0 | 0 | 0 | 0 | 0 | 0 | 0 | 0 | 0 | 0 | 0 | 0 | 0 | 0 | 0 | 0 | 0 | 0 | 0 | 0
2036 | 0 |  | 0 |  | 0 |  | 0 | 0 | 0 |  | 1320 | 1320 | 2 | 2 Filler; | 0 | 0 |  | 2 Filler; | 2036 | 0 | ; | 0 | 0 | 0 | 0 | 0 | 0 | 0 | 0 | 0 | 0 | 0 | 0 | 0 | 0 | 0 | 0 | 0 | 0 | 0 | 0 | 0 | 0 | 0 | 0 | 0 | 0 |  | 0 |  | 0 |  | 0 |  | 0 | 0 |  | 0 |  | 0 | 0 | 0 | 0 |  | 0 |  | 0 |  | 0 |  | 0 |  | 0 | 0 | 0 | 0 | 0 | 0 | 0 | 0 | 0 | 0 | 0 | 0 | 0 | 2036 | 0 | ; | 0 | 0 | 0 | 0 | 0 | 0 | 0 | 0 | 0 | 0 | 0 |  | 0 | 0 | 0 | 0 | 0 |  | 0 | 0 | 0 | 0 |  | 0 | 0 |  | 0 | 0 | 0 | 0 | 0 | 0 | 0 | 0 | 0 | 0 | 0 | 0 | 0 | 0 | 0 | 0 | 0 | 0 | 0 | 0 | 0 | 0 | 0 | 0 | 0 | 0 | 0 | 0 | 0 | 0 | 0 | 0
2037 | 0 |  | 0 |  | 0 |  | 0 | 0 | 0 |  | 1980 | 660 | 1 | 1 Filler; | 0 | 0 |  | 1 Filler; | 2037 | 0 | ; | 0 | 0 | 0 | 0 | 0 | 0 | 0 | 0 | 0 | 0 | 0 | 0 | 0 | 0 | 0 | 0 | 0 | 0 | 0 | 0 | 0 | 0 | 0 | 0 | 0 | 0 |  | 0 |  | 0 |  | 0 |  | 0 | 0 |  | 0 |  | 0 | 0 | 0 | 0 |  | 0 |  | 0 |  | 0 |  | 0 |  | 0 | 0 | 0 | 0 | 0 | 0 | 0 | 0 | 0 | 0 | 0 | 0 | 0 | 2037 | 0 | ; | 0 | 0 | 0 | 0 | 0 | 0 | 0 | 0 | 0 | 0 | 0 |  | 0 | 0 | 0 | 0 | 0 |  | 0 | 0 | 0 | 0 |  | 0 | 0 |  | 0 | 0 | 0 | 0 | 0 | 0 | 0 | 0 | 0 | 0 | 0 | 0 | 0 | 0 | 0 | 0 | 0 | 0 | 0 | 0 | 0 | 0 | 0 | 0 | 0 | 0 | 0 | 0 | 0 | 0 | 0 | 0
2038 | 0 |  | 0 |  | 0 |  | 0 | 0 | 0 |  | 3300 | 1320 | 2 | 2 Filler; | 0 | 0 |  | 2 Filler; | 2038 | 0 | ; | 0 | 0 | 0 | 0 | 0 | 0 | 0 | 0 | 0 | 0 | 0 | 0 | 0 | 0 | 0 | 0 | 0 | 0 | 0 | 0 | 0 | 0 | 0 | 0 | 0 | 0 |  | 0 |  | 0 |  | 0 |  | 0 | 0 |  | 0 |  | 0 | 0 | 0 | 0 |  | 0 |  | 0 |  | 0 |  | 0 |  | 0 | 0 | 0 | 0 | 0 | 0 | 0 | 0 | 0 | 0 | 0 | 0 | 0 | 2038 | 0 | ; | 0 | 0 | 0 | 0 | 0 | 0 | 0 | 0 | 0 | 0 | 0 |  | 0 | 0 | 0 | 0 | 0 |  | 0 | 0 | 0 | 0 |  | 0 | 0 |  | 0 | 0 | 0 | 0 | 0 | 0 | 0 | 0 | 0 | 0 | 0 | 0 | 0 | 0 | 0 | 0 | 0 | 0 | 0 | 0 | 0 | 0 | 0 | 0 | 0 | 0 | 0 | 0 | 0 | 0 | 0 | 0
2039 | 0 |  | 0 |  | 0 |  | 0 | 0 | 0 |  | 3960 | 660 | 1 | 1 Filler; | 0 | 0 |  | 1 Filler; | 2039 | 0 | ; | 0 | 0 | 0 | 0 | 0 | 0 | 0 | 0 | 0 | 0 | 0 | 0 | 0 | 0 | 0 | 0 | 0 | 0 | 0 | 0 | 0 | 0 | 0 | 0 | 0 | 0 |  | 0 |  | 0 |  | 0 |  | 0 | 0 |  | 0 |  | 0 | 0 | 0 | 0 |  | 0 |  | 0 |  | 0 |  | 0 |  | 0 | 0 | 0 | 0 | 0 | 0 | 0 | 0 | 0 | 0 | 0 | 0 | 0 | 2039 | 0 | ; | 0 | 0 | 0 | 0 | 0 | 0 | 0 | 0 | 0 | 0 | 0 |  | 0 | 0 | 0 | 0 | 0 |  | 0 | 0 | 0 | 0 |  | 0 | 0 |  | 0 | 0 | 0 | 0 | 0 | 0 | 0 | 0 | 0 | 0 | 0 | 0 | 0 | 0 | 0 | 0 | 0 | 0 | 0 | 0 | 0 | 0 | 0 | 0 | 0 | 0 | 0 | 0 | 0 | 0 | 0 | 0
2040 | 0 |  | 0 |  | 0 |  | 0 | 0 | 0 |  | 4620 | 660 | 1 | 1 Filler; | 0 | 0 |  | 1 Filler; | 2040 | 0 | ; | 0 | 0 | 0 | 0 | 0 | 0 | 0 | 0 | 0 | 0 | 0 | 0 | 0 | 0 | 0 | 0 | 0 | 0 | 0 | 0 | 0 | 0 | 0 | 0 | 0 | 0 |  | 0 |  | 0 |  | 0 |  | 0 | 0 |  | 0 |  | 0 | 0 | 0 | 0 |  | 0 |  | 0 |  | 0 |  | 0 |  | 0 | 0 | 0 | 0 | 0 | 0 | 0 | 0 | 0 | 0 | 0 | 0 | 0 | 2040 | 0 | ; | 0 | 0 | 0 | 0 | 0 | 0 | 0 | 0 | 0 | 0 | 0 |  | 0 | 0 | 0 | 0 | 0 |  | 0 | 0 | 0 | 0 |  | 0 | 0 |  | 0 | 0 | 0 | 0 | 0 | 0 | 0 | 0 | 0 | 0 | 0 | 0 | 0 | 0 | 0 | 0 | 0 | 0 | 0 | 0 | 0 | 0 | 0 | 0 | 0 | 0 | 0 | 0 | 0 | 0 | 0 | 0
2041 | 0 |  | 0 |  | 0 |  | 0 | 0 | 0 |  | 4620 | 0 | 0 |  | 0 | 0 |  |  | 2041 | 0 | ; | 0 | 0 | 0 | 0 | 0 | 0 | 0 | 0 | 0 | 0 | 0 | 0 | 0 | 0 | 0 | 0 | 0 | 0 | 0 | 0 | 0 | 0 | 0 | 0 | 0 | 0 |  | 0 |  | 0 |  | 0 |  | 0 | 0 |  | 0 |  | 0 | 0 | 0 | 0 |  | 0 |  | 0 |  | 0 |  | 0 |  | 0 | 0 | 0 | 0 | 0 | 0 | 0 | 0 | 0 | 0 | 0 | 0 | 0 | 2041 | 0 | ; | 0 | 0 | 0 | 0 | 0 | 0 | 0 | 0 | 0 | 0 | 0 |  | 0 | 0 | 0 | 0 | 0 |  | 0 | 0 | 0 | 0 |  | 0 | 0 |  | 0 | 0 | 0 | 0 | 0 | 0 | 0 | 0 | 0 | 0 | 0 | 0 | 0 | 0 | 0 | 0 | 0 | 0 | 0 | 0 | 0 | 0 | 0 | 0 | 0 | 0 | 0 | 0 | 0 | 0 | 0 | 0
2042 | 0 |  | 0 |  | 0 |  | 0 | 0 | 0 |  | 5280 | 660 | 1 | 1 Filler; | 0 | 0 |  | 1 Filler; | 2042 | 0 | ; | 0 | 0 | 0 | 0 | 0 | 0 | 0 | 0 | 0 | 0 | 0 | 0 | 0 | 0 | 0 | 0 | 0 | 0 | 0 | 0 | 0 | 0 | 0 | 0 | 0 | 0 |  | 0 |  | 0 |  | 0 |  | 0 | 0 |  | 0 |  | 0 | 0 | 0 | 0 |  | 0 |  | 0 |  | 0 |  | 0 |  | 0 | 0 | 0 | 0 | 0 | 0 | 0 | 0 | 0 | 0 | 0 | 0 | 0 | 2042 | 0 | ; | 0 | 0 | 0 | 0 | 0 | 0 | 0 | 0 | 0 | 0 | 0 |  | 0 | 0 | 0 | 0 | 0 |  | 0 | 0 | 0 | 0 |  | 0 | 0 |  | 0 | 0 | 0 | 0 | 0 | 0 | 0 | 0 | 0 | 0 | 0 | 0 | 0 | 0 | 0 | 0 | 0 | 0 | 0 | 0 | 0 | 0 | 0 | 0 | 0 | 0 | 0 | 0 | 0 | 0 | 0 | 0
2043 | 0 |  | 0 |  | 0 |  | 0 | 0 | 0 |  | 5940 | 660 | 1 | 1 Filler; | 0 | 0 |  | 1 Filler; | 2043 | 0 | ; | 0 | 0 | 0 | 0 | 0 | 0 | 0 | 0 | 0 | 0 | 0 | 0 | 0 | 0 | 0 | 0 | 0 | 0 | 0 | 0 | 0 | 0 | 0 | 0 | 0 | 0 |  | 0 |  | 0 |  | 0 |  | 0 | 0 |  | 0 |  | 0 | 0 | 0 | 0 |  | 0 |  | 0 |  | 0 |  | 0 |  | 0 | 0 | 0 | 0 | 0 | 0 | 0 | 0 | 0 | 0 | 0 | 0 | 0 | 2043 | 0 | ; | 0 | 0 | 0 | 0 | 0 | 0 | 0 | 0 | 0 | 0 | 0 |  | 0 | 0 | 0 | 0 | 0 |  | 0 | 0 | 0 | 0 |  | 0 | 0 |  | 0 | 0 | 0 | 0 | 0 | 0 | 0 | 0 | 0 | 0 | 0 | 0 | 0 | 0 | 0 | 0 | 0 | 0 | 0 | 0 | 0 | 0 | 0 | 0 | 0 | 0 | 0 | 0 | 0 | 0 | 0 | 0
2044 | 0 |  | 0 |  | 0 |  | 0 | 0 | 0 |  | 5940 | 0 | 0 |  | 0 | 0 |  |  | 2044 | 0 | ; | 0 | 0 | 0 | 0 | 0 | 0 | 0 | 0 | 0 | 0 | 0 | 0 | 0 | 0 | 0 | 0 | 0 | 0 | 0 | 0 | 0 | 0 | 0 | 0 | 0 | 0 |  | 0 |  | 0 |  | 0 |  | 0 | 0 |  | 0 |  | 0 | 0 | 0 | 0 |  | 0 |  | 0 |  | 0 |  | 0 |  | 0 | 0 | 0 | 0 | 0 | 0 | 0 | 0 | 0 | 0 | 0 | 0 | 0 | 2044 | 0 | ; | 0 | 0 | 0 | 0 | 0 | 0 | 0 | 0 | 0 | 0 | 0 |  | 0 | 0 | 0 | 0 | 0 |  | 0 | 0 | 0 | 0 |  | 0 | 0 |  | 0 | 0 | 0 | 0 | 0 | 0 | 0 | 0 | 0 | 0 | 0 | 0 | 0 | 0 | 0 | 0 | 0 | 0 | 0 | 0 | 0 | 0 | 0 | 0 | 0 | 0 | 0 | 0 | 0 | 0 | 0 | 0
2045 | 0 |  | 0 |  | 0 |  | 0 | 0 | 0 |  | 6600 | 660 | 1 | 1 Filler; | 0 | 0 |  | 1 Filler; | 2045 | 0 | ; | 0 | 0 | 0 | 0 | 0 | 0 | 0 | 0 | 0 | 0 | 0 | 0 | 0 | 0 | 0 | 0 | 0 | 0 | 0 | 0 | 0 | 0 | 0 | 0 | 0 | 0 |  | 0 |  | 0 |  | 0 |  | 0 | 0 |  | 0 |  | 0 | 0 | 0 | 0 |  | 0 |  | 0 |  | 0 |  | 0 |  | 0 | 0 | 0 | 0 | 0 | 0 | 0 | 0 | 0 | 0 | 0 | 0 | 0 | 2045 | 0 | ; | 0 | 0 | 0 | 0 | 0 | 0 | 0 | 0 | 0 | 0 | 0 |  | 0 | 0 | 0 | 0 | 0 |  | 0 | 0 | 0 | 0 |  | 0 | 0 |  | 0 | 0 | 0 | 0 | 0 | 0 | 0 | 0 | 0 | 0 | 0 | 0 | 0 | 0 | 0 | 0 | 0 | 0 | 0 | 0 | 0 | 0 | 0 | 0 | 0 | 0 | 0 | 0 | 0 | 0 | 0 | 0
2046 | 0 |  | 0 |  | 0 |  | 0 | 0 | 0 |  | 7260 | 660 | 1 | 1 Filler; | 0 | 0 |  | 1 Filler; | 2046 | 0 | ; | 0 | 0 | 0 | 0 | 0 | 0 | 0 | 0 | 0 | 0 | 0 | 0 | 0 | 0 | 0 | 0 | 0 | 0 | 0 | 0 | 0 | 0 | 0 | 0 | 0 | 0 |  | 0 |  | 0 |  | 0 |  | 0 | 0 |  | 0 |  | 0 | 0 | 0 | 0 |  | 0 |  | 0 |  | 0 |  | 0 |  | 0 | 0 | 0 | 0 | 0 | 0 | 0 | 0 | 0 | 0 | 0 | 0 | 0 | 2046 | 0 | ; | 0 | 0 | 0 | 0 | 0 | 0 | 0 | 0 | 0 | 0 | 0 |  | 0 | 0 | 0 | 0 | 0 |  | 0 | 0 | 0 | 0 |  | 0 | 0 |  | 0 | 0 | 0 | 0 | 0 | 0 | 0 | 0 | 0 | 0 | 0 | 0 | 0 | 0 | 0 | 0 | 0 | 0 | 0 | 0 | 0 | 0 | 0 | 0 | 0 | 0 | 0 | 0 | 0 | 0 | 0 | 0
2047 | 0 |  | 0 |  | 0 |  | 0 | 0 | 0 |  | 7260 | 0 | 0 |  | 0 | 0 |  |  | 2047 | 0 | ; | 0 | 0 | 0 | 0 | 0 | 0 | 0 | 0 | 0 | 0 | 0 | 0 | 0 | 0 | 0 | 0 | 0 | 0 | 0 | 0 | 0 | 0 | 0 | 0 | 0 | 0 |  | 0 |  | 0 |  | 0 |  | 0 | 0 |  | 0 |  | 0 | 0 | 0 | 0 |  | 0 |  | 0 |  | 0 |  | 0 |  | 0 | 0 | 0 | 0 | 0 | 0 | 0 | 0 | 0 | 0 | 0 | 0 | 0 | 2047 | 0 | ; | 0 | 0 | 0 | 0 | 0 | 0 | 0 | 0 | 0 | 0 | 0 |  | 0 | 0 | 0 | 0 | 0 |  | 0 | 0 | 0 | 0 |  | 0 | 0 |  | 0 | 0 | 0 | 0 | 0 | 0 | 0 | 0 | 0 | 0 | 0 | 0 | 0 | 0 | 0 | 0 | 0 | 0 | 0 | 0 | 0 | 0 | 0 | 0 | 0 | 0 | 0 | 0 | 0 | 0 | 0 | 0
2048 | 0 |  | 0 |  | 0 |  | 0 | 0 | 0 |  | 7920 | 660 | 1 | 1 Filler; | 0 | 0 |  | 1 Filler; | 2048 | 0 | ; | 0 | 0 | 0 | 0 | 0 | 0 | 0 | 0 | 0 | 0 | 0 | 0 | 0 | 0 | 0 | 0 | 0 | 0 | 0 | 0 | 0 | 0 | 0 | 0 | 0 | 0 |  | 0 |  | 0 |  | 0 |  | 0 | 0 |  | 0 |  | 0 | 0 | 0 | 0 |  | 0 |  | 0 |  | 0 |  | 0 |  | 0 | 0 | 0 | 0 | 0 | 0 | 0 | 0 | 0 | 0 | 0 | 0 | 0 | 2048 | 0 | ; | 0 | 0 | 0 | 0 | 0 | 0 | 0 | 0 | 0 | 0 | 0 |  | 0 | 0 | 0 | 0 | 0 |  | 0 | 0 | 0 | 0 |  | 0 | 0 |  | 0 | 0 | 0 | 0 | 0 | 0 | 0 | 0 | 0 | 0 | 0 | 0 | 0 | 0 | 0 | 0 | 0 | 0 | 0 | 0 | 0 | 0 | 0 | 0 | 0 | 0 | 0 | 0 | 0 | 0 | 0 | 0
2049 | 0 |  | 0 |  | 0 |  | 0 | 0 | 0 |  | 8580 | 660 | 1 | 1 Filler; | 0 | 0 |  | 1 Filler; | 2049 | 0 | ; | 0 | 0 | 0 | 0 | 0 | 0 | 0 | 0 | 0 | 0 | 0 | 0 | 0 | 0 | 0 | 0 | 0 | 0 | 0 | 0 | 0 | 0 | 0 | 0 | 0 | 0 |  | 0 |  | 0 |  | 0 |  | 0 | 0 |  | 0 |  | 0 | 0 | 0 | 0 |  | 0 |  | 0 |  | 0 |  | 0 |  | 0 | 0 | 0 | 0 | 0 | 0 | 0 | 0 | 0 | 0 | 0 | 0 | 0 | 2049 | 0 | ; | 0 | 0 | 0 | 0 | 0 | 0 | 0 | 0 | 0 | 0 | 0 |  | 0 | 0 | 0 | 0 | 0 |  | 0 | 0 | 0 | 0 |  | 0 | 0 |  | 0 | 0 | 0 | 0 | 0 | 0 | 0 | 0 | 0 | 0 | 0 | 0 | 0 | 0 | 0 | 0 | 0 | 0 | 0 | 0 | 0 | 0 | 0 | 0 | 0 | 0 | 0 | 0 | 0 | 0 | 0 | 0
2050 | 0 |  | 0 |  | 0 |  | 0 | 0 | 0 |  | 9240 | 660 | 1 | 1 Filler; | 0 | 0 |  | 1 Filler; | 2050 | 0 | ; | 0 | 0 | 0 | 0 | 0 | 0 | 0 | 0 | 0 | 0 | 0 | 0 | 0 | 0 | 0 | 0 | 0 | 0 | 0 | 0 | 0 | 0 | 0 | 0 | 0 | 0 |  | 0 |  | 0 |  | 0 |  | 0 | 0 |  | 0 |  | 0 | 0 | 0 | 0 |  | 0 |  | 0 |  | 0 |  | 0 |  | 0 | 0 | 0 | 0 | 0 | 0 | 0 | 0 | 0 | 0 | 0 | 0 | 0 | 2050 | 0 | ; | 0 | 0 | 0 | 0 | 0 | 0 | 0 | 0 | 0 | 0 | 0 |  | 0 | 0 | 0 | 0 | 0 |  | 0 | 0 | 0 | 0 |  | 0 | 0 |  | 0 | 0 | 0 | 0 | 0 | 0 | 0 | 0 | 0 | 0 | 0 | 0 | 0 | 0 | 0 | 0 | 0 | 0 | 0 | 0 | 0 | 0 | 0 | 0 | 0 | 0 | 0 | 0 | 0 | 0 | 0 | 0
2051 | 0 |  | 0 |  | 0 |  | 0 | 0 | 0 |  | 9240 | 0 | 0 |  | 0 | 0 |  |  | 2051 | 0 | ; | 0 | 0 | 0 | 0 | 0 | 0 | 0 | 0 | 0 | 0 | 0 | 0 | 0 | 0 | 0 | 0 | 0 | 0 | 0 | 0 | 0 | 0 | 0 | 0 | 0 | 0 |  | 0 |  | 0 |  | 0 |  | 0 | 0 |  | 0 |  | 0 | 0 | 0 | 0 |  | 0 |  | 0 |  | 0 |  | 0 |  | 0 | 0 | 0 | 0 | 0 | 0 | 0 | 0 | 0 | 0 | 0 | 0 | 0 | 2051 | 0 | ; | 0 | 0 | 0 | 0 | 0 | 0 | 0 | 0 | 0 | 0 | 0 |  | 0 | 0 | 0 | 0 | 0 |  | 0 | 0 | 0 | 0 |  | 0 | 0 |  | 0 | 0 | 0 | 0 | 0 | 0 | 0 | 0 | 0 | 0 | 0 | 0 | 0 | 0 | 0 | 0 | 0 | 0 | 0 | 0 | 0 | 0 | 0 | 0 | 0 | 0 | 0 | 0 | 0 | 0 | 0 | 0
2052 | 0 |  | 0 |  | 0 |  | 0 | 0 | 0 |  | 10560 | 1320 | 2 | 2 Filler; | 0 | 0 |  | 2 Filler; | 2052 | -837 | TP3; | 0 | 0 | 0 | 0 | 0 | 0 | 0 | 0 | 0 | 0 | 0 | 0 | 0 | 0 | 0 | 0 | 0 | 0 | 0 | 0 | 0 | 0 | 0 | 0 | 0 | 837 | TP3; | 0 |  | 0 |  | 0 |  | 0 | 0 |  | 0 |  | 0 | 0 | 0 | 0 |  | 0 |  | 0 |  | 0 |  | 0 |  | 0 | 0 | 0 | 0 | 0 | 0 | 0 | 0 | 0 | 0 | 0 | 0 | 0 | 2052 | 0 | ; | 0 | 0 | 0 | 0 | 0 | 0 | 0 | 0 | 0 | 0 | 0 |  | 0 | 0 | 0 | 0 | 0 |  | 0 | 0 | 0 | 0 |  | 0 | 0 |  | 0 | 0 | 0 | 0 | 0 | 0 | 0 | 0 | 0 | 0 | 0 | 0 | 0 | 0 | 0 | 0 | 0 | 0 | 0 | 0 | 0 | 0 | 0 | 0 | 0 | 0 | 0 | 0 | 0 | 0 | 0 | 0
2053 | 0 |  | 0 |  | 0 |  | 0 | 0 | 0 |  | 11880 | 1320 | 2 | 2 Filler; | 0 | 0 |  | 2 Filler; | 2053 | -844 | TP4; | 0 | 0 | 0 | 0 | 0 | 0 | 0 | 0 | 0 | 0 | 0 | 0 | 0 | 0 | 0 | 0 | 0 | 0 | 0 | 0 | 0 | 0 | 0 | 0 | 0 | 0 |  | 844 | TP4; | 0 |  | 0 |  | 0 | 0 |  | 0 |  | 0 | 0 | 0 | 0 |  | 0 |  | 0 |  | 0 |  | 0 |  | 0 | 0 | 0 | 0 | 0 | 0 | 0 | 0 | 0 | 0 | 0 | 0 | 0 | 2053 | 0 | ; | 0 | 0 | 0 | 0 | 0 | 0 | 0 | 0 | 0 | 0 | 0 |  | 0 | 0 | 0 | 0 | 0 |  | 0 | 0 | 0 | 0 |  | 0 | 0 |  | 0 | 0 | 0 | 0 | 0 | 0 | 0 | 0 | 0 | 0 | 0 | 0 | 0 | 0 | 0 | 0 | 0 | 0 | 0 | 0 | 0 | 0 | 0 | 0 | 0 | 0 | 0 | 0 | 0 | 0 | 0 | 0
2054 | 0 |  | 0 |  | 0 |  | 0 | 0 | 0 |  | 12540 | 660 | 1 | 1 Filler; | 0 | 0 |  | 1 Filler; | 2054 | 0 | ; | 0 | 0 | 0 | 0 | 0 | 0 | 0 | 0 | 0 | 0 | 0 | 0 | 0 | 0 | 0 | 0 | 0 | 0 | 0 | 0 | 0 | 0 | 0 | 0 | 0 | 0 |  | 0 |  | 0 |  | 0 |  | 0 | 0 |  | 0 |  | 0 | 0 | 0 | 0 |  | 0 |  | 0 |  | 0 |  | 0 |  | 0 | 0 | 0 | 0 | 0 | 0 | 0 | 0 | 0 | 0 | 0 | 0 | 0 | 2054 | 0 | ; | 0 | 0 | 0 | 0 | 0 | 0 | 0 | 0 | 0 | 0 | 0 |  | 0 | 0 | 0 | 0 | 0 |  | 0 | 0 | 0 | 0 |  | 0 | 0 |  | 0 | 0 | 0 | 0 | 0 | 0 | 0 | 0 | 0 | 0 | 0 | 0 | 0 | 0 | 0 | 0 | 0 | 0 | 0 | 0 | 0 | 0 | 0 | 0 | 0 | 0 | 0 | 0 | 0 | 0 | 0 | 0
2055 | 0 |  | 0 |  | 0 |  | 0 | 0 | 0 |  | 13200 | 660 | 1 | 1 Filler; | 0 | 0 |  | 1 Filler; | 2055 | 0 | ; | 0 | 0 | 0 | 0 | 0 | 0 | 0 | 0 | 0 | 0 | 0 | 0 | 0 | 0 | 0 | 0 | 0 | 0 | 0 | 0 | 0 | 0 | 0 | 0 | 0 | 0 |  | 0 |  | 0 |  | 0 |  | 0 | 0 |  | 0 |  | 0 | 0 | 0 | 0 |  | 0 |  | 0 |  | 0 |  | 0 |  | 0 | 0 | 0 | 0 | 0 | 0 | 0 | 0 | 0 | 0 | 0 | 0 | 0 | 2055 | 0 | ; | 0 | 0 | 0 | 0 | 0 | 0 | 0 | 0 | 0 | 0 | 0 |  | 0 | 0 | 0 | 0 | 0 |  | 0 | 0 | 0 | 0 |  | 0 | 0 |  | 0 | 0 | 0 | 0 | 0 | 0 | 0 | 0 | 0 | 0 | 0 | 0 | 0 | 0 | 0 | 0 | 0 | 0 | 0 | 0 | 0 | 0 | 0 | 0 | 0 | 0 | 0 | 0 | 0 | 0 | 0 | 0
2056 | 0 |  | 0 |  | 0 |  | 0 | 0 | 0 |  | 14520 | 1320 | 2 | 2 Filler; | 0 | 0 |  | 2 Filler; | 2056 | -981 | SL1; | 0 | 0 | 0 | 0 | 0 | 0 | 0 | 0 | 0 | 0 | 0 | 0 | 0 | 0 | 0 | 0 | 0 | 0 | 0 | 0 | 0 | 0 | 0 | 0 | 0 | 0 |  | 0 |  | 981 | SL1; | 0 |  | 0 | 0 |  | 0 |  | 0 | 0 | 0 | 0 |  | 0 |  | 0 |  | 0 |  | 0 |  | 0 | 0 | 0 | 0 | 0 | 0 | 0 | 0 | 0 | 0 | 0 | 0 | 0 | 2056 | 0 | ; | 0 | 0 | 0 | 0 | 0 | 0 | 0 | 0 | 0 | 0 | 0 |  | 0 | 0 | 0 | 0 | 0 |  | 0 | 0 | 0 | 0 |  | 0 | 0 |  | 0 | 0 | 0 | 0 | 0 | 0 | 0 | 0 | 0 | 0 | 0 | 0 | 0 | 0 | 0 | 0 | 0 | 0 | 0 | 0 | 0 | 0 | 0 | 0 | 0 | 0 | 0 | 0 | 0 | 0 | 0 | 0
2057 | 0 |  | 0 |  | 0 |  | 0 | 0 | 0 |  | 15180 | 660 | 1 | 1 Filler; | 0 | 0 |  | 1 Filler; | 2057 | 0 | ; | 0 | 0 | 0 | 0 | 0 | 0 | 0 | 0 | 0 | 0 | 0 | 0 | 0 | 0 | 0 | 0 | 0 | 0 | 0 | 0 | 0 | 0 | 0 | 0 | 0 | 0 |  | 0 |  | 0 |  | 0 |  | 0 | 0 |  | 0 |  | 0 | 0 | 0 | 0 |  | 0 |  | 0 |  | 0 |  | 0 |  | 0 | 0 | 0 | 0 | 0 | 0 | 0 | 0 | 0 | 0 | 0 | 0 | 0 | 2057 | 0 | ; | 0 | 0 | 0 | 0 | 0 | 0 | 0 | 0 | 0 | 0 | 0 |  | 0 | 0 | 0 | 0 | 0 |  | 0 | 0 | 0 | 0 |  | 0 | 0 |  | 0 | 0 | 0 | 0 | 0 | 0 | 0 | 0 | 0 | 0 | 0 | 0 | 0 | 0 | 0 | 0 | 0 | 0 | 0 | 0 | 0 | 0 | 0 | 0 | 0 | 0 | 0 | 0 | 0 | 0 | 0 | 0
2058 | 0 |  | 0 |  | 0 |  | 0 | 0 | 0 |  | 15840 | 660 | 1 | 1 Filler; | 0 | 0 |  | 1 Filler; | 2058 | 0 | ; | 0 | 0 | 0 | 0 | 0 | 0 | 0 | 0 | 0 | 0 | 0 | 0 | 0 | 0 | 0 | 0 | 0 | 0 | 0 | 0 | 0 | 0 | 0 | 0 | 0 | 0 |  | 0 |  | 0 |  | 0 |  | 0 | 0 |  | 0 |  | 0 | 0 | 0 | 0 |  | 0 |  | 0 |  | 0 |  | 0 |  | 0 | 0 | 0 | 0 | 0 | 0 | 0 | 0 | 0 | 0 | 0 | 0 | 0 | 2058 | 0 | ; | 0 | 0 | 0 | 0 | 0 | 0 | 0 | 0 | 0 | 0 | 0 |  | 0 | 0 | 0 | 0 | 0 |  | 0 | 0 | 0 | 0 |  | 0 | 0 |  | 0 | 0 | 0 | 0 | 0 | 0 | 0 | 0 | 0 | 0 | 0 | 0 | 0 | 0 | 0 | 0 | 0 | 0 | 0 | 0 | 0 | 0 | 0 | 0 | 0 | 0 | 0 | 0 | 0 | 0 | 0 | 0
2059 | 0 |  | 0 |  | 0 |  | 0 | 0 | 0 |  | 15840 | 0 | 0 |  | 0 | 0 |  |  | 2059 | 0 | ; | 0 | 0 | 0 | 0 | 0 | 0 | 0 | 0 | 0 | 0 | 0 | 0 | 0 | 0 | 0 | 0 | 0 | 0 | 0 | 0 | 0 | 0 | 0 | 0 | 0 | 0 |  | 0 |  | 0 |  | 0 |  | 0 | 0 |  | 0 |  | 0 | 0 | 0 | 0 |  | 0 |  | 0 |  | 0 |  | 0 |  | 0 | 0 | 0 | 0 | 0 | 0 | 0 | 0 | 0 | 0 | 0 | 0 | 0 | 2059 | 0 | ; | 0 | 0 | 0 | 0 | 0 | 0 | 0 | 0 | 0 | 0 | 0 |  | 0 | 0 | 0 | 0 | 0 |  | 0 | 0 | 0 | 0 |  | 0 | 0 |  | 0 | 0 | 0 | 0 | 0 | 0 | 0 | 0 | 0 | 0 | 0 | 0 | 0 | 0 | 0 | 0 | 0 | 0 | 0 | 0 | 0 | 0 | 0 | 0 | 0 | 0 | 0 | 0 | 0 | 0 | 0 | 0
2060 | 0 |  | 0 |  | 0 |  | 0 | 0 | 0 |  | 16500 | 660 | 1 | 1 Filler; | 0 | 0 |  | 1 Filler; | 2060 | 0 | ; | 0 | 0 | 0 | 0 | 0 | 0 | 0 | 0 | 0 | 0 | 0 | 0 | 0 | 0 | 0 | 0 | 0 | 0 | 0 | 0 | 0 | 0 | 0 | 0 | 0 | 0 |  | 0 |  | 0 |  | 0 |  | 0 | 0 |  | 0 |  | 0 | 0 | 0 | 0 |  | 0 |  | 0 |  | 0 |  | 0 |  | 0 | 0 | 0 | 0 | 0 | 0 | 0 | 0 | 0 | 0 | 0 | 0 | 0 | 2060 | 0 | ; | 0 | 0 | 0 | 0 | 0 | 0 | 0 | 0 | 0 | 0 | 0 |  | 0 | 0 | 0 | 0 | 0 |  | 0 | 0 | 0 | 0 |  | 0 | 0 |  | 0 | 0 | 0 | 0 | 0 | 0 | 0 | 0 | 0 | 0 | 0 | 0 | 0 | 0 | 0 | 0 | 0 | 0 | 0 | 0 | 0 | 0 | 0 | 0 | 0 | 0 | 0 | 0 | 0 | 0 | 0 | 0
2061 | 0 |  | 0 |  | 0 |  | 0 | 0 | 0 |  | 17160 | 660 | 1 | 1 Filler; | 0 | 0 |  | 1 Filler; | 2061 | 0 | ; | 0 | 0 | 0 | 0 | 0 | 0 | 0 | 0 | 0 | 0 | 0 | 0 | 0 | 0 | 0 | 0 | 0 | 0 | 0 | 0 | 0 | 0 | 0 | 0 | 0 | 0 |  | 0 |  | 0 |  | 0 |  | 0 | 0 |  | 0 |  | 0 | 0 | 0 | 0 |  | 0 |  | 0 |  | 0 |  | 0 |  | 0 | 0 | 0 | 0 | 0 | 0 | 0 | 0 | 0 | 0 | 0 | 0 | 0 | 2061 | 0 | ; | 0 | 0 | 0 | 0 | 0 | 0 | 0 | 0 | 0 | 0 | 0 |  | 0 | 0 | 0 | 0 | 0 |  | 0 | 0 | 0 | 0 |  | 0 | 0 |  | 0 | 0 | 0 | 0 | 0 | 0 | 0 | 0 | 0 | 0 | 0 | 0 | 0 | 0 | 0 | 0 | 0 | 0 | 0 | 0 | 0 | 0 | 0 | 0 | 0 | 0 | 0 | 0 | 0 | 0 | 0 | 0
2062 | 0 |  | 0 |  | 0 |  | 0 | 0 | 0 |  | 17820 | 660 | 1 | 1 Filler; | 0 | 0 |  | 1 Filler; | 2062 | 0 | ; | 0 | 0 | 0 | 0 | 0 | 0 | 0 | 0 | 0 | 0 | 0 | 0 | 0 | 0 | 0 | 0 | 0 | 0 | 0 | 0 | 0 | 0 | 0 | 0 | 0 | 0 |  | 0 |  | 0 |  | 0 |  | 0 | 0 |  | 0 |  | 0 | 0 | 0 | 0 |  | 0 |  | 0 |  | 0 |  | 0 |  | 0 | 0 | 0 | 0 | 0 | 0 | 0 | 0 | 0 | 0 | 0 | 0 | 0 | 2062 | 0 | ; | 0 | 0 | 0 | 0 | 0 | 0 | 0 | 0 | 0 | 0 | 0 |  | 0 | 0 | 0 | 0 | 0 |  | 0 | 0 | 0 | 0 |  | 0 | 0 |  | 0 | 0 | 0 | 0 | 0 | 0 | 0 | 0 | 0 | 0 | 0 | 0 | 0 | 0 | 0 | 0 | 0 | 0 | 0 | 0 | 0 | 0 | 0 | 0 | 0 | 0 | 0 | 0 | 0 | 0 | 0 | 0
2063 | 0 |  | 0 |  | 0 |  | 0 | 0 | 0 |  | 19140 | 1320 | 2 | 2 Filler; | 0 | 0 |  | 2 Filler; | 2063 | -840 | SL2; | 0 | 0 | 0 | 0 | 0 | 0 | 0 | 0 | 0 | 0 | 0 | 0 | 0 | 0 | 0 | 0 | 0 | 0 | 0 | 0 | 0 | 0 | 0 | 0 | 0 | 0 |  | 0 |  | 0 |  | 840 | SL2; | 0 | 0 |  | 0 |  | 0 | 0 | 0 | 0 |  | 0 |  | 0 |  | 0 |  | 0 |  | 0 | 0 | 0 | 0 | 0 | 0 | 0 | 0 | 0 | 0 | 0 | 0 | 0 | 2063 | 0 | ; | 0 | 0 | 0 | 0 | 0 | 0 | 0 | 0 | 0 | 0 | 0 |  | 0 | 0 | 0 | 0 | 0 |  | 0 | 0 | 0 | 0 |  | 0 | 0 |  | 0 | 0 | 0 | 0 | 0 | 0 | 0 | 0 | 0 | 0 | 0 | 0 | 0 | 0 | 0 | 0 | 0 | 0 | 0 | 0 | 0 | 0 | 0 | 0 | 0 | 0 | 0 | 0 | 0 | 0 | 0 | 0
2064 | 0 |  | 0 |  | 0 |  | 0 | 0 | 0 |  | 19800 | 660 | 1 | 1 Filler; | 0 | 0 |  | 1 Filler; | 2064 | 0 | ; | 0 | 0 | 0 | 0 | 0 | 0 | 0 | 0 | 0 | 0 | 0 | 0 | 0 | 0 | 0 | 0 | 0 | 0 | 0 | 0 | 0 | 0 | 0 | 0 | 0 | 0 |  | 0 |  | 0 |  | 0 |  | 0 | 0 |  | 0 |  | 0 | 0 | 0 | 0 |  | 0 |  | 0 |  | 0 |  | 0 |  | 0 | 0 | 0 | 0 | 0 | 0 | 0 | 0 | 0 | 0 | 0 | 0 | 0 | 2064 | 0 | ; | 0 | 0 | 0 | 0 | 0 | 0 | 0 | 0 | 0 | 0 | 0 |  | 0 | 0 | 0 | 0 | 0 |  | 0 | 0 | 0 | 0 |  | 0 | 0 |  | 0 | 0 | 0 | 0 | 0 | 0 | 0 | 0 | 0 | 0 | 0 | 0 | 0 | 0 | 0 | 0 | 0 | 0 | 0 | 0 | 0 | 0 | 0 | 0 | 0 | 0 | 0 | 0 | 0 | 0 | 0 | 0
2065 | 0 |  | 0 |  | 0 |  | 0 | 0 | 0 |  | 19800 | 0 | 0 |  | 0 | 0 |  |  | 2065 | 0 | ; | 0 | 0 | 0 | 0 | 0 | 0 | 0 | 0 | 0 | 0 | 0 | 0 | 0 | 0 | 0 | 0 | 0 | 0 | 0 | 0 | 0 | 0 | 0 | 0 | 0 | 0 |  | 0 |  | 0 |  | 0 |  | 0 | 0 |  | 0 |  | 0 | 0 | 0 | 0 |  | 0 |  | 0 |  | 0 |  | 0 |  | 0 | 0 | 0 | 0 | 0 | 0 | 0 | 0 | 0 | 0 | 0 | 0 | 0 | 2065 | 0 | ; | 0 | 0 | 0 | 0 | 0 | 0 | 0 | 0 | 0 | 0 | 0 |  | 0 | 0 | 0 | 0 | 0 |  | 0 | 0 | 0 | 0 |  | 0 | 0 |  | 0 | 0 | 0 | 0 | 0 | 0 | 0 | 0 | 0 | 0 | 0 | 0 | 0 | 0 | 0 | 0 | 0 | 0 | 0 | 0 | 0 | 0 | 0 | 0 | 0 | 0 | 0 | 0 | 0 | 0 | 0 | 0
2066 | 0 |  | 0 |  | 0 |  | 0 | 0 | 0 |  | 20460 | 660 | 1 | 1 Filler; | 0 | 0 |  | 1 Filler; | 2066 | 0 | ; | 0 | 0 | 0 | 0 | 0 | 0 | 0 | 0 | 0 | 0 | 0 | 0 | 0 | 0 | 0 | 0 | 0 | 0 | 0 | 0 | 0 | 0 | 0 | 0 | 0 | 0 |  | 0 |  | 0 |  | 0 |  | 0 | 0 |  | 0 |  | 0 | 0 | 0 | 0 |  | 0 |  | 0 |  | 0 |  | 0 |  | 0 | 0 | 0 | 0 | 0 | 0 | 0 | 0 | 0 | 0 | 0 | 0 | 0 | 2066 | 0 | ; | 0 | 0 | 0 | 0 | 0 | 0 | 0 | 0 | 0 | 0 | 0 |  | 0 | 0 | 0 | 0 | 0 |  | 0 | 0 | 0 | 0 |  | 0 | 0 |  | 0 | 0 | 0 | 0 | 0 | 0 | 0 | 0 | 0 | 0 | 0 | 0 | 0 | 0 | 0 | 0 | 0 | 0 | 0 | 0 | 0 | 0 | 0 | 0 | 0 | 0 | 0 | 0 | 0 | 0 | 0 | 0
2067 | 0 |  | 0 |  | 0 |  | 0 | 0 | 0 |  | 21120 | 660 | 1 | 1 Filler; | 0 | 0 |  | 1 Filler; | 2067 | 0 | ; | 0 | 0 | 0 | 0 | 0 | 0 | 0 | 0 | 0 | 0 | 0 | 0 | 0 | 0 | 0 | 0 | 0 | 0 | 0 | 0 | 0 | 0 | 0 | 0 | 0 | 0 |  | 0 |  | 0 |  | 0 |  | 0 | 0 |  | 0 |  | 0 | 0 | 0 | 0 |  | 0 |  | 0 |  | 0 |  | 0 |  | 0 | 0 | 0 | 0 | 0 | 0 | 0 | 0 | 0 | 0 | 0 | 0 | 0 | 2067 | 0 | ; | 0 | 0 | 0 | 0 | 0 | 0 | 0 | 0 | 0 | 0 | 0 |  | 0 | 0 | 0 | 0 | 0 |  | 0 | 0 | 0 | 0 |  | 0 | 0 |  | 0 | 0 | 0 | 0 | 0 | 0 | 0 | 0 | 0 | 0 | 0 | 0 | 0 | 0 | 0 | 0 | 0 | 0 | 0 | 0 | 0 | 0 | 0 | 0 | 0 | 0 | 0 | 0 | 0 | 0 | 0 | 0
2068 | 0 |  | 0 |  | 0 |  | 0 | 0 | 0 |  | 21780 | 660 | 1 | 1 Filler; | 0 | 0 |  | 1 Filler; | 2068 | 0 | ; | 0 | 0 | 0 | 0 | 0 | 0 | 0 | 0 | 0 | 0 | 0 | 0 | 0 | 0 | 0 | 0 | 0 | 0 | 0 | 0 | 0 | 0 | 0 | 0 | 0 | 0 |  | 0 |  | 0 |  | 0 |  | 0 | 0 |  | 0 |  | 0 | 0 | 0 | 0 |  | 0 |  | 0 |  | 0 |  | 0 |  | 0 | 0 | 0 | 0 | 0 | 0 | 0 | 0 | 0 | 0 | 0 | 0 | 0 | 2068 | 0 | ; | 0 | 0 | 0 | 0 | 0 | 0 | 0 | 0 | 0 | 0 | 0 |  | 0 | 0 | 0 | 0 | 0 |  | 0 | 0 | 0 | 0 |  | 0 | 0 |  | 0 | 0 | 0 | 0 | 0 | 0 | 0 | 0 | 0 | 0 | 0 | 0 | 0 | 0 | 0 | 0 | 0 | 0 | 0 | 0 | 0 | 0 | 0 | 0 | 0 | 0 | 0 | 0 | 0 | 0 | 0 | 0
2069 | 0 |  | 0 |  | 0 |  | 0 | 0 | 0 |  | 22440 | 660 | 1 | 1 Filler; | 0 | 0 |  | 1 Filler; | 2069 | 0 | ; | 0 | 0 | 0 | 0 | 0 | 0 | 0 | 0 | 0 | 0 | 0 | 0 | 0 | 0 | 0 | 0 | 0 | 0 | 0 | 0 | 0 | 0 | 0 | 0 | 0 | 0 |  | 0 |  | 0 |  | 0 |  | 0 | 0 |  | 0 |  | 0 | 0 | 0 | 0 |  | 0 |  | 0 |  | 0 |  | 0 |  | 0 | 0 | 0 | 0 | 0 | 0 | 0 | 0 | 0 | 0 | 0 | 0 | 0 | 2069 | 0 | ; | 0 | 0 | 0 | 0 | 0 | 0 | 0 | 0 | 0 | 0 | 0 |  | 0 | 0 | 0 | 0 | 0 |  | 0 | 0 | 0 | 0 |  | 0 | 0 |  | 0 | 0 | 0 | 0 | 0 | 0 | 0 | 0 | 0 | 0 | 0 | 0 | 0 | 0 | 0 | 0 | 0 | 0 | 0 | 0 | 0 | 0 | 0 | 0 | 0 | 0 | 0 | 0 | 0 | 0 | 0 | 0
2070 | 0 |  | 0 |  | 0 |  | 0 | 0 | 0 |  | 23100 | 660 | 1 | 1 Filler; | 0 | 0 |  | 1 Filler; | 2070 | 0 | ; | 0 | 0 | 0 | 0 | 0 | 0 | 0 | 0 | 0 | 0 | 0 | 0 | 0 | 0 | 0 | 0 | 0 | 0 | 0 | 0 | 0 | 0 | 0 | 0 | 0 | 0 |  | 0 |  | 0 |  | 0 |  | 0 | 0 |  | 0 |  | 0 | 0 | 0 | 0 |  | 0 |  | 0 |  | 0 |  | 0 |  | 0 | 0 | 0 | 0 | 0 | 0 | 0 | 0 | 0 | 0 | 0 | 0 | 0 | 2070 | 0 | ; | 0 | 0 | 0 | 0 | 0 | 0 | 0 | 0 | 0 | 0 | 0 |  | 0 | 0 | 0 | 0 | 0 |  | 0 | 0 | 0 | 0 |  | 0 | 0 |  | 0 | 0 | 0 | 0 | 0 | 0 | 0 | 0 | 0 | 0 | 0 | 0 | 0 | 0 | 0 | 0 | 0 | 0 | 0 | 0 | 0 | 0 | 0 | 0 | 0 | 0 | 0 | 0 | 0 | 0 | 0 | 0
2071 | 0 |  | 0 |  | 0 |  | 0 | 0 | 0 |  | 23760 | 660 | 1 | 1 Filler; | 0 | 0 |  | 1 Filler; | 2071 | 0 | ; | 0 | 0 | 0 | 0 | 0 | 0 | 0 | 0 | 0 | 0 | 0 | 0 | 0 | 0 | 0 | 0 | 0 | 0 | 0 | 0 | 0 | 0 | 0 | 0 | 0 | 0 |  | 0 |  | 0 |  | 0 |  | 0 | 0 |  | 0 |  | 0 | 0 | 0 | 0 |  | 0 |  | 0 |  | 0 |  | 0 |  | 0 | 0 | 0 | 0 | 0 | 0 | 0 | 0 | 0 | 0 | 0 | 0 | 0 | 2071 | 0 | ; | 0 | 0 | 0 | 0 | 0 | 0 | 0 | 0 | 0 | 0 | 0 |  | 0 | 0 | 0 | 0 | 0 |  | 0 | 0 | 0 | 0 |  | 0 | 0 |  | 0 | 0 | 0 | 0 | 0 | 0 | 0 | 0 | 0 | 0 | 0 | 0 | 0 | 0 | 0 | 0 | 0 | 0 | 0 | 0 | 0 | 0 | 0 | 0 | 0 | 0 | 0 | 0 | 0 | 0 | 0 | 0
2072 | 0 |  | 0 |  | 0 |  | 0 | 0 | 0 |  | 23760 | 0 | 0 |  | 0 | 0 |  |  | 2072 | 0 | ; | 0 | 0 | 0 | 0 | 0 | 0 | 0 | 0 | 0 | 0 | 0 | 0 | 0 | 0 | 0 | 0 | 0 | 0 | 0 | 0 | 0 | 0 | 0 | 0 | 0 | 0 |  | 0 |  | 0 |  | 0 |  | 0 | 0 |  | 0 |  | 0 | 0 | 0 | 0 |  | 0 |  | 0 |  | 0 |  | 0 |  | 0 | 0 | 0 | 0 | 0 | 0 | 0 | 0 | 0 | 0 | 0 | 0 | 0 | 2072 | 0 | ; | 0 | 0 | 0 | 0 | 0 | 0 | 0 | 0 | 0 | 0 | 0 |  | 0 | 0 | 0 | 0 | 0 |  | 0 | 0 | 0 | 0 |  | 0 | 0 |  | 0 | 0 | 0 | 0 | 0 | 0 | 0 | 0 | 0 | 0 | 0 | 0 | 0 | 0 | 0 | 0 | 0 | 0 | 0 | 0 | 0 | 0 | 0 | 0 | 0 | 0 | 0 | 0 | 0 | 0 | 0 | 0
2073 | 0 |  | 0 |  | 0 |  | 0 | 0 | 0 |  | 24420 | 660 | 1 | 1 Filler; | 0 | 0 |  | 1 Filler; | 2073 | 0 | ; | 0 | 0 | 0 | 0 | 0 | 0 | 0 | 0 | 0 | 0 | 0 | 0 | 0 | 0 | 0 | 0 | 0 | 0 | 0 | 0 | 0 | 0 | 0 | 0 | 0 | 0 |  | 0 |  | 0 |  | 0 |  | 0 | 0 |  | 0 |  | 0 | 0 | 0 | 0 |  | 0 |  | 0 |  | 0 |  | 0 |  | 0 | 0 | 0 | 0 | 0 | 0 | 0 | 0 | 0 | 0 | 0 | 0 | 0 | 2073 | 0 | ; | 0 | 0 | 0 | 0 | 0 | 0 | 0 | 0 | 0 | 0 | 0 |  | 0 | 0 | 0 | 0 | 0 |  | 0 | 0 | 0 | 0 |  | 0 | 0 |  | 0 | 0 | 0 | 0 | 0 | 0 | 0 | 0 | 0 | 0 | 0 | 0 | 0 | 0 | 0 | 0 | 0 | 0 | 0 | 0 | 0 | 0 | 0 | 0 | 0 | 0 | 0 | 0 | 0 | 0 | 0 | 0

## Output 1. Summary Resource Plan
FPL 000038
20240012-EG
2024 TYSP Combined SUMMER Reserve Margin - Resource Needs and No Incremental DSM
NOTE: Negative values represents reduction in total system
|  |  |  | MWs |  | capacity. This capacity change is already accounted | [8 empty] | MWs |  |  | MWs
| Reserve | MWs | Gen-Only | (Above)/ |  | for in the RM before unit additions/retirements. | [6 empty] | MWs |  | (Above)/ | MWs |  | (Above)/
| Margin | (Above)/ | RM | Below |  |  | Total |  |  |  |  | Reserve | (Above)/ | Gen-Only | Below | (Above)/ |  | Below
| Before | Below | Before | 10% | Cumulative |  | Capacity |  |  |  | Retired | Margin | Below | RM | 10% | Below |  | 10%
| Additions/ | 20% | Additions/ | Gen-Only | DSM |  | Changes |  | New |  | Unit or | After | 20% | After | Gen-Only | 20% |  | Gen-Only
| Retirements | RM | Retirements | RM | Additions | Unit | of Units | Unit | Unit | Unit | Outages | Changes | RM | Additions | RM | RM |  | RM
Year | (%) | (MW) | (%) | (MW) | (MW) | Modifications | (MW) | Additions | (MW) | Retirements | (MW) | % | (MW) | % | (MW) | (MW) |  | (MW)
2024 | 23.75% | -691.5046 | 14.52% | -1254.644 | 0 |  | 0 |  | 0 |  | 0 | 22.67% | -691.5046 | 14.52% | -1254.644 | -691.5046 | CHECK | -1254.644 | CHECK
2025 | 23.75% | -980.8143 | 15.52% | -1546.7355 | 18.85 | SN5; TP5 | 17 |  | 0 | Crist 4; Pea Ridge 1; Pea Ridge 2; Pea Ridge 3 | -87 | 23.41% | -893.8143 | 15.21% | -1459.7355 | -893.8143 | CHECK | -1459.7355 | CHECK
2026 | 22.28% | -602.5516 | 14.27% | -1206.2612 | -12 | MT3 | 15 | 2235 MW Solar; 521.5 MW Battery | 777.0052 |  | 0 | 25.22% | -1379.5568 | 17.01% | -1983.2664 | -1379.5568 | CHECK | -1983.2664 | CHECK
2027 | 24.28% | -1140.027 | 16.28% | -1788.204 | -20 | MT3; MR8 | 46 | 2235 MW Solar; 2235 MW Solar, 300 MW Battery | 358.6875 | Crist 5 | -75 | 25.34% | -1423.7145 | 17.28% | -2071.8915 | -1423.7145 | CHECK | -2071.8915 | CHECK
2028 | 23.63% | -979.4246 | 15.84% | -1683.3581 | -18 |  | 0 | 2235 MW Solar; 2235 MW Solar, 300 MW Battery | 352.6875 | Lansing Smith A | -32 | 24.81% | -1300.1121 | 16.95% | -2004.0456 | -1300.1121 | CHECK | -2004.0456 | CHECK
2029 | 22.35% | -643.3964 | 14.8% | -1400.6391 | -16 |  | 0 | 2235 MW Solar; 2235 MW Solar, 300 MW Battery | 340.6875 |  | 0 | 23.6% | -984.0839 | 15.97% | -1741.3266 | -984.0839 | CHECK | -1741.3266 | CHECK
2030 | 21.78% | -493.2144 | 14.42% | -1305.6325 | -14 |  | 0 | 2235 MW Solar; 2235 MW Solar, 300 MW Battery | 330.6875 | Perdido | -3 | 22.96% | -820.9019 | 15.53% | -1633.32 | -820.9019 | CHECK | -1633.32 | CHECK
2031 | 20.86% | -242.6938 | 13.73% | -1119.734 | -16 |  | 0 | 2235 MW Solar; 2235 MW Solar, 300 MW Battery | 325.6875 |  | 0 | 22.01% | -568.3813 | 14.82% | -1445.4215 | -568.3813 | CHECK | -1445.4215 | CHECK
2032 | 19.03% | 279.2452 | 12.22% | -680.4021 | -15 |  | 0 | 2235 MW Solar; 2235 MW Solar, 300 MW Battery | 289.6875 |  | 0 | 20.04% | -10.4423 | 13.17% | -970.0896 | -10.4423 | CHECK | -970.0896 | CHECK
2033 | 17.35% | 782.1738 | 10.82% | -257.7 | -14 |  | 0 | 2235 MW Solar; 2235 MW Solar, 300 MW Battery | 289.6875 |  | 0 | 18.33% | 492.4863 | 11.75% | -547.3875 | 492.4863 | CHECK | -547.3875 | CHECK
2034 | 15.5% | 1360.0393 | 9.249% | 239.5515 | -14 |  | 0 |  | 0 |  | 0 | 15.5% | 1360.0393 | 9.249% | 239.5515 | 1360.0393 | CHECK | 239.5515 | CHECK
2035 | 12.99% | 2162.7793 | 7.002% | 976.6414 | 0 |  | 0 |  | 0 |  | 0 | 12.99% | 2162.7793 | 7.002% | 976.6414 | 2162.7793 | CHECK | 976.6414 | CHECK
2036 | 10.3% | 3055.5516 | 4.575% | 1803.0071 | 0 |  | 0 | 2 Filler | 1320 |  | 0 | 14.49% | 1735.5516 | 8.547% | 483.0071 | 1735.5516 | CHECK | 483.0071 | CHECK
2037 | 12.11% | 2539.443 | 6.397% | 1221.145 | 0 |  | 0 | 1 Filler | 660 |  | 0 | 14.16% | 1879.443 | 8.344% | 561.145 | 1879.443 | CHECK | 561.145 | CHECK
2038 | 11.88% | 2663.3575 | 6.291% | 1280.9671 | 0 |  | 0 | 2 Filler | 1320 |  | 0 | 15.91% | 1343.3575 | 10.11% | -39.0329 | 1343.3575 | CHECK | -39.0329 | CHECK
2039 | 13.76% | 2086.8029 | 8.168% | 643.6888 | 0 |  | 0 | 1 Filler | 660 |  | 0 | 15.73% | 1426.8029 | 10.05% | -16.3112 | 1426.8029 | CHECK | -16.3112 | CHECK
2040 | 13.77% | 2118.1653 | 8.267% | 618.6639 | 0 |  | 0 | 1 Filler | 660 |  | 0 | 15.71% | 1458.1653 | 10.12% | -41.3361 | 1458.1653 | CHECK | -41.3361 | CHECK
2041 | 14.41% | 1919.5646 | 8.939% | 382.836 | 0 |  | 0 |  | 0 |  | 0 | 14.41% | 1919.5646 | 8.939% | 382.836 | 1919.5646 | CHECK | 382.836 | CHECK
2042 | 13.22% | 2352.9674 | 7.855% | 781.3409 | 0 |  | 0 | 1 Filler | 660 |  | 0 | 15.12% | 1692.9674 | 9.667% | 121.3409 | 1692.9674 | CHECK | 121.3409 | CHECK
2043 | 13.79% | 2175.8403 | 8.453% | 568.9556 | 0 |  | 0 | 1 Filler | 660 |  | 0 | 15.68% | 1515.8403 | 10.25% | -91.0444 | 1515.8403 | CHECK | -91.0444 | CHECK
2044 | 14.47% | 1957.5362 | 9.152% | 315.0439 | 0 |  | 0 |  | 0 |  | 0 | 14.47% | 1957.5362 | 9.152% | 315.0439 | 1957.5362 | CHECK | 315.0439 | CHECK
2045 | 13.28% | 2403.5982 | 8.066% | 725.1309 | 0 |  | 0 | 1 Filler | 660 |  | 0 | 15.13% | 1743.5982 | 9.826% | 65.1309 | 1743.5982 | CHECK | 65.1309 | CHECK
2046 | 13.93% | 2193.8989 | 8.735% | 479.0998 | 0 |  | 0 | 1 Filler | 660 |  | 0 | 15.75% | 1533.8989 | 10.48% | -180.9002 | 1533.8989 | CHECK | -180.9002 | CHECK
2047 | 14.55% | 1988.6549 | 9.38% | 237.149 | 0 |  | 0 |  | 0 |  | 0 | 14.55% | 1988.6549 | 9.38% | 237.149 | 1988.6549 | CHECK | 237.149 | CHECK
2048 | 13.36% | 2447.7396 | 8.292% | 659.1628 | 0 |  | 0 | 1 Filler | 660 |  | 0 | 15.15% | 1787.7396 | 10% | -0.83723 | 1787.7396 | CHECK | -0.83723 | CHECK
2049 | 13.96% | 2251.3705 | 8.909% | 425.3402 | 0 |  | 0 | 1 Filler | 660 |  | 0 | 15.73% | 1591.3705 | 10.6% | -234.6598 | 1591.3705 | CHECK | -234.6598 | CHECK
2050 | 14.53% | 2059.4219 | 9.503% | 195.5662 | 0 |  | 0 | 1 Filler | 660 |  | 0 | 16.28% | 1399.4219 | 11.18% | -464.4338 | 1399.4219 | CHECK | -464.4338 | CHECK
2051 | 15.07% | 1872.1121 | 10.08% | -29.9589 | 0 |  | 0 |  | 0 |  | 0 | 15.07% | 1872.1121 | 10.08% | -29.9589 | 1872.1121 | CHECK | -29.9589 | CHECK
2052 | 13.88% | 2349.3167 | 8.981% | 408.6505 | 0 |  | 0 | 2 Filler | 1320 | TP3 | -837 | 15.14% | 1866.3167 | 10.19% | -74.3495 | 1866.3167 | CHECK | -74.3495 | CHECK
2053 | 13.95% | 2348.2547 | 9.09% | 368.5954 | 0 |  | 0 | 2 Filler | 1320 | TP4 | -844 | 15.17% | 1872.2547 | 10.27% | -107.4046 | 1872.2547 | CHECK | -107.4046 | CHECK
2054 | 13.98% | 2358.8027 | 9.169% | 339.7626 | 0 |  | 0 | 1 Filler | 660 |  | 0 | 15.66% | 1698.8027 | 10.78% | -320.2374 | 1698.8027 | CHECK | -320.2374 | CHECK
2055 | 14.47% | 2190.1809 | 9.682% | 131.3539 | 0 |  | 0 | 1 Filler | 660 |  | 0 | 16.13% | 1530.1809 | 11.28% | -528.6461 | 1530.1809 | CHECK | -528.6461 | CHECK
2056 | 14.93% | 2026.2665 | 10.17% | -72.743 | 0 |  | 0 | 2 Filler | 1320 | SL1 | -981 | 15.78% | 1687.2665 | 10.99% | -411.743 | 1687.2665 | CHECK | -411.743 | CHECK
2057 | 14.58% | 2188.2809 | 9.884% | 48.6745 | 0 |  | 0 | 1 Filler | 660 |  | 0 | 16.22% | 1528.2809 | 11.45% | -611.3255 | 1528.2809 | CHECK | -611.3255 | CHECK
2058 | 15.01% | 2034.1023 | 10.34% | -146.5048 | 0 |  | 0 | 1 Filler | 660 |  | 0 | 16.63% | 1374.1023 | 11.9% | -806.5048 | 1374.1023 | CHECK | -806.5048 | CHECK
2059 | 15.43% | 1884.8673 | 10.79% | -337.1561 | 0 |  | 0 |  | 0 |  | 0 | 15.43% | 1884.8673 | 10.79% | -337.1561 | 1884.8673 | CHECK | -337.1561 | CHECK
2060 | 14.23% | 2400.7127 | 9.684% | 136.8463 | 0 |  | 0 | 1 Filler | 660 |  | 0 | 15.82% | 1740.7127 | 11.21% | -523.1537 | 1740.7127 | CHECK | -523.1537 | CHECK
2061 | 14.62% | 2261.5185 | 10.1% | -44.6078 | 0 |  | 0 | 1 Filler | 660 |  | 0 | 16.19% | 1601.5185 | 11.61% | -704.6078 | 1601.5185 | CHECK | -704.6078 | CHECK
2062 | 14.99% | 2127.5084 | 10.5% | -221.3132 | 0 |  | 0 | 1 Filler | 660 |  | 0 | 16.54% | 1467.5084 | 11.99% | -881.3132 | 1467.5084 | CHECK | -881.3132 | CHECK
2063 | 15.34% | 1998.5634 | 10.88% | -393.379 | 0 |  | 0 | 2 Filler | 1320 | SL2 | -840 | 16.46% | 1518.5634 | 11.96% | -873.379 | 1518.5634 | CHECK | -873.379 | CHECK
2064 | 15.26% | 2054.9085 | 10.84% | -380.599 | 0 |  | 0 | 1 Filler | 660 |  | 0 | 16.78% | 1394.9085 | 12.31% | -1040.599 | 1394.9085 | CHECK | -1040.599 | CHECK
2065 | 15.58% | 1936.4256 | 11.19% | -543.0813 | 0 |  | 0 |  | 0 |  | 0 | 15.58% | 1936.4256 | 11.19% | -543.0813 | 1936.4256 | CHECK | -543.0813 | CHECK
2066 | 14.38% | 2483.2549 | 10.09% | -40.6975 | 0 |  | 0 | 1 Filler | 660 |  | 0 | 15.88% | 1823.2549 | 11.52% | -700.6975 | 1823.2549 | CHECK | -700.6975 | CHECK
2067 | 14.68% | 2375.5371 | 10.42% | -193.3185 | 0 |  | 0 | 1 Filler | 660 |  | 0 | 16.16% | 1715.5371 | 11.84% | -853.3185 | 1715.5371 | CHECK | -853.3185 | CHECK
2068 | 14.96% | 2273.156 | 10.73% | -341.0511 | 0 |  | 0 | 1 Filler | 660 |  | 0 | 16.43% | 1613.156 | 12.14% | -1001.0511 | 1613.156 | CHECK | -1001.0511 | CHECK
2069 | 15.23% | 2176.2532 | 11.02% | -483.765 | 0 |  | 0 | 1 Filler | 660 |  | 0 | 16.67% | 1516.2532 | 12.42% | -1143.765 | 1516.2532 | CHECK | -1143.765 | CHECK
2070 | 15.47% | 2084.9712 | 11.3% | -621.33 | 0 |  | 0 | 1 Filler | 660 |  | 0 | 16.91% | 1424.9712 | 12.68% | -1281.33 | 1424.9712 | CHECK | -1281.33 | CHECK
2071 | 15.7% | 1999.1955 | 11.56% | -753.8509 | 0 |  | 0 | 1 Filler | 660 |  | 0 | 17.12% | 1339.1955 | 12.93% | -1413.8509 | 1339.1955 | CHECK | -1413.8509 | CHECK

## Output 1a. Simplified Summary
THIS SHEET IS NOT PROTECTED | FPL 000039
20240012-EG
UPLAN UNIT ADDITIONS
2024 TYSP Combined SUMMER Reserve Margin - Resource Needs and No Incremental DSM
MWs
[6 empty] | MWs |  | (Above)/
[5 empty] | Reserve | (Above)/ | Gen-Only | Below
|  |  |  | Retired | Margin | Below | RM | 10%
|  | New |  | Unit or | After | 20% | After | Gen-Only
| Unit | Unit | Unit | Outages | Changes | RM | Additions | RM
Year | Additions | (MW) | Retirements | (MW) | % | (MW) | % | (MW)
2024 |  | 0 |  | 0 | 22.67% | -691.5046 | 14.52% | -1254.644
2025 |  | 0 | Crist 4; Pea Ridge 1; Pea Ridge 2; Pea Ridge 3 | -87 | 23.41% | -893.8143 | 15.21% | -1459.7355
2026 | 2235 MW Solar; 521.5 MW Battery | 777.0052 |  | 0 | 25.22% | -1379.5568 | 17.01% | -1983.2664
2027 | 2235 MW Solar; 2235 MW Solar, 300 MW Battery | 358.6875 | Crist 5 | -75 | 25.34% | -1423.7145 | 17.28% | -2071.8915
2028 | 2235 MW Solar; 2235 MW Solar, 300 MW Battery | 352.6875 | Lansing Smith A | -32 | 24.81% | -1300.1121 | 16.95% | -2004.0456 | -1300.1121
2029 | 2235 MW Solar; 2235 MW Solar, 300 MW Battery | 340.6875 |  | 0 | 23.6% | -984.0839 | 15.97% | -1741.3266 | 316.0282
2030 | 2235 MW Solar; 2235 MW Solar, 300 MW Battery | 330.6875 | Perdido | -3 | 22.96% | -820.9019 | 15.53% | -1633.32 | 163.182
2031 | 2235 MW Solar; 2235 MW Solar, 300 MW Battery | 325.6875 |  | 0 | 22.01% | -568.3813 | 14.82% | -1445.4215 | 252.5206
2032 | 2235 MW Solar; 2235 MW Solar, 300 MW Battery | 289.6875 |  | 0 | 20.04% | -10.4423 | 13.17% | -970.0896 | 557.939
2033 | 2235 MW Solar; 2235 MW Solar, 300 MW Battery | 289.6875 |  | 0 | 18.33% | 492.4863 | 11.75% | -547.3875 | 502.9286
2034 |  | 0 |  | 0 | 15.5% | 1360.0393 | 9.249% | 239.5515 | 867.553
2035 |  | 0 |  | 0 | 12.99% | 2162.7793 | 7.002% | 976.6414
2036 | 2 Filler | 1320 |  | 0 | 14.49% | 1735.5516 | 8.547% | 483.0071
2037 | 1 Filler | 660 |  | 0 | 14.16% | 1879.443 | 8.344% | 561.145
2038 | 2 Filler | 1320 |  | 0 | 15.91% | 1343.3575 | 10.11% | -39.0329
2039 | 1 Filler | 660 |  | 0 | 15.73% | 1426.8029 | 10.05% | -16.3112
2040 | 1 Filler | 660 |  | 0 | 15.71% | 1458.1653 | 10.12% | -41.3361
2041 |  | 0 |  | 0 | 14.41% | 1919.5646 | 8.939% | 382.836
2042 | 1 Filler | 660 |  | 0 | 15.12% | 1692.9674 | 9.667% | 121.3409
2043 | 1 Filler | 660 |  | 0 | 15.68% | 1515.8403 | 10.25% | -91.0444
2044 |  | 0 |  | 0 | 14.47% | 1957.5362 | 9.152% | 315.0439
2045 | 1 Filler | 660 |  | 0 | 15.13% | 1743.5982 | 9.826% | 65.1309
2046 | 1 Filler | 660 |  | 0 | 15.75% | 1533.8989 | 10.48% | -180.9002
2047 |  | 0 |  | 0 | 14.55% | 1988.6549 | 9.38% | 237.149
2048 | 1 Filler | 660 |  | 0 | 15.15% | 1787.7396 | 10% | -0.83723
2049 | 1 Filler | 660 |  | 0 | 15.73% | 1591.3705 | 10.6% | -234.6598
2050 | 1 Filler | 660 |  | 0 | 16.28% | 1399.4219 | 11.18% | -464.4338
2051 |  | 0 |  | 0 | 15.07% | 1872.1121 | 10.08% | -29.9589
2052 | 2 Filler | 1320 | TP3 | -837 | 15.14% | 1866.3167 | 10.19% | -74.3495
2053 | 2 Filler | 1320 | TP4 | -844 | 15.17% | 1872.2547 | 10.27% | -107.4046
2054 | 1 Filler | 660 |  | 0 | 15.66% | 1698.8027 | 10.78% | -320.2374
2055 | 1 Filler | 660 |  | 0 | 16.13% | 1530.1809 | 11.28% | -528.6461
2056 | 2 Filler | 1320 | SL1 | -981 | 15.78% | 1687.2665 | 10.99% | -411.743
2057 | 1 Filler | 660 |  | 0 | 16.22% | 1528.2809 | 11.45% | -611.3255
2058 | 1 Filler | 660 |  | 0 | 16.63% | 1374.1023 | 11.9% | -806.5048
2059 |  | 0 |  | 0 | 15.43% | 1884.8673 | 10.79% | -337.1561
2060 | 1 Filler | 660 |  | 0 | 15.82% | 1740.7127 | 11.21% | -523.1537
2061 | 1 Filler | 660 |  | 0 | 16.19% | 1601.5185 | 11.61% | -704.6078
2062 | 1 Filler | 660 |  | 0 | 16.54% | 1467.5084 | 11.99% | -881.3132
2063 | 2 Filler | 1320 | SL2 | -840 | 16.46% | 1518.5634 | 11.96% | -873.379
2064 | 1 Filler | 660 |  | 0 | 16.78% | 1394.9085 | 12.31% | -1040.599
2065 |  | 0 |  | 0 | 15.58% | 1936.4256 | 11.19% | -543.0813
2066 | 1 Filler | 660 |  | 0 | 15.88% | 1823.2549 | 11.52% | -700.6975
2067 | 1 Filler | 660 |  | 0 | 16.16% | 1715.5371 | 11.84% | -853.3185
2068 | 1 Filler | 660 |  | 0 | 16.43% | 1613.156 | 12.14% | -1001.0511
2069 | 1 Filler | 660 |  | 0 | 16.67% | 1516.2532 | 12.42% | -1143.765
2070 | 1 Filler | 660 |  | 0 | 16.91% | 1424.9712 | 12.68% | -1281.33
2071 | 1 Filler | 660 |  | 0 | 17.12% | 1339.1955 | 12.93% | -1413.8509

## Output 2a.TYSP Schedule 7.1 Ext
Schedule 7.1 | [14 empty] | FPL 000040
Forecast of Capacity, Demand, and Scheduled | [14 empty] | 20240012-EG
Maintenance At Time Of Summer Peak
-1 | -2 | -3 | -4 | -5 | -6 | -7 | -8 | -9 | -10 | -11 | -12 | -13 | -14 | -15 | -16
[5 empty] | Total |  |  | Firm | Total |  |  | Total |  | Generation Only
| Firm | Firm | Firm |  | Firm | Total |  | Summer | Reserve |  |  | Reserve |  | Reserve
| Installed | Capacity | Capacity | Firm | Capacity | Peak |  | Peak | Margin Before |  | Scheduled | Margin After |  | Margin After
August of | Capacity | Import | Export | QF | Available | Demand | DSM | Demand | Maintenance |  | Maintenance | Maintenance |  | Maintenance
Year | MW | MW | MW | MW | MW | MW | MW | MW | MW | % of Peak | MW | MW | % of Peak | MW | % of Peak
2024 | 31574.7412 | 239.72 | 0 | 3.5 | 31817.9612 | 27784.8338 | 1846.12 | 25938.7138 | 5879.2474 | 22.6659 | 0 | 5879.2474 | 22.6659 | 4033.1274 | 14.5156
2025 | 32059.4819 | 239.49 | 0 | 3.5 | 32302.4719 | 28038.8513 | 1864.97 | 26173.8813 | 6128.5906 | 23.4149 | 0 | 6128.5906 | 23.4149 | 4263.6206 | 15.2061
2026 | 32840.5465 | 239.23 | 0 | 3.5 | 33083.2765 | 28272.7364 | 1852.97 | 26419.7664 | 6663.5101 | 25.2217 | 0 | 6663.5101 | 25.2217 | 4810.5401 | 17.0148
2027 | 33158.0433 | 239 | 0 | 0 | 33397.0433 | 28477.4107 | 1832.97 | 26644.4407 | 6752.6026 | 25.3434 | 0 | 6752.6026 | 25.3434 | 4919.6326 | 17.2756
2028 | 33466.1577 | 238.76 | 0 | 0 | 33704.9177 | 28818.9747 | 1814.97 | 27004.0047 | 6700.913 | 24.8145 | 0 | 6700.913 | 24.8145 | 4885.943 | 16.9539
2029 | 33578.8908 | 238.51 | 0 | 0 | 33817.4008 | 29160.0674 | 1798.97 | 27361.0974 | 6456.3034 | 23.5967 | 0 | 6456.3034 | 23.5967 | 4657.3334 | 15.9716
2030 | 33893.2436 | 238.28 | 0 | 0 | 34131.5236 | 29543.8214 | 1784.97 | 27758.8514 | 6372.6722 | 22.9573 | 0 | 6372.6722 | 22.9573 | 4587.7022 | 15.5285
2031 | 34205.2174 | 238.05 | 0 | 0 | 34443.2674 | 29998.0417 | 1768.97 | 28229.0717 | 6214.1957 | 22.0135 | 0 | 6214.1957 | 22.0135 | 4445.2257 | 14.8184
2032 | 34480.8133 | 197.8 | 0 | 0 | 34678.6133 | 30644.1124 | 1753.97 | 28890.1424 | 5788.4708 | 20.0361 | 0 | 5788.4708 | 20.0361 | 4034.5008 | 13.1657
2033 | 34756.0323 | 197.57 | 0 | 0 | 34953.6023 | 31278.3772 | 1739.97 | 29538.4072 | 5415.1952 | 18.3327 | 0 | 5415.1952 | 18.3327 | 3675.2252 | 11.7501
2034 | 34741.1883 | 127.4303 | 0 | 0 | 34868.6185 | 31916.5182 | 1725.97 | 30190.5482 | 4678.0704 | 15.4951 | 0 | 4678.0704 | 15.4951 | 2952.1004 | 9.2494
2035 | 34726.3887 | 127.291 | 0 | 0 | 34853.6797 | 32573.0192 | 1725.97 | 30847.0492 | 4006.6305 | 12.9887 | 0 | 4006.6305 | 12.9887 | 2280.6605 | 7.0017
2036 | 36031.6336 | 46.1521 | 0 | 0 | 36077.7857 | 33237.0844 | 1725.97 | 31511.1144 | 4566.6713 | 14.4923 | 0 | 4566.6713 | 14.4923 | 2840.7013 | 8.5468
2037 | 36676.9227 | 46.0137 | 0 | 0 | 36722.9363 | 33894.6194 | 1725.97 | 32168.6494 | 4554.2869 | 14.1575 | 0 | 4554.2869 | 14.1575 | 2828.3169 | 8.3444
2038 | 37982.2559 | 45.8756 | 0 | 0 | 38028.1315 | 34535.5442 | 1725.97 | 32809.5742 | 5218.5573 | 15.9056 | 0 | 5218.5573 | 15.9056 | 3492.5873 | 10.113
2039 | 38627.6332 | 45.738 | 0 | 0 | 38673.3712 | 35142.7818 | 1725.97 | 33416.8118 | 5256.5594 | 15.7303 | 0 | 5256.5594 | 15.7303 | 3530.5894 | 10.0464
2040 | 39273.0543 | 45.6008 | 0 | 0 | 39318.6551 | 35706.6536 | 1725.97 | 33980.6836 | 5337.9714 | 15.7088 | 0 | 5337.9714 | 15.7088 | 3612.0014 | 10.1158
2041 | 39258.5191 | 45.464 | 0 | 0 | 39303.9831 | 36078.9264 | 1725.97 | 34352.9564 | 4951.0267 | 14.4122 | 0 | 4951.0267 | 14.4122 | 3225.0567 | 8.9389
2042 | 39904.0276 | 45.3276 | 0 | 0 | 39949.3552 | 36427.9055 | 1725.97 | 34701.9355 | 5247.4197 | 15.1214 | 0 | 5247.4197 | 15.1214 | 3521.4497 | 9.6669
2043 | 40549.5795 | 0 | 0 | 0 | 40549.5795 | 36780.4865 | 1725.97 | 35054.5165 | 5495.063 | 15.6758 | 0 | 5495.063 | 15.6758 | 3769.093 | 10.2475
2044 | 40535.1748 | 0 | 0 | 0 | 40535.1748 | 37136.5625 | 1725.97 | 35410.5925 | 5124.5823 | 14.4719 | 0 | 5124.5823 | 14.4719 | 3398.6123 | 9.1517
2045 | 41180.8133 | 0 | 0 | 0 | 41180.8133 | 37496.3129 | 1725.97 | 35770.3429 | 5410.4704 | 15.1256 | 0 | 5410.4704 | 15.1256 | 3684.5004 | 9.8263
2046 | 41826.4949 | 0 | 0 | 0 | 41826.4949 | 37859.6315 | 1725.97 | 36133.6615 | 5692.8334 | 15.7549 | 0 | 5692.8334 | 15.7549 | 3966.8634 | 10.4778
2047 | 41812.2194 | 0 | 0 | 0 | 41812.2194 | 38226.6986 | 1725.97 | 36500.7286 | 5311.4908 | 14.5517 | 0 | 5311.4908 | 14.5517 | 3585.5208 | 9.3796
2048 | 42457.9868 | 0 | 0 | 0 | 42457.9868 | 38597.4087 | 1725.97 | 36871.4387 | 5586.5481 | 15.1514 | 0 | 5586.5481 | 15.1514 | 3860.5781 | 10.0022
2049 | 43103.7968 | 0 | 0 | 0 | 43103.7968 | 38971.9427 | 1725.97 | 37245.9727 | 5857.8241 | 15.7274 | 0 | 5857.8241 | 15.7274 | 4131.8541 | 10.6021
2050 | 43749.6494 | 0 | 0 | 0 | 43749.6494 | 39350.1961 | 1725.97 | 37624.2261 | 6125.4234 | 16.2805 | 0 | 6125.4234 | 16.2805 | 4399.4534 | 11.1803
2051 | 43735.5445 | 0 | 0 | 0 | 43735.5445 | 39732.3505 | 1725.97 | 38006.3805 | 5729.164 | 15.0742 | 0 | 5729.164 | 15.0742 | 4003.194 | 10.0754
2052 | 44204.4819 | 0 | 0 | 0 | 44204.4819 | 40118.3021 | 1725.97 | 38392.3321 | 5812.1498 | 15.1388 | 0 | 5812.1498 | 15.1388 | 4086.1798 | 10.1853
2053 | 44666.4615 | 0 | 0 | 0 | 44666.4615 | 40508.2335 | 1725.97 | 38782.2635 | 5884.198 | 15.1724 | 0 | 5884.198 | 15.1724 | 4158.228 | 10.2651
2054 | 45312.4831 | 0 | 0 | 0 | 45312.4831 | 40902.0415 | 1725.97 | 39176.0715 | 6136.4116 | 15.6637 | 0 | 6136.4116 | 15.6637 | 4410.4416 | 10.7829
2055 | 45958.5466 | 0 | 0 | 0 | 45958.5466 | 41299.9096 | 1725.97 | 39573.9396 | 6384.6071 | 16.1334 | 0 | 6384.6071 | 16.1334 | 4658.6371 | 11.28
2056 | 46283.652 | 0 | 0 | 0 | 46283.652 | 41701.7354 | 1725.97 | 39975.7654 | 6307.8866 | 15.7793 | 0 | 6307.8866 | 15.7793 | 4581.9166 | 10.9874
2057 | 46929.7991 | 0 | 0 | 0 | 46929.7991 | 42107.7033 | 1725.97 | 40381.7333 | 6548.0658 | 16.2154 | 0 | 6548.0658 | 16.2154 | 4822.0958 | 11.4518
2058 | 47575.9877 | 0 | 0 | 0 | 47575.9877 | 42517.7117 | 1725.97 | 40791.7417 | 6784.246 | 16.6314 | 0 | 6784.246 | 16.6314 | 5058.276 | 11.8969
2059 | 47562.2178 | 0 | 0 | 0 | 47562.2178 | 42931.8742 | 1725.97 | 41205.9042 | 6356.3135 | 15.4257 | 0 | 6356.3135 | 15.4257 | 4630.3435 | 10.7853
2060 | 48208.4891 | 0 | 0 | 0 | 48208.4891 | 43350.3049 | 1725.97 | 41624.3349 | 6584.1542 | 15.818 | 0 | 6584.1542 | 15.818 | 4858.1842 | 11.2068
2061 | 48854.8017 | 0 | 0 | 0 | 48854.8017 | 43772.9035 | 1725.97 | 42046.9335 | 6807.8682 | 16.1911 | 0 | 6807.8682 | 16.1911 | 5081.8982 | 11.6097
2062 | 49501.1553 | 0 | 0 | 0 | 49501.1553 | 44199.8564 | 1725.97 | 42473.8864 | 7027.2689 | 16.5449 | 0 | 7027.2689 | 16.5449 | 5301.2989 | 11.9939
2063 | 49967.5498 | 0 | 0 | 0 | 49967.5498 | 44631.0644 | 1725.97 | 42905.0944 | 7062.4554 | 16.4606 | 0 | 7062.4554 | 16.4606 | 5336.4854 | 11.9569
2064 | 50613.9852 | 0 | 0 | 0 | 50613.9852 | 45066.7147 | 1725.97 | 43340.7447 | 7273.2405 | 16.7815 | 0 | 7273.2405 | 16.7815 | 5547.2705 | 12.309
2065 | 50600.4612 | 0 | 0 | 0 | 50600.4612 | 45506.7091 | 1725.97 | 43780.7391 | 6819.7222 | 15.577 | 0 | 6819.7222 | 15.577 | 5093.7522 | 11.1934
2066 | 51246.9779 | 0 | 0 | 0 | 51246.9779 | 45951.164 | 1725.97 | 44225.194 | 7021.7839 | 15.8773 | 0 | 7021.7839 | 15.8773 | 5295.8139 | 11.5249
2067 | 51893.535 | 0 | 0 | 0 | 51893.535 | 46400.1968 | 1725.97 | 44674.2268 | 7219.3082 | 16.1599 | 0 | 7219.3082 | 16.1599 | 5493.3382 | 11.839
2068 | 52540.1324 | 0 | 0 | 0 | 52540.1324 | 46853.7103 | 1725.97 | 45127.7403 | 7412.3921 | 16.4254 | 0 | 7412.3921 | 16.4254 | 5686.4221 | 12.1365
2069 | 53186.77 | 0 | 0 | 0 | 53186.77 | 47311.8227 | 1725.97 | 45585.8527 | 7600.9173 | 16.6739 | 0 | 7600.9173 | 16.6739 | 5874.9473 | 12.4175
2070 | 53833.4477 | 0 | 0 | 0 | 53833.4477 | 47774.6524 | 1725.97 | 46048.6824 | 7784.7652 | 16.9055 | 0 | 7784.7652 | 16.9055 | 6058.7952 | 12.682
2071 | 54480.1654 | 0 | 0 | 0 | 54480.1654 | 48242.1041 | 1725.97 | 46516.1341 | 7964.0313 | 17.121 | 0 | 7964.0313 | 17.121 | 6238.0613 | 12.9307
#VALUE! |  | #VALUE! | #VALUE! | #VALUE! | #VALUE! | #VALUE! | #VALUE! | #VALUE! | #VALUE! | #VALUE! | #VALUE! | #VALUE! | #VALUE! | #VALUE! | #VALUE!
#VALUE! |  | #VALUE! | #VALUE! | #VALUE! | #VALUE! | #VALUE! | #VALUE! | #VALUE! | #VALUE! | #VALUE! | #VALUE! | #VALUE! | #VALUE! | #VALUE! | #VALUE!
#VALUE! |  | #VALUE! | #VALUE! | #VALUE! | #VALUE! | #VALUE! | #VALUE! | #VALUE! | #VALUE! | #VALUE! | #VALUE! | #VALUE! | #VALUE! | #VALUE! | #VALUE!
#VALUE! |  | #VALUE! | #VALUE! | #VALUE! | #VALUE! | #VALUE! | #VALUE! | #VALUE! | #VALUE! | #VALUE! | #VALUE! | #VALUE! | #VALUE! | #VALUE! | #VALUE!
#VALUE! |  | #VALUE! | #VALUE! | #VALUE! | #VALUE! | #VALUE! | #VALUE! | #VALUE! | #VALUE! | #VALUE! | #VALUE! | #VALUE! | #VALUE! | #VALUE! | #VALUE!
#VALUE! |  | #VALUE! | #VALUE! | #VALUE! | #VALUE! | #VALUE! | #VALUE! | #VALUE! | #VALUE! | #VALUE! | #VALUE! | #VALUE! | #VALUE! | #VALUE! | #VALUE!
#VALUE! |  | #VALUE! | #VALUE! | #VALUE! | #VALUE! | #VALUE! | #VALUE! | #VALUE! | #VALUE! | #VALUE! | #VALUE! | #VALUE! | #VALUE! | #VALUE! | #VALUE!
#VALUE! |  | #VALUE! | #VALUE! | #VALUE! | #VALUE! | #VALUE! | #VALUE! | #VALUE! | #VALUE! | #VALUE! | #VALUE! | #VALUE! | #VALUE! | #VALUE! | #VALUE!
#VALUE! |  | #VALUE! | #VALUE! | #VALUE! | #VALUE! | #VALUE! | #VALUE! | #VALUE! | #VALUE! | #VALUE! | #VALUE! | #VALUE! | #VALUE! | #VALUE! | #VALUE!
#VALUE! |  | #VALUE! | #VALUE! | #VALUE! | #VALUE! | #VALUE! | #VALUE! | #VALUE! | #VALUE! | #VALUE! | #VALUE! | #VALUE! | #VALUE! | #VALUE! | #VALUE!
#VALUE! |  | #VALUE! | #VALUE! | #VALUE! | #VALUE! | #VALUE! | #VALUE! | #VALUE! | #VALUE! | #VALUE! | #VALUE! | #VALUE! | #VALUE! | #VALUE! | #VALUE!
#VALUE! |  | #VALUE! | #VALUE! | #VALUE! | #VALUE! | #VALUE! | #VALUE! | #VALUE! | #VALUE! | #VALUE! | #VALUE! | #VALUE! | #VALUE! | #VALUE! | #VALUE!
#VALUE! |  | #VALUE! | #VALUE! | #VALUE! | #VALUE! | #VALUE! | #VALUE! | #VALUE! | #VALUE! | #VALUE! | #VALUE! | #VALUE! | #VALUE! | #VALUE! | #VALUE!
#VALUE! |  | #VALUE! | #VALUE! | #VALUE! | #VALUE! | #VALUE! | #VALUE! | #VALUE! | #VALUE! | #VALUE! | #VALUE! | #VALUE! | #VALUE! | #VALUE! | #VALUE!

## Output 2. TYSP Schedule 7.1
FPL 000041
Schedule 7.1 | [13 empty] | FPL 000041
Forecast of Capacity, Demand, and Scheduled | [13 empty] | 20240012-EG
Maintenance At Time Of Summer Peak
-1 | -2 | -3 | -4 | -5 | -6 | -7 | -8 | -9 | -10 | -11 | -12 | -13 | -14 | -15 | -16
[5 empty] | Total |  |  | Firm | Total |  |  | Total |  | Generation Only
| Firm | Firm | Firm |  | Firm | Total |  | Summer | Reserve |  |  | Reserve |  | Reserve
| Installed | Capacity | Capacity | Firm | Capacity | Peak |  | Peak | Margin Before |  | Scheduled | Margin After |  | Margin After
August of | Capacity | Import | Export | QF | Available | Demand | DSM | Demand | Maintenance |  | Maintenance | Maintenance |  | Maintenance
Year | MW | MW | MW | MW | MW | MW | MW | MW | MW | % of Peak | MW | MW | % of Peak | MW | % of Peak
2024 | 31574.7412 | 239.72 | 0 | 3.5 | 31817.9612 | 27784.8338 | 1846.12 | 25938.7138 | 5879.2474 | 22.6659 | 0 | 5879.2474 | 22.6659 | 4033.1274 | 14.5156
2025 | 32059.4819 | 239.49 | 0 | 3.5 | 32302.4719 | 28038.8513 | 1864.97 | 26173.8813 | 6128.5906 | 23.4149 | 0 | 6128.5906 | 23.4149 | 4263.6206 | 15.2061
2026 | 32840.5465 | 239.23 | 0 | 3.5 | 33083.2765 | 28272.7364 | 1852.97 | 26419.7664 | 6663.5101 | 25.2217 | 0 | 6663.5101 | 25.2217 | 4810.5401 | 17.0148
2027 | 33158.0433 | 239 | 0 | 0 | 33397.0433 | 28477.4107 | 1832.97 | 26644.4407 | 6752.6026 | 25.3434 | 0 | 6752.6026 | 25.3434 | 4919.6326 | 17.2756
2028 | 33466.1577 | 238.76 | 0 | 0 | 33704.9177 | 28818.9747 | 1814.97 | 27004.0047 | 6700.913 | 24.8145 | 0 | 6700.913 | 24.8145 | 4885.943 | 16.9539
2029 | 33578.8908 | 238.51 | 0 | 0 | 33817.4008 | 29160.0674 | 1798.97 | 27361.0974 | 6456.3034 | 23.5967 | 0 | 6456.3034 | 23.5967 | 4657.3334 | 15.9716
2030 | 33893.2436 | 238.28 | 0 | 0 | 34131.5236 | 29543.8214 | 1784.97 | 27758.8514 | 6372.6722 | 22.9573 | 0 | 6372.6722 | 22.9573 | 4587.7022 | 15.5285
2031 | 34205.2174 | 238.05 | 0 | 0 | 34443.2674 | 29998.0417 | 1768.97 | 28229.0717 | 6214.1957 | 22.0135 | 0 | 6214.1957 | 22.0135 | 4445.2257 | 14.8184
2032 | 34480.8133 | 197.8 | 0 | 0 | 34678.6133 | 30644.1124 | 1753.97 | 28890.1424 | 5788.4708 | 20.0361 | 0 | 5788.4708 | 20.0361 | 4034.5008 | 13.1657
2033 | 34756.0323 | 197.57 | 0 | 0 | 34953.6023 | 31278.3772 | 1739.97 | 29538.4072 | 5415.1952 | 18.3327 | 0 | 5415.1952 | 18.3327 | 3675.2252 | 11.7501
Col. (2) represents capacity additions and changes projected to be in-service by June 1st. These MW are generally considered to be available to meet summer
peak loads which are forecasted to occur during August of the year indicated.
Col. (6) = Col.(2) + Col.(3) - Col(4) + Col(5).
Col.(7) reflects the 2023 load forecast without incremental DSM or cumulative load management. 2023 load is an actual load value.
Col.(8) represents cumulative load management capability, plus incremental conservation and load management, from 9/2023-on intended for use with the
2023 load forecast.
Col.(10) = Col.(6) - Col.(9)
Col.(11) = Col.(10) / Col.(9)
Col.(12) indicates the capacity of units projected to be out-of-service for planned maintenance during the summer peak period.
Col.(13) = Col.(10) - Col.(12)
Col.(14) = Col.(13) / Col.(9)
Col.(15) = Col.(6) - Col.(7) - Col.(12)
Col.(16) = Col.(15) / Col.(7)

## Output 3. TYSP Table I.B.1
FPL 000042
20240012-EG
Summary of FPL's Firm Capacity Purchases: Summer MW (for August of Year Shown)
I. Purchases from QF's:
| Cogeneration Small Power | Contract | Contract | 1 | 2 | 3 | 4 | 5 | 6 | 7 | 8 | 9 | 10 | 11 | 12 | 13 | 14 | 15 | 16 | 17 | 18 | 19 | 20 | 21 | 22 | 23 | 24 | 25 | 26 | 27 | 28 | 29 | 30 | 31 | 32 | 33 | 34 | 35 | 36
| Production Facilities | Start Date | End Date | 2024 | 2025 | 2026 | 2027 | 2028 | 2029 | 2030 | 2031 | 2032 | 2033 | 2034 | 2035 | 2036 | 2037 | 2038 | 2039 | 2040 | 2041 | 2042 | 2043 | 2044 | 2045 | 2046 | 2047 | 2048 | 2049 | 2050 | 2051 | 2052 | 2053 | 2054 | 2055 | 2056 | 2057 | 2058 | 2059
1 | Broward South | 1993-01-01 | 2026-12-31 | 1.4 | 1.4 | 1.4 | 0 | 0 | 0 | 0 | 0 | 0 | 0 | 0 | 0 | 0 | 0 | 0 | 0 | 0 | 0 | 0 | 0 | 0 | 0 | 0 | 0 | 0 | 0 | 0 | 0 | 0 | 0 | 0 | 0 | 0 | 0 | 0 | 0
2 | Broward South | 1995-01-01 | 2026-12-31 | 1.5 | 1.5 | 1.5 | 0 | 0 | 0 | 0 | 0 | 0 | 0 | 0 | 0 | 0 | 0 | 0 | 0 | 0 | 0 | 0 | 0 | 0 | 0 | 0 | 0 | 0 | 0 | 0 | 0 | 0 | 0 | 0 | 0 | 0 | 0 | 0 | 0
3 | Broward South | 1997-01-01 | 2026-12-31 | 0.6 | 0.6 | 0.6 | 0 | 0 | 0 | 0 | 0 | 0 | 0 | 0 | 0 | 0 | 0 | 0 | 0 | 0 | 0 | 0 | 0 | 0 | 0 | 0 | 0 | 0 | 0 | 0 | 0 | 0 | 0 | 0 | 0 | 0 | 0 | 0 | 0
4 | Indiantown Cogen L.P. | 1995-12-22 | 2020-12-01 | 0 | 0 | 0 | 0 | 0 | 0 | 0 | 0 | 0 | 0 | 0 | 0 | 0 | 0 | 0 | 0 | 0 | 0 | 0 | 0 | 0 | 0 | 0 | 0 | 0 | 0 | 0 | 0 | 0 | 0 | 0 | 0 | 0 | 0 | 0 | 0
5 | Excelon Generation Company, LLC | 2018-05-01 | 2018-09-30 | 0 | 0 | 0 | 0 | 0 | 0 | 0 | 0 | 0 | 0 | 0 | 0 | 0 | 0 | 0 | 0 | 0 | 0 | 0 | 0 | 0 | 0 | 0 | 0 | 0 | 0 | 0 | 0 | 0 | 0 | 0 | 0 | 0 | 0 | 0 | 0
6 | OUC / FMPA | 2018-10-01 | 2020-12-31 | 0 | 0 | 0 | 0 | 0 | 0 | 0 | 0 | 0 | 0 | 0 | 0 | 0 | 0 | 0 | 0 | 0 | 0 | 0 | 0 | 0 | 0 | 0 | 0 | 0 | 0 | 0 | 0 | 0 | 0 | 0 | 0 | 0 | 0 | 0 | 0
7 |  |  |  | 0 | 0 | 0 | 0 | 0 | 0 | 0 | 0 | 0 | 0 | 0 | 0 | 0 | 0 | 0 | 0 | 0 | 0 | 0 | 0 | 0 | 0 | 0 | 0 | 0 | 0 | 0 | 0 | 0 | 0 | 0 | 0 | 0 | 0 | 0 | 0
|  |  | QF Purchases Sub Total: | 3.5 | 3.5 | 3.5 | 0 | 0 | 0 | 0 | 0 | 0 | 0 | 0 | 0 | 0 | 0 | 0 | 0 | 0 | 0 | 0 | 0 | 0 | 0 | 0 | 0 | 0 | 0 | 0 | 0 | 0 | 0 | 0 | 0 | 0 | 0 | 0 | 0
| II. Purchases from Utilities: | Contract | Contract
|  | Start Date | End Date | 2024 | 2025 | 2026 | 2027 | 2028 | 2029 | 2030 | 2031 | 2032 | 2033 | 2034 | 2035 | 2036 | 2037 | 2038 | 2039 | 2040 | 2041 | 2042 | 2043 | 2044 | 2045 | 2046 | 2047 | 2048 | 2049 | 2050 | 2051 | 2052 | 2053 | 2054 | 2055 | 2056 | 2057 | 2058 | 2059
1 |  |  |  | 0 | 0 | 0 | 0 | 0 | 0 | 0 | 0 | 0 | 0 | 0 | 0 | 0 | 0 | 0 | 0 | 0 | 0 | 0 | 0 | 0 | 0 | 0 | 0 | 0 | 0 | 0 | 0 | 0 | 0 | 0 | 0 | 0 | 0 | 0 | 0
2 |  |  |  | 0 | 0 | 0 | 0 | 0 | 0 | 0 | 0 | 0 | 0 | 0 | 0 | 0 | 0 | 0 | 0 | 0 | 0 | 0 | 0 | 0 | 0 | 0 | 0 | 0 | 0 | 0 | 0 | 0 | 0 | 0 | 0 | 0 | 0 | 0 | 0
|  |  | Utility Purchases Sub Total: | 0 | 0 | 0 | 0 | 0 | 0 | 0 | 0 | 0 | 0 | 0 | 0 | 0 | 0 | 0 | 0 | 0 | 0 | 0 | 0 | 0 | 0 | 0 | 0 | 0 | 0 | 0 | 0 | 0 | 0 | 0 | 0 | 0 | 0 | 0 | 0
| Total of QF and Utility Purchases = |  |  | 3.5 | 3.5 | 3.5 | 0 | 0 | 0 | 0 | 0 | 0 | 0 | 0 | 0 | 0 | 0 | 0 | 0 | 0 | 0 | 0 | 0 | 0 | 0 | 0 | 0 | 0 | 0 | 0 | 0 | 0 | 0 | 0 | 0 | 0 | 0 | 0 | 0
| III. Other Purchases: | Contract | Contract
|  | Start Date | End Date | 2024 | 2025 | 2026 | 2027 | 2028 | 2029 | 2030 | 2031 | 2032 | 2033 | 2034 | 2035 | 2036 | 2037 | 2038 | 2039 | 2040 | 2041 | 2042 | 2043 | 2044 | 2045 | 2046 | 2047 | 2048 | 2049 | 2050 | 2051 | 2052 | 2053 | 2054 | 2055 | 2056 | 2057 | 2058 | 2059
1 | Palm Beach SWA -extension | 2013-01-01 | 2032-04-01 | 40 | 40 | 40 | 40 | 40 | 40 | 40 | 40 | 0 | 0 | 0 | 0 | 0 | 0 | 0 | 0 | 0 | 0 | 0 | 0 | 0 | 0 | 0 | 0 | 0 | 0 | 0 | 0 | 0 | 0 | 0 | 0 | 0 | 0 | 0 | 0
2 | Palm Beach SWA - additional | 2015-07-16 | 2034-06-01 | 70 | 70 | 70 | 70 | 70 | 70 | 70 | 70 | 70 | 70 | 0 | 0 | 0 | 0 | 0 | 0 | 0 | 0 | 0 | 0 | 0 | 0 | 0 | 0 | 0 | 0 | 0 | 0 | 0 | 0 | 0 | 0 | 0 | 0 | 0 | 0
3 | Eglin GCSC I | 2017-06-07 | 2042-12-31 | 12.71 | 12.65 | 12.58 | 12.52 | 12.46 | 12.39 | 12.33 | 12.27 | 12.21 | 12.15 | 12.1136 | 12.0772 | 12.041 | 12.0049 | 11.9688 | 11.9329 | 11.8971 | 11.8614 | 11.8259 | 0 | 0 | 0 | 0 | 0 | 0 | 0 | 0 | 0 | 0 | 0 | 0 | 0 | 0 | 0 | 0 | 0
4 | Holley GCSC II | 2017-11-18 | 2042-12-31 | 16.95 | 16.87 | 16.78 | 16.7 | 16.61 | 16.53 | 16.45 | 16.37 | 16.28 | 16.2 | 16.1514 | 16.1029 | 16.0546 | 16.0065 | 15.9585 | 15.9106 | 15.8628 | 15.8153 | 15.7678 | 0 | 0 | 0 | 0 | 0 | 0 | 0 | 0 | 0 | 0 | 0 | 0 | 0 | 0 | 0 | 0 | 0
5 | SaufleyGCSC III | 2017-11-18 | 2042-12-31 | 19.06 | 18.97 | 18.87 | 18.78 | 18.69 | 18.59 | 18.5 | 18.41 | 18.31 | 18.22 | 18.1653 | 18.1108 | 18.0565 | 18.0023 | 17.9483 | 17.8945 | 17.8408 | 17.7873 | 17.7339 | 0 | 0 | 0 | 0 | 0 | 0 | 0 | 0 | 0 | 0 | 0 | 0 | 0 | 0 | 0 | 0 | 0
6 | KingFisher | 2016-01-01 | 2035-12-31 | 81 | 81 | 81 | 81 | 81 | 81 | 81 | 81 | 81 | 81 | 81 | 81 | 0 | 0 | 0 | 0 | 0 | 0 | 0 | 0 | 0 | 0 | 0 | 0 | 0 | 0 | 0 | 0 | 0 | 0 | 0 | 0 | 0 | 0 | 0 | 0
7 | Shell PPA | 2016-01-01 | 2023-05-25 | 0 | 0 | 0 | 0 | 0 | 0 | 0 | 0 | 0 | 0 | 0 | 0 | 0 | 0 | 0 | 0 | 0 | 0 | 0 | 0 | 0 | 0 | 0 | 0 | 0 | 0 | 0 | 0 | 0 | 0 | 0 | 0 | 0 | 0 | 0 | 0
|  |  | Other Purchases Sub Total: | 239.72 | 239.49 | 239.23 | 239 | 238.76 | 238.51 | 238.28 | 238.05 | 197.8 | 197.57 | 127.4303 | 127.291 | 46.1521 | 46.0137 | 45.8756 | 45.738 | 45.6008 | 45.464 | 45.3276 | 0 | 0 | 0 | 0 | 0 | 0 | 0 | 0 | 0 | 0 | 0 | 0 | 0 | 0 | 0 | 0 | 0
| Total "Non-QF" Purchase Sub-Total = |  |  | 239.72 | 239.49 | 239.23 | 239 | 238.76 | 238.51 | 238.28 | 238.05 | 197.8 | 197.57 | 127.4303 | 127.291 | 46.1521 | 46.0137 | 45.8756 | 45.738 | 45.6008 | 45.464 | 45.3276 | 0 | 0 | 0 | 0 | 0 | 0 | 0 | 0 | 0 | 0 | 0 | 0 | 0 | 0 | 0 | 0 | 0
|  |  |  | 2024 | 2025 | 2026 | 2027 | 2028 | 2029 | 2030 | 2031 | 2032 | 2033 | 2034 | 2035 | 2036 | 2037 | 2038 | 2039 | 2040 | 2041 | 2042 | 2043 | 2044 | 2045 | 2046 | 2047 | 2048 | 2049 | 2050 | 2051 | 2052 | 2053 | 2054 | 2055 | 2056 | 2057 | 2058 | 2059
|  |  | Summer Firm Capacity Purchases Total MW: | 243.22 | 242.99 | 242.73 | 239 | 238.76 | 238.51 | 238.28 | 238.05 | 197.8 | 197.57 | 127.4303 | 127.291 | 46.1521 | 46.0137 | 45.8756 | 45.738 | 45.6008 | 45.464 | 45.3276 | 0 | 0 | 0 | 0 | 0 | 0 | 0 | 0 | 0 | 0 | 0 | 0 | 0 | 0 | 0 | 0 | 0
|  |  | MW change from previous year: | --- | -0.23 | -0.26 | -3.73 | -0.24 | -0.25 | -0.23 | -0.23 | -40.25 | -0.23 | -70.1397 | -0.13929 | -81.1389 | -0.13846 | -0.13804 | -0.13763 | -0.13721 | -0.1368 | -0.13639 | -45.3276 | 0 | 0 | 0 | 0 | 0 | 0 | 0 | 0 | 0 | 0 | 0 | 0 | 0 | 0 | 0 | 0
Formulas:
Contract = IF([II. Purchases from Utilities:]="Unspecified Purchase","1/1/"&VLOOKUP(A29-No_Other_PPA,'Input 4. Firm Purchase-Sale'!$AN10:AP29,2),IF('Input 4. Firm Purchase-Sale'!V$8="","",'Input 4. Firm Purchase-Sale'!V$8))
Contract = IF([II. Purchases from Utilities:]="Unspecified Purchase","1/1/"&VLOOKUP(A30-No_Other_PPA,'Input 4. Firm Purchase-Sale'!$AN10:AP29,2),IF('Input 4. Firm Purchase-Sale'!W$8="","",'Input 4. Firm Purchase-Sale'!W$8))

## Output 4. EGEAS RM
FPL 000043 | 1. Complete Input 1, 3, and 4 Tabs
20240012-EG | 2. Remove any units from Input 2 that are not "Set/Committed" (Ex. 2019 Unit). In other words, change the
inputs to the large filler units, equalizing filler and small filler to years beyond EGEAS study period
3. Press "Easy Button" on Input 2 tab
RM needed to
match Gen Only need
Forecast
of
Summer
Res.Margins
(%)
| 2024 | 20%
| 2025 | 20%
| 2026 | 20%
| 2027 | 20%
| 2028 | 20%
| 2029 | 20%
| 2030 | 20%
| 2031 | 20%
| 2032 | 20%
| 2033 | 20%
| 2034 | 20%
| 2035 | 20%
| 2036 | 20%
| 2037 | 20%
| 2038 | 20%
| 2039 | 20%
| 2040 | 20%
| 2041 | 20%
| 2042 | 20%
| 2043 | 20%
| 2044 | 20%
| 2045 | 20%
| 2046 | 20%
| 2047 | 20%
| 2048 | 20%
| 2049 | 20%
| 2050 | 20%
| 2051 | 20%
| 2052 | 20%
| 2053 | 20%
| 2054 | 20%
| 2055 | 20%
| 2056 | 20%
| 2057 | 20%
| 2058 | 20%
| 2059 | 20%
| 2060 | 20%
| 2061 | 20%
| 2062 | 20%
| 2063 | 20%
| 2064 | 20%
| 2065 | 20%
| 2066 | 20%
| 2067 | 20%
| 2068 | 20%
| 2069 | 20%
| 2070 | 20%
| 2071 | 20%
| 2072 | 20%
| 2073 | 20%