## How to Use
FPL 000010
20240012-EG
Description of File Layout
"How to Use" tab (highlighted in red) describes the file layout and provides instructions on how to use.
There are four Input tabs highlighted in green, and require input for six different categories. Only the cells highlighted in light green are required input.
Input 1. Load, DSM, Cap Changes tab is used to input the Load Forecast (Section I), DSM plus incremental DSM projections (Section II) and any modifications to the
capacity of FPL's existing units that are not captured in the Input 3. Unit Capabiities-PGD tab. The first column in Section (III) is reserved for short-term unit outages
that are known to occur during the summer/winter peak months such as the 800 MW unit ESP outages.
"Input 2. Unit Additions" tab is used to input known future additions (e.g., Dania Beach, NPGU, future solar project, etc). Section IV, also, allows input of solar additions
with corresponding firm capacity value and degradation percent. Future filler additions are automatically added based on the input provided on rows 6 - 12. In order
to calculate these additions, inputs are needed regarding additions of PPA, large filler units, equalizing filler and small filler units. This tab also has an "Easy Button"
that must be pressed once all inputs have been completed.
Input 3. Unit Capabilities-PGD tab is used to input capacity of existing FPL units (Section V). This tab is formatted so that changes in inputs from one year to the next
are highlighted in yellow.
Input 4. Firm Capacity Purchase tab contains the inputs in Section VI. It is used to input all firm capacity from QFs, existing or future PPA contracts. This tab is
formatted so that changes in inputs from one year to the next are highlighted in yellow.
All output tabs (highlighted in blue) require no inputs and are protected.
Description of current output files …
How to Use
1. Input/update data in the four input tabs only in the green highlighted cells, as necessary.
2. Press the Easy Button on the Input 2. Unit Additions tab.

## Input 1. Load, DSM, Cap Changes
2024 TYSP Combined WINTER Reserve Margin - Resource Needs and No Incremental DSM | [14 empty] | New Load Forecast with latest assumptions RM Spreadsheet upgrade test
FPL 000011
|  |  |  | Title Description = | 2024 TYSP Combined WINTER Reserve Margin - Resource Needs and No Incremental DSM | [7 empty] | 20240012-EG | [6 empty] | Descriptive Title = | 2024 TYSP Combined WINTER Reserve Margin - Resource Needs and No Incremental DSM
|  |  |  | Start Year = | 2024 | [14 empty] | Start Year = | 2024
|  |  |  | End Year = | 2071 | [14 empty] | End Year = | 2071
|  |  |  | Reserve Margin Criterion = | 20% | [14 empty] | Reserve Margin Criterion = | 20%
|  |  |  | Reserve Margin Criterion (Gen. Only) = | 10% | [5 empty] | Start Year of Gen Only RM Criterion = | 2024 | [7 empty] | Reserve Margin Criterion (Gen. Only) = | 10%
I. Load Forecast and Sales Forecast |  |  |  | II. DSM | [5 empty] | III. Existing FPL Capacity Modifications NOT CAPTURED in "Unit Capabilities PGD tab"
NOTE: First column is reserved for "Short Term Unit Outages (MW)" only. Negative value indicates loss of capacity.
WINTER |  |  |  | WINTER | [5 empty] | WINTER
| 2024 Winter Peak Load Forecast (11/1/2023) | Additional Winter Peak Load Forecast (MW) | Sales Forecast (MW) |  | Load Control DSM at gen (MW) | Conservation DSM at gen (MW) | Additional Interruptible Load (MW) | Total DSM at gen (MW) | Projected Incremental DSM Year-Year (MW) |  | Short Term Unit Outages (MW) |  |  | Total (MW)
January |  |  |  | January |  | Load Control |  |  |  | January
of the |  |  |  | of the |  | DSM at gen |  |  |  | of the
Year |  |  |  | Year |  | (MW) |  |  |  | Year
2024 | 22486.3743 | 0 | 0 | 2024 | 1366.4344 | 15.345 | 0 | 1381.7794 | 0 | 2024 | 0 |  |  | 0
2025 | 22715.3046 | 0 | 0 | 2025 | 1373.7319 | 28.2951 | 0 | 1402.0271 | 20.2477 | 2025 | 0 |  |  | 0
2026 | 23048.5864 | 0 | 0 | 2026 | 1368.9733 | 28.2951 | 0 | 1397.2684 | -4.7586 | 2026 | 0 |  |  | 0
2027 | 23374.7226 | 0 | 0 | 2027 | 1355.1414 | 28.2951 | 0 | 1383.4366 | -13.8319 | 2027 | 0 |  |  | 0
2028 | 23711.3883 | 0 | 0 | 2028 | 1341.1531 | 28.2951 | 0 | 1369.4482 | -13.9884 | 2028 | 0 |  |  | 0
2029 | 24036.9091 | 0 | 0 | 2029 | 1330.6136 | 28.2951 | 0 | 1358.9087 | -10.5395 | 2029 | 0 |  |  | 0
2030 | 24436.3507 | 0 | 0 | 2030 | 1320.1064 | 28.2951 | 0 | 1348.4015 | -10.5072 | 2030 | 0 |  |  | 0
2031 | 24737.2422 | 0 | 0 | 2031 | 1309.6312 | 28.2951 | 0 | 1337.9263 | -10.4752 | 2031 | 0 |  |  | 0
2032 | 25211.0776 | 0 | 0 | 2032 | 1299.1874 | 28.2951 | 0 | 1327.4825 | -10.4437 | 2032 | 0 |  |  | 0
2033 | 25684.9261 | 0 | 0 | 2033 | 1288.7386 | 28.2951 | 0 | 1317.0337 | -10.4488 | 2033 | 0 |  |  | 0
2034 | 26163.2402 | 0 | 0 | 2034 | 1279.151 | 28.2951 | 0 | 1307.4461 | -9.5876 | 2034 | 0 |  |  | 0
2035 | 26657.9596 | 0 | 0 | 2035 | 1279.151 | 28.2951 | 0 | 1307.4461 | 0 | 2035 | 0 |  |  | 0
2036 | 27170.3195 | 0 | 0 | 2036 | 1279.151 | 28.2951 | 0 | 1307.4461 | 0 | 2036 | 0 |  |  | 0
2037 | 27691.2415 | 0 | 0 | 2037 | 1279.151 | 28.2951 | 0 | 1307.4461 | 0 | 2037 | 0 |  |  | 0
2038 | 28216.1684 | 0 | 0 | 2038 | 1279.151 | 28.2951 | 0 | 1307.4461 | 0 | 2038 | 0 |  |  | 0
2039 | 28734.9476 | 0 | 0 | 2039 | 1279.151 | 28.2951 | 0 | 1307.4461 | 0 | 2039 | 0 |  |  | 0
2040 | 29248.533 | 0 | 0 | 2040 | 1279.151 | 28.2951 | 0 | 1307.4461 | 0 | 2040 | 0 |  |  | 0
2041 | 29684.9687 | 0 | 0 | 2041 | 1279.151 | 28.2951 | 0 | 1307.4461 | 0 | 2041 | 0 |  |  | 0
2042 | 29972.9069 | 0 | 0 | 2042 | 1279.151 | 28.2951 | 0 | 1307.4461 | 0 | 2042 | 0 |  |  | 0
2043 | 30263.7606 | 0 | 0 | 2043 | 1279.151 | 28.2951 | 0 | 1307.4461 | 0 | 2043 | 0 |  |  | 0
2044 | 30557.5594 | 0 | 0 | 2044 | 1279.151 | 28.2951 | 0 | 1307.4461 | 0 | 2044 | 0 |  |  | 0
2045 | 30854.3335 | 0 | 0 | 2045 | 1279.151 | 28.2951 | 0 | 1307.4461 | 0 | 2045 | 0 |  |  | 0
2046 | 31154.1132 | 0 | 0 | 2046 | 1279.151 | 28.2951 | 0 | 1307.4461 | 0 | 2046 | 0 |  |  | 0
2047 | 31456.9293 | 0 | 0 | 2047 | 1279.151 | 28.2951 | 0 | 1307.4461 | 0 | 2047 | 0 |  |  | 0
2048 | 31762.8127 | 0 | 0 | 2048 | 1279.151 | 28.2951 | 0 | 1307.4461 | 0 | 2048 | 0 |  |  | 0
2049 | 32071.795 | 0 | 0 | 2049 | 1279.151 | 28.2951 | 0 | 1307.4461 | 0 | 2049 | 0 |  |  | 0
2050 | 32383.9076 | 0 | 0 | 2050 | 1279.151 | 28.2951 | 0 | 1307.4461 | 0 | 2050 | 0 |  |  | 0
2051 | 32699.1826 | 0 | 0 | 2051 | 1279.151 | 28.2951 | 0 | 1307.4461 | 0 | 2051 | 0 |  |  | 0
2052 | 33017.6524 | 0 | 0 | 2052 | 1279.151 | 28.2951 | 0 | 1307.4461 | 0 | 2052 | 0 |  |  | 0
2053 | 33339.3495 | 0 | 0 | 2053 | 1279.151 | 28.2951 | 0 | 1307.4461 | 0 | 2053 | 0 |  |  | 0
2054 | 33664.307 | 0 | 0 | 2054 | 1279.151 | 28.2951 | 0 | 1307.4461 | 0 | 2054 | 0 |  |  | 0
2055 | 33992.5581 | 0 | 0 | 2055 | 1279.151 | 28.2951 | 0 | 1307.4461 | 0 | 2055 | 0 |  |  | 0
2056 | 34324.1366 | 0 | 0 | 2056 | 1279.151 | 28.2951 | 0 | 1307.4461 | 0 | 2056 | 0 |  |  | 0
2057 | 34659.0764 | 0 | 0 | 2057 | 1279.151 | 28.2951 | 0 | 1307.4461 | 0 | 2057 | 0 |  |  | 0
2058 | 34997.4119 | 0 | 0 | 2058 | 1279.151 | 28.2951 | 0 | 1307.4461 | 0 | 2058 | 0 |  |  | 0
2059 | 35339.1779 | 0 | 0 | 2059 | 1279.151 | 28.2951 | 0 | 1307.4461 | 0 | 2059 | 0 |  |  | 0
2060 | 35684.4093 | 0 | 0 | 2060 | 1279.151 | 28.2951 | 0 | 1307.4461 | 0 | 2060 | 0 |  |  | 0 | 1 | 39561.4883 | 0 | 0 | 1 | 1 | 1850.7636 | 468.4615 | 1 | 123 | 0 | -392 | 0 | -3453 | -498 | 0 | 0 | -4220
2061 | 36033.373 | 0 | 0 | 2061 | 1279.151 | 28.2951 | 0 | 1307.4461 | 0 | 2061 | 0 |  |  | 0 | 2 | 39941.4598 | 0 | 0 | 2 | 2 | 1850.7636 | 468.4615 | 2 | 123 | 0 | -392 | 0 | -3453 | -498 | 0 | 0 | -4220
2062 | 36385.642 | 0 | 0 | 2062 | 1279.151 | 28.2951 | 0 | 1307.4461 | 0 | 2062 | 0 |  |  | 0 | 3 | 40325.1139 | 0 | 0 | 3 | 3 | 1850.7636 | 468.4615 | 3 | 123 | 0 | -392 | 0 | -3453 | -498 | 0 | 0 | -4220
2063 | 36741.2523 | 0 | 0 | 2063 | 1279.151 | 28.2951 | 0 | 1307.4461 | 0 | 2063 | 0 |  |  | 0 | 4 | 40704.5439 | 0 | 0 | 4 | 4 | 1850.7636 | 468.4615 | 4 | 123 | 0 | -392 | 0 | -3453 | -498 | 0 | 0 | -4220
2064 | 37100.7035 | 0 | 0 | 2064 | 1279.151 | 28.2951 | 0 | 1307.4461 | 0 | 2064 | 0 |  |  | 0 | 5 | 41087.6691 | 0 | 0 | 5 | 5 | 1850.7636 | 468.4615 | 5 | 123 | 0 | -392 | 0 | -3453 | -498 | 0 | 0 | -4220
2065 | 37463.8009 | 0 | 0 | 2065 | 1279.151 | 28.2951 | 0 | 1307.4461 | 0 | 2065 | 0 |  |  | 0 | 6 | 41474.5256 | 0 | 0 | 6 | 6 | 1850.7636 | 468.4615 | 6 | 123 | 0 | -392 | 0 | -3453 | -498 | 0 | 0 | -4220
2066 | 37830.5818 | 0 | 0 | 2066 | 1279.151 | 28.2951 | 0 | 1307.4461 | 0 | 2066 | 0 |  |  | 0 | 7 | 41865.1499 | 0 | 0 | 7 | 7 | 1850.7636 | 468.4615 | 7 | 123 | 0 | -392 | 0 | -3453 | -498 | 0 | 0 | -4220
2067 | 38201.084 | 0 | 0 | 2067 | 1279.151 | 28.2951 | 0 | 1307.4461 | 0 | 2067 | 0 |  |  | 0 | 8 | 42259.5789 | 0 | 0 | 8 | 8 | 1850.7636 | 468.4615 | 8 | 123 | 0 | -392 | 0 | -3453 | -498 | 0 | 0 | -4220
2068 | 38575.3453 | 0 | 0 | 2068 | 1279.151 | 28.2951 | 0 | 1307.4461 | 0 | 2068 | 0 |  |  | 0 | 9 | 42657.8498 | 0 | 0 | 9 | 9 | 1850.7636 | 468.4615 | 9 | 123 | 0 | -392 | 0 | -3453 | -498 | 0 | 0 | -4220
2069 | 38953.4043 | 0 | 0 | 2069 | 1279.151 | 28.2951 | 0 | 1307.4461 | 0 | 2069 | 0 |  |  | 0 | 10 | 43060.0003 | 0 | 0 | 10 | 10 | 1850.7636 | 468.4615 | 10 | 123 | 0 | -392 | 0 | -3453 | -498 | 0 | 0 | -4220
2070 | 39335.2998 | 0 | 0 | 2070 | 1279.151 | 28.2951 | 0 | 1307.4461 | 0 | 2070 | 0 |  |  | 0 | 11 | 43466.0683 | 0 | 0 | 11 | 11 | 1850.7636 | 468.4615 | 11 | 123 | 0 | -392 | 0 | -3453 | -498 | 0 | 0 | -4220
2071 | 39721.071 | 0 | 0 | 2071 | 1279.151 | 28.2951 | 0 | 1307.4461 | 0 | 2071 | 0 |  |  | 0
2072 | 40110.7575 | 0 | 0 | 2072 | 1279.151 | 28.2951 | 0 | 1307.4461 | 0 | 2072 | 0 |  |  | 0
2073 | 40504.3994 | 0 | 0 | 2073 | 1279.151 | 28.2951 | 0 | 1307.4461 | 0 | 2073 | 0 |  |  | 0

## Input 2. Unit Additions
2024 TYSP Combined WINTER Reserve Margin - Resource Needs and No Incremental DSM
FPL 000012
WINTER | [14 empty] | 20240012-EG
[5 empty] | Solar Degradation = | 0.3%
|  | PPA Data Input: |  |  | Add Short-Term PPA up to Need Amount = | 200 |  |  |  |  | Add PPA (as only option available) up to the need prior to = | 2024
|  | Large Filler Input: | Start Year = | 2033 | End Year = | 2033 |  |  |  |  | Winter Capacity (MW) = | 1993
|  | Equalizing Filler Input: |  |  | Do you want to add an Equalizing Filler (Yes/No) = | No |  | Year of Equalizing Filler = | 2035
|  | Small Filler Input: | Start Year = | 2033 | CHECK INPUT FOR SMALL FILLER START YEAR! Should be = 2034 | [5 empty] | Winter Capacity (MW) = | 660
IV. New Capacity Additions
| Nameplate AC Solar Addition (MW) | Firm Capacity Value | Description of Unit Additions | New Unit Additions (MW) | Generic-Short Term PPA (MW) | Large Filler (e.g., 3x1 J CC) Additions (MW) | Small Filler (e.g., 1/2 the size of 3x1 J CC) Additions (MW) | Equalizing Filler (MW) | Total (MW) |  | Reserve Margin Criterion 20 % | MW Needed to Meet Reserve Margin | Reserve Margin Generation Only Criterion 10 % | MW Needed to Meet Generation Only Reserve Margin | Reserve Margin Check |  | Short Term PPA (MW) | Large Filler (e.g., 3x1 J CC) Additions (MW) | Small Filler (e.g., 1/2 the size of 3x1 J CC) Additions (MW) | Equalizing Filler (MW) | Total (MW)
January |  |  |  | New Unit | [5 empty] | Jan | [5 empty] | January
of the |  |  |  | Additions | [5 empty] | of the | [5 empty] | of the
Year |  |  |  | (MW) | [5 empty] | Year | [5 empty] | Year
2024 |  |  |  |  | 0 | 0 | 0 | 0 | 0 | 2024 | 41.67% | -4573.6601 | 32.97% | -5164.1623 | OK | 2024 | 0 | 0 | 0 | 0 | 0
2025 |  |  |  |  | 0 | 0 | 0 | 0 | 0 | 2025 | 40.57% | -4383.2478 | 31.89% | -4972.3458 | OK | 2025 | 0 | 0 | 0 | 0 | 0
2026 | 2235 | 3.09% | 521.5 MW Battery | 521.5 | 0 | 0 | 0 | 0 | 590.5615 | 2026 | 41.27% | -4605.0025 | 32.7% | -5233.139 | OK | 2026 | 0 | 0 | 0 | 0 | 590.5615
2027 | 2235 | 3.09% | 2235 MW Solar, 300 MW Battery | 300 | 0 | 0 | 0 | 0 | 959.4158 | 2027 | 40.73% | -4558.0498 | 32.4% | -5235.3982 | OK | 2027 | 0 | 0 | 0 | 0 | 959.4158
2028 | 2235 | 3.09% | 2235 MW Solar, 300 MW Battery | 300 | 0 | 0 | 0 | 0 | 1328.0636 | 2028 | 40.01% | -4469.5684 | 31.92% | -5197.3694 | OK | 2028 | 0 | 0 | 0 | 0 | 1328.0636
2029 | 2235 | 3.09% | 2235 MW Solar, 300 MW Battery | 300 | 0 | 0 | 0 | 0 | 1696.5054 | 2029 | 38.61% | -4219.3945 | 30.77% | -4992.395 | OK | 2029 | 0 | 0 | 0 | 0 | 1696.5054
2030 | 2235 | 3.09% | 2235 MW Solar, 300 MW Battery | 300 | 0 | 0 | 0 | 0 | 2064.7419 | 2030 | 37.73% | -4092.3503 | 30.13% | -4917.9035 | OK | 2030 | 0 | 0 | 0 | 0 | 2064.7419
2031 | 2235 | 3.09% | 2235 MW Solar, 300 MW Battery | 300 | 0 | 0 | 0 | 0 | 2432.7736 | 2031 | 37.46% | -4086.4006 | 30.03% | -4954.6133 | OK | 2031 | 0 | 0 | 0 | 0 | 2432.7736
2032 | 2235 | 3.09% | 2235 MW Solar, 300 MW Battery | 300 | 0 | 0 | 0 | 0 | 2800.6013 | 2032 | 36.22% | -3872.7532 | 29.04% | -4800.8819 | OK | 2032 | 0 | 0 | 0 | 0 | 2800.6013
2033 | 2235 | 3.09% | 2235 MW Solar, 1,700 MW Battery | 300 | 0 | 0 | 0 | 0 | 3168.2255 | 2033 | 34.85% | -3618.8813 | 27.94% | -4606.9335 | OK | 2033 | 0 | 0 | 0 | 0 | 3168.2255
2034 |  |  | 3x1 CC, 700 MW Battery | 0 | 0 | 0 | 0 | 0 | 3166.5853 | 2034 | 32.2% | -3031.421 | 25.59% | -4078.8097 | OK | 2034 | 0 | 0 | 0 | 0 | 3166.5853
2035 |  |  |  |  | 0 | 0 | 0 | 0 | 3164.9501 | 2035 | 29.33% | -2365.7852 | 22.99% | -3462.6459 | OK | 2035 | 0 | 0 | 0 | 0 | 3164.9501
2036 |  |  |  |  | 0 | 0 | 0 | 0 | 3163.3197 | 2036 | 26.34% | -1639.9868 | 20.26% | -2788.0835 | OK | 2036 | 0 | 0 | 0 | 0 | 3163.3197
2037 |  |  |  |  | 0 | 0 | 0 | 0 | 3161.6943 | 2037 | 23.84% | -1012.9198 | 17.99% | -2213.1086 | OK | 2037 | 0 | 0 | 0 | 0 | 3161.6943
2038 |  |  |  |  | 0 | 0 | 0 | 0 | 3160.0737 | 2038 | 21.42% | -381.0528 | 15.79% | -1633.7343 | OK | 2038 | 0 | 0 | 0 | 0 | 3160.0737
2039 |  |  |  |  | 0 | 0 | 0 | 0 | 3158.458 | 2039 | 19.11% | 243.4311 | 13.69% | -1061.1284 | ERROR | 2039 | 0 | 0 | 660 | 0 | 3158.458
2040 |  |  |  |  | 0 | 0 | 660 | 0 | 3816.8471 | 2040 | 19.28% | 201.6765 | 13.95% | -1154.2415 | ERROR | 2040 | 0 | 0 | 660 | 0 | 3816.8471
2041 |  |  |  |  | 0 | 0 | 1320 | 0 | 4475.241 | 2041 | 19.76% | 67.3365 | 14.49% | -1332.225 | ERROR | 2041 | 0 | 0 | 660 | 0 | 4475.241
2042 |  |  |  |  | 0 | 0 | 1320 | 0 | 4473.6398 | 2042 | 18.55% | 414.7938 | 13.38% | -1013.5616 | ERROR | 2042 | 0 | 0 | 660 | 0 | 4473.6398
2043 |  |  |  |  | 0 | 0 | 1980 | 0 | 5132.0434 | 2043 | 19.63% | 105.7438 | 14.47% | -1351.697 | ERROR | 2043 | 0 | 0 | 660 | 0 | 5132.0434
2044 |  |  |  |  | 0 | 0 | 1980 | 0 | 5130.4518 | 2044 | 18.43% | 460.2222 | 13.36% | -1026.5985 | ERROR | 2044 | 0 | 0 | 660 | 0 | 5130.4518
2045 |  |  |  |  | 0 | 0 | 2640 | 0 | 5788.8649 | 2045 | 19.46% | 158.2651 | 14.4% | -1358.233 | ERROR | 2045 | 0 | 0 | 660 | 0 | 5788.8649
2046 |  |  |  |  | 0 | 0 | 3300 | 0 | 6447.2828 | 2046 | 20.47% | -140.0909 | 15.41% | -1686.567 | OK | 2046 | 0 | 0 | 0 | 0 | 6447.2828
2047 |  |  |  |  | 0 | 0 | 3300 | 0 | 6445.7055 | 2047 | 19.25% | 225.1909 | 14.3% | -1351.5667 | ERROR | 2047 | 0 | 0 | 660 | 0 | 6445.7055
2048 |  |  |  |  | 0 | 0 | 3960 | 0 | 7104.1329 | 2048 | 20.22% | -65.852 | 15.27% | -1673.198 | OK | 2048 | 0 | 0 | 0 | 0 | 7104.1329
2049 |  |  |  |  | 0 | 0 | 3960 | 0 | 7102.565 | 2049 | 19% | 306.8178 | 14.15% | -1331.4264 | ERROR | 2049 | 0 | 0 | 660 | 0 | 7102.565
2050 |  |  |  |  | 0 | 0 | 4620 | 0 | 7761.0018 | 2050 | 19.93% | 23.2385 | 15.08% | -1646.217 | ERROR | 2050 | 0 | 0 | 660 | 0 | 7761.0018
2051 |  |  |  |  | 0 | 0 | 4620 | 0 | 7759.4433 | 2051 | 18.71% | 403.4484 | 13.97% | -1297.5346 | ERROR | 2051 | 0 | 0 | 660 | 0 | 7759.4433
2052 |  |  |  |  | 0 | 0 | 5280 | 0 | 8417.8894 | 2052 | 19.6% | 127.4863 | 14.86% | -1605.3437 | ERROR | 2052 | 0 | 0 | 660 | 0 | 8417.8894
2053 |  |  |  |  | 0 | 0 | 6600 | 0 | 9736.3403 | 2053 | 19.83% | 54.3914 | 15.13% | -1710.6082 | ERROR | 2053 | 0 | 0 | 660 | 0 | 9736.3403
2054 |  |  |  |  | 0 | 0 | 7920 | 0 | 11054.7957 | 2054 | 20.02% | -7.7966 | 15.36% | -1805.292 | OK | 2054 | 0 | 0 | 0 | 0 | 11054.7957
2055 |  |  |  |  | 0 | 0 | 7920 | 0 | 11053.2559 | 2055 | 18.81% | 387.9621 | 14.24% | -1442.3584 | ERROR | 2055 | 0 | 0 | 660 | 0 | 11053.2559
2056 |  |  |  |  | 0 | 0 | 8580 | 0 | 11711.7206 | 2056 | 19.61% | 127.7081 | 15.06% | -1735.7703 | ERROR | 2056 | 0 | 0 | 660 | 0 | 11711.7206
2057 |  |  |  |  | 0 | 0 | 9900 | 0 | 13030.1899 | 2057 | 19.36% | 214.4822 | 14.85% | -1682.4902 | ERROR | 2057 | 0 | 0 | 660 | 0 | 13030.1899
2058 |  |  |  |  | 0 | 0 | 10560 | 0 | 13688.6639 | 2058 | 20.11% | -37.6745 | 15.62% | -1968.4804 | OK | 2058 | 0 | 0 | 0 | 0 | 13688.6639
2059 |  |  |  |  | 0 | 0 | 10560 | 0 | 13687.1424 | 2059 | 18.9% | 374.2798 | 14.5% | -1590.7027 | ERROR | 2059 | 0 | 0 | 660 | 0 | 13687.1424
2060 |  |  |  |  | 0 | 0 | 11220 | 0 | 14345.6254 | 2060 | 19.62% | 130.3872 | 15.24% | -1869.1184 | ERROR | 2060 | 0 | 0 | 660 | 0 | 14345.6254
2061 |  |  |  |  | 0 | 0 | 11880 | 0 | 15004.1131 | 2061 | 20.31% | -109.0321 | 15.95% | -2143.4341 | OK | 2061 | 0 | 0 | 0 | 0 | 15004.1131
2062 |  |  |  |  | 0 | 0 | 11880 | 0 | 15002.6052 | 2062 | 19.1% | 315.5094 | 14.82% | -1754.1195 | ERROR | 2062 | 0 | 0 | 660 | 0 | 15002.6052
2063 |  |  |  |  | 0 | 0 | 12540 | 0 | 15661.1019 | 2063 | 19.76% | 84.0551 | 15.5% | -2021.1348 | ERROR | 2063 | 0 | 0 | 660 | 0 | 15661.1019
2064 |  |  |  |  | 0 | 0 | 13860 | 0 | 16979.6031 | 2064 | 19.84% | 57.2043 | 15.62% | -2083.9307 | ERROR | 2064 | 0 | 0 | 660 | 0 | 16979.6031
2065 |  |  |  |  | 0 | 0 | 13860 | 0 | 16978.1088 | 2065 | 18.63% | 494.7236 | 14.49% | -1682.7212 | ERROR | 2065 | 0 | 0 | 660 | 0 | 16978.1088
2066 |  |  |  |  | 0 | 0 | 14520 | 0 | 17636.619 | 2066 | 19.24% | 276.6578 | 15.12% | -1937.4651 | ERROR | 2066 | 0 | 0 | 660 | 0 | 17636.619
2067 |  |  |  |  | 0 | 0 | 15180 | 0 | 18295.1336 | 2067 | 19.83% | 63.0519 | 15.73% | -2188.1212 | ERROR | 2067 | 0 | 0 | 660 | 0 | 18295.1336
2068 |  |  |  |  | 0 | 0 | 15840 | 0 | 18953.6527 | 2068 | 20.39% | -146.0482 | 16.31% | -2434.6475 | OK | 2068 | 0 | 0 | 0 | 0 | 18953.6527
2069 |  |  |  |  | 0 | 0 | 15840 | 0 | 18952.1763 | 2069 | 19.18% | 309.4034 | 15.18% | -2017.0017 | ERROR | 2069 | 0 | 0 | 660 | 0 | 18952.1763
2070 |  |  |  |  | 0 | 0 | 16500 | 0 | 19610.7042 | 2070 | 19.71% | 109.4536 | 15.73% | -2255.1411 | ERROR | 2070 | 0 | 0 | 660 | 0 | 19610.7042
2071 |  |  |  |  | 0 | 0 | 17160 | 0 | 20269.2366 | 2071 | 20.22% | -85.8508 | 16.27% | -2489.0226 | OK | 2071 | 0 | 0 | 0 | 0 | 20269.2366
2072 |  |  |  |  | 0 | 0 | 17160 | 0 | 20267.7734 | 2072 | 19.01% | 383.5379 | 15.13% | -2058.6025 | ERROR | 2072 | 0 | 0 | 660 | 0 | 20267.7734
2073 |  |  |  |  | 0 | 0 | 17160 | 0 | 20266.3146 | 2073 | 17.81% | 857.6678 | 14.01% | -1623.8369 | ERROR | 2073 | 0 | 0 | 1320 | 0 | 20266.3146
Easy Button

## Input 3. Unit Capabilities-PGD
2024 TYSP Combined WINTER Reserve Margin - Resource Needs and No Incremental DSM
| FPL 000013 | [59 empty] | FPL 000013
| 20240012-EG | [59 empty] | 20240012-EG
V. Existing Unit Capability |  |  |  |  | Indicates change in capacity from one year to the next | [23 empty] | Indicates change in capacity from one year to the next
| WINTER | FPL UNITS | [29 empty] | Gulf Units | [10 empty] | Firm Capacity Value Solar
| Unit Name | CCEC | FM2 CC | FM CT3 (A--D) | FM GT1 & GT9 | DBEC | MT Battery | FL_CT (A--E) | FL_GT3 & GT5 | MT1 | MT2 | MT3 | GCEC | MR2 | MR3 | MR4 | MR8 | PEEC | RBEC | SN4 | SN5 | Scherer 4 | TP5 | WCEC1 | WCEC2 | WCEC3 | TP3 | TP4 | SL1 | SL2 | OCEC | Crist 4 | Crist 5 | Crist 6 | Crist 7 | Lansing Smith 3 | Lansing Smith A | Scherer 3 | Pea Ridge 1 | Pea Ridge 2 | Pea Ridge 3 | Perdido | 2009 Desoto | 2010- Space Coast | 2017- Babcock | 2017- Citrus | 2017-Manatee | 2018- Barefoot Bay | 2018-Blue Cypress | 2018- Coral Farms Solar | 2018- Hammock | 2018- Horizon | 2018- Indian River | 2018- Loggerhead | 2018- Wildflower | 2019- Interstate | 2019- Miami-Dade | 2019- Pioneer Trail | 2019- Sunshine Gateway | 2020- Babcock Preserve | 2020- Blue Heron | 2020- GULF Blue Indigo | 2020- Cattle Ranch | 2020- Echo River | 2020- Hibiscus | 2020- Northern Preserve | 2020- Okeechobee | 2020- Southfork | 2020- Sweetbay | 2020- Twin Lakes | 2021- Egret | 2021- Fort Drum | 2021- Kennedy | 2021- Lakeside | 2021- Magnolia Springs | 2021- Nassau | 2021- Orange Blossom | 2021- Palm Bay | 2021- Pelican | 2021- Rodeo | 2021- Sabal Palm | 2021- Trailside | 2021- Union Springs | 2021- Willow | 2022- GULF Blue Springs | 2022- GULF Cotton Creek | 2022- Elder Branch | 2022- Ghost Orchid | 2022- Grove | 2022- Immokalee | 2022- Sawgrass | 2022- Sundew | 2023- Anhinga | 2023- GULF Apalachee | 2023-GULF Blackwater | 2023- Bluefield | 2023- Cavendish | 2023- GULF Chautauqua | 2023- GULF Chipola | 2023- GULF Cypress Pond | 2023- Etonia Creek | 2023- Everglades | 2023- GULF First City | 2023- GULF Flower Creek | 2023- Pink Trail | 2023- GULF Saw Palmetto | 2023- GULF Shirer Branch | 2023- GULF Wild Azalea | 2024 Beautyberry | 2024- Big Juniper | 2024- Caloosahatchee | 2024- Canoe | 2024- Fourmile Creek | 2024- Hawthorne Creek | 2024- Ibis | 2024 Monarch | 2024-Nature Trail | 2024-Orchard | 2024-Pecan Tree | 2024-Pineapple | 2024-Prairie Creek | 2024-Sambucus | 2024-Silver Palm | 2024-Sparkleberry | 2024-Terrill Creek | 2024-Three Creeks ST2 | 2024-Turnpike Solar | 2024-White Tail ST2 | 2024-GULF Wild Quail ST2 | 2024-Woodyard | 2025-Big Water ST2 | 2025-Buttonwood ST2 | 2025-Cedar Trail | 2025-Fawn | 2025-Fox Trail | 2025-Georges Lake ST2 | 2025-Green Pasture | 2025-Hendry Isles | 2025-Hog Bay | 2025-Holopaw | 2025-Honeybell | 2025-Kayak | 2025-Long Creek | 2025-Mitchell Creek | 2025-Norton Creek | 2025-Redlands | 2025-Speckled Perch | 2025-Swallowtail | 2025-Tenmile | 2025- Thomas Creek
| Total Existing Unit Capacity (MW) | [41 empty] | 25 | 10 | 74.5 | 74.5 | 74.5 | 74.5 | 74.5 | 74.5 | 74.5 | 74.5 | 74.5 | 74.5 | 74.5 | 74.5 | 74.5 | 74.5 | 74.5 | 74.5 | 74.5 | 74.5 | 74.5 | 74.5 | 74.5 | 74.5 | 74.5 | 74.5 | 74.5 | 74.5 | 74.5 | 74.5 | 74.5 | 74.5 | 74.5 | 74.5 | 74.5 | 74.5 | 74.5 | 74.5 | 74.5 | 74.5 | 74.5 | 74.5 | 74.5 | 74.5 | 74.5 | 74.5 | 74.5 | 74.5 | 74.5 | 74.5 | 74.5 | 74.5 | 74.5 | 74.5 | 74.5 | 74.5 | 74.5 | 74.5 | 74.5 | 74.5 | 74.5 | 74.5 | 74.5 | 74.5 | 74.5 | 74.5 | 74.5 | 74.5 | 74.5 | 74.5 | 74.5 | 74.5 | 74.5 | 74.5 | 74.5 | 74.5 | 74.5 | 74.5 | 74.5 | 74.5 | 74.5 | 74.5 | 74.5 | 74.5 | 74.5 | 74.5 | 74.5 | 74.5 | 74.5 | 74.5 | 74.5 | 74.5 | 74.5 | 74.5 | 74.5 | 74.5 | 74.5 | 74.5 | 74.5 | 74.5 | 74.5 | 74.5 | 74.5 | 74.5 | 74.5 | 74.5 | 74.5 | 74.5
2024 | 29676.6739 | 1418 | 1869 | 868 | 123 | 1234 | 469 | 1145 | 73.4 | 0 | 0 | 1346 | 924 |  | 520 | 520 | 1327 | 1333 | 1398 | 1272 | 1226 | 0 | 1358 | 1349 | 1349 | 1349 | 859 | 866 | 1003 | 860 | 1672 | 75 | 75 | 315 | 496 | 665 | 40 | 215 | 5 | 5 | 5 | 3 | 0.70303 | 0.12762 | 0 | 0 | 0 | 0 | 0 | 0 | 0 | 1.0952 | 0 | 0 | 0 | 0 | 0 | 0 | 0 | 0 | 0 | 0 | 0 | 0 | 0 | 0 | 0 | 0 | 0 | 0.96105 | 0.82695 | 0.99085 | 0.99085 | 1.1771 | 1.0802 | 1.0207 | 1.2144 | 0.82695 | 1.2144 | 1.4974 | 1.5272 | 1.0207 | 0.82695 | 1.3037 | 0.02235 | 0.0298 | 2.4287 | 1.9519 | 1.8774 | 2.4734 | 1.9296 | 1.9146 | 1.8551 | 0.0596 | 0.0149 | 1.937 | 4.2763 | 0.09685 | 0.0447 | 0.1639 | 1.3857 | 3.129 | 0 | 0.0447 | 2.5703 | 0.21605 | 0.20115 | 0.24585 | 0 | 0 | 0 | 0 | 0 | 0 | 0 | 0 | 0 | 0 | 0 | 0 | 0 | 0 | 0 | 0 | 0 | 0 | 0 | 0 | 0 | 0 | 0 | 0 | 0 | 0 | 0 | 0 | 0 | 0 | 0 | 0 | 0 | 0 | 0 | 0 | 0 | 0 | 0 | 0 | 0 | 0
2025 | 29736.6808 | 1418 | 1920 | 868 | 123 | 1234 | 469 | 1145 | 73.4 | 0 | 0 | 1346 | 924 |  | 520 | 520 | 1327 | 1333 | 1406 | 1278 | 1252 | 0 | 1358 | 1349 | 1349 | 1349 | 859 | 866 | 1003 | 860 | 1672 | 0 | 75 | 315 | 496 | 665 | 40 | 215 | 5 | 5 | 5 | 3 | 0.70092 | 0.12723 | 0 | 0 | 0 | 0 | 0 | 0 | 0 | 1.0919 | 0 | 0 | 0 | 0 | 0 | 0 | 0 | 0 | 0 | 0 | 0 | 0 | 0 | 0 | 0 | 0 | 0 | 0.95817 | 0.82447 | 0.98788 | 0.98788 | 1.1736 | 1.077 | 1.0176 | 1.2107 | 0.82447 | 1.2107 | 1.493 | 1.5227 | 1.0176 | 0.82447 | 1.2998 | 0.022283 | 0.029711 | 2.4214 | 1.946 | 1.8718 | 2.466 | 1.9238 | 1.9089 | 1.8495 | 0.059421 | 0.014855 | 1.9312 | 4.2635 | 0.096559 | 0.044566 | 0.16341 | 1.3815 | 3.1196 | 0 | 0.044566 | 2.5625 | 0.2154 | 0.20055 | 0.24511 | 3.0471 | 0.0447 | 2.3319 | 0.05215 | 0.2086 | 2.0636 | 3.0471 | 2.9278 | 1.3336 | 4.3359 | 0.05215 | 3.1737 | 2.302 | 1.8625 | 3.5015 | 0.15645 | 1.4453 | 2.1307 | 3.1662 | 3.7027 | 0.06705 | 3.1961 | 0 | 0 | 0 | 0 | 0 | 0 | 0 | 0 | 0 | 0 | 0 | 0 | 0 | 0 | 0 | 0 | 0 | 0 | 0 | 0
2026 | 29773.5226 | 1418 | 1920 | 868 | 123 | 1234 | 469 | 1145 | 73.4 | 0 | 0 | 1346 | 924 |  | 520 | 520 | 1327 | 1333 | 1406 | 1278 | 1278 | 0 | 1360 | 1349 | 1349 | 1349 | 859 | 866 | 1003 | 860 | 1672 | 0 | 75 | 315 | 496 | 665 | 40 | 215 | 0 | 0 | 0 | 3 | 0.69881 | 0.12685 | 0 | 0 | 0 | 0 | 0 | 0 | 0 | 1.0886 | 0 | 0 | 0 | 0 | 0 | 0 | 0 | 0 | 0 | 0 | 0 | 0 | 0 | 0 | 0 | 0 | 0 | 0.95529 | 0.822 | 0.98491 | 0.98491 | 1.17 | 1.0738 | 1.0145 | 1.2071 | 0.822 | 1.2071 | 1.4885 | 1.5181 | 1.0145 | 0.822 | 1.2959 | 0.022216 | 0.029621 | 2.4141 | 1.9402 | 1.8662 | 2.4586 | 1.918 | 1.9032 | 1.8439 | 0.059243 | 0.014811 | 1.9254 | 4.2507 | 0.09627 | 0.044432 | 0.16292 | 1.3774 | 3.1103 | 0 | 0.044432 | 2.5549 | 0.21476 | 0.19994 | 0.24438 | 3.0379 | 0.044566 | 2.3249 | 0.051994 | 0.20797 | 2.0575 | 3.0379 | 2.9191 | 1.3295 | 4.3229 | 0.051994 | 3.1642 | 2.2951 | 1.8569 | 3.491 | 0.15598 | 1.441 | 2.1243 | 3.1568 | 3.6915 | 0.066849 | 3.1865 | 2.0413 | 2.1829 | 0.30545 | 2.7788 | 1.9519 | 0.6854 | 1.3336 | 1.9072 | 1.3336 | 3.0322 | 2.1679 | 0 | 1.3187 | 0 | 0.0298 | 0.45445 | 2.1381 | 0 | 0 | 0.45445
2027 | 29769.1773 | 1418 | 1920 | 868 | 123 | 1234 | 469 | 1145 | 73.4 | 0 | 0 | 1351 | 924 |  | 538 | 538 | 1330 | 1333 | 1406 | 1278 | 1278 | 0 | 1360 | 1358 | 1358 | 1358 | 859 | 866 | 1003 | 860 | 1672 | 0 | 0 | 315 | 496 | 665 | 40 | 215 | 0 | 0 | 0 | 3 | 0.69672 | 0.12647 | 0 | 0 | 0 | 0 | 0 | 0 | 0 | 1.0853 | 0 | 0 | 0 | 0 | 0 | 0 | 0 | 0 | 0 | 0 | 0 | 0 | 0 | 0 | 0 | 0 | 0 | 0.95243 | 0.81953 | 0.98196 | 0.98196 | 1.1665 | 1.0706 | 1.0115 | 1.2035 | 0.81953 | 1.2035 | 1.484 | 1.5135 | 1.0115 | 0.81953 | 1.2921 | 0.022149 | 0.029533 | 2.4069 | 1.9344 | 1.8606 | 2.4512 | 1.9122 | 1.8975 | 1.8384 | 0.059065 | 0.014766 | 1.9196 | 4.2379 | 0.095981 | 0.044299 | 0.16243 | 1.3733 | 3.1009 | 0 | 0.044299 | 2.5472 | 0.21411 | 0.19935 | 0.24364 | 3.0288 | 0.044432 | 2.3179 | 0.051838 | 0.20735 | 2.0513 | 3.0288 | 2.9103 | 1.3256 | 4.3099 | 0.051838 | 3.1547 | 2.2883 | 1.8513 | 3.4805 | 0.15551 | 1.4366 | 2.1179 | 3.1473 | 3.6805 | 0.066648 | 3.1769 | 2.0352 | 2.1763 | 0.30453 | 2.7705 | 1.946 | 0.68334 | 1.3295 | 1.9015 | 1.3295 | 3.0231 | 2.1614 | 0 | 1.3147 | 0 | 0.029711 | 0.45309 | 2.1317 | 0 | 0 | 0.45309
2028 | 29732.8329 | 1418 | 1920 | 868 | 123 | 1234 | 469 | 1145 | 73.4 | 0 | 0 | 1353 | 924 |  | 538 | 538 | 1332 | 1333 | 1406 | 1278 | 1278 | 0 | 1360 | 1358 | 1358 | 1358 | 859 | 866 | 1003 | 860 | 1672 | 0 | 0 | 315 | 496 | 665 | 0 | 215 | 0 | 0 | 0 | 3 | 0.69463 | 0.12609 | 0 | 0 | 0 | 0 | 0 | 0 | 0 | 1.0821 | 0 | 0 | 0 | 0 | 0 | 0 | 0 | 0 | 0 | 0 | 0 | 0 | 0 | 0 | 0 | 0 | 0 | 0.94957 | 0.81707 | 0.97901 | 0.97901 | 1.163 | 1.0673 | 1.0085 | 1.1998 | 0.81707 | 1.1998 | 1.4796 | 1.509 | 1.0085 | 0.81707 | 1.2882 | 0.022083 | 0.029444 | 2.3997 | 1.9286 | 1.855 | 2.4439 | 1.9065 | 1.8918 | 1.8329 | 0.058888 | 0.014722 | 1.9139 | 4.2252 | 0.095693 | 0.044166 | 0.16194 | 1.3691 | 3.0916 | 0 | 0.044166 | 2.5395 | 0.21347 | 0.19875 | 0.24291 | 3.0197 | 0.044299 | 2.3109 | 0.051682 | 0.20673 | 2.0451 | 3.0197 | 2.9016 | 1.3216 | 4.297 | 0.051682 | 3.1452 | 2.2814 | 1.8458 | 3.4701 | 0.15505 | 1.4323 | 2.1116 | 3.1378 | 3.6694 | 0.066448 | 3.1674 | 2.0291 | 2.1698 | 0.30362 | 2.7622 | 1.9402 | 0.68129 | 1.3256 | 1.8958 | 1.3256 | 3.014 | 2.155 | 0 | 1.3107 | 0 | 0.029621 | 0.45173 | 2.1253 | 0 | 0 | 0.45173
2029 | 29517.4896 | 1418 | 1920 | 868 | 123 | 1234 | 469 | 1145 | 73.4 | 0 | 0 | 1353 | 924 |  | 538 | 538 | 1332 | 1333 | 1406 | 1278 | 1278 | 0 | 1360 | 1358 | 1358 | 1358 | 859 | 866 | 1003 | 860 | 1672 | 0 | 0 | 315 | 496 | 665 | 0 | 0 | 0 | 0 | 0 | 3 | 0.69254 | 0.12571 | 0 | 0 | 0 | 0 | 0 | 0 | 0 | 1.0788 | 0 | 0 | 0 | 0 | 0 | 0 | 0 | 0 | 0 | 0 | 0 | 0 | 0 | 0 | 0 | 0 | 0 | 0.94672 | 0.81462 | 0.97608 | 0.97608 | 1.1595 | 1.0641 | 1.0054 | 1.1962 | 0.81462 | 1.1962 | 1.4751 | 1.5045 | 1.0054 | 0.81462 | 1.2843 | 0.022017 | 0.029356 | 2.3925 | 1.9228 | 1.8494 | 2.4365 | 1.9008 | 1.8861 | 1.8274 | 0.058711 | 0.014678 | 1.9081 | 4.2125 | 0.095406 | 0.044034 | 0.16146 | 1.365 | 3.0823 | 0 | 0.044034 | 2.5319 | 0.21283 | 0.19815 | 0.24218 | 3.0106 | 0.044166 | 2.304 | 0.051527 | 0.20611 | 2.039 | 3.0106 | 2.8929 | 1.3176 | 4.2841 | 0.051527 | 3.1358 | 2.2745 | 1.8403 | 3.4597 | 0.15458 | 1.428 | 2.1052 | 3.1284 | 3.6584 | 0.066249 | 3.1579 | 2.023 | 2.1633 | 0.30271 | 2.7539 | 1.9344 | 0.67925 | 1.3216 | 1.8901 | 1.3216 | 3.0049 | 2.1485 | 0 | 1.3068 | 0 | 0.029533 | 0.45037 | 2.119 | 0 | 0 | 0.45037
2030 | 29514.1474 | 1418 | 1920 | 868 | 123 | 1234 | 469 | 1145 | 73.4 | 0 | 0 | 1353 | 924 |  | 538 | 538 | 1332 | 1333 | 1406 | 1278 | 1278 | 0 | 1360 | 1358 | 1358 | 1358 | 859 | 866 | 1003 | 860 | 1672 | 0 | 0 | 315 | 496 | 665 | 0 | 0 | 0 | 0 | 0 | 0 | 0.69047 | 0.12534 | 0 | 0 | 0 | 0 | 0 | 0 | 0 | 1.0756 | 0 | 0 | 0 | 0 | 0 | 0 | 0 | 0 | 0 | 0 | 0 | 0 | 0 | 0 | 0 | 0 | 0 | 0.94388 | 0.81218 | 0.97315 | 0.97315 | 1.1561 | 1.061 | 1.0024 | 1.1927 | 0.81218 | 1.1927 | 1.4707 | 1.5 | 1.0024 | 0.81218 | 1.2805 | 0.021951 | 0.029268 | 2.3853 | 1.917 | 1.8439 | 2.4292 | 1.8951 | 1.8804 | 1.8219 | 0.058535 | 0.014634 | 1.9024 | 4.1999 | 0.09512 | 0.043901 | 0.16097 | 1.3609 | 3.0731 | 0 | 0.043901 | 2.5243 | 0.21219 | 0.19756 | 0.24146 | 3.0016 | 0.044034 | 2.2971 | 0.051372 | 0.20549 | 2.0329 | 3.0016 | 2.8842 | 1.3137 | 4.2713 | 0.051372 | 3.1264 | 2.2677 | 1.8347 | 3.4493 | 0.15412 | 1.4238 | 2.0989 | 3.119 | 3.6474 | 0.06605 | 3.1484 | 2.0169 | 2.1568 | 0.3018 | 2.7457 | 1.9286 | 0.67721 | 1.3176 | 1.8844 | 1.3176 | 2.9959 | 2.1421 | 0 | 1.3029 | 0 | 0.029444 | 0.44902 | 2.1126 | 0 | 0 | 0.44902
2031 | 29513.8061 | 1418 | 1920 | 868 | 123 | 1234 | 469 | 1145 | 73.4 | 0 | 0 | 1353 | 924 |  | 538 | 538 | 1332 | 1333 | 1406 | 1278 | 1278 | 0 | 1360 | 1358 | 1358 | 1358 | 859 | 866 | 1003 | 860 | 1672 | 0 | 0 | 315 | 496 | 665 | 0 | 0 | 0 | 0 | 0 | 0 | 0.68839 | 0.12496 | 0 | 0 | 0 | 0 | 0 | 0 | 0 | 1.0724 | 0 | 0 | 0 | 0 | 0 | 0 | 0 | 0 | 0 | 0 | 0 | 0 | 0 | 0 | 0 | 0 | 0 | 0.94105 | 0.80974 | 0.97023 | 0.97023 | 1.1526 | 1.0578 | 0.99941 | 1.1891 | 0.80974 | 1.1891 | 1.4663 | 1.4955 | 0.99941 | 0.80974 | 1.2766 | 0.021885 | 0.02918 | 2.3782 | 1.9113 | 1.8383 | 2.4219 | 1.8894 | 1.8748 | 1.8164 | 0.05836 | 0.01459 | 1.8967 | 4.1873 | 0.094834 | 0.04377 | 0.16049 | 1.3569 | 3.0639 | 0 | 0.04377 | 2.5168 | 0.21155 | 0.19696 | 0.24073 | 2.9926 | 0.043901 | 2.2902 | 0.051218 | 0.20487 | 2.0268 | 2.9926 | 2.8755 | 1.3097 | 4.2584 | 0.051218 | 3.117 | 2.2609 | 1.8292 | 3.4389 | 0.15365 | 1.4195 | 2.0926 | 3.1097 | 3.6365 | 0.065852 | 3.139 | 2.0109 | 2.1503 | 0.3009 | 2.7374 | 1.9228 | 0.67518 | 1.3137 | 1.8788 | 1.3137 | 2.9869 | 2.1356 | 0 | 1.299 | 0 | 0.029356 | 0.44767 | 2.1063 | 0 | 0 | 0.44767
2032 | 29513.4659 | 1418 | 1920 | 868 | 123 | 1234 | 469 | 1145 | 73.4 | 0 | 0 | 1353 | 924 |  | 538 | 538 | 1332 | 1333 | 1406 | 1278 | 1278 | 0 | 1360 | 1358 | 1358 | 1358 | 859 | 866 | 1003 | 860 | 1672 | 0 | 0 | 315 | 496 | 665 | 0 | 0 | 0 | 0 | 0 | 0 | 0.68633 | 0.12459 | 0 | 0 | 0 | 0 | 0 | 0 | 0 | 1.0691 | 0 | 0 | 0 | 0 | 0 | 0 | 0 | 0 | 0 | 0 | 0 | 0 | 0 | 0 | 0 | 0 | 0 | 0.93823 | 0.80731 | 0.96732 | 0.96732 | 1.1491 | 1.0546 | 0.99641 | 1.1855 | 0.80731 | 1.1855 | 1.4619 | 1.491 | 0.99641 | 0.80731 | 1.2728 | 0.021819 | 0.029092 | 2.371 | 1.9055 | 1.8328 | 2.4147 | 1.8837 | 1.8692 | 1.811 | 0.058185 | 0.014546 | 1.891 | 4.1747 | 0.09455 | 0.043638 | 0.16001 | 1.3528 | 3.0547 | 0 | 0.043638 | 2.5092 | 0.21092 | 0.19637 | 0.24001 | 2.9836 | 0.04377 | 2.2833 | 0.051065 | 0.20426 | 2.0207 | 2.9836 | 2.8669 | 1.3058 | 4.2457 | 0.051065 | 3.1076 | 2.2541 | 1.8237 | 3.4286 | 0.15319 | 1.4152 | 2.0864 | 3.1004 | 3.6256 | 0.065655 | 3.1295 | 2.0048 | 2.1439 | 0.29999 | 2.7292 | 1.917 | 0.67315 | 1.3097 | 1.8731 | 1.3097 | 2.978 | 2.1292 | 0 | 1.2951 | 0 | 0.029268 | 0.44633 | 2.1 | 0 | 0 | 0.44633
2033 | 29513.1267 | 1418 | 1920 | 868 | 123 | 1234 | 469 | 1145 | 73.4 | 0 | 0 | 1353 | 924 |  | 538 | 538 | 1332 | 1333 | 1406 | 1278 | 1278 | 0 | 1360 | 1358 | 1358 | 1358 | 859 | 866 | 1003 | 860 | 1672 | 0 | 0 | 315 | 496 | 665 | 0 | 0 | 0 | 0 | 0 | 0 | 0.68427 | 0.12421 | 0 | 0 | 0 | 0 | 0 | 0 | 0 | 1.0659 | 0 | 0 | 0 | 0 | 0 | 0 | 0 | 0 | 0 | 0 | 0 | 0 | 0 | 0 | 0 | 0 | 0 | 0.93541 | 0.80489 | 0.96442 | 0.96442 | 1.1457 | 1.0514 | 0.99342 | 1.182 | 0.80489 | 1.182 | 1.4575 | 1.4865 | 0.99342 | 0.80489 | 1.269 | 0.021754 | 0.029005 | 2.3639 | 1.8998 | 1.8273 | 2.4074 | 1.8781 | 1.8636 | 1.8056 | 0.05801 | 0.014502 | 1.8853 | 4.1622 | 0.094266 | 0.043507 | 0.15953 | 1.3487 | 3.0455 | 0 | 0.043507 | 2.5017 | 0.21029 | 0.19578 | 0.23929 | 2.9747 | 0.043638 | 2.2765 | 0.050911 | 0.20365 | 2.0146 | 2.9747 | 2.8583 | 1.3019 | 4.2329 | 0.050911 | 3.0983 | 2.2474 | 1.8183 | 3.4183 | 0.15273 | 1.411 | 2.0801 | 3.0911 | 3.6147 | 0.065458 | 3.1201 | 1.9988 | 2.1374 | 0.29909 | 2.721 | 1.9113 | 0.67114 | 1.3058 | 1.8675 | 1.3058 | 2.969 | 2.1228 | 0 | 1.2912 | 0 | 0.02918 | 0.44499 | 2.0937 | 0 | 0 | 0.44499
2034 | 29512.7885 | 1418 | 1920 | 868 | 123 | 1234 | 469 | 1145 | 73.4 | 0 | 0 | 1353 | 924 |  | 538 | 538 | 1332 | 1333 | 1406 | 1278 | 1278 | 0 | 1360 | 1358 | 1358 | 1358 | 859 | 866 | 1003 | 860 | 1672 | 0 | 0 | 315 | 496 | 665 | 0 | 0 | 0 | 0 | 0 | 0 | 0.68222 | 0.12384 | 0 | 0 | 0 | 0 | 0 | 0 | 0 | 1.0627 | 0 | 0 | 0 | 0 | 0 | 0 | 0 | 0 | 0 | 0 | 0 | 0 | 0 | 0 | 0 | 0 | 0 | 0.9326 | 0.80247 | 0.96152 | 0.96152 | 1.1423 | 1.0483 | 0.99044 | 1.1784 | 0.80247 | 1.1784 | 1.4531 | 1.482 | 0.99044 | 0.80247 | 1.2652 | 0.021688 | 0.028918 | 2.3568 | 1.8941 | 1.8218 | 2.4002 | 1.8724 | 1.858 | 1.8001 | 0.057836 | 0.014459 | 1.8797 | 4.1497 | 0.093983 | 0.043377 | 0.15905 | 1.3447 | 3.0364 | 0 | 0.043377 | 2.4942 | 0.20966 | 0.1952 | 0.23857 | 2.9658 | 0.043507 | 2.2696 | 0.050759 | 0.20303 | 2.0086 | 2.9658 | 2.8497 | 1.298 | 4.2202 | 0.050759 | 3.089 | 2.2406 | 1.8128 | 3.4081 | 0.15228 | 1.4067 | 2.0739 | 3.0818 | 3.6039 | 0.065261 | 3.1108 | 1.9928 | 2.131 | 0.2982 | 2.7129 | 1.9055 | 0.66912 | 1.3019 | 1.8619 | 1.3019 | 2.9601 | 2.1165 | 0 | 1.2873 | 0 | 0.029092 | 0.44366 | 2.0874 | 0 | 0 | 0.44366
2035 | 29512.4514 | 1418 | 1920 | 868 | 123 | 1234 | 469 | 1145 | 73.4 | 0 | 0 | 1353 | 924 |  | 538 | 538 | 1332 | 1333 | 1406 | 1278 | 1278 | 0 | 1360 | 1358 | 1358 | 1358 | 859 | 866 | 1003 | 860 | 1672 | 0 | 0 | 315 | 496 | 665 | 0 | 0 | 0 | 0 | 0 | 0 | 0.68017 | 0.12347 | 0 | 0 | 0 | 0 | 0 | 0 | 0 | 1.0595 | 0 | 0 | 0 | 0 | 0 | 0 | 0 | 0 | 0 | 0 | 0 | 0 | 0 | 0 | 0 | 0 | 0 | 0.92981 | 0.80007 | 0.95864 | 0.95864 | 1.1388 | 1.0451 | 0.98747 | 1.1749 | 0.80007 | 1.1749 | 1.4488 | 1.4776 | 0.98747 | 0.80007 | 1.2614 | 0.021623 | 0.028831 | 2.3497 | 1.8884 | 1.8164 | 2.393 | 1.8668 | 1.8524 | 1.7947 | 0.057662 | 0.014416 | 1.874 | 4.1373 | 0.093701 | 0.043247 | 0.15857 | 1.3407 | 3.0273 | 0 | 0.043247 | 2.4867 | 0.20903 | 0.19461 | 0.23786 | 2.9569 | 0.043377 | 2.2628 | 0.050606 | 0.20243 | 2.0026 | 2.9569 | 2.8412 | 1.2941 | 4.2076 | 0.050606 | 3.0798 | 2.2339 | 1.8074 | 3.3979 | 0.15182 | 1.4025 | 2.0676 | 3.0725 | 3.5931 | 0.065065 | 3.1015 | 1.9868 | 2.1246 | 0.2973 | 2.7047 | 1.8998 | 0.66711 | 1.298 | 1.8563 | 1.298 | 2.9513 | 2.1101 | 0 | 1.2835 | 0 | 0.029005 | 0.44233 | 2.0811 | 0 | 0 | 0.44233
2036 | 29512.1152 | 1418 | 1920 | 868 | 123 | 1234 | 469 | 1145 | 73.4 | 0 | 0 | 1353 | 924 |  | 538 | 538 | 1332 | 1333 | 1406 | 1278 | 1278 | 0 | 1360 | 1358 | 1358 | 1358 | 859 | 866 | 1003 | 860 | 1672 | 0 | 0 | 315 | 496 | 665 | 0 | 0 | 0 | 0 | 0 | 0 | 0.67813 | 0.1231 | 0 | 0 | 0 | 0 | 0 | 0 | 0 | 1.0564 | 0 | 0 | 0 | 0 | 0 | 0 | 0 | 0 | 0 | 0 | 0 | 0 | 0 | 0 | 0 | 0 | 0 | 0.92702 | 0.79767 | 0.95576 | 0.95576 | 1.1354 | 1.042 | 0.98451 | 1.1713 | 0.79767 | 1.1713 | 1.4444 | 1.4732 | 0.98451 | 0.79767 | 1.2576 | 0.021559 | 0.028745 | 2.3427 | 1.8828 | 1.8109 | 2.3858 | 1.8612 | 1.8468 | 1.7894 | 0.057489 | 0.014372 | 1.8684 | 4.1249 | 0.09342 | 0.043117 | 0.1581 | 1.3366 | 3.0182 | 0 | 0.043117 | 2.4792 | 0.2084 | 0.19403 | 0.23714 | 2.948 | 0.043247 | 2.256 | 0.050455 | 0.20182 | 1.9966 | 2.948 | 2.8327 | 1.2902 | 4.1949 | 0.050455 | 3.0705 | 2.2272 | 1.802 | 3.3877 | 0.15136 | 1.3983 | 2.0614 | 3.0633 | 3.5823 | 0.06487 | 3.0921 | 1.9809 | 2.1182 | 0.29641 | 2.6966 | 1.8941 | 0.66511 | 1.2941 | 1.8508 | 1.2941 | 2.9424 | 2.1038 | 0 | 1.2796 | 0 | 0.028918 | 0.441 | 2.0749 | 0 | 0 | 0.441
2037 | 29511.7801 | 1418 | 1920 | 868 | 123 | 1234 | 469 | 1145 | 73.4 | 0 | 0 | 1353 | 924 |  | 538 | 538 | 1332 | 1333 | 1406 | 1278 | 1278 | 0 | 1360 | 1358 | 1358 | 1358 | 859 | 866 | 1003 | 860 | 1672 | 0 | 0 | 315 | 496 | 665 | 0 | 0 | 0 | 0 | 0 | 0 | 0.6761 | 0.12273 | 0 | 0 | 0 | 0 | 0 | 0 | 0 | 1.0532 | 0 | 0 | 0 | 0 | 0 | 0 | 0 | 0 | 0 | 0 | 0 | 0 | 0 | 0 | 0 | 0 | 0 | 0.92424 | 0.79527 | 0.95289 | 0.95289 | 1.132 | 1.0389 | 0.98155 | 1.1678 | 0.79527 | 1.1678 | 1.4401 | 1.4687 | 0.98155 | 0.79527 | 1.2538 | 0.021494 | 0.028658 | 2.3357 | 1.8771 | 1.8055 | 2.3787 | 1.8556 | 1.8413 | 1.784 | 0.057317 | 0.014329 | 1.8628 | 4.1125 | 0.09314 | 0.042988 | 0.15762 | 1.3326 | 3.0091 | 0 | 0.042988 | 2.4718 | 0.20777 | 0.19344 | 0.23643 | 2.9391 | 0.043117 | 2.2493 | 0.050303 | 0.20121 | 1.9906 | 2.9391 | 2.8242 | 1.2863 | 4.1824 | 0.050303 | 3.0613 | 2.2205 | 1.7965 | 3.3775 | 0.15091 | 1.3941 | 2.0552 | 3.0541 | 3.5715 | 0.064676 | 3.0829 | 1.9749 | 2.1119 | 0.29552 | 2.6885 | 1.8884 | 0.66312 | 1.2902 | 1.8452 | 1.2902 | 2.9336 | 2.0975 | 0 | 1.2758 | 0 | 0.028831 | 0.43968 | 2.0686 | 0 | 0 | 0.43968
2038 | 29511.4459 | 1418 | 1920 | 868 | 123 | 1234 | 469 | 1145 | 73.4 | 0 | 0 | 1353 | 924 |  | 538 | 538 | 1332 | 1333 | 1406 | 1278 | 1278 | 0 | 1360 | 1358 | 1358 | 1358 | 859 | 866 | 1003 | 860 | 1672 | 0 | 0 | 315 | 496 | 665 | 0 | 0 | 0 | 0 | 0 | 0 | 0.67407 | 0.12236 | 0 | 0 | 0 | 0 | 0 | 0 | 0 | 1.05 | 0 | 0 | 0 | 0 | 0 | 0 | 0 | 0 | 0 | 0 | 0 | 0 | 0 | 0 | 0 | 0 | 0 | 0.92146 | 0.79289 | 0.95004 | 0.95004 | 1.1286 | 1.0358 | 0.97861 | 1.1643 | 0.79289 | 1.1643 | 1.4358 | 1.4643 | 0.97861 | 0.79289 | 1.25 | 0.021429 | 0.028573 | 2.3287 | 1.8715 | 1.8001 | 2.3715 | 1.8501 | 1.8358 | 1.7786 | 0.057145 | 0.014286 | 1.8572 | 4.1002 | 0.092861 | 0.042859 | 0.15715 | 1.3286 | 3.0001 | 0 | 0.042859 | 2.4644 | 0.20715 | 0.19286 | 0.23572 | 2.9303 | 0.042988 | 2.2425 | 0.050152 | 0.20061 | 1.9846 | 2.9303 | 2.8157 | 1.2825 | 4.1698 | 0.050152 | 3.0521 | 2.2139 | 1.7912 | 3.3674 | 0.15046 | 1.3899 | 2.0491 | 3.045 | 3.5608 | 0.064482 | 3.0736 | 1.969 | 2.1056 | 0.29463 | 2.6804 | 1.8828 | 0.66113 | 1.2863 | 1.8397 | 1.2863 | 2.9248 | 2.0912 | 0 | 1.272 | 0 | 0.028745 | 0.43836 | 2.0624 | 0 | 0 | 0.43836
2039 | 29511.1128 | 1418 | 1920 | 868 | 123 | 1234 | 469 | 1145 | 73.4 | 0 | 0 | 1353 | 924 |  | 538 | 538 | 1332 | 1333 | 1406 | 1278 | 1278 | 0 | 1360 | 1358 | 1358 | 1358 | 859 | 866 | 1003 | 860 | 1672 | 0 | 0 | 315 | 496 | 665 | 0 | 0 | 0 | 0 | 0 | 0 | 0.67205 | 0.12199 | 0 | 0 | 0 | 0 | 0 | 0 | 0 | 1.0469 | 0 | 0 | 0 | 0 | 0 | 0 | 0 | 0 | 0 | 0 | 0 | 0 | 0 | 0 | 0 | 0 | 0 | 0.9187 | 0.79051 | 0.94719 | 0.94719 | 1.1252 | 1.0326 | 0.97567 | 1.1608 | 0.79051 | 1.1608 | 1.4315 | 1.4599 | 0.97567 | 0.79051 | 1.2463 | 0.021365 | 0.028487 | 2.3217 | 1.8659 | 1.7947 | 2.3644 | 1.8445 | 1.8303 | 1.7733 | 0.056974 | 0.014243 | 1.8516 | 4.0879 | 0.092582 | 0.04273 | 0.15668 | 1.3246 | 2.9911 | 0 | 0.04273 | 2.457 | 0.20653 | 0.19229 | 0.23502 | 2.9215 | 0.042859 | 2.2358 | 0.050002 | 0.20001 | 1.9786 | 2.9215 | 2.8072 | 1.2786 | 4.1573 | 0.050002 | 3.043 | 2.2072 | 1.7858 | 3.3573 | 0.15001 | 1.3858 | 2.0429 | 3.0358 | 3.5501 | 0.064288 | 3.0644 | 1.9631 | 2.0992 | 0.29375 | 2.6724 | 1.8771 | 0.65915 | 1.2825 | 1.8341 | 1.2825 | 2.916 | 2.0849 | 0 | 1.2681 | 0 | 0.028658 | 0.43704 | 2.0562 | 0 | 0 | 0.43704
2040 | 29510.7806 | 1418 | 1920 | 868 | 123 | 1234 | 469 | 1145 | 73.4 | 0 | 0 | 1353 | 924 |  | 538 | 538 | 1332 | 1333 | 1406 | 1278 | 1278 | 0 | 1360 | 1358 | 1358 | 1358 | 859 | 866 | 1003 | 860 | 1672 | 0 | 0 | 315 | 496 | 665 | 0 | 0 | 0 | 0 | 0 | 0 | 0.67003 | 0.12163 | 0 | 0 | 0 | 0 | 0 | 0 | 0 | 1.0437 | 0 | 0 | 0 | 0 | 0 | 0 | 0 | 0 | 0 | 0 | 0 | 0 | 0 | 0 | 0 | 0 | 0 | 0.91594 | 0.78814 | 0.94434 | 0.94434 | 1.1219 | 1.0295 | 0.97275 | 1.1574 | 0.78814 | 1.1574 | 1.4272 | 1.4556 | 0.97275 | 0.78814 | 1.2426 | 0.021301 | 0.028401 | 2.3147 | 1.8603 | 1.7893 | 2.3573 | 1.839 | 1.8248 | 1.768 | 0.056803 | 0.014201 | 1.8461 | 4.0756 | 0.092304 | 0.042602 | 0.15621 | 1.3207 | 2.9821 | 0 | 0.042602 | 2.4496 | 0.20591 | 0.19171 | 0.23431 | 2.9128 | 0.04273 | 2.2291 | 0.049852 | 0.19941 | 1.9727 | 2.9128 | 2.7988 | 1.2748 | 4.1448 | 0.049852 | 3.0338 | 2.2006 | 1.7804 | 3.3472 | 0.14956 | 1.3816 | 2.0368 | 3.0267 | 3.5395 | 0.064095 | 3.0552 | 1.9572 | 2.0929 | 0.29287 | 2.6644 | 1.8715 | 0.65717 | 1.2786 | 1.8286 | 1.2786 | 2.9073 | 2.0787 | 0 | 1.2643 | 0 | 0.028573 | 0.43573 | 2.0501 | 0 | 0 | 0.43573
2041 | 29510.4495 | 1418 | 1920 | 868 | 123 | 1234 | 469 | 1145 | 73.4 | 0 | 0 | 1353 | 924 |  | 538 | 538 | 1332 | 1333 | 1406 | 1278 | 1278 | 0 | 1360 | 1358 | 1358 | 1358 | 859 | 866 | 1003 | 860 | 1672 | 0 | 0 | 315 | 496 | 665 | 0 | 0 | 0 | 0 | 0 | 0 | 0.66802 | 0.12126 | 0 | 0 | 0 | 0 | 0 | 0 | 0 | 1.0406 | 0 | 0 | 0 | 0 | 0 | 0 | 0 | 0 | 0 | 0 | 0 | 0 | 0 | 0 | 0 | 0 | 0 | 0.9132 | 0.78577 | 0.94151 | 0.94151 | 1.1185 | 1.0265 | 0.96983 | 1.1539 | 0.78577 | 1.1539 | 1.4229 | 1.4512 | 0.96983 | 0.78577 | 1.2388 | 0.021237 | 0.028316 | 2.3078 | 1.8547 | 1.7839 | 2.3502 | 1.8335 | 1.8193 | 1.7627 | 0.056632 | 0.014158 | 1.8405 | 4.0634 | 0.092027 | 0.042474 | 0.15574 | 1.3167 | 2.9732 | 0 | 0.042474 | 2.4423 | 0.20529 | 0.19113 | 0.23361 | 2.904 | 0.042602 | 2.2224 | 0.049702 | 0.19881 | 1.9668 | 2.904 | 2.7904 | 1.271 | 4.1324 | 0.049702 | 3.0247 | 2.194 | 1.7751 | 3.3372 | 0.14911 | 1.3775 | 2.0307 | 3.0176 | 3.5289 | 0.063903 | 3.046 | 1.9513 | 2.0867 | 0.29199 | 2.6564 | 1.8659 | 0.6552 | 1.2748 | 1.8232 | 1.2748 | 2.8985 | 2.0724 | 0 | 1.2605 | 0 | 0.028487 | 0.43442 | 2.0439 | 0 | 0 | 0.43442
2042 | 29510.1194 | 1418 | 1920 | 868 | 123 | 1234 | 469 | 1145 | 73.4 | 0 | 0 | 1353 | 924 |  | 538 | 538 | 1332 | 1333 | 1406 | 1278 | 1278 | 0 | 1360 | 1358 | 1358 | 1358 | 859 | 866 | 1003 | 860 | 1672 | 0 | 0 | 315 | 496 | 665 | 0 | 0 | 0 | 0 | 0 | 0 | 0.66602 | 0.1209 | 0 | 0 | 0 | 0 | 0 | 0 | 0 | 1.0375 | 0 | 0 | 0 | 0 | 0 | 0 | 0 | 0 | 0 | 0 | 0 | 0 | 0 | 0 | 0 | 0 | 0 | 0.91046 | 0.78342 | 0.93869 | 0.93869 | 1.1151 | 1.0234 | 0.96692 | 1.1504 | 0.78342 | 1.1504 | 1.4186 | 1.4468 | 0.96692 | 0.78342 | 1.2351 | 0.021173 | 0.028231 | 2.3008 | 1.8491 | 1.7786 | 2.3432 | 1.828 | 1.8139 | 1.7574 | 0.056462 | 0.014116 | 1.835 | 4.0512 | 0.091751 | 0.042347 | 0.15527 | 1.3128 | 2.9643 | 0 | 0.042347 | 2.4349 | 0.20468 | 0.19056 | 0.23291 | 2.8953 | 0.042474 | 2.2157 | 0.049553 | 0.19821 | 1.9609 | 2.8953 | 2.7821 | 1.2671 | 4.12 | 0.049553 | 3.0157 | 2.1874 | 1.7698 | 3.3271 | 0.14866 | 1.3733 | 2.0246 | 3.0086 | 3.5183 | 0.063711 | 3.0369 | 1.9455 | 2.0804 | 0.29111 | 2.6484 | 1.8603 | 0.65323 | 1.271 | 1.8177 | 1.271 | 2.8898 | 2.0662 | 0 | 1.2568 | 0 | 0.028401 | 0.43312 | 2.0378 | 0 | 0 | 0.43312
2043 | 29509.7902 | 1418 | 1920 | 868 | 123 | 1234 | 469 | 1145 | 73.4 | 0 | 0 | 1353 | 924 |  | 538 | 538 | 1332 | 1333 | 1406 | 1278 | 1278 | 0 | 1360 | 1358 | 1358 | 1358 | 859 | 866 | 1003 | 860 | 1672 | 0 | 0 | 315 | 496 | 665 | 0 | 0 | 0 | 0 | 0 | 0 | 0.66402 | 0.12053 | 0 | 0 | 0 | 0 | 0 | 0 | 0 | 1.0344 | 0 | 0 | 0 | 0 | 0 | 0 | 0 | 0 | 0 | 0 | 0 | 0 | 0 | 0 | 0 | 0 | 0 | 0.90772 | 0.78107 | 0.93587 | 0.93587 | 1.1118 | 1.0203 | 0.96402 | 1.147 | 0.78107 | 1.147 | 1.4144 | 1.4425 | 0.96402 | 0.78107 | 1.2314 | 0.02111 | 0.028146 | 2.2939 | 1.8436 | 1.7732 | 2.3362 | 1.8225 | 1.8084 | 1.7521 | 0.056293 | 0.014073 | 1.8295 | 4.039 | 0.091476 | 0.04222 | 0.15481 | 1.3088 | 2.9554 | 0 | 0.04222 | 2.4276 | 0.20406 | 0.18999 | 0.23221 | 2.8866 | 0.042347 | 2.2091 | 0.049405 | 0.19762 | 1.955 | 2.8866 | 2.7737 | 1.2633 | 4.1076 | 0.049405 | 3.0066 | 2.1809 | 1.7644 | 3.3172 | 0.14821 | 1.3692 | 2.0185 | 2.9996 | 3.5077 | 0.06352 | 3.0278 | 1.9397 | 2.0742 | 0.29024 | 2.6405 | 1.8547 | 0.65127 | 1.2671 | 1.8122 | 1.2671 | 2.8812 | 2.06 | 0 | 1.253 | 0 | 0.028316 | 0.43182 | 2.0317 | 0 | 0 | 0.43182
2044 | 29509.462 | 1418 | 1920 | 868 | 123 | 1234 | 469 | 1145 | 73.4 | 0 | 0 | 1353 | 924 |  | 538 | 538 | 1332 | 1333 | 1406 | 1278 | 1278 | 0 | 1360 | 1358 | 1358 | 1358 | 859 | 866 | 1003 | 860 | 1672 | 0 | 0 | 315 | 496 | 665 | 0 | 0 | 0 | 0 | 0 | 0 | 0.66203 | 0.12017 | 0 | 0 | 0 | 0 | 0 | 0 | 0 | 1.0313 | 0 | 0 | 0 | 0 | 0 | 0 | 0 | 0 | 0 | 0 | 0 | 0 | 0 | 0 | 0 | 0 | 0 | 0.905 | 0.77872 | 0.93306 | 0.93306 | 1.1085 | 1.0172 | 0.96113 | 1.1435 | 0.77872 | 1.1435 | 1.4101 | 1.4382 | 0.96113 | 0.77872 | 1.2277 | 0.021047 | 0.028062 | 2.2871 | 1.8381 | 1.7679 | 2.3292 | 1.817 | 1.803 | 1.7469 | 0.056124 | 0.014031 | 1.824 | 4.0269 | 0.091202 | 0.042093 | 0.15434 | 1.3049 | 2.9465 | 0 | 0.042093 | 2.4204 | 0.20345 | 0.18942 | 0.23151 | 2.878 | 0.04222 | 2.2025 | 0.049256 | 0.19703 | 1.9491 | 2.878 | 2.7654 | 1.2596 | 4.0953 | 0.049256 | 2.9976 | 2.1743 | 1.7592 | 3.3072 | 0.14777 | 1.3651 | 2.0125 | 2.9906 | 3.4972 | 0.06333 | 3.0187 | 1.9338 | 2.0679 | 0.28937 | 2.6326 | 1.8491 | 0.64932 | 1.2633 | 1.8068 | 1.2633 | 2.8725 | 2.0538 | 0 | 1.2492 | 0 | 0.028231 | 0.43053 | 2.0256 | 0 | 0 | 0.43053
2045 | 29509.1348 | 1418 | 1920 | 868 | 123 | 1234 | 469 | 1145 | 73.4 | 0 | 0 | 1353 | 924 |  | 538 | 538 | 1332 | 1333 | 1406 | 1278 | 1278 | 0 | 1360 | 1358 | 1358 | 1358 | 859 | 866 | 1003 | 860 | 1672 | 0 | 0 | 315 | 496 | 665 | 0 | 0 | 0 | 0 | 0 | 0 | 0.66004 | 0.11981 | 0 | 0 | 0 | 0 | 0 | 0 | 0 | 1.0282 | 0 | 0 | 0 | 0 | 0 | 0 | 0 | 0 | 0 | 0 | 0 | 0 | 0 | 0 | 0 | 0 | 0 | 0.90229 | 0.77639 | 0.93026 | 0.93026 | 1.1051 | 1.0142 | 0.95824 | 1.1401 | 0.77639 | 1.1401 | 1.4059 | 1.4339 | 0.95824 | 0.77639 | 1.224 | 0.020983 | 0.027978 | 2.2802 | 1.8326 | 1.7626 | 2.3222 | 1.8116 | 1.7976 | 1.7416 | 0.055956 | 0.013989 | 1.8186 | 4.0148 | 0.090928 | 0.041967 | 0.15388 | 1.301 | 2.9377 | 0 | 0.041967 | 2.4131 | 0.20284 | 0.18885 | 0.23082 | 2.8693 | 0.042093 | 2.1959 | 0.049109 | 0.19643 | 1.9433 | 2.8693 | 2.7571 | 1.2558 | 4.083 | 0.049109 | 2.9886 | 2.1678 | 1.7539 | 3.2973 | 0.14733 | 1.361 | 2.0064 | 2.9816 | 3.4867 | 0.06314 | 3.0097 | 1.928 | 2.0617 | 0.2885 | 2.6247 | 1.8436 | 0.64737 | 1.2596 | 1.8014 | 1.2596 | 2.8639 | 2.0477 | 0 | 1.2455 | 0 | 0.028146 | 0.42923 | 2.0195 | 0 | 0 | 0.42923
2046 | 29508.8086 | 1418 | 1920 | 868 | 123 | 1234 | 469 | 1145 | 73.4 | 0 | 0 | 1353 | 924 |  | 538 | 538 | 1332 | 1333 | 1406 | 1278 | 1278 | 0 | 1360 | 1358 | 1358 | 1358 | 859 | 866 | 1003 | 860 | 1672 | 0 | 0 | 315 | 496 | 665 | 0 | 0 | 0 | 0 | 0 | 0 | 0.65806 | 0.11945 | 0 | 0 | 0 | 0 | 0 | 0 | 0 | 1.0251 | 0 | 0 | 0 | 0 | 0 | 0 | 0 | 0 | 0 | 0 | 0 | 0 | 0 | 0 | 0 | 0 | 0 | 0.89958 | 0.77406 | 0.92747 | 0.92747 | 1.1018 | 1.0112 | 0.95537 | 1.1367 | 0.77406 | 1.1367 | 1.4017 | 1.4296 | 0.95537 | 0.77406 | 1.2204 | 0.02092 | 0.027894 | 2.2734 | 1.8271 | 1.7573 | 2.3152 | 1.8061 | 1.7922 | 1.7364 | 0.055788 | 0.013947 | 1.8131 | 4.0028 | 0.090655 | 0.041841 | 0.15342 | 1.2971 | 2.9289 | 0 | 0.041841 | 2.4059 | 0.20223 | 0.18828 | 0.23012 | 2.8607 | 0.041967 | 2.1893 | 0.048961 | 0.19585 | 1.9375 | 2.8607 | 2.7488 | 1.252 | 4.0708 | 0.048961 | 2.9796 | 2.1613 | 1.7486 | 3.2874 | 0.14688 | 1.3569 | 2.0004 | 2.9726 | 3.4762 | 0.06295 | 3.0006 | 1.9223 | 2.0555 | 0.28764 | 2.6168 | 1.8381 | 0.64543 | 1.2558 | 1.796 | 1.2558 | 2.8553 | 2.0415 | 0 | 1.2417 | 0 | 0.028062 | 0.42795 | 2.0135 | 0 | 0 | 0.42795
2047 | 29508.4834 | 1418 | 1920 | 868 | 123 | 1234 | 469 | 1145 | 73.4 | 0 | 0 | 1353 | 924 |  | 538 | 538 | 1332 | 1333 | 1406 | 1278 | 1278 | 0 | 1360 | 1358 | 1358 | 1358 | 859 | 866 | 1003 | 860 | 1672 | 0 | 0 | 315 | 496 | 665 | 0 | 0 | 0 | 0 | 0 | 0 | 0.65608 | 0.1191 | 0 | 0 | 0 | 0 | 0 | 0 | 0 | 1.022 | 0 | 0 | 0 | 0 | 0 | 0 | 0 | 0 | 0 | 0 | 0 | 0 | 0 | 0 | 0 | 0 | 0 | 0.89688 | 0.77173 | 0.92469 | 0.92469 | 1.0985 | 1.0081 | 0.9525 | 1.1333 | 0.77173 | 1.1333 | 1.3975 | 1.4253 | 0.9525 | 0.77173 | 1.2167 | 0.020858 | 0.02781 | 2.2665 | 1.8216 | 1.752 | 2.3083 | 1.8007 | 1.7868 | 1.7312 | 0.055621 | 0.013905 | 1.8077 | 3.9908 | 0.090383 | 0.041715 | 0.15296 | 1.2932 | 2.9201 | 0 | 0.041715 | 2.3986 | 0.20162 | 0.18772 | 0.22943 | 2.8522 | 0.041841 | 2.1827 | 0.048814 | 0.19526 | 1.9317 | 2.8522 | 2.7406 | 1.2483 | 4.0586 | 0.048814 | 2.9707 | 2.1548 | 1.7434 | 3.2775 | 0.14644 | 1.3529 | 1.9944 | 2.9637 | 3.4658 | 0.062761 | 2.9916 | 1.9165 | 2.0494 | 0.28677 | 2.6089 | 1.8326 | 0.64349 | 1.252 | 1.7906 | 1.252 | 2.8467 | 2.0354 | 0 | 1.238 | 0 | 0.027978 | 0.42666 | 2.0074 | 0 | 0 | 0.42666
2048 | 29508.1592 | 1418 | 1920 | 868 | 123 | 1234 | 469 | 1145 | 73.4 | 0 | 0 | 1353 | 924 |  | 538 | 538 | 1332 | 1333 | 1406 | 1278 | 1278 | 0 | 1360 | 1358 | 1358 | 1358 | 859 | 866 | 1003 | 860 | 1672 | 0 | 0 | 315 | 496 | 665 | 0 | 0 | 0 | 0 | 0 | 0 | 0.65412 | 0.11874 | 0 | 0 | 0 | 0 | 0 | 0 | 0 | 1.019 | 0 | 0 | 0 | 0 | 0 | 0 | 0 | 0 | 0 | 0 | 0 | 0 | 0 | 0 | 0 | 0 | 0 | 0.89419 | 0.76942 | 0.92192 | 0.92192 | 1.0952 | 1.0051 | 0.94964 | 1.1299 | 0.76942 | 1.1299 | 1.3933 | 1.421 | 0.94964 | 0.76942 | 1.213 | 0.020795 | 0.027727 | 2.2597 | 1.8161 | 1.7468 | 2.3013 | 1.7953 | 1.7814 | 1.726 | 0.055454 | 0.013863 | 1.8022 | 3.9788 | 0.090112 | 0.04159 | 0.1525 | 1.2893 | 2.9113 | 0 | 0.04159 | 2.3914 | 0.20102 | 0.18716 | 0.22875 | 2.8436 | 0.041715 | 2.1762 | 0.048668 | 0.19467 | 1.9259 | 2.8436 | 2.7324 | 1.2445 | 4.0464 | 0.048668 | 2.9618 | 2.1483 | 1.7381 | 3.2677 | 0.146 | 1.3488 | 1.9884 | 2.9548 | 3.4554 | 0.062573 | 2.9826 | 1.9107 | 2.0432 | 0.28591 | 2.6011 | 1.8271 | 0.64156 | 1.2483 | 1.7852 | 1.2483 | 2.8382 | 2.0293 | 0 | 1.2343 | 0 | 0.027894 | 0.42538 | 2.0014 | 0 | 0 | 0.42538
2049 | 29507.8359 | 1418 | 1920 | 868 | 123 | 1234 | 469 | 1145 | 73.4 | 0 | 0 | 1353 | 924 |  | 538 | 538 | 1332 | 1333 | 1406 | 1278 | 1278 | 0 | 1360 | 1358 | 1358 | 1358 | 859 | 866 | 1003 | 860 | 1672 | 0 | 0 | 315 | 496 | 665 | 0 | 0 | 0 | 0 | 0 | 0 | 0.65215 | 0.11838 | 0 | 0 | 0 | 0 | 0 | 0 | 0 | 1.0159 | 0 | 0 | 0 | 0 | 0 | 0 | 0 | 0 | 0 | 0 | 0 | 0 | 0 | 0 | 0 | 0 | 0 | 0.89151 | 0.76711 | 0.91915 | 0.91915 | 1.0919 | 1.0021 | 0.94679 | 1.1265 | 0.76711 | 1.1265 | 1.3891 | 1.4167 | 0.94679 | 0.76711 | 1.2094 | 0.020733 | 0.027644 | 2.253 | 1.8107 | 1.7415 | 2.2944 | 1.7899 | 1.7761 | 1.7208 | 0.055287 | 0.013822 | 1.7968 | 3.9669 | 0.089842 | 0.041465 | 0.15204 | 1.2854 | 2.9026 | 0 | 0.041465 | 2.3843 | 0.20042 | 0.18659 | 0.22806 | 2.8351 | 0.04159 | 2.1696 | 0.048522 | 0.19409 | 1.9201 | 2.8351 | 2.7242 | 1.2408 | 4.0343 | 0.048522 | 2.9529 | 2.1419 | 1.7329 | 3.2579 | 0.14557 | 1.3448 | 1.9825 | 2.946 | 3.4451 | 0.062385 | 2.9737 | 1.905 | 2.0371 | 0.28506 | 2.5933 | 1.8216 | 0.63964 | 1.2445 | 1.7799 | 1.2445 | 2.8297 | 2.0232 | 0 | 1.2306 | 0 | 0.02781 | 0.42411 | 1.9954 | 0 | 0 | 0.42411
2050 | 29507.5136 | 1418 | 1920 | 868 | 123 | 1234 | 469 | 1145 | 73.4 | 0 | 0 | 1353 | 924 |  | 538 | 538 | 1332 | 1333 | 1406 | 1278 | 1278 | 0 | 1360 | 1358 | 1358 | 1358 | 859 | 866 | 1003 | 860 | 1672 | 0 | 0 | 315 | 496 | 665 | 0 | 0 | 0 | 0 | 0 | 0 | 0.6502 | 0.11803 | 0 | 0 | 0 | 0 | 0 | 0 | 0 | 1.0129 | 0 | 0 | 0 | 0 | 0 | 0 | 0 | 0 | 0 | 0 | 0 | 0 | 0 | 0 | 0 | 0 | 0 | 0.88883 | 0.76481 | 0.91639 | 0.91639 | 1.0886 | 0.99908 | 0.94395 | 1.1231 | 0.76481 | 1.1231 | 1.3849 | 1.4125 | 0.94395 | 0.76481 | 1.2058 | 0.020671 | 0.027561 | 2.2462 | 1.8052 | 1.7363 | 2.2875 | 1.7846 | 1.7708 | 1.7157 | 0.055121 | 0.01378 | 1.7914 | 3.955 | 0.089572 | 0.041341 | 0.15158 | 1.2816 | 2.8939 | 0 | 0.041341 | 2.3771 | 0.19982 | 0.18603 | 0.22738 | 2.8266 | 0.041465 | 2.1631 | 0.048376 | 0.19351 | 1.9143 | 2.8266 | 2.716 | 1.2371 | 4.0221 | 0.048376 | 2.944 | 2.1355 | 1.7277 | 3.2481 | 0.14513 | 1.3407 | 1.9765 | 2.9371 | 3.4347 | 0.062198 | 2.9648 | 1.8993 | 2.031 | 0.2842 | 2.5855 | 1.8161 | 0.63772 | 1.2408 | 1.7745 | 1.2408 | 2.8212 | 2.0171 | 0 | 1.2269 | 0 | 0.027727 | 0.42283 | 1.9894 | 0 | 0 | 0.42283
2051 | 29507.1922 | 1418 | 1920 | 868 | 123 | 1234 | 469 | 1145 | 73.4 | 0 | 0 | 1353 | 924 |  | 538 | 538 | 1332 | 1333 | 1406 | 1278 | 1278 | 0 | 1360 | 1358 | 1358 | 1358 | 859 | 866 | 1003 | 860 | 1672 | 0 | 0 | 315 | 496 | 665 | 0 | 0 | 0 | 0 | 0 | 0 | 0.64825 | 0.11767 | 0 | 0 | 0 | 0 | 0 | 0 | 0 | 1.0098 | 0 | 0 | 0 | 0 | 0 | 0 | 0 | 0 | 0 | 0 | 0 | 0 | 0 | 0 | 0 | 0 | 0 | 0.88617 | 0.76252 | 0.91364 | 0.91364 | 1.0854 | 0.99608 | 0.94112 | 1.1197 | 0.76252 | 1.1197 | 1.3808 | 1.4082 | 0.94112 | 0.76252 | 1.2022 | 0.020609 | 0.027478 | 2.2395 | 1.7998 | 1.7311 | 2.2807 | 1.7792 | 1.7655 | 1.7105 | 0.054956 | 0.013739 | 1.7861 | 3.9431 | 0.089304 | 0.041217 | 0.15113 | 1.2777 | 2.8852 | 0 | 0.041217 | 2.37 | 0.19922 | 0.18548 | 0.22669 | 2.8181 | 0.041341 | 2.1566 | 0.048231 | 0.19292 | 1.9086 | 2.8181 | 2.7078 | 1.2333 | 4.0101 | 0.048231 | 2.9352 | 2.1291 | 1.7225 | 3.2384 | 0.14469 | 1.3367 | 1.9706 | 2.9283 | 3.4244 | 0.062012 | 2.9559 | 1.8936 | 2.0249 | 0.28335 | 2.5778 | 1.8107 | 0.6358 | 1.2371 | 1.7692 | 1.2371 | 2.8127 | 2.0111 | 0 | 1.2232 | 0 | 0.027644 | 0.42157 | 1.9834 | 0 | 0 | 0.42157
2052 | 29506.8719 | 1418 | 1920 | 868 | 123 | 1234 | 469 | 1145 | 73.4 | 0 | 0 | 1353 | 924 |  | 538 | 538 | 1332 | 1333 | 1406 | 1278 | 1278 | 0 | 1360 | 1358 | 1358 | 1358 | 859 | 866 | 1003 | 860 | 1672 | 0 | 0 | 315 | 496 | 665 | 0 | 0 | 0 | 0 | 0 | 0 | 0.6463 | 0.11732 | 0 | 0 | 0 | 0 | 0 | 0 | 0 | 1.0068 | 0 | 0 | 0 | 0 | 0 | 0 | 0 | 0 | 0 | 0 | 0 | 0 | 0 | 0 | 0 | 0 | 0 | 0.88351 | 0.76023 | 0.9109 | 0.9109 | 1.0821 | 0.99309 | 0.9383 | 1.1164 | 0.76023 | 1.1164 | 1.3766 | 1.404 | 0.9383 | 0.76023 | 1.1986 | 0.020547 | 0.027396 | 2.2327 | 1.7944 | 1.7259 | 2.2738 | 1.7739 | 1.7602 | 1.7054 | 0.054791 | 0.013698 | 1.7807 | 3.9313 | 0.089036 | 0.041093 | 0.15068 | 1.2739 | 2.8765 | 0 | 0.041093 | 2.3629 | 0.19862 | 0.18492 | 0.22601 | 2.8096 | 0.041217 | 2.1502 | 0.048087 | 0.19235 | 1.9029 | 2.8096 | 2.6997 | 1.2296 | 3.9981 | 0.048087 | 2.9264 | 2.1227 | 1.7174 | 3.2287 | 0.14426 | 1.3327 | 1.9647 | 2.9195 | 3.4141 | 0.061826 | 2.947 | 1.8879 | 2.0188 | 0.2825 | 2.57 | 1.8052 | 0.6339 | 1.2333 | 1.7639 | 1.2333 | 2.8043 | 2.005 | 0 | 1.2196 | 0 | 0.027561 | 0.4203 | 1.9775 | 0 | 0 | 0.4203
2053 | 28647.5524 | 1418 | 1920 | 868 | 123 | 1234 | 469 | 1145 | 73.4 | 0 | 0 | 1353 | 924 |  | 538 | 538 | 1332 | 1333 | 1406 | 1278 | 1278 | 0 | 1360 | 1358 | 1358 | 1358 |  | 866 | 1003 | 860 | 1672 | 0 | 0 | 315 | 496 | 665 | 0 | 0 | 0 | 0 | 0 | 0 | 0.64436 | 0.11697 | 0 | 0 | 0 | 0 | 0 | 0 | 0 | 1.0038 | 0 | 0 | 0 | 0 | 0 | 0 | 0 | 0 | 0 | 0 | 0 | 0 | 0 | 0 | 0 | 0 | 0 | 0.88086 | 0.75795 | 0.90817 | 0.90817 | 1.0789 | 0.99011 | 0.93548 | 1.113 | 0.75795 | 1.113 | 1.3725 | 1.3998 | 0.93548 | 0.75795 | 1.195 | 0.020485 | 0.027313 | 2.226 | 1.789 | 1.7207 | 2.267 | 1.7685 | 1.7549 | 1.7003 | 0.054627 | 0.013657 | 1.7754 | 3.9195 | 0.088769 | 0.04097 | 0.15022 | 1.2701 | 2.8679 | 0 | 0.04097 | 2.3558 | 0.19802 | 0.18437 | 0.22534 | 2.8012 | 0.041093 | 2.1437 | 0.047942 | 0.19177 | 1.8971 | 2.8012 | 2.6916 | 1.226 | 3.9861 | 0.047942 | 2.9176 | 2.1163 | 1.7122 | 3.219 | 0.14383 | 1.3287 | 1.9588 | 2.9108 | 3.4039 | 0.06164 | 2.9382 | 1.8822 | 2.0128 | 0.28165 | 2.5623 | 1.7998 | 0.63199 | 1.2296 | 1.7586 | 1.2296 | 2.7959 | 1.999 | 0 | 1.2159 | 0 | 0.027478 | 0.41904 | 1.9715 | 0 | 0 | 0.41904
2054 | 27781.234 | 1418 | 1920 | 868 | 123 | 1234 | 469 | 1145 | 73.4 | 0 | 0 | 1353 | 924 |  | 538 | 538 | 1332 | 1333 | 1406 | 1278 | 1278 | 0 | 1360 | 1358 | 1358 | 1358 | 0 |  | 1003 | 860 | 1672 | 0 | 0 | 315 | 496 | 665 | 0 | 0 | 0 | 0 | 0 | 0 | 0.64243 | 0.11662 | 0 | 0 | 0 | 0 | 0 | 0 | 0 | 1.0008 | 0 | 0 | 0 | 0 | 0 | 0 | 0 | 0 | 0 | 0 | 0 | 0 | 0 | 0 | 0 | 0 | 0 | 0.87821 | 0.75567 | 0.90545 | 0.90545 | 1.0756 | 0.98714 | 0.93268 | 1.1097 | 0.75567 | 1.1097 | 1.3684 | 1.3956 | 0.93268 | 0.75567 | 1.1914 | 0.020424 | 0.027231 | 2.2194 | 1.7837 | 1.7156 | 2.2602 | 1.7632 | 1.7496 | 1.6952 | 0.054463 | 0.013616 | 1.77 | 3.9077 | 0.088502 | 0.040847 | 0.14977 | 1.2663 | 2.8593 | 0 | 0.040847 | 2.3487 | 0.19743 | 0.18381 | 0.22466 | 2.7928 | 0.04097 | 2.1373 | 0.047798 | 0.19119 | 1.8915 | 2.7928 | 2.6835 | 1.2223 | 3.9741 | 0.047798 | 2.9089 | 2.11 | 1.7071 | 3.2093 | 0.1434 | 1.3247 | 1.9529 | 2.902 | 3.3937 | 0.061455 | 2.9294 | 1.8766 | 2.0067 | 0.2808 | 2.5546 | 1.7944 | 0.6301 | 1.226 | 1.7533 | 1.226 | 2.7875 | 1.993 | 0 | 1.2123 | 0 | 0.027396 | 0.41778 | 1.9656 | 0 | 0 | 0.41778
2055 | 27780.9165 | 1418 | 1920 | 868 | 123 | 1234 | 469 | 1145 | 73.4 | 0 | 0 | 1353 | 924 |  | 538 | 538 | 1332 | 1333 | 1406 | 1278 | 1278 | 0 | 1360 | 1358 | 1358 | 1358 | 0 | 0 | 1003 | 860 | 1672 | 0 | 0 | 315 | 496 | 665 | 0 | 0 | 0 | 0 | 0 | 0 | 0.6405 | 0.11627 | 0 | 0 | 0 | 0 | 0 | 0 | 0 | 0.99775 | 0 | 0 | 0 | 0 | 0 | 0 | 0 | 0 | 0 | 0 | 0 | 0 | 0 | 0 | 0 | 0 | 0 | 0.87558 | 0.75341 | 0.90273 | 0.90273 | 1.0724 | 0.98418 | 0.92988 | 1.1064 | 0.75341 | 1.1064 | 1.3643 | 1.3914 | 0.92988 | 0.75341 | 1.1878 | 0.020362 | 0.02715 | 2.2127 | 1.7783 | 1.7104 | 2.2534 | 1.7579 | 1.7444 | 1.6901 | 0.0543 | 0.013575 | 1.7647 | 3.896 | 0.088237 | 0.040725 | 0.14932 | 1.2625 | 2.8507 | 0 | 0.040725 | 2.3417 | 0.19684 | 0.18326 | 0.22399 | 2.7844 | 0.040847 | 2.1309 | 0.047655 | 0.19062 | 1.8858 | 2.7844 | 2.6755 | 1.2186 | 3.9622 | 0.047655 | 2.9002 | 2.1036 | 1.702 | 3.1997 | 0.14297 | 1.3207 | 1.947 | 2.8933 | 3.3835 | 0.061271 | 2.9206 | 1.871 | 2.0007 | 0.27996 | 2.547 | 1.789 | 0.62821 | 1.2223 | 1.7481 | 1.2223 | 2.7791 | 1.9871 | 0 | 1.2086 | 0 | 0.027313 | 0.41653 | 1.9597 | 0 | 0 | 0.41653
2056 | 27780.5999 | 1418 | 1920 | 868 | 123 | 1234 | 469 | 1145 | 73.4 | 0 | 0 | 1353 | 924 |  | 538 | 538 | 1332 | 1333 | 1406 | 1278 | 1278 | 0 | 1360 | 1358 | 1358 | 1358 | 0 | 0 | 1003 | 860 | 1672 | 0 | 0 | 315 | 496 | 665 | 0 | 0 | 0 | 0 | 0 | 0 | 0.63858 | 0.11592 | 0 | 0 | 0 | 0 | 0 | 0 | 0 | 0.99476 | 0 | 0 | 0 | 0 | 0 | 0 | 0 | 0 | 0 | 0 | 0 | 0 | 0 | 0 | 0 | 0 | 0 | 0.87295 | 0.75115 | 0.90002 | 0.90002 | 1.0692 | 0.98123 | 0.92709 | 1.103 | 0.75115 | 1.103 | 1.3602 | 1.3873 | 0.92709 | 0.75115 | 1.1842 | 0.020301 | 0.027068 | 2.2061 | 1.773 | 1.7053 | 2.2467 | 1.7527 | 1.7391 | 1.685 | 0.054137 | 0.013534 | 1.7594 | 3.8843 | 0.087972 | 0.040602 | 0.14888 | 1.2587 | 2.8422 | 0 | 0.040602 | 2.3346 | 0.19625 | 0.18271 | 0.22331 | 2.7761 | 0.040725 | 2.1245 | 0.047512 | 0.19005 | 1.8801 | 2.7761 | 2.6675 | 1.215 | 3.9503 | 0.047512 | 2.8915 | 2.0973 | 1.6969 | 3.1901 | 0.14254 | 1.3168 | 1.9412 | 2.8847 | 3.3734 | 0.061087 | 2.9118 | 1.8654 | 1.9947 | 0.27912 | 2.5393 | 1.7837 | 0.62632 | 1.2186 | 1.7428 | 1.2186 | 2.7708 | 1.9811 | 0 | 1.205 | 0 | 0.027231 | 0.41528 | 1.9539 | 0 | 0 | 0.41528
2057 | 26777.2843 | 1418 | 1920 | 868 | 123 | 1234 | 469 | 1145 | 73.4 | 0 | 0 | 1353 | 924 |  | 538 | 538 | 1332 | 1333 | 1406 | 1278 | 1278 | 0 | 1360 | 1358 | 1358 | 1358 | 0 | 0 |  | 860 | 1672 | 0 | 0 | 315 | 496 | 665 | 0 | 0 | 0 | 0 | 0 | 0 | 0.63667 | 0.11557 | 0 | 0 | 0 | 0 | 0 | 0 | 0 | 0.99178 | 0 | 0 | 0 | 0 | 0 | 0 | 0 | 0 | 0 | 0 | 0 | 0 | 0 | 0 | 0 | 0 | 0 | 0.87033 | 0.74889 | 0.89732 | 0.89732 | 1.066 | 0.97828 | 0.92431 | 1.0997 | 0.74889 | 1.0997 | 1.3561 | 1.3831 | 0.92431 | 0.74889 | 1.1807 | 0.02024 | 0.026987 | 2.1995 | 1.7677 | 1.7002 | 2.2399 | 1.7474 | 1.7339 | 1.6799 | 0.053974 | 0.013494 | 1.7542 | 3.8727 | 0.087708 | 0.040481 | 0.14843 | 1.2549 | 2.8336 | 0 | 0.040481 | 2.3276 | 0.19566 | 0.18216 | 0.22264 | 2.7677 | 0.040602 | 2.1181 | 0.04737 | 0.18948 | 1.8745 | 2.7677 | 2.6595 | 1.2113 | 3.9384 | 0.04737 | 2.8828 | 2.091 | 1.6918 | 3.1805 | 0.14211 | 1.3128 | 1.9354 | 2.876 | 3.3632 | 0.060904 | 2.9031 | 1.8598 | 1.9887 | 0.27829 | 2.5317 | 1.7783 | 0.62444 | 1.215 | 1.7376 | 1.215 | 2.7625 | 1.9751 | 0 | 1.2014 | 0 | 0.02715 | 0.41403 | 1.948 | 0 | 0 | 0.41403
2058 | 26776.9697 | 1418 | 1920 | 868 | 123 | 1234 | 469 | 1145 | 73.4 | 0 | 0 | 1353 | 924 |  | 538 | 538 | 1332 | 1333 | 1406 | 1278 | 1278 | 0 | 1360 | 1358 | 1358 | 1358 | 0 | 0 | 0 | 860 | 1672 | 0 | 0 | 315 | 496 | 665 | 0 | 0 | 0 | 0 | 0 | 0 | 0.63476 | 0.11522 | 0 | 0 | 0 | 0 | 0 | 0 | 0 | 0.9888 | 0 | 0 | 0 | 0 | 0 | 0 | 0 | 0 | 0 | 0 | 0 | 0 | 0 | 0 | 0 | 0 | 0 | 0.86772 | 0.74665 | 0.89463 | 0.89463 | 1.0628 | 0.97535 | 0.92154 | 1.0964 | 0.74665 | 1.0964 | 1.352 | 1.3789 | 0.92154 | 0.74665 | 1.1771 | 0.02018 | 0.026906 | 2.1929 | 1.7624 | 1.6951 | 2.2332 | 1.7422 | 1.7287 | 1.6749 | 0.053812 | 0.013453 | 1.7489 | 3.861 | 0.087445 | 0.040359 | 0.14798 | 1.2511 | 2.8251 | 0 | 0.040359 | 2.3207 | 0.19507 | 0.18162 | 0.22198 | 2.7594 | 0.040481 | 2.1117 | 0.047227 | 0.18891 | 1.8689 | 2.7594 | 2.6515 | 1.2077 | 3.9266 | 0.047227 | 2.8741 | 2.0848 | 1.6867 | 3.171 | 0.14168 | 1.3089 | 1.9296 | 2.8674 | 3.3531 | 0.060721 | 2.8944 | 1.8542 | 1.9828 | 0.27745 | 2.5241 | 1.773 | 0.62257 | 1.2113 | 1.7324 | 1.2113 | 2.7542 | 1.9692 | 0 | 1.1978 | 0 | 0.027068 | 0.41279 | 1.9422 | 0 | 0 | 0.41279
2059 | 26776.656 | 1418 | 1920 | 868 | 123 | 1234 | 469 | 1145 | 73.4 | 0 | 0 | 1353 | 924 |  | 538 | 538 | 1332 | 1333 | 1406 | 1278 | 1278 | 0 | 1360 | 1358 | 1358 | 1358 | 0 | 0 | 0 | 860 | 1672 | 0 | 0 | 315 | 496 | 665 | 0 | 0 | 0 | 0 | 0 | 0 | 0.63285 | 0.11488 | 0 | 0 | 0 | 0 | 0 | 0 | 0 | 0.98583 | 0 | 0 | 0 | 0 | 0 | 0 | 0 | 0 | 0 | 0 | 0 | 0 | 0 | 0 | 0 | 0 | 0 | 0.86512 | 0.74441 | 0.89195 | 0.89195 | 1.0596 | 0.97242 | 0.91877 | 1.0931 | 0.74441 | 1.0931 | 1.348 | 1.3748 | 0.91877 | 0.74441 | 1.1736 | 0.020119 | 0.026825 | 2.1863 | 1.7571 | 1.69 | 2.2265 | 1.7369 | 1.7235 | 1.6699 | 0.053651 | 0.013413 | 1.7437 | 3.8495 | 0.087183 | 0.040238 | 0.14754 | 1.2474 | 2.8167 | 0 | 0.040238 | 2.3137 | 0.19448 | 0.18107 | 0.22131 | 2.7512 | 0.040359 | 2.1054 | 0.047086 | 0.18834 | 1.8633 | 2.7512 | 2.6435 | 1.2041 | 3.9148 | 0.047086 | 2.8655 | 2.0785 | 1.6816 | 3.1615 | 0.14126 | 1.3049 | 1.9238 | 2.8588 | 3.3431 | 0.060539 | 2.8857 | 1.8486 | 1.9768 | 0.27662 | 2.5165 | 1.7677 | 0.6207 | 1.2077 | 1.7272 | 1.2077 | 2.7459 | 1.9633 | 0 | 1.1942 | 0 | 0.026987 | 0.41155 | 1.9363 | 0 | 0 | 0.41155
2060 | 26776.3432 | 1418 | 1920 | 868 | 123 | 1234 | 469 | 1145 | 73.4 | 0 | 0 | 1353 | 924 |  | 538 | 538 | 1332 | 1333 | 1406 | 1278 | 1278 | 0 | 1360 | 1358 | 1358 | 1358 | 0 | 0 | 0 | 860 | 1672 | 0 | 0 | 315 | 496 | 665 | 0 | 0 | 0 | 0 | 0 | 0 | 0.63095 | 0.11453 | 0 | 0 | 0 | 0 | 0 | 0 | 0 | 0.98288 | 0 | 0 | 0 | 0 | 0 | 0 | 0 | 0 | 0 | 0 | 0 | 0 | 0 | 0 | 0 | 0 | 0 | 0.86252 | 0.74217 | 0.88927 | 0.88927 | 1.0564 | 0.9695 | 0.91601 | 1.0899 | 0.74217 | 1.0899 | 1.3439 | 1.3707 | 0.91601 | 0.74217 | 1.1701 | 0.020059 | 0.026745 | 2.1797 | 1.7518 | 1.6849 | 2.2198 | 1.7317 | 1.7184 | 1.6649 | 0.05349 | 0.013372 | 1.7384 | 3.8379 | 0.086921 | 0.040117 | 0.1471 | 1.2436 | 2.8082 | 0 | 0.040117 | 2.3068 | 0.1939 | 0.18053 | 0.22065 | 2.7429 | 0.040238 | 2.0991 | 0.046945 | 0.18778 | 1.8577 | 2.7429 | 2.6356 | 1.2004 | 3.9031 | 0.046945 | 2.8569 | 2.0723 | 1.6766 | 3.152 | 0.14083 | 1.301 | 1.918 | 2.8502 | 3.3331 | 0.060357 | 2.877 | 1.8431 | 1.9709 | 0.27579 | 2.509 | 1.7624 | 0.61884 | 1.2041 | 1.722 | 1.2041 | 2.7377 | 1.9574 | 0 | 1.1906 | 0 | 0.026906 | 0.41032 | 1.9305 | 0 | 0 | 0.41032
2061 | 26776.0314 | 1418 | 1920 | 868 | 123 | 1234 | 469 | 1145 | 73.4 | 0 | 0 | 1353 | 924 |  | 538 | 538 | 1332 | 1333 | 1406 | 1278 | 1278 | 0 | 1360 | 1358 | 1358 | 1358 | 0 | 0 | 0 | 860 | 1672 | 0 | 0 | 315 | 496 | 665 | 0 | 0 | 0 | 0 | 0 | 0 | 0.62906 | 0.11419 | 0 | 0 | 0 | 0 | 0 | 0 | 0 | 0.97993 | 0 | 0 | 0 | 0 | 0 | 0 | 0 | 0 | 0 | 0 | 0 | 0 | 0 | 0 | 0 | 0 | 0 | 0.85994 | 0.73995 | 0.8866 | 0.8866 | 1.0533 | 0.9666 | 0.91327 | 1.0866 | 0.73995 | 1.0866 | 1.3399 | 1.3666 | 0.91327 | 0.73995 | 1.1666 | 0.019999 | 0.026665 | 2.1732 | 1.7465 | 1.6799 | 2.2132 | 1.7265 | 1.7132 | 1.6599 | 0.053329 | 0.013332 | 1.7332 | 3.8264 | 0.08666 | 0.039997 | 0.14666 | 1.2399 | 2.7998 | 0 | 0.039997 | 2.2998 | 0.19332 | 0.17999 | 0.21998 | 2.7347 | 0.040117 | 2.0928 | 0.046804 | 0.18721 | 1.8521 | 2.7347 | 2.6277 | 1.1968 | 3.8914 | 0.046804 | 2.8483 | 2.066 | 1.6716 | 3.1425 | 0.14041 | 1.2971 | 1.9123 | 2.8417 | 3.3231 | 0.060176 | 2.8684 | 1.8375 | 1.965 | 0.27496 | 2.5015 | 1.7571 | 0.61699 | 1.2004 | 1.7168 | 1.2004 | 2.7295 | 1.9516 | 0 | 1.187 | 0 | 0.026825 | 0.40909 | 1.9247 | 0 | 0 | 0.40909
2062 | 26775.7205 | 1418 | 1920 | 868 | 123 | 1234 | 469 | 1145 | 73.4 | 0 | 0 | 1353 | 924 |  | 538 | 538 | 1332 | 1333 | 1406 | 1278 | 1278 | 0 | 1360 | 1358 | 1358 | 1358 | 0 | 0 | 0 | 860 | 1672 | 0 | 0 | 315 | 496 | 665 | 0 | 0 | 0 | 0 | 0 | 0 | 0.62717 | 0.11385 | 0 | 0 | 0 | 0 | 0 | 0 | 0 | 0.97699 | 0 | 0 | 0 | 0 | 0 | 0 | 0 | 0 | 0 | 0 | 0 | 0 | 0 | 0 | 0 | 0 | 0 | 0.85736 | 0.73773 | 0.88394 | 0.88394 | 1.0501 | 0.9637 | 0.91053 | 1.0833 | 0.73773 | 1.0833 | 1.3359 | 1.3625 | 0.91053 | 0.73773 | 1.1631 | 0.019939 | 0.026585 | 2.1667 | 1.7413 | 1.6748 | 2.2065 | 1.7214 | 1.7081 | 1.6549 | 0.053169 | 0.013292 | 1.728 | 3.8149 | 0.0864 | 0.039877 | 0.14622 | 1.2362 | 2.7914 | 0 | 0.039877 | 2.2929 | 0.19274 | 0.17945 | 0.21932 | 2.7265 | 0.039997 | 2.0865 | 0.046663 | 0.18665 | 1.8465 | 2.7265 | 2.6198 | 1.1932 | 3.8797 | 0.046663 | 2.8398 | 2.0599 | 1.6665 | 3.1331 | 0.13999 | 1.2932 | 1.9065 | 2.8331 | 3.3131 | 0.059996 | 2.8598 | 1.832 | 1.9591 | 0.27414 | 2.494 | 1.7518 | 0.61513 | 1.1968 | 1.7117 | 1.1968 | 2.7213 | 1.9457 | 0 | 1.1835 | 0 | 0.026745 | 0.40786 | 1.919 | 0 | 0 | 0.40786
2063 | 26775.4105 | 1418 | 1920 | 868 | 123 | 1234 | 469 | 1145 | 73.4 | 0 | 0 | 1353 | 924 |  | 538 | 538 | 1332 | 1333 | 1406 | 1278 | 1278 | 0 | 1360 | 1358 | 1358 | 1358 | 0 | 0 | 0 | 860 | 1672 | 0 | 0 | 315 | 496 | 665 | 0 | 0 | 0 | 0 | 0 | 0 | 0.62529 | 0.11351 | 0 | 0 | 0 | 0 | 0 | 0 | 0 | 0.97406 | 0 | 0 | 0 | 0 | 0 | 0 | 0 | 0 | 0 | 0 | 0 | 0 | 0 | 0 | 0 | 0 | 0 | 0.85479 | 0.73551 | 0.88129 | 0.88129 | 1.0469 | 0.96081 | 0.9078 | 1.0801 | 0.73551 | 1.0801 | 1.3319 | 1.3584 | 0.9078 | 0.73551 | 1.1596 | 0.019879 | 0.026505 | 2.1602 | 1.7361 | 1.6698 | 2.1999 | 1.7162 | 1.7029 | 1.6499 | 0.05301 | 0.013252 | 1.7228 | 3.8035 | 0.086141 | 0.039757 | 0.14578 | 1.2325 | 2.783 | 0 | 0.039757 | 2.2861 | 0.19216 | 0.17891 | 0.21867 | 2.7183 | 0.039877 | 2.0803 | 0.046523 | 0.18609 | 1.841 | 2.7183 | 2.6119 | 1.1897 | 3.8681 | 0.046523 | 2.8313 | 2.0537 | 1.6615 | 3.1237 | 0.13957 | 1.2894 | 1.9008 | 2.8246 | 3.3032 | 0.059816 | 2.8512 | 1.8265 | 1.9532 | 0.27331 | 2.4865 | 1.7465 | 0.61329 | 1.1932 | 1.7065 | 1.1932 | 2.7131 | 1.9399 | 0 | 1.1799 | 0 | 0.026665 | 0.40664 | 1.9132 | 0 | 0 | 0.40664
2064 | 25915.1015 | 1418 | 1920 | 868 | 123 | 1234 | 469 | 1145 | 73.4 | 0 | 0 | 1353 | 924 |  | 538 | 538 | 1332 | 1333 | 1406 | 1278 | 1278 | 0 | 1360 | 1358 | 1358 | 1358 | 0 | 0 | 0 |  | 1672 | 0 | 0 | 315 | 496 | 665 | 0 | 0 | 0 | 0 | 0 | 0 | 0.62342 | 0.11316 | 0 | 0 | 0 | 0 | 0 | 0 | 0 | 0.97114 | 0 | 0 | 0 | 0 | 0 | 0 | 0 | 0 | 0 | 0 | 0 | 0 | 0 | 0 | 0 | 0 | 0 | 0.85222 | 0.73331 | 0.87865 | 0.87865 | 1.0438 | 0.95792 | 0.90507 | 1.0768 | 0.73331 | 1.0768 | 1.3279 | 1.3543 | 0.90507 | 0.73331 | 1.1561 | 0.019819 | 0.026425 | 2.1537 | 1.7309 | 1.6648 | 2.1933 | 1.711 | 1.6978 | 1.645 | 0.052851 | 0.013213 | 1.7177 | 3.7921 | 0.085883 | 0.039638 | 0.14534 | 1.2288 | 2.7747 | 0 | 0.039638 | 2.2792 | 0.19158 | 0.17837 | 0.21801 | 2.7101 | 0.039757 | 2.074 | 0.046384 | 0.18553 | 1.8355 | 2.7101 | 2.6041 | 1.1861 | 3.8565 | 0.046384 | 2.8228 | 2.0475 | 1.6566 | 3.1143 | 0.13915 | 1.2855 | 1.8951 | 2.8162 | 3.2932 | 0.059636 | 2.8427 | 1.8211 | 1.9473 | 0.27249 | 2.479 | 1.7413 | 0.61145 | 1.1897 | 1.7014 | 1.1897 | 2.705 | 1.934 | 0 | 1.1764 | 0 | 0.026585 | 0.40542 | 1.9075 | 0 | 0 | 0.40542
2065 | 25914.7934 | 1418 | 1920 | 868 | 123 | 1234 | 469 | 1145 | 73.4 | 0 | 0 | 1353 | 924 |  | 538 | 538 | 1332 | 1333 | 1406 | 1278 | 1278 | 0 | 1360 | 1358 | 1358 | 1358 | 0 | 0 | 0 | 0 | 1672 | 0 | 0 | 315 | 496 | 665 | 0 | 0 | 0 | 0 | 0 | 0 | 0.62155 | 0.11283 | 0 | 0 | 0 | 0 | 0 | 0 | 0 | 0.96822 | 0 | 0 | 0 | 0 | 0 | 0 | 0 | 0 | 0 | 0 | 0 | 0 | 0 | 0 | 0 | 0 | 0 | 0.84966 | 0.73111 | 0.87601 | 0.87601 | 1.0407 | 0.95505 | 0.90236 | 1.0736 | 0.73111 | 1.0736 | 1.3239 | 1.3502 | 0.90236 | 0.73111 | 1.1526 | 0.01976 | 0.026346 | 2.1472 | 1.7257 | 1.6598 | 2.1867 | 1.7059 | 1.6927 | 1.6401 | 0.052692 | 0.013173 | 1.7125 | 3.7807 | 0.085625 | 0.039519 | 0.1449 | 1.2251 | 2.7663 | 0 | 0.039519 | 2.2724 | 0.19101 | 0.17784 | 0.21736 | 2.702 | 0.039638 | 2.0678 | 0.046245 | 0.18498 | 1.83 | 2.702 | 2.5963 | 1.1825 | 3.8449 | 0.046245 | 2.8143 | 2.0414 | 1.6516 | 3.105 | 0.13873 | 1.2816 | 1.8894 | 2.8077 | 3.2834 | 0.059457 | 2.8341 | 1.8156 | 1.9415 | 0.27168 | 2.4716 | 1.7361 | 0.60961 | 1.1861 | 1.6963 | 1.1861 | 2.6969 | 1.9282 | 0 | 1.1728 | 0 | 0.026505 | 0.4042 | 1.9017 | 0 | 0 | 0.4042
2066 | 25914.4862 | 1418 | 1920 | 868 | 123 | 1234 | 469 | 1145 | 73.4 | 0 | 0 | 1353 | 924 |  | 538 | 538 | 1332 | 1333 | 1406 | 1278 | 1278 | 0 | 1360 | 1358 | 1358 | 1358 | 0 | 0 | 0 | 0 | 1672 | 0 | 0 | 315 | 496 | 665 | 0 | 0 | 0 | 0 | 0 | 0 | 0.61968 | 0.11249 | 0 | 0 | 0 | 0 | 0 | 0 | 0 | 0.96532 | 0 | 0 | 0 | 0 | 0 | 0 | 0 | 0 | 0 | 0 | 0 | 0 | 0 | 0 | 0 | 0 | 0 | 0.84712 | 0.72891 | 0.87338 | 0.87338 | 1.0376 | 0.95218 | 0.89965 | 1.0704 | 0.72891 | 1.0704 | 1.3199 | 1.3462 | 0.89965 | 0.72891 | 1.1492 | 0.0197 | 0.026267 | 2.1408 | 1.7205 | 1.6548 | 2.1802 | 1.7008 | 1.6877 | 1.6351 | 0.052534 | 0.013134 | 1.7074 | 3.7693 | 0.085368 | 0.039401 | 0.14447 | 1.2214 | 2.7581 | 0 | 0.039401 | 2.2655 | 0.19044 | 0.1773 | 0.2167 | 2.6939 | 0.039519 | 2.0616 | 0.046106 | 0.18442 | 1.8245 | 2.6939 | 2.5885 | 1.179 | 3.8334 | 0.046106 | 2.8059 | 2.0352 | 1.6466 | 3.0957 | 0.13832 | 1.2778 | 1.8838 | 2.7993 | 3.2735 | 0.059279 | 2.8256 | 1.8101 | 1.9357 | 0.27086 | 2.4642 | 1.7309 | 0.60779 | 1.1825 | 1.6912 | 1.1825 | 2.6888 | 1.9225 | 0 | 1.1693 | 0 | 0.026425 | 0.40299 | 1.896 | 0 | 0 | 0.40299
2067 | 25914.1799 | 1418 | 1920 | 868 | 123 | 1234 | 469 | 1145 | 73.4 | 0 | 0 | 1353 | 924 |  | 538 | 538 | 1332 | 1333 | 1406 | 1278 | 1278 | 0 | 1360 | 1358 | 1358 | 1358 | 0 | 0 | 0 | 0 | 1672 | 0 | 0 | 315 | 496 | 665 | 0 | 0 | 0 | 0 | 0 | 0 | 0.61782 | 0.11215 | 0 | 0 | 0 | 0 | 0 | 0 | 0 | 0.96242 | 0 | 0 | 0 | 0 | 0 | 0 | 0 | 0 | 0 | 0 | 0 | 0 | 0 | 0 | 0 | 0 | 0 | 0.84457 | 0.72673 | 0.87076 | 0.87076 | 1.0344 | 0.94933 | 0.89695 | 1.0672 | 0.72673 | 1.0672 | 1.316 | 1.3422 | 0.89695 | 0.72673 | 1.1457 | 0.019641 | 0.026188 | 2.1344 | 1.7153 | 1.6499 | 2.1736 | 1.6957 | 1.6826 | 1.6302 | 0.052377 | 0.013094 | 1.7022 | 3.758 | 0.085112 | 0.039283 | 0.14404 | 1.2178 | 2.7498 | 0 | 0.039283 | 2.2587 | 0.18987 | 0.17677 | 0.21605 | 2.6858 | 0.039401 | 2.0554 | 0.045968 | 0.18387 | 1.819 | 2.6858 | 2.5807 | 1.1755 | 3.8219 | 0.045968 | 2.7975 | 2.0291 | 1.6417 | 3.0864 | 0.1379 | 1.274 | 1.8781 | 2.7909 | 3.2637 | 0.059101 | 2.8172 | 1.8047 | 1.9299 | 0.27005 | 2.4568 | 1.7257 | 0.60596 | 1.179 | 1.6862 | 1.179 | 2.6807 | 1.9167 | 0 | 1.1658 | 0 | 0.026346 | 0.40178 | 1.8903 | 0 | 0 | 0.40178
2068 | 25913.8746 | 1418 | 1920 | 868 | 123 | 1234 | 469 | 1145 | 73.4 | 0 | 0 | 1353 | 924 |  | 538 | 538 | 1332 | 1333 | 1406 | 1278 | 1278 | 0 | 1360 | 1358 | 1358 | 1358 | 0 | 0 | 0 | 0 | 1672 | 0 | 0 | 315 | 496 | 665 | 0 | 0 | 0 | 0 | 0 | 0 | 0.61597 | 0.11181 | 0 | 0 | 0 | 0 | 0 | 0 | 0 | 0.95953 | 0 | 0 | 0 | 0 | 0 | 0 | 0 | 0 | 0 | 0 | 0 | 0 | 0 | 0 | 0 | 0 | 0 | 0.84204 | 0.72455 | 0.86815 | 0.86815 | 1.0313 | 0.94648 | 0.89426 | 1.064 | 0.72455 | 1.064 | 1.312 | 1.3381 | 0.89426 | 0.72455 | 1.1423 | 0.019582 | 0.02611 | 2.1279 | 1.7102 | 1.6449 | 2.1671 | 1.6906 | 1.6776 | 1.6253 | 0.05222 | 0.013055 | 1.6971 | 3.7468 | 0.084857 | 0.039165 | 0.1436 | 1.2141 | 2.7415 | 0 | 0.039165 | 2.252 | 0.1893 | 0.17624 | 0.21541 | 2.6778 | 0.039283 | 2.0492 | 0.04583 | 0.18332 | 1.8135 | 2.6778 | 2.573 | 1.1719 | 3.8104 | 0.04583 | 2.7891 | 2.023 | 1.6368 | 3.0771 | 0.13749 | 1.2701 | 1.8725 | 2.7825 | 3.2539 | 0.058924 | 2.8087 | 1.7993 | 1.9241 | 0.26924 | 2.4494 | 1.7205 | 0.60414 | 1.1755 | 1.6811 | 1.1755 | 2.6727 | 1.9109 | 0 | 1.1623 | 0 | 0.026267 | 0.40057 | 1.8847 | 0 | 0 | 0.40057
2069 | 25913.5702 | 1418 | 1920 | 868 | 123 | 1234 | 469 | 1145 | 73.4 | 0 | 0 | 1353 | 924 |  | 538 | 538 | 1332 | 1333 | 1406 | 1278 | 1278 | 0 | 1360 | 1358 | 1358 | 1358 | 0 | 0 | 0 | 0 | 1672 | 0 | 0 | 315 | 496 | 665 | 0 | 0 | 0 | 0 | 0 | 0 | 0.61412 | 0.11148 | 0 | 0 | 0 | 0 | 0 | 0 | 0 | 0.95666 | 0 | 0 | 0 | 0 | 0 | 0 | 0 | 0 | 0 | 0 | 0 | 0 | 0 | 0 | 0 | 0 | 0 | 0.83951 | 0.72237 | 0.86555 | 0.86555 | 1.0282 | 0.94364 | 0.89158 | 1.0608 | 0.72237 | 1.0608 | 1.3081 | 1.3341 | 0.89158 | 0.72237 | 1.1389 | 0.019524 | 0.026031 | 2.1216 | 1.7051 | 1.64 | 2.1606 | 1.6855 | 1.6725 | 1.6205 | 0.052063 | 0.013016 | 1.692 | 3.7355 | 0.084602 | 0.039047 | 0.14317 | 1.2105 | 2.7333 | 0 | 0.039047 | 2.2452 | 0.18873 | 0.17571 | 0.21476 | 2.6697 | 0.039165 | 2.0431 | 0.045692 | 0.18277 | 1.8081 | 2.6697 | 2.5653 | 1.1684 | 3.799 | 0.045692 | 2.7807 | 2.017 | 1.6319 | 3.0679 | 0.13708 | 1.2663 | 1.8668 | 2.7742 | 3.2441 | 0.058747 | 2.8003 | 1.7939 | 1.9183 | 0.26843 | 2.4421 | 1.7153 | 0.60233 | 1.1719 | 1.6761 | 1.1719 | 2.6647 | 1.9052 | 0 | 1.1588 | 0 | 0.026188 | 0.39937 | 1.879 | 0 | 0 | 0.39937
2070 | 25913.2667 | 1418 | 1920 | 868 | 123 | 1234 | 469 | 1145 | 73.4 | 0 | 0 | 1353 | 924 |  | 538 | 538 | 1332 | 1333 | 1406 | 1278 | 1278 | 0 | 1360 | 1358 | 1358 | 1358 | 0 | 0 | 0 | 0 | 1672 | 0 | 0 | 315 | 496 | 665 | 0 | 0 | 0 | 0 | 0 | 0 | 0.61228 | 0.11114 | 0 | 0 | 0 | 0 | 0 | 0 | 0 | 0.95379 | 0 | 0 | 0 | 0 | 0 | 0 | 0 | 0 | 0 | 0 | 0 | 0 | 0 | 0 | 0 | 0 | 0 | 0.837 | 0.72021 | 0.86295 | 0.86295 | 1.0252 | 0.94081 | 0.8889 | 1.0576 | 0.72021 | 1.0576 | 1.3042 | 1.3301 | 0.8889 | 0.72021 | 1.1355 | 0.019465 | 0.025953 | 2.1152 | 1.6999 | 1.6351 | 2.1541 | 1.6805 | 1.6675 | 1.6156 | 0.051907 | 0.012977 | 1.687 | 3.7243 | 0.084348 | 0.03893 | 0.14274 | 1.2068 | 2.7251 | 0 | 0.03893 | 2.2385 | 0.18816 | 0.17519 | 0.21412 | 2.6617 | 0.039047 | 2.037 | 0.045555 | 0.18222 | 1.8027 | 2.6617 | 2.5576 | 1.1649 | 3.7876 | 0.045555 | 2.7723 | 2.0109 | 1.627 | 3.0587 | 0.13667 | 1.2625 | 1.8612 | 2.7658 | 3.2344 | 0.058571 | 2.7919 | 1.7885 | 1.9125 | 0.26763 | 2.4347 | 1.7102 | 0.60052 | 1.1684 | 1.671 | 1.1684 | 2.6567 | 1.8995 | 0 | 1.1554 | 0 | 0.02611 | 0.39817 | 1.8734 | 0 | 0 | 0.39817
2071 | 25912.9641 | 1418 | 1920 | 868 | 123 | 1234 | 469 | 1145 | 73.4 | 0 | 0 | 1353 | 924 |  | 538 | 538 | 1332 | 1333 | 1406 | 1278 | 1278 | 0 | 1360 | 1358 | 1358 | 1358 | 0 | 0 | 0 | 0 | 1672 | 0 | 0 | 315 | 496 | 665 | 0 | 0 | 0 | 0 | 0 | 0 | 0.61044 | 0.11081 | 0 | 0 | 0 | 0 | 0 | 0 | 0 | 0.95092 | 0 | 0 | 0 | 0 | 0 | 0 | 0 | 0 | 0 | 0 | 0 | 0 | 0 | 0 | 0 | 0 | 0 | 0.83448 | 0.71805 | 0.86036 | 0.86036 | 1.0221 | 0.93799 | 0.88624 | 1.0544 | 0.71805 | 1.0544 | 1.3002 | 1.3261 | 0.88624 | 0.71805 | 1.1321 | 0.019407 | 0.025875 | 2.1089 | 1.6948 | 1.6302 | 2.1477 | 1.6754 | 1.6625 | 1.6107 | 0.051751 | 0.012938 | 1.6819 | 3.7131 | 0.084095 | 0.038813 | 0.14232 | 1.2032 | 2.7169 | 0 | 0.038813 | 2.2318 | 0.1876 | 0.17466 | 0.21347 | 2.6537 | 0.03893 | 2.0309 | 0.045418 | 0.18167 | 1.7973 | 2.6537 | 2.5499 | 1.1614 | 3.7762 | 0.045418 | 2.764 | 2.0049 | 1.6221 | 3.0495 | 0.13626 | 1.2587 | 1.8557 | 2.7575 | 3.2247 | 0.058395 | 2.7835 | 1.7832 | 1.9068 | 0.26682 | 2.4274 | 1.7051 | 0.59872 | 1.1649 | 1.666 | 1.1649 | 2.6487 | 1.8938 | 0 | 1.1519 | 0 | 0.026031 | 0.39698 | 1.8678 | 0 | 0 | 0.39698
2072 | 25912.6624 | 1418 | 1920 | 868 | 123 | 1234 | 469 | 1145 | 73.4 | 0 | 0 | 1353 | 924 |  | 538 | 538 | 1332 | 1333 | 1406 | 1278 | 1278 | 0 | 1360 | 1358 | 1358 | 1358 | 0 | 0 | 0 | 0 | 1672 | 0 | 0 | 315 | 496 | 665 | 0 | 0 | 0 | 0 | 0 | 0 | 0.60861 | 0.11048 | 0 | 0 | 0 | 0 | 0 | 0 | 0 | 0.94807 | 0 | 0 | 0 | 0 | 0 | 0 | 0 | 0 | 0 | 0 | 0 | 0 | 0 | 0 | 0 | 0 | 0 | 0.83198 | 0.71589 | 0.85778 | 0.85778 | 1.019 | 0.93517 | 0.88358 | 1.0513 | 0.71589 | 1.0513 | 1.2963 | 1.3221 | 0.88358 | 0.71589 | 1.1287 | 0.019348 | 0.025798 | 2.1025 | 1.6898 | 1.6253 | 2.1412 | 1.6704 | 1.6575 | 1.6059 | 0.051596 | 0.012899 | 1.6769 | 3.702 | 0.083843 | 0.038697 | 0.14189 | 1.1996 | 2.7088 | 0 | 0.038697 | 2.2251 | 0.18703 | 0.17414 | 0.21283 | 2.6458 | 0.038813 | 2.0248 | 0.045282 | 0.18113 | 1.7919 | 2.6458 | 2.5423 | 1.1579 | 3.7649 | 0.045282 | 2.7557 | 1.9989 | 1.6172 | 3.0404 | 0.13585 | 1.255 | 1.8501 | 2.7493 | 3.215 | 0.05822 | 2.7751 | 1.7778 | 1.9011 | 0.26602 | 2.4202 | 1.6999 | 0.59693 | 1.1614 | 1.661 | 1.1614 | 2.6408 | 1.8881 | 0 | 1.1484 | 0 | 0.025953 | 0.39579 | 1.8622 | 0 | 0 | 0.39579
2073 | 25912.3616 | 1418 | 1920 | 868 | 123 | 1234 | 469 | 1145 | 73.4 | 0 | 0 | 1353 | 924 |  | 538 | 538 | 1332 | 1333 | 1406 | 1278 | 1278 | 0 | 1360 | 1358 | 1358 | 1358 | 0 | 0 | 0 | 0 | 1672 | 0 | 0 | 315 | 496 | 665 | 0 | 0 | 0 | 0 | 0 | 0 | 0.60678 | 0.11015 | 0 | 0 | 0 | 0 | 0 | 0 | 0 | 0.94523 | 0 | 0 | 0 | 0 | 0 | 0 | 0 | 0 | 0 | 0 | 0 | 0 | 0 | 0 | 0 | 0 | 0 | 0.82949 | 0.71374 | 0.85521 | 0.85521 | 1.016 | 0.93237 | 0.88093 | 1.0481 | 0.71374 | 1.0481 | 1.2925 | 1.3182 | 0.88093 | 0.71374 | 1.1253 | 0.01929 | 0.02572 | 2.0962 | 1.6847 | 1.6204 | 2.1348 | 1.6654 | 1.6525 | 1.6011 | 0.051441 | 0.01286 | 1.6718 | 3.6909 | 0.083592 | 0.038581 | 0.14146 | 1.196 | 2.7007 | 0 | 0.038581 | 2.2184 | 0.18647 | 0.17361 | 0.21219 | 2.6378 | 0.038697 | 2.0187 | 0.045146 | 0.18059 | 1.7865 | 2.6378 | 2.5346 | 1.1545 | 3.7536 | 0.045146 | 2.7475 | 1.9929 | 1.6124 | 3.0312 | 0.13544 | 1.2512 | 1.8445 | 2.741 | 3.2054 | 0.058045 | 2.7668 | 1.7725 | 1.8954 | 0.26522 | 2.4129 | 1.6948 | 0.59514 | 1.1579 | 1.656 | 1.1579 | 2.6328 | 1.8824 | 0 | 1.145 | 0 | 0.025875 | 0.3946 | 1.8566 | 0 | 0 | 0.3946

## New Unit Calculations
2024 TYSP Combined WINTER Reserve Margin - Resource Needs and No Incremental DSM
FPL 000014
WINTER |  |  | 20240012-EG
|  | 2024 | 2025 | 2026 | 2027 | 2028 | 2029 | 2030 | 2031 | 2032 | 2033 | 2034 | 2035 | 2036 | 2037 | 2038 | 2039 | 2040 | 2041 | 2042 | 2043 | 2044 | 2045 | 2046 | 2047 | 2048 | 2049 | 2050 | 2051 | 2052 | 2053 | 2054 | 2055 | 2056 | 2057 | 2058 | 2059 | 2060 | 2061 | 2062 | 2063 | 2064 | 2065 | 2066 | 2067 | 2068 | 2069 | 2070 | 2071 | 2072 | 2073 | 2074 | 2075 | 2076 | 2077 | 2078 | 2079 | 2080
| New Unit Name | 20240012-EG 2026: 521.5 MW Battery; 20240012-EG 2027: 2235 MW Solar, 300 MW Battery; 20240012-EG 2028: 2235 MW Solar, 300 MW Battery; 20240012-EG 2029: 2235 MW Solar, 300 MW Battery; 20240012-EG 2030: 2235 MW Solar, 300 MW Battery; 20240012-EG 2031: 2235 MW Solar, 300 MW Battery; 20240012-EG 2032: 2235 MW Solar, 300 MW Battery; 20240012-EG 2033: 2235 MW Solar, 1,700 MW Battery
| New Unit MW | 0 | 0 | 521.5 | 300 | 300 | 300 | 300 | 300 | 300 | 300 | 0 | 0 | 0 | 0 | 0 | 0 | 0 | 0 | 0 | 0 | 0 | 0 | 0 | 0 | 0 | 0 | 0 | 0 | 0 | 0 | 0 | 0 | 0 | 0 | 0 | 0 | 0 | 0 | 0 | 0 | 0 | 0 | 0 | 0 | 0 | 0 | 0 | 0 | 0 | 0 | 0 | 0 | 0 | 0 | 0 | 0 | 0
Year | Total New Unit Capacity Addition
2024 | 0 | 0 | 0 | 0 | 0 | 0 | 0 | 0 | 0 | 0 | 0 | 0 | 0 | 0 | 0 | 0 | 0 | 0 | 0 | 0 | 0 | 0 | 0 | 0 | 0 | 0 | 0 | 0 | 0 | 0 | 0 | 0 | 0 | 0 | 0 | 0 | 0 | 0 | 0 | 0 | 0 | 0 | 0 | 0 | 0 | 0 | 0 | 0 | 0 | 0 | 0 | 0 | 0 | 0 | 0 | 0 | 0 | 0
2025 | 0 | 0 | 0 | 0 | 0 | 0 | 0 | 0 | 0 | 0 | 0 | 0 | 0 | 0 | 0 | 0 | 0 | 0 | 0 | 0 | 0 | 0 | 0 | 0 | 0 | 0 | 0 | 0 | 0 | 0 | 0 | 0 | 0 | 0 | 0 | 0 | 0 | 0 | 0 | 0 | 0 | 0 | 0 | 0 | 0 | 0 | 0 | 0 | 0 | 0 | 0 | 0 | 0 | 0 | 0 | 0 | 0 | 0
2026 | 521.5 | 0 | 0 | 521.5 | 0 | 0 | 0 | 0 | 0 | 0 | 0 | 0 | 0 | 0 | 0 | 0 | 0 | 0 | 0 | 0 | 0 | 0 | 0 | 0 | 0 | 0 | 0 | 0 | 0 | 0 | 0 | 0 | 0 | 0 | 0 | 0 | 0 | 0 | 0 | 0 | 0 | 0 | 0 | 0 | 0 | 0 | 0 | 0 | 0 | 0 | 0 | 0 | 0 | 0 | 0 | 0 | 0 | 0
2027 | 821.5 | 0 | 0 | 521.5 | 300 | 0 | 0 | 0 | 0 | 0 | 0 | 0 | 0 | 0 | 0 | 0 | 0 | 0 | 0 | 0 | 0 | 0 | 0 | 0 | 0 | 0 | 0 | 0 | 0 | 0 | 0 | 0 | 0 | 0 | 0 | 0 | 0 | 0 | 0 | 0 | 0 | 0 | 0 | 0 | 0 | 0 | 0 | 0 | 0 | 0 | 0 | 0 | 0 | 0 | 0 | 0 | 0 | 0
2028 | 1121.5 | 0 | 0 | 521.5 | 300 | 300 | 0 | 0 | 0 | 0 | 0 | 0 | 0 | 0 | 0 | 0 | 0 | 0 | 0 | 0 | 0 | 0 | 0 | 0 | 0 | 0 | 0 | 0 | 0 | 0 | 0 | 0 | 0 | 0 | 0 | 0 | 0 | 0 | 0 | 0 | 0 | 0 | 0 | 0 | 0 | 0 | 0 | 0 | 0 | 0 | 0 | 0 | 0 | 0 | 0 | 0 | 0 | 0
2029 | 1421.5 | 0 | 0 | 521.5 | 300 | 300 | 300 | 0 | 0 | 0 | 0 | 0 | 0 | 0 | 0 | 0 | 0 | 0 | 0 | 0 | 0 | 0 | 0 | 0 | 0 | 0 | 0 | 0 | 0 | 0 | 0 | 0 | 0 | 0 | 0 | 0 | 0 | 0 | 0 | 0 | 0 | 0 | 0 | 0 | 0 | 0 | 0 | 0 | 0 | 0 | 0 | 0 | 0 | 0 | 0 | 0 | 0 | 0
2030 | 1721.5 | 0 | 0 | 521.5 | 300 | 300 | 300 | 300 | 0 | 0 | 0 | 0 | 0 | 0 | 0 | 0 | 0 | 0 | 0 | 0 | 0 | 0 | 0 | 0 | 0 | 0 | 0 | 0 | 0 | 0 | 0 | 0 | 0 | 0 | 0 | 0 | 0 | 0 | 0 | 0 | 0 | 0 | 0 | 0 | 0 | 0 | 0 | 0 | 0 | 0 | 0 | 0 | 0 | 0 | 0 | 0 | 0 | 0
2031 | 2021.5 | 0 | 0 | 521.5 | 300 | 300 | 300 | 300 | 300 | 0 | 0 | 0 | 0 | 0 | 0 | 0 | 0 | 0 | 0 | 0 | 0 | 0 | 0 | 0 | 0 | 0 | 0 | 0 | 0 | 0 | 0 | 0 | 0 | 0 | 0 | 0 | 0 | 0 | 0 | 0 | 0 | 0 | 0 | 0 | 0 | 0 | 0 | 0 | 0 | 0 | 0 | 0 | 0 | 0 | 0 | 0 | 0 | 0
2032 | 2321.5 | 0 | 0 | 521.5 | 300 | 300 | 300 | 300 | 300 | 300 | 0 | 0 | 0 | 0 | 0 | 0 | 0 | 0 | 0 | 0 | 0 | 0 | 0 | 0 | 0 | 0 | 0 | 0 | 0 | 0 | 0 | 0 | 0 | 0 | 0 | 0 | 0 | 0 | 0 | 0 | 0 | 0 | 0 | 0 | 0 | 0 | 0 | 0 | 0 | 0 | 0 | 0 | 0 | 0 | 0 | 0 | 0 | 0
2033 | 2621.5 | 0 | 0 | 521.5 | 300 | 300 | 300 | 300 | 300 | 300 | 300 | 0 | 0 | 0 | 0 | 0 | 0 | 0 | 0 | 0 | 0 | 0 | 0 | 0 | 0 | 0 | 0 | 0 | 0 | 0 | 0 | 0 | 0 | 0 | 0 | 0 | 0 | 0 | 0 | 0 | 0 | 0 | 0 | 0 | 0 | 0 | 0 | 0 | 0 | 0 | 0 | 0 | 0 | 0 | 0 | 0 | 0 | 0
2034 | 2621.5 | 0 | 0 | 521.5 | 300 | 300 | 300 | 300 | 300 | 300 | 300 | 0 | 0 | 0 | 0 | 0 | 0 | 0 | 0 | 0 | 0 | 0 | 0 | 0 | 0 | 0 | 0 | 0 | 0 | 0 | 0 | 0 | 0 | 0 | 0 | 0 | 0 | 0 | 0 | 0 | 0 | 0 | 0 | 0 | 0 | 0 | 0 | 0 | 0 | 0 | 0 | 0 | 0 | 0 | 0 | 0 | 0 | 0
2035 | 2621.5 | 0 | 0 | 521.5 | 300 | 300 | 300 | 300 | 300 | 300 | 300 | 0 | 0 | 0 | 0 | 0 | 0 | 0 | 0 | 0 | 0 | 0 | 0 | 0 | 0 | 0 | 0 | 0 | 0 | 0 | 0 | 0 | 0 | 0 | 0 | 0 | 0 | 0 | 0 | 0 | 0 | 0 | 0 | 0 | 0 | 0 | 0 | 0 | 0 | 0 | 0 | 0 | 0 | 0 | 0 | 0 | 0 | 0
2036 | 2621.5 | 0 | 0 | 521.5 | 300 | 300 | 300 | 300 | 300 | 300 | 300 | 0 | 0 | 0 | 0 | 0 | 0 | 0 | 0 | 0 | 0 | 0 | 0 | 0 | 0 | 0 | 0 | 0 | 0 | 0 | 0 | 0 | 0 | 0 | 0 | 0 | 0 | 0 | 0 | 0 | 0 | 0 | 0 | 0 | 0 | 0 | 0 | 0 | 0 | 0 | 0 | 0 | 0 | 0 | 0 | 0 | 0 | 0
2037 | 2621.5 | 0 | 0 | 521.5 | 300 | 300 | 300 | 300 | 300 | 300 | 300 | 0 | 0 | 0 | 0 | 0 | 0 | 0 | 0 | 0 | 0 | 0 | 0 | 0 | 0 | 0 | 0 | 0 | 0 | 0 | 0 | 0 | 0 | 0 | 0 | 0 | 0 | 0 | 0 | 0 | 0 | 0 | 0 | 0 | 0 | 0 | 0 | 0 | 0 | 0 | 0 | 0 | 0 | 0 | 0 | 0 | 0 | 0
2038 | 2621.5 | 0 | 0 | 521.5 | 300 | 300 | 300 | 300 | 300 | 300 | 300 | 0 | 0 | 0 | 0 | 0 | 0 | 0 | 0 | 0 | 0 | 0 | 0 | 0 | 0 | 0 | 0 | 0 | 0 | 0 | 0 | 0 | 0 | 0 | 0 | 0 | 0 | 0 | 0 | 0 | 0 | 0 | 0 | 0 | 0 | 0 | 0 | 0 | 0 | 0 | 0 | 0 | 0 | 0 | 0 | 0 | 0 | 0
2039 | 2621.5 | 0 | 0 | 521.5 | 300 | 300 | 300 | 300 | 300 | 300 | 300 | 0 | 0 | 0 | 0 | 0 | 0 | 0 | 0 | 0 | 0 | 0 | 0 | 0 | 0 | 0 | 0 | 0 | 0 | 0 | 0 | 0 | 0 | 0 | 0 | 0 | 0 | 0 | 0 | 0 | 0 | 0 | 0 | 0 | 0 | 0 | 0 | 0 | 0 | 0 | 0 | 0 | 0 | 0 | 0 | 0 | 0 | 0
2040 | 2621.5 | 0 | 0 | 521.5 | 300 | 300 | 300 | 300 | 300 | 300 | 300 | 0 | 0 | 0 | 0 | 0 | 0 | 0 | 0 | 0 | 0 | 0 | 0 | 0 | 0 | 0 | 0 | 0 | 0 | 0 | 0 | 0 | 0 | 0 | 0 | 0 | 0 | 0 | 0 | 0 | 0 | 0 | 0 | 0 | 0 | 0 | 0 | 0 | 0 | 0 | 0 | 0 | 0 | 0 | 0 | 0 | 0 | 0
2041 | 2621.5 | 0 | 0 | 521.5 | 300 | 300 | 300 | 300 | 300 | 300 | 300 | 0 | 0 | 0 | 0 | 0 | 0 | 0 | 0 | 0 | 0 | 0 | 0 | 0 | 0 | 0 | 0 | 0 | 0 | 0 | 0 | 0 | 0 | 0 | 0 | 0 | 0 | 0 | 0 | 0 | 0 | 0 | 0 | 0 | 0 | 0 | 0 | 0 | 0 | 0 | 0 | 0 | 0 | 0 | 0 | 0 | 0 | 0
2042 | 2621.5 | 0 | 0 | 521.5 | 300 | 300 | 300 | 300 | 300 | 300 | 300 | 0 | 0 | 0 | 0 | 0 | 0 | 0 | 0 | 0 | 0 | 0 | 0 | 0 | 0 | 0 | 0 | 0 | 0 | 0 | 0 | 0 | 0 | 0 | 0 | 0 | 0 | 0 | 0 | 0 | 0 | 0 | 0 | 0 | 0 | 0 | 0 | 0 | 0 | 0 | 0 | 0 | 0 | 0 | 0 | 0 | 0 | 0
2043 | 2621.5 | 0 | 0 | 521.5 | 300 | 300 | 300 | 300 | 300 | 300 | 300 | 0 | 0 | 0 | 0 | 0 | 0 | 0 | 0 | 0 | 0 | 0 | 0 | 0 | 0 | 0 | 0 | 0 | 0 | 0 | 0 | 0 | 0 | 0 | 0 | 0 | 0 | 0 | 0 | 0 | 0 | 0 | 0 | 0 | 0 | 0 | 0 | 0 | 0 | 0 | 0 | 0 | 0 | 0 | 0 | 0 | 0 | 0
2044 | 2621.5 | 0 | 0 | 521.5 | 300 | 300 | 300 | 300 | 300 | 300 | 300 | 0 | 0 | 0 | 0 | 0 | 0 | 0 | 0 | 0 | 0 | 0 | 0 | 0 | 0 | 0 | 0 | 0 | 0 | 0 | 0 | 0 | 0 | 0 | 0 | 0 | 0 | 0 | 0 | 0 | 0 | 0 | 0 | 0 | 0 | 0 | 0 | 0 | 0 | 0 | 0 | 0 | 0 | 0 | 0 | 0 | 0 | 0
2045 | 2621.5 | 0 | 0 | 521.5 | 300 | 300 | 300 | 300 | 300 | 300 | 300 | 0 | 0 | 0 | 0 | 0 | 0 | 0 | 0 | 0 | 0 | 0 | 0 | 0 | 0 | 0 | 0 | 0 | 0 | 0 | 0 | 0 | 0 | 0 | 0 | 0 | 0 | 0 | 0 | 0 | 0 | 0 | 0 | 0 | 0 | 0 | 0 | 0 | 0 | 0 | 0 | 0 | 0 | 0 | 0 | 0 | 0 | 0
2046 | 2621.5 | 0 | 0 | 521.5 | 300 | 300 | 300 | 300 | 300 | 300 | 300 | 0 | 0 | 0 | 0 | 0 | 0 | 0 | 0 | 0 | 0 | 0 | 0 | 0 | 0 | 0 | 0 | 0 | 0 | 0 | 0 | 0 | 0 | 0 | 0 | 0 | 0 | 0 | 0 | 0 | 0 | 0 | 0 | 0 | 0 | 0 | 0 | 0 | 0 | 0 | 0 | 0 | 0 | 0 | 0 | 0 | 0 | 0
2047 | 2621.5 | 0 | 0 | 521.5 | 300 | 300 | 300 | 300 | 300 | 300 | 300 | 0 | 0 | 0 | 0 | 0 | 0 | 0 | 0 | 0 | 0 | 0 | 0 | 0 | 0 | 0 | 0 | 0 | 0 | 0 | 0 | 0 | 0 | 0 | 0 | 0 | 0 | 0 | 0 | 0 | 0 | 0 | 0 | 0 | 0 | 0 | 0 | 0 | 0 | 0 | 0 | 0 | 0 | 0 | 0 | 0 | 0 | 0
2048 | 2621.5 | 0 | 0 | 521.5 | 300 | 300 | 300 | 300 | 300 | 300 | 300 | 0 | 0 | 0 | 0 | 0 | 0 | 0 | 0 | 0 | 0 | 0 | 0 | 0 | 0 | 0 | 0 | 0 | 0 | 0 | 0 | 0 | 0 | 0 | 0 | 0 | 0 | 0 | 0 | 0 | 0 | 0 | 0 | 0 | 0 | 0 | 0 | 0 | 0 | 0 | 0 | 0 | 0 | 0 | 0 | 0 | 0 | 0
2049 | 2621.5 | 0 | 0 | 521.5 | 300 | 300 | 300 | 300 | 300 | 300 | 300 | 0 | 0 | 0 | 0 | 0 | 0 | 0 | 0 | 0 | 0 | 0 | 0 | 0 | 0 | 0 | 0 | 0 | 0 | 0 | 0 | 0 | 0 | 0 | 0 | 0 | 0 | 0 | 0 | 0 | 0 | 0 | 0 | 0 | 0 | 0 | 0 | 0 | 0 | 0 | 0 | 0 | 0 | 0 | 0 | 0 | 0 | 0
2050 | 2621.5 | 0 | 0 | 521.5 | 300 | 300 | 300 | 300 | 300 | 300 | 300 | 0 | 0 | 0 | 0 | 0 | 0 | 0 | 0 | 0 | 0 | 0 | 0 | 0 | 0 | 0 | 0 | 0 | 0 | 0 | 0 | 0 | 0 | 0 | 0 | 0 | 0 | 0 | 0 | 0 | 0 | 0 | 0 | 0 | 0 | 0 | 0 | 0 | 0 | 0 | 0 | 0 | 0 | 0 | 0 | 0 | 0 | 0
2051 | 2621.5 | 0 | 0 | 521.5 | 300 | 300 | 300 | 300 | 300 | 300 | 300 | 0 | 0 | 0 | 0 | 0 | 0 | 0 | 0 | 0 | 0 | 0 | 0 | 0 | 0 | 0 | 0 | 0 | 0 | 0 | 0 | 0 | 0 | 0 | 0 | 0 | 0 | 0 | 0 | 0 | 0 | 0 | 0 | 0 | 0 | 0 | 0 | 0 | 0 | 0 | 0 | 0 | 0 | 0 | 0 | 0 | 0 | 0
2052 | 2621.5 | 0 | 0 | 521.5 | 300 | 300 | 300 | 300 | 300 | 300 | 300 | 0 | 0 | 0 | 0 | 0 | 0 | 0 | 0 | 0 | 0 | 0 | 0 | 0 | 0 | 0 | 0 | 0 | 0 | 0 | 0 | 0 | 0 | 0 | 0 | 0 | 0 | 0 | 0 | 0 | 0 | 0 | 0 | 0 | 0 | 0 | 0 | 0 | 0 | 0 | 0 | 0 | 0 | 0 | 0 | 0 | 0 | 0
2053 | 2621.5 | 0 | 0 | 521.5 | 300 | 300 | 300 | 300 | 300 | 300 | 300 | 0 | 0 | 0 | 0 | 0 | 0 | 0 | 0 | 0 | 0 | 0 | 0 | 0 | 0 | 0 | 0 | 0 | 0 | 0 | 0 | 0 | 0 | 0 | 0 | 0 | 0 | 0 | 0 | 0 | 0 | 0 | 0 | 0 | 0 | 0 | 0 | 0 | 0 | 0 | 0 | 0 | 0 | 0 | 0 | 0 | 0 | 0
2054 | 2621.5 | 0 | 0 | 521.5 | 300 | 300 | 300 | 300 | 300 | 300 | 300 | 0 | 0 | 0 | 0 | 0 | 0 | 0 | 0 | 0 | 0 | 0 | 0 | 0 | 0 | 0 | 0 | 0 | 0 | 0 | 0 | 0 | 0 | 0 | 0 | 0 | 0 | 0 | 0 | 0 | 0 | 0 | 0 | 0 | 0 | 0 | 0 | 0 | 0 | 0 | 0 | 0 | 0 | 0 | 0 | 0 | 0 | 0
2055 | 2621.5 | 0 | 0 | 521.5 | 300 | 300 | 300 | 300 | 300 | 300 | 300 | 0 | 0 | 0 | 0 | 0 | 0 | 0 | 0 | 0 | 0 | 0 | 0 | 0 | 0 | 0 | 0 | 0 | 0 | 0 | 0 | 0 | 0 | 0 | 0 | 0 | 0 | 0 | 0 | 0 | 0 | 0 | 0 | 0 | 0 | 0 | 0 | 0 | 0 | 0 | 0 | 0 | 0 | 0 | 0 | 0 | 0 | 0
2056 | 2621.5 | 0 | 0 | 521.5 | 300 | 300 | 300 | 300 | 300 | 300 | 300 | 0 | 0 | 0 | 0 | 0 | 0 | 0 | 0 | 0 | 0 | 0 | 0 | 0 | 0 | 0 | 0 | 0 | 0 | 0 | 0 | 0 | 0 | 0 | 0 | 0 | 0 | 0 | 0 | 0 | 0 | 0 | 0 | 0 | 0 | 0 | 0 | 0 | 0 | 0 | 0 | 0 | 0 | 0 | 0 | 0 | 0 | 0
2057 | 2621.5 | 0 | 0 | 521.5 | 300 | 300 | 300 | 300 | 300 | 300 | 300 | 0 | 0 | 0 | 0 | 0 | 0 | 0 | 0 | 0 | 0 | 0 | 0 | 0 | 0 | 0 | 0 | 0 | 0 | 0 | 0 | 0 | 0 | 0 | 0 | 0 | 0 | 0 | 0 | 0 | 0 | 0 | 0 | 0 | 0 | 0 | 0 | 0 | 0 | 0 | 0 | 0 | 0 | 0 | 0 | 0 | 0 | 0
2058 | 2621.5 | 0 | 0 | 521.5 | 300 | 300 | 300 | 300 | 300 | 300 | 300 | 0 | 0 | 0 | 0 | 0 | 0 | 0 | 0 | 0 | 0 | 0 | 0 | 0 | 0 | 0 | 0 | 0 | 0 | 0 | 0 | 0 | 0 | 0 | 0 | 0 | 0 | 0 | 0 | 0 | 0 | 0 | 0 | 0 | 0 | 0 | 0 | 0 | 0 | 0 | 0 | 0 | 0 | 0 | 0 | 0 | 0 | 0
2059 | 2621.5 | 0 | 0 | 521.5 | 300 | 300 | 300 | 300 | 300 | 300 | 300 | 0 | 0 | 0 | 0 | 0 | 0 | 0 | 0 | 0 | 0 | 0 | 0 | 0 | 0 | 0 | 0 | 0 | 0 | 0 | 0 | 0 | 0 | 0 | 0 | 0 | 0 | 0 | 0 | 0 | 0 | 0 | 0 | 0 | 0 | 0 | 0 | 0 | 0 | 0 | 0 | 0 | 0 | 0 | 0 | 0 | 0 | 0
2060 | 2621.5 | 0 | 0 | 521.5 | 300 | 300 | 300 | 300 | 300 | 300 | 300 | 0 | 0 | 0 | 0 | 0 | 0 | 0 | 0 | 0 | 0 | 0 | 0 | 0 | 0 | 0 | 0 | 0 | 0 | 0 | 0 | 0 | 0 | 0 | 0 | 0 | 0 | 0 | 0 | 0 | 0 | 0 | 0 | 0 | 0 | 0 | 0 | 0 | 0 | 0 | 0 | 0 | 0 | 0 | 0 | 0 | 0 | 0
2061 | 2621.5 | 0 | 0 | 521.5 | 300 | 300 | 300 | 300 | 300 | 300 | 300 | 0 | 0 | 0 | 0 | 0 | 0 | 0 | 0 | 0 | 0 | 0 | 0 | 0 | 0 | 0 | 0 | 0 | 0 | 0 | 0 | 0 | 0 | 0 | 0 | 0 | 0 | 0 | 0 | 0 | 0 | 0 | 0 | 0 | 0 | 0 | 0 | 0 | 0 | 0 | 0 | 0 | 0 | 0 | 0 | 0 | 0 | 0
2062 | 2621.5 | 0 | 0 | 521.5 | 300 | 300 | 300 | 300 | 300 | 300 | 300 | 0 | 0 | 0 | 0 | 0 | 0 | 0 | 0 | 0 | 0 | 0 | 0 | 0 | 0 | 0 | 0 | 0 | 0 | 0 | 0 | 0 | 0 | 0 | 0 | 0 | 0 | 0 | 0 | 0 | 0 | 0 | 0 | 0 | 0 | 0 | 0 | 0 | 0 | 0 | 0 | 0 | 0 | 0 | 0 | 0 | 0 | 0
2063 | 2621.5 | 0 | 0 | 521.5 | 300 | 300 | 300 | 300 | 300 | 300 | 300 | 0 | 0 | 0 | 0 | 0 | 0 | 0 | 0 | 0 | 0 | 0 | 0 | 0 | 0 | 0 | 0 | 0 | 0 | 0 | 0 | 0 | 0 | 0 | 0 | 0 | 0 | 0 | 0 | 0 | 0 | 0 | 0 | 0 | 0 | 0 | 0 | 0 | 0 | 0 | 0 | 0 | 0 | 0 | 0 | 0 | 0 | 0
2064 | 2621.5 | 0 | 0 | 521.5 | 300 | 300 | 300 | 300 | 300 | 300 | 300 | 0 | 0 | 0 | 0 | 0 | 0 | 0 | 0 | 0 | 0 | 0 | 0 | 0 | 0 | 0 | 0 | 0 | 0 | 0 | 0 | 0 | 0 | 0 | 0 | 0 | 0 | 0 | 0 | 0 | 0 | 0 | 0 | 0 | 0 | 0 | 0 | 0 | 0 | 0 | 0 | 0 | 0 | 0 | 0 | 0 | 0 | 0
2065 | 2621.5 | 0 | 0 | 521.5 | 300 | 300 | 300 | 300 | 300 | 300 | 300 | 0 | 0 | 0 | 0 | 0 | 0 | 0 | 0 | 0 | 0 | 0 | 0 | 0 | 0 | 0 | 0 | 0 | 0 | 0 | 0 | 0 | 0 | 0 | 0 | 0 | 0 | 0 | 0 | 0 | 0 | 0 | 0 | 0 | 0 | 0 | 0 | 0 | 0 | 0 | 0 | 0 | 0 | 0 | 0 | 0 | 0 | 0
2066 | 2621.5 | 0 | 0 | 521.5 | 300 | 300 | 300 | 300 | 300 | 300 | 300 | 0 | 0 | 0 | 0 | 0 | 0 | 0 | 0 | 0 | 0 | 0 | 0 | 0 | 0 | 0 | 0 | 0 | 0 | 0 | 0 | 0 | 0 | 0 | 0 | 0 | 0 | 0 | 0 | 0 | 0 | 0 | 0 | 0 | 0 | 0 | 0 | 0 | 0 | 0 | 0 | 0 | 0 | 0 | 0 | 0 | 0 | 0
2067 | 2621.5 | 0 | 0 | 521.5 | 300 | 300 | 300 | 300 | 300 | 300 | 300 | 0 | 0 | 0 | 0 | 0 | 0 | 0 | 0 | 0 | 0 | 0 | 0 | 0 | 0 | 0 | 0 | 0 | 0 | 0 | 0 | 0 | 0 | 0 | 0 | 0 | 0 | 0 | 0 | 0 | 0 | 0 | 0 | 0 | 0 | 0 | 0 | 0 | 0 | 0 | 0 | 0 | 0 | 0 | 0 | 0 | 0 | 0
2068 | 2621.5 | 0 | 0 | 521.5 | 300 | 300 | 300 | 300 | 300 | 300 | 300 | 0 | 0 | 0 | 0 | 0 | 0 | 0 | 0 | 0 | 0 | 0 | 0 | 0 | 0 | 0 | 0 | 0 | 0 | 0 | 0 | 0 | 0 | 0 | 0 | 0 | 0 | 0 | 0 | 0 | 0 | 0 | 0 | 0 | 0 | 0 | 0 | 0 | 0 | 0 | 0 | 0 | 0 | 0 | 0 | 0 | 0 | 0
2069 | 2621.5 | 0 | 0 | 521.5 | 300 | 300 | 300 | 300 | 300 | 300 | 300 | 0 | 0 | 0 | 0 | 0 | 0 | 0 | 0 | 0 | 0 | 0 | 0 | 0 | 0 | 0 | 0 | 0 | 0 | 0 | 0 | 0 | 0 | 0 | 0 | 0 | 0 | 0 | 0 | 0 | 0 | 0 | 0 | 0 | 0 | 0 | 0 | 0 | 0 | 0 | 0 | 0 | 0 | 0 | 0 | 0 | 0 | 0
2070 | 2621.5 | 0 | 0 | 521.5 | 300 | 300 | 300 | 300 | 300 | 300 | 300 | 0 | 0 | 0 | 0 | 0 | 0 | 0 | 0 | 0 | 0 | 0 | 0 | 0 | 0 | 0 | 0 | 0 | 0 | 0 | 0 | 0 | 0 | 0 | 0 | 0 | 0 | 0 | 0 | 0 | 0 | 0 | 0 | 0 | 0 | 0 | 0 | 0 | 0 | 0 | 0 | 0 | 0 | 0 | 0 | 0 | 0 | 0
2071 | 2621.5 | 0 | 0 | 521.5 | 300 | 300 | 300 | 300 | 300 | 300 | 300 | 0 | 0 | 0 | 0 | 0 | 0 | 0 | 0 | 0 | 0 | 0 | 0 | 0 | 0 | 0 | 0 | 0 | 0 | 0 | 0 | 0 | 0 | 0 | 0 | 0 | 0 | 0 | 0 | 0 | 0 | 0 | 0 | 0 | 0 | 0 | 0 | 0 | 0 | 0 | 0 | 0 | 0 | 0 | 0 | 0 | 0 | 0
2072 | 2621.5 | 0 | 0 | 521.5 | 300 | 300 | 300 | 300 | 300 | 300 | 300 | 0 | 0 | 0 | 0 | 0 | 0 | 0 | 0 | 0 | 0 | 0 | 0 | 0 | 0 | 0 | 0 | 0 | 0 | 0 | 0 | 0 | 0 | 0 | 0 | 0 | 0 | 0 | 0 | 0 | 0 | 0 | 0 | 0 | 0 | 0 | 0 | 0 | 0 | 0 | 0 | 0 | 0 | 0 | 0 | 0 | 0 | 0
2073 | 2621.5 | 0 | 0 | 521.5 | 300 | 300 | 300 | 300 | 300 | 300 | 300 | 0 | 0 | 0 | 0 | 0 | 0 | 0 | 0 | 0 | 0 | 0 | 0 | 0 | 0 | 0 | 0 | 0 | 0 | 0 | 0 | 0 | 0 | 0 | 0 | 0 | 0 | 0 | 0 | 0 | 0 | 0 | 0 | 0 | 0 | 0 | 0 | 0 | 0 | 0 | 0 | 0 | 0 | 0 | 0 | 0 | 0 | 0

## Equalizing & Small Filler Calc
2024 TYSP Combined WINTER Reserve Margin - Resource Needs and No Incremental DSM | [11 empty] | FPL 000015
20240012-EG
WINTER
| Eq Filler Size | 0 | [5 empty] | Was there a need in eq. filler input year? | 11
Annual # of Small Fillers Added | Cumulative Number of Small Fillers Added | Year | Total New Unit MW | Need (MW) After Large Filler Addition(s) | Size of Excess Need in Equalizaing Filler Year, if any | Checking for Equilizing Filler (MW) |  | Equalizing Filler (MW) | Need (MW) After Large Filler Addition(s) + Eq. Filler | Small Filler(s) Addition (MW) | Need (MW) After Large Filler Addition(s) + Eq. Filler + Small Filler(s) |  | 0
0 | 0 | 2024 |  | -4573.6601 | 0 | 0 |  | 0 | -4573.6601 | 0 | -4573.6601 |  | 0
0 | 0 | 2025 |  | -4383.2478 | 0 | 0 |  | 0 | -4383.2478 | 0 | -4383.2478 |  | 0
0 | 0 | 2026 |  | -4605.0025 | 0 | 0 |  | 0 | -4605.0025 | 0 | -4605.0025 |  | 0
0 | 0 | 2027 |  | -4558.0498 | 0 | 0 |  | 0 | -4558.0498 | 0 | -4558.0498 |  | 0
0 | 0 | 2028 |  | -4469.5684 | 0 | 0 |  | 0 | -4469.5684 | 0 | -4469.5684 |  | 0
0 | 0 | 2029 |  | -4219.3945 | 0 | 0 |  | 0 | -4219.3945 | 0 | -4219.3945 |  | 0
0 | 0 | 2030 |  | -4092.3503 | 0 | 0 |  | 0 | -4092.3503 | 0 | -4092.3503 |  | 0
0 | 0 | 2031 |  | -4086.4006 | 0 | 0 |  | 0 | -4086.4006 | 0 | -4086.4006 |  | 0
0 | 0 | 2032 |  | -3872.7532 | 0 | 0 |  | 0 | -3872.7532 | 0 | -3872.7532 |  | 0
0 | 0 | 2033 |  | -3618.8813 | 0 | 0 |  | 0 | -3618.8813 | 0 | -3618.8813 |  | 0
0 | 0 | 2034 |  | -3031.421 | 0 | 0 |  | 0 | -3031.421 | 0 | -3031.421 |  | 0
0 | 0 | 2035 |  | -2365.7852 | -2 | 0 | + | 0 | -2365.7852 | 0 | -2365.7852 |  | 0
0 | 0 | 2036 |  | -1639.9868 | 0 | 0 | + | 0 | -1639.9868 | 0 | -1639.9868 |  | 0
0 | 0 | 2037 |  | -1012.9198 | 0 | 0 | + | 0 | -1012.9198 | 0 | -1012.9198 |  | 0
0 | 0 | 2038 |  | -381.0528 | 0 | 0 | + | 0 | -381.0528 | 0 | -381.0528 |  | 0
1 | 1 | 2039 |  | 243.4311 | 0 | 243.4311 |  | 0 | 243.4311 | 660 | -416.5689 |  | 0
0 | 1 | 2040 |  | 201.6765 | 0 | 243.4311 |  | 0 | 201.6765 | 660 | -458.3235 |  | 0
0 | 1 | 2041 |  | 67.3365 | 0 | 243.4311 |  | 0 | 67.3365 | 660 | -592.6635 |  | 0
0 | 1 | 2042 |  | 414.7938 | 0 | 243.4311 |  | 0 | 414.7938 | 660 | -245.2062 |  | 0
0 | 1 | 2043 |  | 105.7438 | 0 | 243.4311 |  | 0 | 105.7438 | 660 | -554.2562 |  | 0
0 | 1 | 2044 |  | 460.2222 | 0 | 243.4311 |  | 0 | 460.2222 | 660 | -199.7778 |  | 0
0 | 1 | 2045 |  | 158.2651 | 0 | 243.4311 |  | 0 | 158.2651 | 660 | -501.7349 |  | 0
-1 | 0 | 2046 |  | -140.0909 | 0 | 243.4311 | + | 0 | -140.0909 | 0 | -140.0909 |  | 0
1 | 1 | 2047 |  | 225.1909 | 0 | 225.1909 |  | 0 | 225.1909 | 660 | -434.8091 |  | 0
-1 | 0 | 2048 |  | -65.852 | 0 | 225.1909 | + | 0 | -65.852 | 0 | -65.852 |  | 0
1 | 1 | 2049 |  | 306.8178 | 0 | 306.8178 |  | 0 | 306.8178 | 660 | -353.1822 |  | 0
0 | 1 | 2050 |  | 23.2385 | 0 | 306.8178 |  | 0 | 23.2385 | 660 | -636.7615 |  | 0
0 | 1 | 2051 |  | 403.4484 | 0 | 306.8178 |  | 0 | 403.4484 | 660 | -256.5516 |  | 0
0 | 1 | 2052 |  | 127.4863 | 0 | 306.8178 |  | 0 | 127.4863 | 660 | -532.5137 |  | 0
0 | 1 | 2053 |  | 54.3914 | 0 | 306.8178 |  | 0 | 54.3914 | 660 | -605.6086 |  | 0
-1 | 0 | 2054 |  | -7.7966 | 0 | 306.8178 | + | 0 | -7.7966 | 0 | -7.7966 |  | 0
1 | 1 | 2055 |  | 387.9621 | 0 | 387.9621 |  | 0 | 387.9621 | 660 | -272.0379 |  | 0
0 | 1 | 2056 |  | 127.7081 | 0 | 387.9621 |  | 0 | 127.7081 | 660 | -532.2919 |  | 0
0 | 1 | 2057 |  | 214.4822 | 0 | 387.9621 |  | 0 | 214.4822 | 660 | -445.5178 |  | 0
-1 | 0 | 2058 |  | -37.6745 | 0 | 387.9621 | + | 0 | -37.6745 | 0 | -37.6745 |  | 0
1 | 1 | 2059 |  | 374.2798 | 0 | 374.2798 |  | 0 | 374.2798 | 660 | -285.7202 |  | 0
0 | 1 | 2060 |  | 130.3872 | 0 | 374.2798 |  | 0 | 130.3872 | 660 | -529.6128 |  | 0
-1 | 0 | 2061 |  | -109.0321 | 0 | 374.2798 | + | 0 | -109.0321 | 0 | -109.0321 |  | 0
1 | 1 | 2062 |  | 315.5094 | 0 | 315.5094 |  | 0 | 315.5094 | 660 | -344.4906 |  | 0
0 | 1 | 2063 |  | 84.0551 | 0 | 315.5094 |  | 0 | 84.0551 | 660 | -575.9449 |  | 0
0 | 1 | 2064 |  | 57.2043 | 0 | 315.5094 |  | 0 | 57.2043 | 660 | -602.7957 |  | 0
0 | 1 | 2065 |  | 494.7236 | 0 | 315.5094 |  | 0 | 494.7236 | 660 | -165.2764 |  | 0
0 | 1 | 2066 |  | 276.6578 | 0 | 315.5094 |  | 0 | 276.6578 | 660 | -383.3422 |  | 0
0 | 1 | 2067 |  | 63.0519 | 0 | 315.5094 |  | 0 | 63.0519 | 660 | -596.9481 |  | 0
-1 | 0 | 2068 |  | -146.0482 | 0 | 315.5094 | + | 0 | -146.0482 | 0 | -146.0482 |  | 0
1 | 1 | 2069 |  | 309.4034 | 0 | 309.4034 |  | 0 | 309.4034 | 660 | -350.5966 |  | 0
0 | 1 | 2070 |  | 109.4536 | 0 | 309.4034 |  | 0 | 109.4536 | 660 | -550.5464 |  | 0
-1 | 0 | 2071 |  | -85.8508 | 0 | 309.4034 | + | 0 | -85.8508 | 0 | -85.8508 |  | 0
1 | 1 | 2072 |  | 383.5379 | 0 | 383.5379 |  | 0 | 383.5379 | 660 | -276.4621 |  | 0
1 | 2 | 2073 |  | 857.6678 | 0 | 383.5379 |  | 0 | 857.6678 | 1320 | -462.3322 |  | 0

## Large Filler Calculations
| FPL 000016 | [6 empty] | 0
20240012-EG
Calculation of Large Filler Unit additions
[9 empty] | After Addition |  | After Addition |  | After Addition |  | After Addition |  | After Addition |  | After Addition |  | After Addition |  | After Addition |  | After Addition |  | After Addition |  | After Addition |  | After Addition |  | After Addition |  | After Addition |  | After Addition |  | After Addition |  | After Addition |  | After Addition |  | After Addition
Annual # of Large Fillers Added | # Large Filler(s) Added | Large Filler(s) (MW) | PPA (MW) | Year | Total New Unit MW | Need (MW) | Need For Years of Large Filler Additions | Large Filler(s) Added + PPA, if needed | Need For Years of Large Filler Additions | Large Filler(s) Added + PPA, if needed | Need For Years of Large Filler Additions | Large Filler(s) Added + PPA, if needed | Need For Years of Large Filler Additions | Large Filler(s) Added + PPA, if needed | Need For Years of Large Filler Additions | Large Filler(s) Added + PPA, if needed | Need For Years of Large Filler Additions | Large Filler(s) Added + PPA, if needed | Need For Years of Large Filler Additions | Large Filler(s) Added + PPA, if needed | Need For Years of Large Filler Additions | Large Filler(s) Added + PPA, if needed | Need For Years of Large Filler Additions | Large Filler(s) Added + PPA, if needed | Need For Years of Large Filler Additions | Large Filler(s) Added + PPA, if needed | Need For Years of Large Filler Additions | Large Filler(s) Added + PPA, if needed | Need For Years of Large Filler Additions | Large Filler(s) Added + PPA, if needed | Need For Years of Large Filler Additions | Large Filler(s) Added + PPA, if needed | Need For Years of Large Filler Additions | Large Filler(s) Added + PPA, if needed | Need For Years of Large Filler Additions | Large Filler(s) Added + PPA, if needed | Need For Years of Large Filler Additions | Large Filler(s) Added + PPA, if needed | Need For Years of Large Filler Additions | Large Filler(s) Added + PPA, if needed | Need For Years of Large Filler Additions | Large Filler(s) Added + PPA, if needed | Need For Years of Large Filler Additions | Large Filler(s) Added + PPA, if needed | Need For Years of Large Filler Additions
0 | 0 | 0 | 0 | 2024 | 0 | -4573.6601 | 0 | 0 | 0 | 0 | 0 | 0 | 0 | 0 | 0 | 0 | 0 | 0 | 0 | 0 | 0 | 0 | 0 | 0 | 0 | 0 | 0 | 0 | 0 | 0 | 0 | 0 | 0 | 0 | 0 | 0 | 0 | 0 | 0 | 0 | 0 | 0 | 0 | 0 | 0
0 | 0 | 0 | 0 | 2025 | 0 | -4383.2478 | 0 | 0 | 0 | 0 | 0 | 0 | 0 | 0 | 0 | 0 | 0 | 0 | 0 | 0 | 0 | 0 | 0 | 0 | 0 | 0 | 0 | 0 | 0 | 0 | 0 | 0 | 0 | 0 | 0 | 0 | 0 | 0 | 0 | 0 | 0 | 0 | 0 | 0 | 0
0 | 0 | 0 | 0 | 2026 | 0 | -4605.0025 | 0 | 0 | 0 | 0 | 0 | 0 | 0 | 0 | 0 | 0 | 0 | 0 | 0 | 0 | 0 | 0 | 0 | 0 | 0 | 0 | 0 | 0 | 0 | 0 | 0 | 0 | 0 | 0 | 0 | 0 | 0 | 0 | 0 | 0 | 0 | 0 | 0 | 0 | 0
0 | 0 | 0 | 0 | 2027 | 0 | -4558.0498 | 0 | 0 | 0 | 0 | 0 | 0 | 0 | 0 | 0 | 0 | 0 | 0 | 0 | 0 | 0 | 0 | 0 | 0 | 0 | 0 | 0 | 0 | 0 | 0 | 0 | 0 | 0 | 0 | 0 | 0 | 0 | 0 | 0 | 0 | 0 | 0 | 0 | 0 | 0
0 | 0 | 0 | 0 | 2028 | 0 | -4469.5684 | 0 | 0 | 0 | 0 | 0 | 0 | 0 | 0 | 0 | 0 | 0 | 0 | 0 | 0 | 0 | 0 | 0 | 0 | 0 | 0 | 0 | 0 | 0 | 0 | 0 | 0 | 0 | 0 | 0 | 0 | 0 | 0 | 0 | 0 | 0 | 0 | 0 | 0 | 0
0 | 0 | 0 | 0 | 2029 | 0 | -4219.3945 | 0 | 0 | 0 | 0 | 0 | 0 | 0 | 0 | 0 | 0 | 0 | 0 | 0 | 0 | 0 | 0 | 0 | 0 | 0 | 0 | 0 | 0 | 0 | 0 | 0 | 0 | 0 | 0 | 0 | 0 | 0 | 0 | 0 | 0 | 0 | 0 | 0 | 0 | 0
0 | 0 | 0 | 0 | 2030 | 0 | -4092.3503 | 0 | 0 | 0 | 0 | 0 | 0 | 0 | 0 | 0 | 0 | 0 | 0 | 0 | 0 | 0 | 0 | 0 | 0 | 0 | 0 | 0 | 0 | 0 | 0 | 0 | 0 | 0 | 0 | 0 | 0 | 0 | 0 | 0 | 0 | 0 | 0 | 0 | 0 | 0
0 | 0 | 0 | 0 | 2031 | 0 | -4086.4006 | 0 | 0 | 0 | 0 | 0 | 0 | 0 | 0 | 0 | 0 | 0 | 0 | 0 | 0 | 0 | 0 | 0 | 0 | 0 | 0 | 0 | 0 | 0 | 0 | 0 | 0 | 0 | 0 | 0 | 0 | 0 | 0 | 0 | 0 | 0 | 0 | 0 | 0 | 0
0 | 0 | 0 | 0 | 2032 | 0 | -3872.7532 | 0 | 0 | 0 | 0 | 0 | 0 | 0 | 0 | 0 | 0 | 0 | 0 | 0 | 0 | 0 | 0 | 0 | 0 | 0 | 0 | 0 | 0 | 0 | 0 | 0 | 0 | 0 | 0 | 0 | 0 | 0 | 0 | 0 | 0 | 0 | 0 | 0 | 0 | 0
0 | 0 | 0 | 0 | 2033 | 0 | -3618.8813 | -3618.8813 | 0 | 0 | 0 | 0 | 0 | 0 | 0 | 0 | 0 | 0 | 0 | 0 | 0 | 0 | 0 | 0 | 0 | 0 | 0 | 0 | 0 | 0 | 0 | 0 | 0 | 0 | 0 | 0 | 0 | 0 | 0 | 0 | 0 | 0 | 0 | 0 | 0 | 0
0 | 0 | 0 | 0 | 2034 | 0 | -3031.421 | 0 | 0 | 0 | 0 | 0 | 0 | 0 | 0 | 0 | 0 | 0 | 0 | 0 | 0 | 0 | 0 | 0 | 0 | 0 | 0 | 0 | 0 | 0 | 0 | 0 | 0 | 0 | 0 | 0 | 0 | 0 | 0 | 0 | 0 | 0 | 0 | 0 | 0 | 0
0 | 0 | 0 | 0 | 2035 | 0 | -2365.7852 | 0 | 0 | 0 | 0 | 0 | 0 | 0 | 0 | 0 | 0 | 0 | 0 | 0 | 0 | 0 | 0 | 0 | 0 | 0 | 0 | 0 | 0 | 0 | 0 | 0 | 0 | 0 | 0 | 0 | 0 | 0 | 0 | 0 | 0 | 0 | 0 | 0 | 0 | 0
0 | 0 | 0 | 0 | 2036 | 0 | -1639.9868 | 0 | 0 | 0 | 0 | 0 | 0 | 0 | 0 | 0 | 0 | 0 | 0 | 0 | 0 | 0 | 0 | 0 | 0 | 0 | 0 | 0 | 0 | 0 | 0 | 0 | 0 | 0 | 0 | 0 | 0 | 0 | 0 | 0 | 0 | 0 | 0 | 0 | 0 | 0
0 | 0 | 0 | 0 | 2037 | 0 | -1012.9198 | 0 | 0 | 0 | 0 | 0 | 0 | 0 | 0 | 0 | 0 | 0 | 0 | 0 | 0 | 0 | 0 | 0 | 0 | 0 | 0 | 0 | 0 | 0 | 0 | 0 | 0 | 0 | 0 | 0 | 0 | 0 | 0 | 0 | 0 | 0 | 0 | 0 | 0 | 0
0 | 0 | 0 | 0 | 2038 | 0 | -381.0528 | 0 | 0 | 0 | 0 | 0 | 0 | 0 | 0 | 0 | 0 | 0 | 0 | 0 | 0 | 0 | 0 | 0 | 0 | 0 | 0 | 0 | 0 | 0 | 0 | 0 | 0 | 0 | 0 | 0 | 0 | 0 | 0 | 0 | 0 | 0 | 0 | 0 | 0 | 0
0 | 0 | 0 | 0 | 2039 | 0 | 243.4311 | 0 | 0 | 0 | 0 | 0 | 0 | 0 | 0 | 0 | 0 | 0 | 0 | 0 | 0 | 0 | 0 | 0 | 0 | 0 | 0 | 0 | 0 | 0 | 0 | 0 | 0 | 0 | 0 | 0 | 0 | 0 | 0 | 0 | 0 | 0 | 0 | 0 | 0 | 0
0 | 0 | 0 | 0 | 2040 | 0 | 201.6765 | 0 | 0 | 0 | 0 | 0 | 0 | 0 | 0 | 0 | 0 | 0 | 0 | 0 | 0 | 0 | 0 | 0 | 0 | 0 | 0 | 0 | 0 | 0 | 0 | 0 | 0 | 0 | 0 | 0 | 0 | 0 | 0 | 0 | 0 | 0 | 0 | 0 | 0 | 0
0 | 0 | 0 | 0 | 2041 | 0 | 67.3365 | 0 | 0 | 0 | 0 | 0 | 0 | 0 | 0 | 0 | 0 | 0 | 0 | 0 | 0 | 0 | 0 | 0 | 0 | 0 | 0 | 0 | 0 | 0 | 0 | 0 | 0 | 0 | 0 | 0 | 0 | 0 | 0 | 0 | 0 | 0 | 0 | 0 | 0 | 0
0 | 0 | 0 | 0 | 2042 | 0 | 414.7938 | 0 | 0 | 0 | 0 | 0 | 0 | 0 | 0 | 0 | 0 | 0 | 0 | 0 | 0 | 0 | 0 | 0 | 0 | 0 | 0 | 0 | 0 | 0 | 0 | 0 | 0 | 0 | 0 | 0 | 0 | 0 | 0 | 0 | 0 | 0 | 0 | 0 | 0 | 0
0 | 0 | 0 | 0 | 2043 | 0 | 105.7438 | 0 | 0 | 0 | 0 | 0 | 0 | 0 | 0 | 0 | 0 | 0 | 0 | 0 | 0 | 0 | 0 | 0 | 0 | 0 | 0 | 0 | 0 | 0 | 0 | 0 | 0 | 0 | 0 | 0 | 0 | 0 | 0 | 0 | 0 | 0 | 0 | 0 | 0 | 0
0 | 0 | 0 | 0 | 2044 | 0 | 460.2222 | 0 | 0 | 0 | 0 | 0 | 0 | 0 | 0 | 0 | 0 | 0 | 0 | 0 | 0 | 0 | 0 | 0 | 0 | 0 | 0 | 0 | 0 | 0 | 0 | 0 | 0 | 0 | 0 | 0 | 0 | 0 | 0 | 0 | 0 | 0 | 0 | 0 | 0 | 0
0 | 0 | 0 | 0 | 2045 | 0 | 158.2651 | 0 | 0 | 0 | 0 | 0 | 0 | 0 | 0 | 0 | 0 | 0 | 0 | 0 | 0 | 0 | 0 | 0 | 0 | 0 | 0 | 0 | 0 | 0 | 0 | 0 | 0 | 0 | 0 | 0 | 0 | 0 | 0 | 0 | 0 | 0 | 0 | 0 | 0 | 0
0 | 0 | 0 | 0 | 2046 | 0 | -140.0909 | 0 | 0 | 0 | 0 | 0 | 0 | 0 | 0 | 0 | 0 | 0 | 0 | 0 | 0 | 0 | 0 | 0 | 0 | 0 | 0 | 0 | 0 | 0 | 0 | 0 | 0 | 0 | 0 | 0 | 0 | 0 | 0 | 0 | 0 | 0 | 0 | 0 | 0 | 0
0 | 0 | 0 | 0 | 2047 | 0 | 225.1909 | 0 | 0 | 0 | 0 | 0 | 0 | 0 | 0 | 0 | 0 | 0 | 0 | 0 | 0 | 0 | 0 | 0 | 0 | 0 | 0 | 0 | 0 | 0 | 0 | 0 | 0 | 0 | 0 | 0 | 0 | 0 | 0 | 0 | 0 | 0 | 0 | 0 | 0 | 0
0 | 0 | 0 | 0 | 2048 | 0 | -65.852 | 0 | 0 | 0 | 0 | 0 | 0 | 0 | 0 | 0 | 0 | 0 | 0 | 0 | 0 | 0 | 0 | 0 | 0 | 0 | 0 | 0 | 0 | 0 | 0 | 0 | 0 | 0 | 0 | 0 | 0 | 0 | 0 | 0 | 0 | 0 | 0 | 0 | 0 | 0
0 | 0 | 0 | 0 | 2049 | 0 | 306.8178 | 0 | 0 | 0 | 0 | 0 | 0 | 0 | 0 | 0 | 0 | 0 | 0 | 0 | 0 | 0 | 0 | 0 | 0 | 0 | 0 | 0 | 0 | 0 | 0 | 0 | 0 | 0 | 0 | 0 | 0 | 0 | 0 | 0 | 0 | 0 | 0 | 0 | 0 | 0
0 | 0 | 0 | 0 | 2050 | 0 | 23.2385 | 0 | 0 | 0 | 0 | 0 | 0 | 0 | 0 | 0 | 0 | 0 | 0 | 0 | 0 | 0 | 0 | 0 | 0 | 0 | 0 | 0 | 0 | 0 | 0 | 0 | 0 | 0 | 0 | 0 | 0 | 0 | 0 | 0 | 0 | 0 | 0 | 0 | 0 | 0
0 | 0 | 0 | 0 | 2051 | 0 | 403.4484 | 0 | 0 | 0 | 0 | 0 | 0 | 0 | 0 | 0 | 0 | 0 | 0 | 0 | 0 | 0 | 0 | 0 | 0 | 0 | 0 | 0 | 0 | 0 | 0 | 0 | 0 | 0 | 0 | 0 | 0 | 0 | 0 | 0 | 0 | 0 | 0 | 0 | 0 | 0
0 | 0 | 0 | 0 | 2052 | 0 | 127.4863 | 0 | 0 | 0 | 0 | 0 | 0 | 0 | 0 | 0 | 0 | 0 | 0 | 0 | 0 | 0 | 0 | 0 | 0 | 0 | 0 | 0 | 0 | 0 | 0 | 0 | 0 | 0 | 0 | 0 | 0 | 0 | 0 | 0 | 0 | 0 | 0 | 0 | 0 | 0
0 | 0 | 0 | 0 | 2053 | 0 | 54.3914 | 0 | 0 | 0 | 0 | 0 | 0 | 0 | 0 | 0 | 0 | 0 | 0 | 0 | 0 | 0 | 0 | 0 | 0 | 0 | 0 | 0 | 0 | 0 | 0 | 0 | 0 | 0 | 0 | 0 | 0 | 0 | 0 | 0 | 0 | 0 | 0 | 0 | 0 | 0
0 | 0 | 0 | 0 | 2054 | 0 | -7.7966 | 0 | 0 | 0 | 0 | 0 | 0 | 0 | 0 | 0 | 0 | 0 | 0 | 0 | 0 | 0 | 0 | 0 | 0 | 0 | 0 | 0 | 0 | 0 | 0 | 0 | 0 | 0 | 0 | 0 | 0 | 0 | 0 | 0 | 0 | 0 | 0 | 0 | 0 | 0
0 | 0 | 0 | 0 | 2055 | 0 | 387.9621 | 0 | 0 | 0 | 0 | 0 | 0 | 0 | 0 | 0 | 0 | 0 | 0 | 0 | 0 | 0 | 0 | 0 | 0 | 0 | 0 | 0 | 0 | 0 | 0 | 0 | 0 | 0 | 0 | 0 | 0 | 0 | 0 | 0 | 0 | 0 | 0 | 0 | 0 | 0
0 | 0 | 0 | 0 | 2056 | 0 | 127.7081 | 0 | 0 | 0 | 0 | 0 | 0 | 0 | 0 | 0 | 0 | 0 | 0 | 0 | 0 | 0 | 0 | 0 | 0 | 0 | 0 | 0 | 0 | 0 | 0 | 0 | 0 | 0 | 0 | 0 | 0 | 0 | 0 | 0 | 0 | 0 | 0 | 0 | 0 | 0
0 | 0 | 0 | 0 | 2057 | 0 | 214.4822 | 0 | 0 | 0 | 0 | 0 | 0 | 0 | 0 | 0 | 0 | 0 | 0 | 0 | 0 | 0 | 0 | 0 | 0 | 0 | 0 | 0 | 0 | 0 | 0 | 0 | 0 | 0 | 0 | 0 | 0 | 0 | 0 | 0 | 0 | 0 | 0 | 0 | 0 | 0
0 | 0 | 0 | 0 | 2058 | 0 | -37.6745 | 0 | 0 | 0 | 0 | 0 | 0 | 0 | 0 | 0 | 0 | 0 | 0 | 0 | 0 | 0 | 0 | 0 | 0 | 0 | 0 | 0 | 0 | 0 | 0 | 0 | 0 | 0 | 0 | 0 | 0 | 0 | 0 | 0 | 0 | 0 | 0 | 0 | 0 | 0
0 | 0 | 0 | 0 | 2059 | 0 | 374.2798 | 0 | 0 | 0 | 0 | 0 | 0 | 0 | 0 | 0 | 0 | 0 | 0 | 0 | 0 | 0 | 0 | 0 | 0 | 0 | 0 | 0 | 0 | 0 | 0 | 0 | 0 | 0 | 0 | 0 | 0 | 0 | 0 | 0 | 0 | 0 | 0 | 0 | 0 | 0
0 | 0 | 0 | 0 | 2060 | 0 | 130.3872 | 0 | 0 | 0 | 0 | 0 | 0 | 0 | 0 | 0 | 0 | 0 | 0 | 0 | 0 | 0 | 0 | 0 | 0 | 0 | 0 | 0 | 0 | 0 | 0 | 0 | 0 | 0 | 0 | 0 | 0 | 0 | 0 | 0 | 0 | 0 | 0 | 0 | 0 | 0
0 | 0 | 0 | 0 | 2061 | 0 | -109.0321 | 0 | 0 | 0 | 0 | 0 | 0 | 0 | 0 | 0 | 0 | 0 | 0 | 0 | 0 | 0 | 0 | 0 | 0 | 0 | 0 | 0 | 0 | 0 | 0 | 0 | 0 | 0 | 0 | 0 | 0 | 0 | 0 | 0 | 0 | 0 | 0 | 0 | 0 | 0
0 | 0 | 0 | 0 | 2062 | 0 | 315.5094 | 0 | 0 | 0 | 0 | 0 | 0 | 0 | 0 | 0 | 0 | 0 | 0 | 0 | 0 | 0 | 0 | 0 | 0 | 0 | 0 | 0 | 0 | 0 | 0 | 0 | 0 | 0 | 0 | 0 | 0 | 0 | 0 | 0 | 0 | 0 | 0 | 0 | 0 | 0
0 | 0 | 0 | 0 | 2063 | 0 | 84.0551 | 0 | 0 | 0 | 0 | 0 | 0 | 0 | 0 | 0 | 0 | 0 | 0 | 0 | 0 | 0 | 0 | 0 | 0 | 0 | 0 | 0 | 0 | 0 | 0 | 0 | 0 | 0 | 0 | 0 | 0 | 0 | 0 | 0 | 0 | 0 | 0 | 0 | 0 | 0
0 | 0 | 0 | 0 | 2064 | 0 | 57.2043 | 0 | 0 | 0 | 0 | 0 | 0 | 0 | 0 | 0 | 0 | 0 | 0 | 0 | 0 | 0 | 0 | 0 | 0 | 0 | 0 | 0 | 0 | 0 | 0 | 0 | 0 | 0 | 0 | 0 | 0 | 0 | 0 | 0 | 0 | 0 | 0 | 0 | 0 | 0
0 | 0 | 0 | 0 | 2065 | 0 | 494.7236 | 0 | 0 | 0 | 0 | 0 | 0 | 0 | 0 | 0 | 0 | 0 | 0 | 0 | 0 | 0 | 0 | 0 | 0 | 0 | 0 | 0 | 0 | 0 | 0 | 0 | 0 | 0 | 0 | 0 | 0 | 0 | 0 | 0 | 0 | 0 | 0 | 0 | 0 | 0
0 | 0 | 0 | 0 | 2066 | 0 | 276.6578 | 0 | 0 | 0 | 0 | 0 | 0 | 0 | 0 | 0 | 0 | 0 | 0 | 0 | 0 | 0 | 0 | 0 | 0 | 0 | 0 | 0 | 0 | 0 | 0 | 0 | 0 | 0 | 0 | 0 | 0 | 0 | 0 | 0 | 0 | 0 | 0 | 0 | 0 | 0
0 | 0 | 0 | 0 | 2067 | 0 | 63.0519 | 0 | 0 | 0 | 0 | 0 | 0 | 0 | 0 | 0 | 0 | 0 | 0 | 0 | 0 | 0 | 0 | 0 | 0 | 0 | 0 | 0 | 0 | 0 | 0 | 0 | 0 | 0 | 0 | 0 | 0 | 0 | 0 | 0 | 0 | 0 | 0 | 0 | 0 | 0
0 | 0 | 0 | 0 | 2068 | 0 | -146.0482 | 0 | 0 | 0 | 0 | 0 | 0 | 0 | 0 | 0 | 0 | 0 | 0 | 0 | 0 | 0 | 0 | 0 | 0 | 0 | 0 | 0 | 0 | 0 | 0 | 0 | 0 | 0 | 0 | 0 | 0 | 0 | 0 | 0 | 0 | 0 | 0 | 0 | 0 | 0
0 | 0 | 0 | 0 | 2069 | 0 | 309.4034 | 0 | 0 | 0 | 0 | 0 | 0 | 0 | 0 | 0 | 0 | 0 | 0 | 0 | 0 | 0 | 0 | 0 | 0 | 0 | 0 | 0 | 0 | 0 | 0 | 0 | 0 | 0 | 0 | 0 | 0 | 0 | 0 | 0 | 0 | 0 | 0 | 0 | 0 | 0
0 | 0 | 0 | 0 | 2070 | 0 | 109.4536 | 0 | 0 | 0 | 0 | 0 | 0 | 0 | 0 | 0 | 0 | 0 | 0 | 0 | 0 | 0 | 0 | 0 | 0 | 0 | 0 | 0 | 0 | 0 | 0 | 0 | 0 | 0 | 0 | 0 | 0 | 0 | 0 | 0 | 0 | 0 | 0 | 0 | 0 | 0
0 | 0 | 0 | 0 | 2071 | 0 | -85.8508 | 0 | 0 | 0 | 0 | 0 | 0 | 0 | 0 | 0 | 0 | 0 | 0 | 0 | 0 | 0 | 0 | 0 | 0 | 0 | 0 | 0 | 0 | 0 | 0 | 0 | 0 | 0 | 0 | 0 | 0 | 0 | 0 | 0 | 0 | 0 | 0 | 0 | 0 | 0
0 | 0 | 0 | 0 | 2072 | 0 | 383.5379 | 0 | 0 | 0 | 0 | 0 | 0 | 0 | 0 | 0 | 0 | 0 | 0 | 0 | 0 | 0 | 0 | 0 | 0 | 0 | 0 | 0 | 0 | 0 | 0 | 0 | 0 | 0 | 0 | 0 | 0 | 0 | 0 | 0 | 0 | 0 | 0 | 0 | 0 | 0
0 | 0 | 0 | 0 | 2073 | 0 | 857.6678 | 0 | 0 | 0 | 0 | 0 | 0 | 0 | 0 | 0 | 0 | 0 | 0 | 0 | 0 | 0 | 0 | 0 | 0 | 0 | 0 | 0 | 0 | 0 | 0 | 0 | 0 | 0 | 0 | 0 | 0 | 0 | 0 | 0 | 0 | 0 | 0 | 0 | 0 | 0

## Calculations
2024 TYSP Combined WINTER Reserve Margin - Resource Needs and No Incremental DSM
WINTER | [19 empty] | FPL 000017
| -1 | -2 | -3 | -4 | -5 | -6 | -7 | -8 | -9 | -10 | -11 | -12 | -13 | -14 | -15 | -16 | -17 | -18 | -19 | 20240012-EG |  |  |  | BEFORE UNIT ADDITIONS
| -4: =(1)+(2)+(3); -8: =(5)+(6)-(7); -9: =(4)-(8); -10: =(9)/(8); -11: =(4)-((5)+(6)); -12: =(11)/((5)+(6)); -13: =((8)*(1+RM))-(4); -14: =(13)/(1+RM)); -15: =((5)+(6))*(1+RM_Gen_Only)-(4) | [9 empty] | Before Unit | Before Unit
| -16: Need driven by | [8 empty] | Before Unit | Additions | Additions
| -13: Generation; -14: DSM; -15: Generation; -16: Generation; -19: RM needed to | [5 empty] | Before Unit | Before Unit | Before Unit | Additions | Generation | Generation |  |  | PPA Calculation Before NPGU
| -12: Forecast; -13: Only MW; -14: Only MW; -15: Only MW; -16: Only MW; -18: New; -19: match 10% need |  |  |  | Total | Before Unit | Additions | Additions | Additions | Forecast | Only MW | Only MW
| Projections | [7 empty] | Forecast | Forecast | Forecast | of Winter | Needed to | Needed to | Needed to | Needed to | Calculated | Forecast | Forecast |  |  |  | Annual | Additions | Forecast | Forecast | Forecast | of Winter | Needed to | Needed to |  | After |  |  | After
| of Existing | New | Firm | Projection |  |  | Summer | Forecast | of | of | of Winter | Res. Margins | Meet | Meet | Meet | Meet | Capacity | Winter | of |  |  | Annual | Unit | Projection | of | of | of Winter | Res. Margins | Meet | Meet |  | Some | PPA | PPA | PPA
January | FPL Unit | Capacity | Capacity | of Total | Load | New | DSM | of Firm | Winter | Winter | Reserves | Gen Only RM | Reserve | Reserve | Gen Only RM | Gen Only RM | with MW | Reserves | Winter | January |  | New Unit | Retirements | of Total | Winter | Winter | Reserves | Gen Only RM | Reserve | Gen Only RM | January | Additions | Additions | Additions | Additions
of the | Capability | Additions | Purchases | Capacity | Forecast | Sales | Capability | Peak | Reserves | Res.Margins | without DSM | without DSM | Margin | Margin | without DSM | without DSM | addition | Calc | Res.Margins | of the |  | Additions | or Outages | Capacity | Reserves | Res.Margins | without DSM | without DSM | Margin | without DSM | of the | Need | Calc |  | Need
Year | (MW) | (MW) | (MW) | (MW) | (MW) | (MW) | (MW) | (MW) | (MW) | (%) | (MW) | (%) | (MW) | (MW) | (MW) | (MW) | (MW) | (MW) | (%) | Year |  | (MW) | (MW) | (MW) | (MW) | (%) | (MW) | (%) | (MW) | (MW) | Year | (MW) | (MW) | (MW) | (MW)
2024 | 29676.6739 | 0 | 222.5 | 29899.1739 | 22486.3743 | 0 | 1381.7794 | 21104.5949 | 8794.5791 | 41.67% | 7412.7997 | 32.97% | -4573.6601 | -3811.3834 | -5164.1623 | 0 | 29899.1739 | 8794.5791 | 20% | 2024 | 0 | 0 | -670.5 | 30569.6739 | 9465.0791 | 44.85% | 8083.2997 | 35.95% | -5244.1601 | -5834.6623 | 2024 | -4573.6601 | 0 | 0 | -4573.6601
2025 | 29736.6808 | 0 | 222.5 | 29959.1808 | 22715.3046 | 0 | 1402.0271 | 21313.2775 | 8645.9033 | 40.57% | 7243.8763 | 31.89% | -4383.2478 | -3652.7065 | -4972.3458 | 0 | 29959.1808 | 8645.9033 | 20% | 2025 | 0 | 0 | -75 | 30034.1808 | 8720.9033 | 40.92% | 7318.8763 | 32.22% | -4458.2478 | -5047.3458 | 2025 | -4383.2478 | 0 | 0 | -4383.2478
2026 | 29773.5226 | 590.5615 | 222.5 | 30586.5841 | 23048.5864 | 0 | 1397.2684 | 21651.318 | 8935.2661 | 41.27% | 7537.9977 | 32.7% | -4605.0025 | -3837.5021 | -5233.139 | 0 | 30586.5841 | 8935.2661 | 20% | 2026 | 590.5615 | 590.5615 | -15 | 30011.0226 | 8359.7046 | 38.61% | 6962.4362 | 30.21% | -4029.441 | -4657.5775 | 2026 | -4605.0025 | 0 | 0 | -4605.0025
2027 | 29769.1773 | 959.4158 | 219 | 30947.5931 | 23374.7226 | 0 | 1383.4366 | 21991.286 | 8956.307 | 40.73% | 7572.8705 | 32.4% | -4558.0498 | -3798.3749 | -5235.3982 | 0 | 30947.5931 | 8956.307 | 20% | 2027 | 959.4158 | 369.0615 | -75 | 30653.5316 | 8662.2455 | 39.39% | 7278.809 | 31.14% | -4263.9883 | -4941.3367 | 2027 | -4558.0498 | 0 | 0 | -4558.0498
2028 | 29732.8329 | 1328.0636 | 219 | 31279.8965 | 23711.3883 | 0 | 1369.4482 | 22341.9401 | 8937.9564 | 40.01% | 7568.5082 | 31.92% | -4469.5684 | -3724.6403 | -5197.3694 | 0 | 31279.8965 | 8937.9564 | 20% | 2028 | 1328.0636 | 369.0615 | -40 | 30950.835 | 8608.8949 | 38.53% | 7239.4467 | 30.53% | -4140.5069 | -4868.3079 | 2028 | -4469.5684 | 0 | 0 | -4469.5684
2029 | 29517.4896 | 1696.5054 | 219 | 31432.995 | 24036.9091 | 0 | 1358.9087 | 22678.0004 | 8754.9946 | 38.61% | 7396.0859 | 30.77% | -4219.3945 | -3516.1621 | -4992.395 | 0 | 31432.995 | 8754.9946 | 20% | 2029 | 1696.5054 | 369.0615 | 0 | 31063.9335 | 8385.9331 | 36.98% | 7027.0244 | 29.23% | -3850.333 | -4623.3335 | 2029 | -4219.3945 | 0 | 0 | -4219.3945
2030 | 29514.1474 | 2064.7419 | 219 | 31797.8892 | 24436.3507 | 0 | 1348.4015 | 23087.9491 | 8709.9401 | 37.73% | 7361.5386 | 30.13% | -4092.3503 | -3410.2919 | -4917.9035 | 0 | 31797.8892 | 8709.9401 | 20% | 2030 | 2064.7419 | 369.0615 | -3 | 31431.8277 | 8343.8786 | 36.14% | 6995.4771 | 28.63% | -3726.2888 | -4551.842 | 2030 | -4092.3503 | 0 | 0 | -4092.3503
2031 | 29513.8061 | 2432.7736 | 219 | 32165.5798 | 24737.2422 | 0 | 1337.9263 | 23399.316 | 8766.2638 | 37.46% | 7428.3375 | 30.03% | -4086.4006 | -3405.3338 | -4954.6133 | 0 | 32165.5798 | 8766.2638 | 20% | 2031 | 2432.7736 | 369.0615 | 0 | 31796.5183 | 8397.2023 | 35.89% | 7059.276 | 28.54% | -3717.3391 | -4585.5518 | 2031 | -4086.4006 | 0 | 0 | -4086.4006
2032 | 29513.4659 | 2800.6013 | 219 | 32533.0672 | 25211.0776 | 0 | 1327.4825 | 23883.595 | 8649.4722 | 36.22% | 7321.9897 | 29.04% | -3872.7532 | -3227.2943 | -4800.8819 | 0 | 32533.0672 | 8649.4722 | 20% | 2032 | 2800.6013 | 369.0615 | 0 | 32164.0057 | 8280.4107 | 34.67% | 6952.9282 | 27.58% | -3503.6917 | -4431.8204 | 2032 | -3872.7532 | 0 | 0 | -3872.7532
2033 | 29513.1267 | 3168.2255 | 179 | 32860.3522 | 25684.9261 | 0 | 1317.0337 | 24367.8924 | 8492.4598 | 34.85% | 7175.4261 | 27.94% | -3618.8813 | -3015.7344 | -4606.9335 | 0 | 32860.3522 | 8492.4598 | 20% | 2033 | 3168.2255 | 369.0615 | 0 | 32491.2907 | 8123.3983 | 33.34% | 6806.3646 | 26.5% | -3249.8198 | -4237.872 | 2033 | -3618.8813 | 0 | 0 | -3618.8813
2034 | 29512.7885 | 3166.5853 | 179 | 32858.3739 | 26163.2402 | 0 | 1307.4461 | 24855.7941 | 8002.5798 | 32.2% | 6695.1337 | 25.59% | -3031.421 | -2526.1841 | -4078.8097 | 0 | 32858.3739 | 8002.5798 | 20% | 2034 | 3166.5853 | 0 | 0 | 32858.3739 | 8002.5798 | 32.2% | 6695.1337 | 25.59% | -3031.421 | -4078.8097 | 2034 | -3031.421 | 0 | 0 | -3031.421
2035 | 29512.4514 | 3164.9501 | 109 | 32786.4014 | 26657.9596 | 0 | 1307.4461 | 25350.5135 | 7435.8879 | 29.33% | 6128.4418 | 22.99% | -2365.7852 | -1971.4877 | -3462.6459 | 0 | 32786.4014 | 7435.8879 | 20% | 2035 | 3164.9501 | 0 | 0 | 32786.4014 | 7435.8879 | 29.33% | 6128.4418 | 22.99% | -2365.7852 | -3462.6459 | 2035 | -2365.7852 | 0 | 0 | -2365.7852
2036 | 29512.1152 | 3163.3197 | 0 | 32675.4349 | 27170.3195 | 0 | 1307.4461 | 25862.8734 | 6812.5615 | 26.34% | 5505.1154 | 20.26% | -1639.9868 | -1366.6557 | -2788.0835 | 0 | 32675.4349 | 6812.5615 | 20% | 2036 | 3163.3197 | 0 | 0 | 32675.4349 | 6812.5615 | 26.34% | 5505.1154 | 20.26% | -1639.9868 | -2788.0835 | 2036 | -1639.9868 | 0 | 0 | -1639.9868
2037 | 29511.7801 | 3161.6943 | 0 | 32673.4743 | 27691.2415 | 0 | 1307.4461 | 26383.7954 | 6289.6789 | 23.84% | 4982.2328 | 17.99% | -1012.9198 | -844.0998 | -2213.1086 | 0 | 32673.4743 | 6289.6789 | 20% | 2037 | 3161.6943 | 0 | 0 | 32673.4743 | 6289.6789 | 23.84% | 4982.2328 | 17.99% | -1012.9198 | -2213.1086 | 2037 | -1012.9198 | 0 | 0 | -1012.9198
2038 | 29511.4459 | 3160.0737 | 0 | 32671.5196 | 28216.1684 | 0 | 1307.4461 | 26908.7224 | 5762.7972 | 21.42% | 4455.3512 | 15.79% | -381.0528 | -317.544 | -1633.7343 | 0 | 32671.5196 | 5762.7972 | 20% | 2038 | 3160.0737 | 0 | 0 | 32671.5196 | 5762.7972 | 21.42% | 4455.3512 | 15.79% | -381.0528 | -1633.7343 | 2038 | -381.0528 | 0 | 0 | -381.0528
2039 | 29511.1128 | 3158.458 | 0 | 32669.5707 | 28734.9476 | 0 | 1307.4461 | 27427.5015 | 5242.0692 | 19.11% | 3934.6231 | 13.69% | 243.4311 | 202.8592 | -1061.1284 | 0 | 32669.5707 | 5242.0692 | 20% | 2039 | 3158.458 | 0 | 0 | 32669.5707 | 5242.0692 | 19.11% | 3934.6231 | 13.69% | 243.4311 | -1061.1284 | 2039 | 243.4311 | 243.4311 | 0 | 243.4311
2040 | 29510.7806 | 3816.8471 | 0 | 33327.6277 | 29248.533 | 0 | 1307.4461 | 27941.0869 | 5386.5409 | 19.28% | 4079.0948 | 13.95% | 201.6765 | 168.0638 | -1154.2415 | 0 | 33327.6277 | 5386.5409 | 20% | 2040 | 3816.8471 | 660 | 0 | 32667.6277 | 4726.5409 | 16.92% | 3419.0948 | 11.69% | 861.6765 | -494.2415 | 2040 | 201.6765 | 201.6765 | 0 | 201.6765
2041 | 29510.4495 | 4475.241 | 0 | 33985.6905 | 29684.9687 | 0 | 1307.4461 | 28377.5226 | 5608.168 | 19.76% | 4300.7219 | 14.49% | 67.3365 | 56.1138 | -1332.225 | 0 | 33985.6905 | 5608.168 | 20% | 2041 | 4475.241 | 660 | 0 | 33325.6905 | 4948.168 | 17.44% | 3640.7219 | 12.26% | 727.3365 | -672.225 | 2041 | 67.3365 | 67.3365 | 0 | 67.3365
2042 | 29510.1194 | 4473.6398 | 0 | 33983.7592 | 29972.9069 | 0 | 1307.4461 | 28665.4608 | 5318.2983 | 18.55% | 4010.8522 | 13.38% | 414.7938 | 345.6615 | -1013.5616 | 0 | 33983.7592 | 5318.2983 | 20% | 2042 | 4473.6398 | 0 | 0 | 33983.7592 | 5318.2983 | 18.55% | 4010.8522 | 13.38% | 414.7938 | -1013.5616 | 2042 | 414.7938 | 414.7938 | 0 | 414.7938
2043 | 29509.7902 | 5132.0434 | 0 | 34641.8336 | 30263.7606 | 0 | 1307.4461 | 28956.3145 | 5685.5191 | 19.63% | 4378.073 | 14.47% | 105.7438 | 88.1198 | -1351.697 | 0 | 34641.8336 | 5685.5191 | 20% | 2043 | 5132.0434 | 660 | 0 | 33981.8336 | 5025.5191 | 17.36% | 3718.073 | 12.29% | 765.7438 | -691.697 | 2043 | 105.7438 | 105.7438 | 0 | 105.7438
2044 | 29509.462 | 5130.4518 | 0 | 34639.9138 | 30557.5594 | 0 | 1307.4461 | 29250.1133 | 5389.8005 | 18.43% | 4082.3544 | 13.36% | 460.2222 | 383.5185 | -1026.5985 | 0 | 34639.9138 | 5389.8005 | 20% | 2044 | 5130.4518 | 0 | 0 | 34639.9138 | 5389.8005 | 18.43% | 4082.3544 | 13.36% | 460.2222 | -1026.5985 | 2044 | 460.2222 | 460.2222 | 0 | 460.2222
2045 | 29509.1348 | 5788.8649 | 0 | 35297.9998 | 30854.3335 | 0 | 1307.4461 | 29546.8874 | 5751.1124 | 19.46% | 4443.6663 | 14.4% | 158.2651 | 131.8876 | -1358.233 | 0 | 35297.9998 | 5751.1124 | 20% | 2045 | 5788.8649 | 660 | 0 | 34637.9998 | 5091.1124 | 17.23% | 3783.6663 | 12.26% | 818.2651 | -698.233 | 2045 | 158.2651 | 158.2651 | 0 | 158.2651
2046 | 29508.8086 | 6447.2828 | 0 | 35956.0915 | 31154.1132 | 0 | 1307.4461 | 29846.6671 | 6109.4244 | 20.47% | 4801.9783 | 15.41% | -140.0909 | -116.7425 | -1686.567 | 0 | 35956.0915 | 6109.4244 | 20% | 2046 | 6447.2828 | 660 | 0 | 35296.0915 | 5449.4244 | 18.26% | 4141.9783 | 13.3% | 519.9091 | -1026.567 | 2046 | -140.0909 | 0 | 0 | -140.0909
2047 | 29508.4834 | 6445.7055 | 0 | 35954.1889 | 31456.9293 | 0 | 1307.4461 | 30149.4832 | 5804.7057 | 19.25% | 4497.2596 | 14.3% | 225.1909 | 187.6591 | -1351.5667 | 0 | 35954.1889 | 5804.7057 | 20% | 2047 | 6445.7055 | 0 | 0 | 35954.1889 | 5804.7057 | 19.25% | 4497.2596 | 14.3% | 225.1909 | -1351.5667 | 2047 | 225.1909 | 225.1909 | 0 | 225.1909
2048 | 29508.1592 | 7104.1329 | 0 | 36612.292 | 31762.8127 | 0 | 1307.4461 | 30455.3667 | 6156.9254 | 20.22% | 4849.4793 | 15.27% | -65.852 | -54.8767 | -1673.198 | 0 | 36612.292 | 6156.9254 | 20% | 2048 | 7104.1329 | 660 | 0 | 35952.292 | 5496.9254 | 18.05% | 4189.4793 | 13.19% | 594.148 | -1013.198 | 2048 | -65.852 | 0 | 0 | -65.852
2049 | 29507.8359 | 7102.565 | 0 | 36610.4008 | 32071.795 | 0 | 1307.4461 | 30764.3489 | 5846.0519 | 19% | 4538.6059 | 14.15% | 306.8178 | 255.6815 | -1331.4264 | 0 | 36610.4008 | 5846.0519 | 20% | 2049 | 7102.565 | 0 | 0 | 36610.4008 | 5846.0519 | 19% | 4538.6059 | 14.15% | 306.8178 | -1331.4264 | 2049 | 306.8178 | 306.8178 | 0 | 306.8178
2050 | 29507.5136 | 7761.0018 | 0 | 37268.5153 | 32383.9076 | 0 | 1307.4461 | 31076.4615 | 6192.0538 | 19.93% | 4884.6077 | 15.08% | 23.2385 | 19.3654 | -1646.217 | 0 | 37268.5153 | 6192.0538 | 20% | 2050 | 7761.0018 | 660 | 0 | 36608.5153 | 5532.0538 | 17.8% | 4224.6077 | 13.05% | 683.2385 | -986.217 | 2050 | 23.2385 | 23.2385 | 0 | 23.2385
2051 | 29507.1922 | 7759.4433 | 0 | 37266.6355 | 32699.1826 | 0 | 1307.4461 | 31391.7366 | 5874.8989 | 18.71% | 4567.4528 | 13.97% | 403.4484 | 336.207 | -1297.5346 | 0 | 37266.6355 | 5874.8989 | 20% | 2051 | 7759.4433 | 0 | 0 | 37266.6355 | 5874.8989 | 18.71% | 4567.4528 | 13.97% | 403.4484 | -1297.5346 | 2051 | 403.4484 | 403.4484 | 0 | 403.4484
2052 | 29506.8719 | 8417.8894 | 0 | 37924.7613 | 33017.6524 | 0 | 1307.4461 | 31710.2063 | 6214.555 | 19.6% | 4907.1089 | 14.86% | 127.4863 | 106.2386 | -1605.3437 | 0 | 37924.7613 | 6214.555 | 20% | 2052 | 8417.8894 | 660 | 0 | 37264.7613 | 5554.555 | 17.52% | 4247.1089 | 12.86% | 787.4863 | -945.3437 | 2052 | 127.4863 | 127.4863 | 0 | 127.4863
2053 | 28647.5524 | 9736.3403 | 0 | 38383.8927 | 33339.3495 | 0 | 1307.4461 | 32031.9034 | 6351.9893 | 19.83% | 5044.5432 | 15.13% | 54.3914 | 45.3262 | -1710.6082 | 0 | 38383.8927 | 6351.9893 | 20% | 2053 | 9736.3403 | 1320 | -859 | 37922.8927 | 5890.9893 | 18.39% | 4583.5432 | 13.75% | 515.3914 | -1249.6082 | 2053 | 54.3914 | 54.3914 | 0 | 54.3914
2054 | 27781.234 | 11054.7957 | 0 | 38836.0297 | 33664.307 | 0 | 1307.4461 | 32356.8609 | 6479.1688 | 20.02% | 5171.7227 | 15.36% | -7.7966 | -6.4972 | -1805.292 | 0 | 38836.0297 | 6479.1688 | 20% | 2054 | 11054.7957 | 1320 | -866 | 38382.0297 | 6025.1688 | 18.62% | 4717.7227 | 14.01% | 446.2034 | -1351.292 | 2054 | -7.7966 | 0 | 0 | -7.7966
2055 | 27780.9165 | 11053.2559 | 0 | 38834.1723 | 33992.5581 | 0 | 1307.4461 | 32685.112 | 6149.0603 | 18.81% | 4841.6142 | 14.24% | 387.9621 | 323.3018 | -1442.3584 | 0 | 38834.1723 | 6149.0603 | 20% | 2055 | 11053.2559 | 0 | 0 | 38834.1723 | 6149.0603 | 18.81% | 4841.6142 | 14.24% | 387.9621 | -1442.3584 | 2055 | 387.9621 | 387.9621 | 0 | 387.9621
2056 | 27780.5999 | 11711.7206 | 0 | 39492.3205 | 34324.1366 | 0 | 1307.4461 | 33016.6905 | 6475.63 | 19.61% | 5168.1839 | 15.06% | 127.7081 | 106.4234 | -1735.7703 | 0 | 39492.3205 | 6475.63 | 20% | 2056 | 11711.7206 | 660 | 0 | 38832.3205 | 5815.63 | 17.61% | 4508.1839 | 13.13% | 787.7081 | -1075.7703 | 2056 | 127.7081 | 127.7081 | 0 | 127.7081
2057 | 26777.2843 | 13030.1899 | 0 | 39807.4743 | 34659.0764 | 0 | 1307.4461 | 33351.6303 | 6455.8439 | 19.36% | 5148.3978 | 14.85% | 214.4822 | 178.7351 | -1682.4902 | 0 | 39807.4743 | 6455.8439 | 20% | 2057 | 13030.1899 | 1320 | -1003 | 39490.4743 | 6138.8439 | 18.41% | 4831.3978 | 13.94% | 531.4822 | -1365.4902 | 2057 | 214.4822 | 214.4822 | 0 | 214.4822
2058 | 26776.9697 | 13688.6639 | 0 | 40465.6335 | 34997.4119 | 0 | 1307.4461 | 33689.9659 | 6775.6677 | 20.11% | 5468.2216 | 15.62% | -37.6745 | -31.3954 | -1968.4804 | 0 | 40465.6335 | 6775.6677 | 20% | 2058 | 13688.6639 | 660 | 0 | 39805.6335 | 6115.6677 | 18.15% | 4808.2216 | 13.74% | 622.3255 | -1308.4804 | 2058 | -37.6745 | 0 | 0 | -37.6745
2059 | 26776.656 | 13687.1424 | 0 | 40463.7983 | 35339.1779 | 0 | 1307.4461 | 34031.7318 | 6432.0665 | 18.9% | 5124.6205 | 14.5% | 374.2798 | 311.8998 | -1590.7027 | 0 | 40463.7983 | 6432.0665 | 20% | 2059 | 13687.1424 | 0 | 0 | 40463.7983 | 6432.0665 | 18.9% | 5124.6205 | 14.5% | 374.2798 | -1590.7027 | 2059 | 374.2798 | 374.2798 | 0 | 374.2798
2060 | 26776.3432 | 14345.6254 | 0 | 41121.9686 | 35684.4093 | 0 | 1307.4461 | 34376.9632 | 6745.0055 | 19.62% | 5437.5594 | 15.24% | 130.3872 | 108.656 | -1869.1184 | 0 | 41121.9686 | 6745.0055 | 20% | 2060 | 14345.6254 | 660 | 0 | 40461.9686 | 6085.0055 | 17.7% | 4777.5594 | 13.39% | 790.3872 | -1209.1184 | 2060 | 130.3872 | 130.3872 | 0 | 130.3872
2061 | 26776.0314 | 15004.1131 | 0 | 41780.1444 | 36033.373 | 0 | 1307.4461 | 34725.9269 | 7054.2175 | 20.31% | 5746.7714 | 15.95% | -109.0321 | -90.8601 | -2143.4341 | 0 | 41780.1444 | 7054.2175 | 20% | 2061 | 15004.1131 | 660 | 0 | 41120.1444 | 6394.2175 | 18.41% | 5086.7714 | 14.12% | 550.9679 | -1483.4341 | 2061 | -109.0321 | 0 | 0 | -109.0321
2062 | 26775.7205 | 15002.6052 | 0 | 41778.3257 | 36385.642 | 0 | 1307.4461 | 35078.1959 | 6700.1298 | 19.1% | 5392.6837 | 14.82% | 315.5094 | 262.9245 | -1754.1195 | 0 | 41778.3257 | 6700.1298 | 20% | 2062 | 15002.6052 | 0 | 0 | 41778.3257 | 6700.1298 | 19.1% | 5392.6837 | 14.82% | 315.5094 | -1754.1195 | 2062 | 315.5094 | 315.5094 | 0 | 315.5094
2063 | 26775.4105 | 15661.1019 | 0 | 42436.5124 | 36741.2523 | 0 | 1307.4461 | 35433.8063 | 7002.7062 | 19.76% | 5695.2601 | 15.5% | 84.0551 | 70.0459 | -2021.1348 | 0 | 42436.5124 | 7002.7062 | 20% | 2063 | 15661.1019 | 660 | 0 | 41776.5124 | 6342.7062 | 17.9% | 5035.2601 | 13.7% | 744.0551 | -1361.1348 | 2063 | 84.0551 | 84.0551 | 0 | 84.0551
2064 | 25915.1015 | 16979.6031 | 0 | 42894.7046 | 37100.7035 | 0 | 1307.4461 | 35793.2574 | 7101.4472 | 19.84% | 5794.0011 | 15.62% | 57.2043 | 47.6703 | -2083.9307 | 0 | 42894.7046 | 7101.4472 | 20% | 2064 | 16979.6031 | 1320 | -860 | 42434.7046 | 6641.4472 | 18.56% | 5334.0011 | 14.38% | 517.2043 | -1623.9307 | 2064 | 57.2043 | 57.2043 | 0 | 57.2043
2065 | 25914.7934 | 16978.1088 | 0 | 42892.9022 | 37463.8009 | 0 | 1307.4461 | 36156.3548 | 6736.5473 | 18.63% | 5429.1013 | 14.49% | 494.7236 | 412.2697 | -1682.7212 | 0 | 42892.9022 | 6736.5473 | 20% | 2065 | 16978.1088 | 0 | 0 | 42892.9022 | 6736.5473 | 18.63% | 5429.1013 | 14.49% | 494.7236 | -1682.7212 | 2065 | 494.7236 | 494.7236 | 0 | 494.7236
2066 | 25914.4862 | 17636.619 | 0 | 43551.1052 | 37830.5818 | 0 | 1307.4461 | 36523.1358 | 7027.9694 | 19.24% | 5720.5233 | 15.12% | 276.6578 | 230.5481 | -1937.4651 | 0 | 43551.1052 | 7027.9694 | 20% | 2066 | 17636.619 | 660 | 0 | 42891.1052 | 6367.9694 | 17.44% | 5060.5233 | 13.38% | 936.6578 | -1277.4651 | 2066 | 276.6578 | 276.6578 | 0 | 276.6578
2067 | 25914.1799 | 18295.1336 | 0 | 44209.3135 | 38201.084 | 0 | 1307.4461 | 36893.6379 | 7315.6757 | 19.83% | 6008.2296 | 15.73% | 63.0519 | 52.5433 | -2188.1212 | 0 | 44209.3135 | 7315.6757 | 20% | 2067 | 18295.1336 | 660 | 0 | 43549.3135 | 6655.6757 | 18.04% | 5348.2296 | 14% | 723.0519 | -1528.1212 | 2067 | 63.0519 | 63.0519 | 0 | 63.0519
2068 | 25913.8746 | 18953.6527 | 0 | 44867.5273 | 38575.3453 | 0 | 1307.4461 | 37267.8992 | 7599.6281 | 20.39% | 6292.182 | 16.31% | -146.0482 | -121.7069 | -2434.6475 | 0 | 44867.5273 | 7599.6281 | 20% | 2068 | 18953.6527 | 660 | 0 | 44207.5273 | 6939.6281 | 18.62% | 5632.182 | 14.6% | 513.9518 | -1774.6475 | 2068 | -146.0482 | 0 | 0 | -146.0482
2069 | 25913.5702 | 18952.1763 | 0 | 44865.7464 | 38953.4043 | 0 | 1307.4461 | 37645.9582 | 7219.7882 | 19.18% | 5912.3421 | 15.18% | 309.4034 | 257.8362 | -2017.0017 | 0 | 44865.7464 | 7219.7882 | 20% | 2069 | 18952.1763 | 0 | 0 | 44865.7464 | 7219.7882 | 19.18% | 5912.3421 | 15.18% | 309.4034 | -2017.0017 | 2069 | 309.4034 | 309.4034 | 0 | 309.4034
2070 | 25913.2667 | 19610.7042 | 0 | 45523.9709 | 39335.2998 | 0 | 1307.4461 | 38027.8537 | 7496.1172 | 19.71% | 6188.6711 | 15.73% | 109.4536 | 91.2113 | -2255.1411 | 0 | 45523.9709 | 7496.1172 | 20% | 2070 | 19610.7042 | 660 | 0 | 44863.9709 | 6836.1172 | 17.98% | 5528.6711 | 14.06% | 769.4536 | -1595.1411 | 2070 | 109.4536 | 109.4536 | 0 | 109.4536
2071 | 25912.9641 | 20269.2366 | 0 | 46182.2007 | 39721.071 | 0 | 1307.4461 | 38413.6249 | 7768.5758 | 20.22% | 6461.1297 | 16.27% | -85.8508 | -71.5423 | -2489.0226 | 0 | 46182.2007 | 7768.5758 | 20% | 2071 | 20269.2366 | 660 | 0 | 45522.2007 | 7108.5758 | 18.51% | 5801.1297 | 14.6% | 574.1492 | -1829.0226 | 2071 | -85.8508 | 0 | 0 | -85.8508
2072 | 25912.6624 | 20267.7734 | 0 | 46180.4358 | 40110.7575 | 0 | 1307.4461 | 38803.3114 | 7377.1244 | 19.01% | 6069.6783 | 15.13% | 383.5379 | 319.6149 | -2058.6025 | 0 | 46180.4358 | 7377.1244 | 20% | 2072 | 20267.7734 | 0 | 0 | 46180.4358 | 7377.1244 | 19.01% | 6069.6783 | 15.13% | 383.5379 | -2058.6025 | 2072 | 383.5379 | 383.5379 | 0 | 383.5379
2073 | 25912.3616 | 20266.3146 | 0 | 46178.6762 | 40504.3994 | 0 | 1307.4461 | 39196.9533 | 6981.7229 | 17.81% | 5674.2768 | 14.01% | 857.6678 | 714.7231 | -1623.8369 | 0 | 46178.6762 | 6981.7229 | 20% | 2073 | 20266.3146 | 0 | 0 | 46178.6762 | 6981.7229 | 17.81% | 5674.2768 | 14.01% | 857.6678 | -1623.8369 | 2073 | 857.6678 | 857.6678 | 0 | 857.6678

## Input 4. Firm Purchase-Sale
FPL 000018
20240012-EG
2024 TYSP Combined WINTER Reserve Margin - Resource Needs and No Incremental DSM
VI. Firm Capacity Purchases/Sales
Summary of FPL's Firm Capacity Purchases/Sales: Winter MW (for January of Year Shown) | [25 empty] | FOR TYSP ONLY
| I. Purchases from QF's: | [5 empty] | Indicates change in capacity from one year to the next |  |  | II. Purchases from Utilities: |  |  | III. Other Purchases: | [9 empty] | IV. Sales (not accounted in Load Forecast): |  |  | IV. Unspecified Purchases
Contract Name | Broward South | Broward South | Broward South | Indiantown Cogen L.P. | Excelon Generation Company, LLC | OUC / FMPA |  | QF Totals (MW) |  |  | Purchases from Utilties (MW) |  | Palm Beach SWA -extension | Palm Beach SWA - additional | Eglin GCSC I | Holley GCSC II | SaufleyGCSC III | KingFisher | Shell PPA | Purchases from Others (MW) | Winter Firm Capacity Purchases (MW) | MW Change from Previous Year | Native Load Sale to TECO | Winter Firm Capacity Sales (MW) |  |  |  | # of Other Purchases | 6
Start Date | 1993-01-01 | 1995-01-01 | 1997-01-01 | 1995-12-22 | 2018-05-01 | 2018-10-01 | [6 empty] | 2013-01-01 | 2015-07-16 | 2017-06-07 | 2017-11-18 | 2017-11-07 | 2016-01-01 |  |  |  |  | 2016-04-01 |  |  |  |  | # of PPA's | 0
End Date | 2026-12-31 | 2026-12-31 | 2026-12-31 | 2020-12-01 | 2018-09-30 | 2020-12-31 |  |  | Year |  |  | Year | 2032-04-01 | 2034-06-01 | 2042-12-31 | 2042-12-31 | 2042-12-31 | 2035-12-31 | 2023-05-25 |  |  |  | 2016-09-30 |  |  | Year | 1-Year PPA | PPA # | YEAR | MWs
2024 | 1.4 | 1.5 | 0.6 |  |  |  |  | 3.5 | 2024 |  | 0 | 2024 | 40 | 70 | 0 | 0 | 0 | 109 | 0 | 219 | 222.5 |  |  | 0 | 0 | 2024 | 0 | 1
2025 | 1.4 | 1.5 | 0.6 |  |  |  |  | 3.5 | 2025 |  | 0 | 2025 | 40 | 70 | 0 | 0 | 0 | 109 | 0 | 219 | 222.5 | 0 |  | 0 | 0 | 2025 | 0 | 2
2026 | 1.4 | 1.5 | 0.6 |  |  |  |  | 3.5 | 2026 |  | 0 | 2026 | 40 | 70 | 0 | 0 | 0 | 109 | 0 | 219 | 222.5 | 0 |  | 0 | 0 | 2026 | 0 | 3
2027 | 0 | 0 | 0 |  |  |  |  | 0 | 2027 |  | 0 | 2027 | 40 | 70 | 0 | 0 | 0 | 109 | 0 | 219 | 219 | -3.5 |  | 0 | 0 | 2027 | 0 | 4
2028 | 0 | 0 | 0 |  |  |  |  | 0 | 2028 |  | 0 | 2028 | 40 | 70 | 0 | 0 | 0 | 109 | 0 | 219 | 219 | 0 |  | 0 | 0 | 2028 | 0 | 5
2029 | 0 | 0 | 0 |  |  |  |  | 0 | 2029 |  | 0 | 2029 | 40 | 70 | 0 | 0 | 0 | 109 | 0 | 219 | 219 | 0 |  | 0 | 0 | 2029 | 0 | 6
2030 | 0 | 0 | 0 |  |  |  |  | 0 | 2030 |  | 0 | 2030 | 40 | 70 | 0 | 0 | 0 | 109 | 0 | 219 | 219 | 0 |  | 0 | 0 | 2030 | 0 | 7
2031 | 0 | 0 | 0 |  |  |  |  | 0 | 2031 |  | 0 | 2031 | 40 | 70 | 0 | 0 | 0 | 109 | 0 | 219 | 219 | 0 |  | 0 | 0 | 2031 | 0 | 8
2032 | 0 | 0 | 0 |  |  |  |  | 0 | 2032 |  | 0 | 2032 | 40 | 70 | 0 | 0 | 0 | 109 | 0 | 219 | 219 | 0 |  | 0 | 0 | 2032 | 0 | 9
2033 | 0 | 0 | 0 |  |  |  |  | 0 | 2033 |  | 0 | 2033 | 0 | 70 | 0 | 0 | 0 | 109 | 0 | 179 | 179 | -40 |  | 0 | 0 | 2033 | 0 | 10
2034 | 0 | 0 | 0 |  |  |  |  | 0 | 2034 |  | 0 | 2034 | 0 | 70 | 0 | 0 | 0 | 109 | 0 | 179 | 179 | 0 |  | 0 | 0 | 2034 | 0 | 11
2035 | 0 | 0 | 0 |  |  |  |  | 0 | 2035 |  | 0 | 2035 | 0 | 0 | 0 | 0 | 0 | 109 | 0 | 109 | 109 | -70 |  | 0 | 0 | 2035 | 0 | 12
2036 | 0 | 0 | 0 |  |  |  |  | 0 | 2036 |  | 0 | 2036 | 0 | 0 | 0 | 0 | 0 | 0 | 0 | 0 | 0 | -109 |  | 0 | 0 | 2036 | 0 | 13
2037 | 0 | 0 | 0 |  |  |  |  | 0 | 2037 |  | 0 | 2037 | 0 | 0 | 0 | 0 | 0 | 0 | 0 | 0 | 0 | 0 |  | 0 | 0 | 2037 | 0 | 14
2038 | 0 | 0 | 0 |  |  |  |  | 0 | 2038 |  | 0 | 2038 | 0 | 0 | 0 | 0 | 0 | 0 | 0 | 0 | 0 | 0 |  | 0 | 0 | 2038 | 0 | 15
2039 | 0 | 0 | 0 |  |  |  |  | 0 | 2039 |  | 0 | 2039 | 0 | 0 | 0 | 0 | 0 | 0 | 0 | 0 | 0 | 0 |  | 0 | 0 | 2039 | 0 | 16
2040 | 0 | 0 | 0 |  |  |  |  | 0 | 2040 |  | 0 | 2040 | 0 | 0 | 0 | 0 | 0 | 0 | 0 | 0 | 0 | 0 |  | 0 | 0 | 2040 | 0 | 17
2041 | 0 | 0 | 0 |  |  |  |  | 0 | 2041 |  | 0 | 2041 | 0 | 0 | 0 | 0 | 0 | 0 | 0 | 0 | 0 | 0 |  | 0 | 0 | 2041 | 0 | 18
2042 | 0 | 0 | 0 |  |  |  |  | 0 | 2042 |  | 0 | 2042 | 0 | 0 | 0 | 0 | 0 | 0 | 0 | 0 | 0 | 0 |  | 0 | 0 | 2042 | 0 | 19
2043 | 0 | 0 | 0 |  |  |  |  | 0 | 2043 |  | 0 | 2043 | 0 | 0 | 0 | 0 | 0 | 0 | 0 | 0 | 0 | 0 |  | 0 | 0 | 2043 | 0 | 20
2044 | 0 | 0 | 0 |  |  |  |  | 0 | 2044 |  | 0 | 2044 | 0 | 0 | 0 | 0 | 0 | 0 | 0 | 0 | 0 | 0 |  | 0 | 0 | 2044 | 0 | 21
2045 | 0 | 0 | 0 |  |  |  |  | 0 | 2045 |  | 0 | 2045 | 0 | 0 | 0 | 0 | 0 | 0 | 0 | 0 | 0 | 0 |  | 0 | 0 | 2045 | 0
2046 | 0 | 0 | 0 |  |  |  |  | 0 | 2046 |  | 0 | 2046 | 0 | 0 | 0 | 0 | 0 | 0 | 0 | 0 | 0 | 0 |  | 0 | 0 | 2046 | 0
2047 | 0 | 0 | 0 |  |  |  |  | 0 | 2047 |  | 0 | 2047 | 0 | 0 | 0 | 0 | 0 | 0 | 0 | 0 | 0 | 0 |  | 0 | 0 | 2047 | 0
2048 | 0 | 0 | 0 |  |  |  |  | 0 | 2048 |  | 0 | 2048 | 0 | 0 | 0 | 0 | 0 | 0 | 0 | 0 | 0 | 0 |  | 0 | 0 | 2048 | 0
2049 | 0 | 0 | 0 |  |  |  |  | 0 | 2049 |  | 0 | 2049 | 0 | 0 | 0 | 0 | 0 | 0 | 0 | 0 | 0 | 0 |  | 0 | 0 | 2049 | 0
2050 | 0 | 0 | 0 |  |  |  |  | 0 | 2050 |  | 0 | 2050 | 0 | 0 | 0 | 0 | 0 | 0 | 0 | 0 | 0 | 0 |  | 0 | 0 | 2050 | 0
2051 | 0 | 0 | 0 |  |  |  |  | 0 | 2051 |  | 0 | 2051 | 0 | 0 | 0 | 0 | 0 | 0 | 0 | 0 | 0 | 0 |  | 0 | 0 | 2051 | 0
2052 | 0 | 0 | 0 |  |  |  |  | 0 | 2052 |  | 0 | 2052 | 0 | 0 | 0 | 0 | 0 | 0 | 0 | 0 | 0 | 0 |  | 0 | 0 | 2052 | 0
2053 | 0 | 0 | 0 |  |  |  |  | 0 | 2053 |  | 0 | 2053 | 0 | 0 | 0 | 0 | 0 | 0 | 0 | 0 | 0 | 0 |  | 0 | 0 | 2053 | 0
2054 | 0 | 0 | 0 |  |  |  |  | 0 | 2054 |  | 0 | 2054 | 0 | 0 | 0 | 0 | 0 | 0 | 0 | 0 | 0 | 0 |  | 0 | 0 | 2054 | 0
2055 | 0 | 0 | 0 |  |  |  |  | 0 | 2055 |  | 0 | 2055 | 0 | 0 | 0 | 0 | 0 | 0 | 0 | 0 | 0 | 0 |  | 0 | 0 | 2055 | 0
2056 | 0 | 0 | 0 |  |  |  |  | 0 | 2056 |  | 0 | 2056 | 0 | 0 | 0 | 0 | 0 | 0 | 0 | 0 | 0 | 0 |  | 0 | 0 | 2056 | 0
2057 | 0 | 0 | 0 |  |  |  |  | 0 | 2057 |  | 0 | 2057 | 0 | 0 | 0 | 0 | 0 | 0 | 0 | 0 | 0 | 0 |  | 0 | 0 | 2057 | 0
2058 | 0 | 0 | 0 |  |  |  |  | 0 | 2058 |  | 0 | 2058 | 0 | 0 | 0 | 0 | 0 | 0 | 0 | 0 | 0 | 0 |  | 0 | 0 | 2058 | 0
2059 | 0 | 0 | 0 |  |  |  |  | 0 | 2059 |  | 0 | 2059 | 0 | 0 | 0 | 0 | 0 | 0 | 0 | 0 | 0 | 0 |  | 0 | 0 | 2059 | 0
2060 | 0 | 0 | 0 |  |  |  |  | 0 | 2060 |  | 0 | 2060 | 0 | 0 | 0 | 0 | 0 | 0 | 0 | 0 | 0 | 0 |  | 0 | 0 | 2060 | 0
2061 | 0 | 0 | 0 |  |  |  |  | 0 | 2061 |  | 0 | 2061 | 0 | 0 | 0 | 0 | 0 | 0 | 0 | 0 | 0 | 0 |  | 0 | 0 | 2061 | 0
2062 | 0 | 0 | 0 |  |  |  |  | 0 | 2062 |  | 0 | 2062 | 0 | 0 | 0 | 0 | 0 | 0 | 0 | 0 | 0 | 0 |  | 0 | 0 | 2062 | 0
2063 | 0 | 0 | 0 |  |  |  |  | 0 | 2063 |  | 0 | 2063 | 0 | 0 | 0 | 0 | 0 | 0 | 0 | 0 | 0 | 0 |  | 0 | 0 | 2063 | 0
2064 | 0 | 0 | 0 |  |  |  |  | 0 | 2064 |  | 0 | 2064 | 0 | 0 | 0 | 0 | 0 | 0 | 0 | 0 | 0 | 0 |  | 0 | 0 | 2064 | 0
2065 | 0 | 0 | 0 |  |  |  |  | 0 | 2065 |  | 0 | 2065 | 0 | 0 | 0 | 0 | 0 | 0 | 0 | 0 | 0 | 0 |  | 0 | 0 | 2065 | 0
2066 | 0 | 0 | 0 |  |  |  |  | 0 | 2066 |  | 0 | 2066 | 0 | 0 | 0 | 0 | 0 | 0 | 0 | 0 | 0 | 0 |  | 0 | 0 | 2066 | 0
2067 | 0 | 0 | 0 |  |  |  |  | 0 | 2067 |  | 0 | 2067 | 0 | 0 | 0 | 0 | 0 | 0 | 0 | 0 | 0 | 0 |  | 0 | 0 | 2067 | 0
2068 | 0 | 0 | 0 |  |  |  |  | 0 | 2068 |  | 0 | 2068 | 0 | 0 | 0 | 0 | 0 | 0 | 0 | 0 | 0 | 0 |  | 0 | 0 | 2068 | 0
2069 | 0 | 0 | 0 |  |  |  |  | 0 | 2069 |  | 0 | 2069 | 0 | 0 | 0 | 0 | 0 | 0 | 0 | 0 | 0 | 0 |  | 0 | 0 | 2069 | 0
2070 | 0 | 0 | 0 |  |  |  |  | 0 | 2070 |  | 0 | 2070 | 0 | 0 | 0 | 0 | 0 | 0 | 0 | 0 | 0 | 0 |  | 0 | 0 | 2070 | 0
2071 | 0 | 0 | 0 |  |  |  |  | 0 | 2071 |  | 0 | 2071 | 0 | 0 | 0 | 0 | 0 | 0 | 0 | 0 | 0 | 0 |  | 0 | 0 | 2071 | 0
2072 | 0 | 0 | 0 |  |  |  |  | 0 | 2072 |  | 0 | 2072 | 0 | 0 | 0 | 0 | 0 | 0 | 0 | 0 | 0 | 0 |  | 0 | 0 | 2072 | 0
2073 | 0 | 0 | 0 |  |  |  |  | 0 | 2073 |  | 0 | 2073 | 0 | 0 | 0 | 0 | 0 | 0 | 0 | 0 | 0 | 0 |  | 0 | 0 | 2073 | 0

## Output 1. Summary Resource Plan
FPL 000019
20240012-EG
2024 TYSP Combined WINTER Reserve Margin - Resource Needs and No Incremental DSM
NOTE: Negative values represents reduction in total system
|  |  |  | MWs |  | capacity. This capacity change is already accounted | [8 empty] | MWs |  |  | MWs
| Reserve | MWs | Gen-Only | (Above)/ |  | for in the RM before unit additions/retirements. | [6 empty] | MWs |  | (Above)/ | MWs |  | (Above)/
| Margin | (Above)/ | RM | Below |  |  | Total |  |  |  |  | Reserve | (Above)/ | Gen-Only | Below | (Above)/ |  | Below
| Before | Below | Before | 10% | Cumulative |  | Capacity |  |  |  | Retired | Margin | Below | RM | 10% | Below |  | 10%
| Additions/ | 20% | Additions/ | Gen-Only | DSM |  | Changes |  | New |  | Unit or | After | 20% | After | Gen-Only | 20% |  | Gen-Only
| Retirements | RM | Retirements | RM | Additions | Unit | of Units | Unit | Unit | Unit | Outages | Changes | RM | Additions | RM | RM |  | RM
Year | (%) | (MW) | (%) | (MW) | (MW) | Modifications | (MW) | Additions | (MW) | Retirements | (MW) | % | (MW) | % | (MW) | (MW) |  | (MW)
2024 | 40.92% | -5244.1601 | 35.95% | -5834.6623 | 0 |  | 0 |  | 0 | 2017- Babcock; 2017- Citrus; 2017-Manatee; 2018- Barefoot Bay; 2018-Blue Cypress; 2018- Coral Farms Solar; 2018- Hammock; 2018- Indian River; 2024 Beautyberry | -670.5 | 41.67% | -4573.6601 | 32.97% | -5164.1623 | -4573.6601 | CHECK | -5164.1623 | CHECK
2025 | 40.92% | -4458.2478 | 32.22% | -5047.3458 | 20.2477 | FM2 CC; RBEC; SN4; SN5; 2024 Beautyberry | 94.047 |  | 0 | Crist 4 | -75 | 40.57% | -4383.2478 | 31.89% | -4972.3458 | -4383.2478 | CHECK | -4972.3458 | CHECK
2026 | 38.61% | -4029.441 | 30.21% | -4657.5775 | -4.7586 | SN5; TP5 | 28 | 2235 MW Solar; 521.5 MW Battery | 590.5615 | Pea Ridge 1; Pea Ridge 2; Pea Ridge 3 | -15 | 41.27% | -4605.0025 | 32.7% | -5233.139 | -4605.0025 | CHECK | -5233.139 | CHECK
2027 | 39.39% | -4263.9883 | 31.14% | -4941.3367 | -13.8319 | MT3; MR3; MR4; MR8; WCEC1; WCEC2; WCEC3 | 71 | 2235 MW Solar; 2235 MW Solar, 300 MW Battery | 369.0615 | Crist 5 | -75 | 40.73% | -4558.0498 | 32.4% | -5235.3982 | -4558.0498 | CHECK | -5235.3982 | CHECK
2028 | 38.53% | -4140.5069 | 30.53% | -4868.3079 | -13.9884 | MT3; MR8 | 4 | 2235 MW Solar; 2235 MW Solar, 300 MW Battery | 369.0615 | Lansing Smith A | -40 | 40.01% | -4469.5684 | 31.92% | -5197.3694 | -4469.5684 | CHECK | -5197.3694 | CHECK
2029 | 36.98% | -3850.333 | 29.23% | -4623.3335 | -10.5395 |  | 0 | 2235 MW Solar; 2235 MW Solar, 300 MW Battery | 369.0615 |  | 0 | 38.61% | -4219.3945 | 30.77% | -4992.395 | -4219.3945 | CHECK | -4992.395 | CHECK
2030 | 36.14% | -3726.2888 | 28.63% | -4551.842 | -10.5072 |  | 0 | 2235 MW Solar; 2235 MW Solar, 300 MW Battery | 369.0615 | Perdido | -3 | 37.73% | -4092.3503 | 30.13% | -4917.9035 | -4092.3503 | CHECK | -4917.9035 | CHECK
2031 | 35.89% | -3717.3391 | 28.54% | -4585.5518 | -10.4752 |  | 0 | 2235 MW Solar; 2235 MW Solar, 300 MW Battery | 369.0615 |  | 0 | 37.46% | -4086.4006 | 30.03% | -4954.6133 | -4086.4006 | CHECK | -4954.6133 | CHECK
2032 | 34.67% | -3503.6917 | 27.58% | -4431.8204 | -10.4437 |  | 0 | 2235 MW Solar; 2235 MW Solar, 300 MW Battery | 369.0615 |  | 0 | 36.22% | -3872.7532 | 29.04% | -4800.8819 | -3872.7532 | CHECK | -4800.8819 | CHECK
2033 | 33.34% | -3249.8198 | 26.5% | -4237.872 | -10.4488 |  | 0 | 2235 MW Solar; 2235 MW Solar, 1,700 MW Battery | 369.0615 |  | 0 | 34.85% | -3618.8813 | 27.94% | -4606.9335 | -3618.8813 | CHECK | -4606.9335 | CHECK
2034 | 32.2% | -3031.421 | 25.59% | -4078.8097 | -9.5876 |  | 0 |  | 0 |  | 0 | 32.2% | -3031.421 | 25.59% | -4078.8097 | -3031.421 | CHECK | -4078.8097 | CHECK
2035 | 29.33% | -2365.7852 | 22.99% | -3462.6459 | 0 |  | 0 |  | 0 |  | 0 | 29.33% | -2365.7852 | 22.99% | -3462.6459 | -2365.7852 | CHECK | -3462.6459 | CHECK
2036 | 26.34% | -1639.9868 | 20.26% | -2788.0835 | 0 |  | 0 |  | 0 |  | 0 | 26.34% | -1639.9868 | 20.26% | -2788.0835 | -1639.9868 | CHECK | -2788.0835 | CHECK
2037 | 23.84% | -1012.9198 | 17.99% | -2213.1086 | 0 |  | 0 |  | 0 |  | 0 | 23.84% | -1012.9198 | 17.99% | -2213.1086 | -1012.9198 | CHECK | -2213.1086 | CHECK
2038 | 21.42% | -381.0528 | 15.79% | -1633.7343 | 0 |  | 0 |  | 0 |  | 0 | 21.42% | -381.0528 | 15.79% | -1633.7343 | -381.0528 | CHECK | -1633.7343 | CHECK
2039 | 19.11% | 243.4311 | 13.69% | -1061.1284 | 0 |  | 0 |  | 0 |  | 0 | 19.11% | 243.4311 | 13.69% | -1061.1284 | 243.4311 | CHECK | -1061.1284 | CHECK
2040 | 16.92% | 861.6765 | 11.69% | -494.2415 | 0 |  | 0 | 1 Filler | 660 |  | 0 | 19.28% | 201.6765 | 13.95% | -1154.2415 | 201.6765 | CHECK | -1154.2415 | CHECK
2041 | 17.44% | 727.3365 | 12.26% | -672.225 | 0 |  | 0 | 1 Filler | 660 |  | 0 | 19.76% | 67.3365 | 14.49% | -1332.225 | 67.3365 | CHECK | -1332.225 | CHECK
2042 | 18.55% | 414.7938 | 13.38% | -1013.5616 | 0 |  | 0 |  | 0 |  | 0 | 18.55% | 414.7938 | 13.38% | -1013.5616 | 414.7938 | CHECK | -1013.5616 | CHECK
2043 | 17.36% | 765.7438 | 12.29% | -691.697 | 0 |  | 0 | 1 Filler | 660 |  | 0 | 19.63% | 105.7438 | 14.47% | -1351.697 | 105.7438 | CHECK | -1351.697 | CHECK
2044 | 18.43% | 460.2222 | 13.36% | -1026.5985 | 0 |  | 0 |  | 0 |  | 0 | 18.43% | 460.2222 | 13.36% | -1026.5985 | 460.2222 | CHECK | -1026.5985 | CHECK
2045 | 17.23% | 818.2651 | 12.26% | -698.233 | 0 |  | 0 | 1 Filler | 660 |  | 0 | 19.46% | 158.2651 | 14.4% | -1358.233 | 158.2651 | CHECK | -1358.233 | CHECK
2046 | 18.26% | 519.9091 | 13.3% | -1026.567 | 0 |  | 0 | 1 Filler | 660 |  | 0 | 20.47% | -140.0909 | 15.41% | -1686.567 | -140.0909 | CHECK | -1686.567 | CHECK
2047 | 19.25% | 225.1909 | 14.3% | -1351.5667 | 0 |  | 0 |  | 0 |  | 0 | 19.25% | 225.1909 | 14.3% | -1351.5667 | 225.1909 | CHECK | -1351.5667 | CHECK
2048 | 18.05% | 594.148 | 13.19% | -1013.198 | 0 |  | 0 | 1 Filler | 660 |  | 0 | 20.22% | -65.852 | 15.27% | -1673.198 | -65.852 | CHECK | -1673.198 | CHECK
2049 | 19% | 306.8178 | 14.15% | -1331.4264 | 0 |  | 0 |  | 0 |  | 0 | 19% | 306.8178 | 14.15% | -1331.4264 | 306.8178 | CHECK | -1331.4264 | CHECK
2050 | 17.8% | 683.2385 | 13.05% | -986.217 | 0 |  | 0 | 1 Filler | 660 |  | 0 | 19.93% | 23.2385 | 15.08% | -1646.217 | 23.2385 | CHECK | -1646.217 | CHECK
2051 | 18.71% | 403.4484 | 13.97% | -1297.5346 | 0 |  | 0 |  | 0 |  | 0 | 18.71% | 403.4484 | 13.97% | -1297.5346 | 403.4484 | CHECK | -1297.5346 | CHECK
2052 | 17.52% | 787.4863 | 12.86% | -945.3437 | 0 |  | 0 | 1 Filler | 660 |  | 0 | 19.6% | 127.4863 | 14.86% | -1605.3437 | 127.4863 | CHECK | -1605.3437 | CHECK
2053 | 18.39% | 515.3914 | 13.75% | -1249.6082 | 0 |  | 0 | 2 Filler | 1320 | TP3 | -859 | 19.83% | 54.3914 | 15.13% | -1710.6082 | 54.3914 | CHECK | -1710.6082 | CHECK
2054 | 18.62% | 446.2034 | 14.01% | -1351.292 | 0 |  | 0 | 2 Filler | 1320 | TP4 | -866 | 20.02% | -7.7966 | 15.36% | -1805.292 | -7.7966 | CHECK | -1805.292 | CHECK
2055 | 18.81% | 387.9621 | 14.24% | -1442.3584 | 0 |  | 0 |  | 0 |  | 0 | 18.81% | 387.9621 | 14.24% | -1442.3584 | 387.9621 | CHECK | -1442.3584 | CHECK
2056 | 17.61% | 787.7081 | 13.13% | -1075.7703 | 0 |  | 0 | 1 Filler | 660 |  | 0 | 19.61% | 127.7081 | 15.06% | -1735.7703 | 127.7081 | CHECK | -1735.7703 | CHECK
2057 | 18.41% | 531.4822 | 13.94% | -1365.4902 | 0 |  | 0 | 2 Filler | 1320 | SL1 | -1003 | 19.36% | 214.4822 | 14.85% | -1682.4902 | 214.4822 | CHECK | -1682.4902 | CHECK
2058 | 18.15% | 622.3255 | 13.74% | -1308.4804 | 0 |  | 0 | 1 Filler | 660 |  | 0 | 20.11% | -37.6745 | 15.62% | -1968.4804 | -37.6745 | CHECK | -1968.4804 | CHECK
2059 | 18.9% | 374.2798 | 14.5% | -1590.7027 | 0 |  | 0 |  | 0 |  | 0 | 18.9% | 374.2798 | 14.5% | -1590.7027 | 374.2798 | CHECK | -1590.7027 | CHECK
2060 | 17.7% | 790.3872 | 13.39% | -1209.1184 | 0 |  | 0 | 1 Filler | 660 |  | 0 | 19.62% | 130.3872 | 15.24% | -1869.1184 | 130.3872 | CHECK | -1869.1184 | CHECK
2061 | 18.41% | 550.9679 | 14.12% | -1483.4341 | 0 |  | 0 | 1 Filler | 660 |  | 0 | 20.31% | -109.0321 | 15.95% | -2143.4341 | -109.0321 | CHECK | -2143.4341 | CHECK
2062 | 19.1% | 315.5094 | 14.82% | -1754.1195 | 0 |  | 0 |  | 0 |  | 0 | 19.1% | 315.5094 | 14.82% | -1754.1195 | 315.5094 | CHECK | -1754.1195 | CHECK
2063 | 17.9% | 744.0551 | 13.7% | -1361.1348 | 0 |  | 0 | 1 Filler | 660 |  | 0 | 19.76% | 84.0551 | 15.5% | -2021.1348 | 84.0551 | CHECK | -2021.1348 | CHECK
2064 | 18.56% | 517.2043 | 14.38% | -1623.9307 | 0 |  | 0 | 2 Filler | 1320 | SL2 | -860 | 19.84% | 57.2043 | 15.62% | -2083.9307 | 57.2043 | CHECK | -2083.9307 | CHECK
2065 | 18.63% | 494.7236 | 14.49% | -1682.7212 | 0 |  | 0 |  | 0 |  | 0 | 18.63% | 494.7236 | 14.49% | -1682.7212 | 494.7236 | CHECK | -1682.7212 | CHECK
2066 | 17.44% | 936.6578 | 13.38% | -1277.4651 | 0 |  | 0 | 1 Filler | 660 |  | 0 | 19.24% | 276.6578 | 15.12% | -1937.4651 | 276.6578 | CHECK | -1937.4651 | CHECK
2067 | 18.04% | 723.0519 | 14% | -1528.1212 | 0 |  | 0 | 1 Filler | 660 |  | 0 | 19.83% | 63.0519 | 15.73% | -2188.1212 | 63.0519 | CHECK | -2188.1212 | CHECK
2068 | 18.62% | 513.9518 | 14.6% | -1774.6475 | 0 |  | 0 | 1 Filler | 660 |  | 0 | 20.39% | -146.0482 | 16.31% | -2434.6475 | -146.0482 | CHECK | -2434.6475 | CHECK
2069 | 19.18% | 309.4034 | 15.18% | -2017.0017 | 0 |  | 0 |  | 0 |  | 0 | 19.18% | 309.4034 | 15.18% | -2017.0017 | 309.4034 | CHECK | -2017.0017 | CHECK
2070 | 17.98% | 769.4536 | 14.06% | -1595.1411 | 0 |  | 0 | 1 Filler | 660 |  | 0 | 19.71% | 109.4536 | 15.73% | -2255.1411 | 109.4536 | CHECK | -2255.1411 | CHECK
2071 | 18.51% | 574.1492 | 14.6% | -1829.0226 | 0 |  | 0 | 1 Filler | 660 |  | 0 | 20.22% | -85.8508 | 16.27% | -2489.0226 | -85.8508 | CHECK | -2489.0226 | CHECK

## Output 1a. Simplified Summary
THIS SHEET IS NOT PROTECTED | [8 empty] | FPL 000020
20240012-EG
UPLAN UNIT ADDITIONS
2024 TYSP Combined WINTER Reserve Margin - Resource Needs and No Incremental DSM
MWs
[6 empty] | MWs |  | (Above)/
[5 empty] | Reserve | (Above)/ | Gen-Only | Below
|  |  |  | Retired | Margin | Below | RM | 10%
|  | New |  | Unit or | After | 20% | After | Gen-Only
| Unit | Unit | Unit | Outages | Changes | RM | Additions | RM
Year | Additions | (MW) | Retirements | (MW) | % | (MW) | % | (MW)
2024 |  | 0 | 2017- Babcock; 2017- Citrus; 2017-Manatee; 2018- Barefoot Bay; 2018-Blue Cypress; 2018- Coral Farms Solar; 2018- Hammock; 2018- Indian River; 2024 Beautyberry | -670.5 | 41.67% | -4573.6601 | 32.97% | -5164.1623
2025 |  | 0 | Crist 4 | -75 | 40.57% | -4383.2478 | 31.89% | -4972.3458
2026 | 2235 MW Solar; 521.5 MW Battery | 590.5615 | Pea Ridge 1; Pea Ridge 2; Pea Ridge 3 | -15 | 41.27% | -4605.0025 | 32.7% | -5233.139
2027 | 2235 MW Solar; 2235 MW Solar, 300 MW Battery | 369.0615 | Crist 5 | -75 | 40.73% | -4558.0498 | 32.4% | -5235.3982
2028 | 2235 MW Solar; 2235 MW Solar, 300 MW Battery | 369.0615 | Lansing Smith A | -40 | 40.01% | -4469.5684 | 31.92% | -5197.3694 | -4469.5684
2029 | 2235 MW Solar; 2235 MW Solar, 300 MW Battery | 369.0615 |  | 0 | 38.61% | -4219.3945 | 30.77% | -4992.395 | 250.1739
2030 | 2235 MW Solar; 2235 MW Solar, 300 MW Battery | 369.0615 | Perdido | -3 | 37.73% | -4092.3503 | 30.13% | -4917.9035 | 127.0442
2031 | 2235 MW Solar; 2235 MW Solar, 300 MW Battery | 369.0615 |  | 0 | 37.46% | -4086.4006 | 30.03% | -4954.6133 | 5.9497
2032 | 2235 MW Solar; 2235 MW Solar, 300 MW Battery | 369.0615 |  | 0 | 36.22% | -3872.7532 | 29.04% | -4800.8819 | 213.6474
2033 | 2235 MW Solar; 2235 MW Solar, 1,700 MW Battery | 369.0615 |  | 0 | 34.85% | -3618.8813 | 27.94% | -4606.9335 | 253.8719
2034 |  | 0 |  | 0 | 32.2% | -3031.421 | 25.59% | -4078.8097 | 587.4603
2035 |  | 0 |  | 0 | 29.33% | -2365.7852 | 22.99% | -3462.6459
2036 |  | 0 |  | 0 | 26.34% | -1639.9868 | 20.26% | -2788.0835
2037 |  | 0 |  | 0 | 23.84% | -1012.9198 | 17.99% | -2213.1086
2038 |  | 0 |  | 0 | 21.42% | -381.0528 | 15.79% | -1633.7343
2039 |  | 0 |  | 0 | 19.11% | 243.4311 | 13.69% | -1061.1284
2040 | 1 Filler | 660 |  | 0 | 19.28% | 201.6765 | 13.95% | -1154.2415
2041 | 1 Filler | 660 |  | 0 | 19.76% | 67.3365 | 14.49% | -1332.225
2042 |  | 0 |  | 0 | 18.55% | 414.7938 | 13.38% | -1013.5616
2043 | 1 Filler | 660 |  | 0 | 19.63% | 105.7438 | 14.47% | -1351.697
2044 |  | 0 |  | 0 | 18.43% | 460.2222 | 13.36% | -1026.5985
2045 | 1 Filler | 660 |  | 0 | 19.46% | 158.2651 | 14.4% | -1358.233
2046 | 1 Filler | 660 |  | 0 | 20.47% | -140.0909 | 15.41% | -1686.567
2047 |  | 0 |  | 0 | 19.25% | 225.1909 | 14.3% | -1351.5667
2048 | 1 Filler | 660 |  | 0 | 20.22% | -65.852 | 15.27% | -1673.198
2049 |  | 0 |  | 0 | 19% | 306.8178 | 14.15% | -1331.4264
2050 | 1 Filler | 660 |  | 0 | 19.93% | 23.2385 | 15.08% | -1646.217
2051 |  | 0 |  | 0 | 18.71% | 403.4484 | 13.97% | -1297.5346
2052 | 1 Filler | 660 |  | 0 | 19.6% | 127.4863 | 14.86% | -1605.3437
2053 | 2 Filler | 1320 | TP3 | -859 | 19.83% | 54.3914 | 15.13% | -1710.6082
2054 | 2 Filler | 1320 | TP4 | -866 | 20.02% | -7.7966 | 15.36% | -1805.292
2055 |  | 0 |  | 0 | 18.81% | 387.9621 | 14.24% | -1442.3584
2056 | 1 Filler | 660 |  | 0 | 19.61% | 127.7081 | 15.06% | -1735.7703
2057 | 2 Filler | 1320 | SL1 | -1003 | 19.36% | 214.4822 | 14.85% | -1682.4902
2058 | 1 Filler | 660 |  | 0 | 20.11% | -37.6745 | 15.62% | -1968.4804
2059 |  | 0 |  | 0 | 18.9% | 374.2798 | 14.5% | -1590.7027
2060 | 1 Filler | 660 |  | 0 | 19.62% | 130.3872 | 15.24% | -1869.1184
2061 | 1 Filler | 660 |  | 0 | 20.31% | -109.0321 | 15.95% | -2143.4341
2062 |  | 0 |  | 0 | 19.1% | 315.5094 | 14.82% | -1754.1195
2063 | 1 Filler | 660 |  | 0 | 19.76% | 84.0551 | 15.5% | -2021.1348
2064 | 2 Filler | 1320 | SL2 | -860 | 19.84% | 57.2043 | 15.62% | -2083.9307
2065 |  | 0 |  | 0 | 18.63% | 494.7236 | 14.49% | -1682.7212
2066 | 1 Filler | 660 |  | 0 | 19.24% | 276.6578 | 15.12% | -1937.4651
2067 | 1 Filler | 660 |  | 0 | 19.83% | 63.0519 | 15.73% | -2188.1212
2068 | 1 Filler | 660 |  | 0 | 20.39% | -146.0482 | 16.31% | -2434.6475
2069 |  | 0 |  | 0 | 19.18% | 309.4034 | 15.18% | -2017.0017
2070 | 1 Filler | 660 |  | 0 | 19.71% | 109.4536 | 15.73% | -2255.1411
2071 | 1 Filler | 660 |  | 0 | 20.22% | -85.8508 | 16.27% | -2489.0226

## Output 2a.TYSP Schedule 7.2 Ext
FPL 000021
Schedule 7.2 | [15 empty] | 20240012-EG
Forecast of Capacity, Demand, and Scheduled
Maintenance At Time Of Winter Peak
-1 | -2 | -3 | -4 | -5 | -6 | -7 | -8 | -9 | -10 | -11 | -12 | -13 | -14 | -15 | -16
[5 empty] | Total |  |  | Firm | Total |  |  | Total |  | Generation Only
| Firm | Firm | Firm |  | Firm | Total |  | Winter | Reserve |  |  | Reserve |  | Reserve
| Installed | Capacity | Capacity | Firm | Capacity | Peak |  | Peak | Margin Before |  | Scheduled | Margin After |  | Margin After
January of | Capacity | Import | Export | QF | Available | Demand | DSM | Demand | Maintenance |  | Maintenance | Maintenance |  | Maintenance
Year | MW | MW | MW | MW | MW | MW | MW | MW | MW | % of Peak | MW | MW | % of Peak | MW | % of Peak
2024 | 29676.6739 | 219 | 0 | 3.5 | 29899.1739 | 22486.3743 | 1381.7794 | 21104.5949 | 8794.5791 | 41.6714 | 0 | 8794.5791 | 41.6714 | 7412.7997 | 32.9657
2025 | 29736.6808 | 219 | 0 | 3.5 | 29959.1808 | 22715.3046 | 1402.0271 | 21313.2775 | 8645.9033 | 40.5658 | 0 | 8645.9033 | 40.5658 | 7243.8763 | 31.8898
2026 | 30364.0841 | 219 | 0 | 3.5 | 30586.5841 | 23048.5864 | 1397.2684 | 21651.318 | 8935.2661 | 41.2689 | 0 | 8935.2661 | 41.2689 | 7537.9977 | 32.7048
2027 | 30728.5931 | 219 | 0 | 0 | 30947.5931 | 23374.7226 | 1383.4366 | 21991.286 | 8956.307 | 40.7266 | 0 | 8956.307 | 40.7266 | 7572.8705 | 32.3977
2028 | 31060.8965 | 219 | 0 | 0 | 31279.8965 | 23711.3883 | 1369.4482 | 22341.9401 | 8937.9564 | 40.0053 | 0 | 8937.9564 | 40.0053 | 7568.5082 | 31.9193
2029 | 31213.995 | 219 | 0 | 0 | 31432.995 | 24036.9091 | 1358.9087 | 22678.0004 | 8754.9946 | 38.6057 | 0 | 8754.9946 | 38.6057 | 7396.0859 | 30.7697
2030 | 31578.8892 | 219 | 0 | 0 | 31797.8892 | 24436.3507 | 1348.4015 | 23087.9491 | 8709.9401 | 37.725 | 0 | 8709.9401 | 37.725 | 7361.5386 | 30.1254
2031 | 31946.5798 | 219 | 0 | 0 | 32165.5798 | 24737.2422 | 1337.9263 | 23399.316 | 8766.2638 | 37.4638 | 0 | 8766.2638 | 37.4638 | 7428.3375 | 30.029
2032 | 32314.0672 | 219 | 0 | 0 | 32533.0672 | 25211.0776 | 1327.4825 | 23883.595 | 8649.4722 | 36.2151 | 0 | 8649.4722 | 36.2151 | 7321.9897 | 29.0427
2033 | 32681.3522 | 179 | 0 | 0 | 32860.3522 | 25684.9261 | 1317.0337 | 24367.8924 | 8492.4598 | 34.851 | 0 | 8492.4598 | 34.851 | 7175.4261 | 27.9363
2034 | 32679.3739 | 179 | 0 | 0 | 32858.3739 | 26163.2402 | 1307.4461 | 24855.7941 | 8002.5798 | 32.196 | 0 | 8002.5798 | 32.196 | 6695.1337 | 25.5898
2035 | 32677.4014 | 109 | 0 | 0 | 32786.4014 | 26657.9596 | 1307.4461 | 25350.5135 | 7435.8879 | 29.3323 | 0 | 7435.8879 | 29.3323 | 6128.4418 | 22.9892
2036 | 32675.4349 | 0 | 0 | 0 | 32675.4349 | 27170.3195 | 1307.4461 | 25862.8734 | 6812.5615 | 26.3411 | 0 | 6812.5615 | 26.3411 | 5505.1154 | 20.2615
2037 | 32673.4743 | 0 | 0 | 0 | 32673.4743 | 27691.2415 | 1307.4461 | 26383.7954 | 6289.6789 | 23.8392 | 0 | 6289.6789 | 23.8392 | 4982.2328 | 17.9921
2038 | 32671.5196 | 0 | 0 | 0 | 32671.5196 | 28216.1684 | 1307.4461 | 26908.7224 | 5762.7972 | 21.4161 | 0 | 5762.7972 | 21.4161 | 4455.3512 | 15.7901
2039 | 32669.5707 | 0 | 0 | 0 | 32669.5707 | 28734.9476 | 1307.4461 | 27427.5015 | 5242.0692 | 19.1125 | 0 | 5242.0692 | 19.1125 | 3934.6231 | 13.6928
2040 | 33327.6277 | 0 | 0 | 0 | 33327.6277 | 29248.533 | 1307.4461 | 27941.0869 | 5386.5409 | 19.2782 | 0 | 5386.5409 | 19.2782 | 4079.0948 | 13.9463
2041 | 33985.6905 | 0 | 0 | 0 | 33985.6905 | 29684.9687 | 1307.4461 | 28377.5226 | 5608.168 | 19.7627 | 0 | 5608.168 | 19.7627 | 4300.7219 | 14.4879
2042 | 33983.7592 | 0 | 0 | 0 | 33983.7592 | 29972.9069 | 1307.4461 | 28665.4608 | 5318.2983 | 18.553 | 0 | 5318.2983 | 18.553 | 4010.8522 | 13.3816
2043 | 34641.8336 | 0 | 0 | 0 | 34641.8336 | 30263.7606 | 1307.4461 | 28956.3145 | 5685.5191 | 19.6348 | 0 | 5685.5191 | 19.6348 | 4378.073 | 14.4664
2044 | 34639.9138 | 0 | 0 | 0 | 34639.9138 | 30557.5594 | 1307.4461 | 29250.1133 | 5389.8005 | 18.4266 | 0 | 5389.8005 | 18.4266 | 4082.3544 | 13.3596
2045 | 35297.9998 | 0 | 0 | 0 | 35297.9998 | 30854.3335 | 1307.4461 | 29546.8874 | 5751.1124 | 19.4644 | 0 | 5751.1124 | 19.4644 | 4443.6663 | 14.4021
2046 | 35956.0915 | 0 | 0 | 0 | 35956.0915 | 31154.1132 | 1307.4461 | 29846.6671 | 6109.4244 | 20.4694 | 0 | 6109.4244 | 20.4694 | 4801.9783 | 15.4136
2047 | 35954.1889 | 0 | 0 | 0 | 35954.1889 | 31456.9293 | 1307.4461 | 30149.4832 | 5804.7057 | 19.2531 | 0 | 5804.7057 | 19.2531 | 4497.2596 | 14.2966
2048 | 36612.292 | 0 | 0 | 0 | 36612.292 | 31762.8127 | 1307.4461 | 30455.3667 | 6156.9254 | 20.2162 | 0 | 6156.9254 | 20.2162 | 4849.4793 | 15.2678
2049 | 36610.4008 | 0 | 0 | 0 | 36610.4008 | 32071.795 | 1307.4461 | 30764.3489 | 5846.0519 | 19.0027 | 0 | 5846.0519 | 19.0027 | 4538.6059 | 14.1514
2050 | 37268.5153 | 0 | 0 | 0 | 37268.5153 | 32383.9076 | 1307.4461 | 31076.4615 | 6192.0538 | 19.9252 | 0 | 6192.0538 | 19.9252 | 4884.6077 | 15.0834
2051 | 37266.6355 | 0 | 0 | 0 | 37266.6355 | 32699.1826 | 1307.4461 | 31391.7366 | 5874.8989 | 18.7148 | 0 | 5874.8989 | 18.7148 | 4567.4528 | 13.9681
2052 | 37924.7613 | 0 | 0 | 0 | 37924.7613 | 33017.6524 | 1307.4461 | 31710.2063 | 6214.555 | 19.598 | 0 | 6214.555 | 19.598 | 4907.1089 | 14.8621
2053 | 38383.8927 | 0 | 0 | 0 | 38383.8927 | 33339.3495 | 1307.4461 | 32031.9034 | 6351.9893 | 19.8302 | 0 | 6351.9893 | 19.8302 | 5044.5432 | 15.1309
2054 | 38836.0297 | 0 | 0 | 0 | 38836.0297 | 33664.307 | 1307.4461 | 32356.8609 | 6479.1688 | 20.0241 | 0 | 6479.1688 | 20.0241 | 5171.7227 | 15.3626
2055 | 38834.1723 | 0 | 0 | 0 | 38834.1723 | 33992.5581 | 1307.4461 | 32685.112 | 6149.0603 | 18.813 | 0 | 6149.0603 | 18.813 | 4841.6142 | 14.2432
2056 | 39492.3205 | 0 | 0 | 0 | 39492.3205 | 34324.1366 | 1307.4461 | 33016.6905 | 6475.63 | 19.6132 | 0 | 6475.63 | 19.6132 | 5168.1839 | 15.057
2057 | 39807.4743 | 0 | 0 | 0 | 39807.4743 | 34659.0764 | 1307.4461 | 33351.6303 | 6455.8439 | 19.3569 | 0 | 6455.8439 | 19.3569 | 5148.3978 | 14.8544
2058 | 40465.6335 | 0 | 0 | 0 | 40465.6335 | 34997.4119 | 1307.4461 | 33689.9659 | 6775.6677 | 20.1118 | 0 | 6775.6677 | 20.1118 | 5468.2216 | 15.6246
2059 | 40463.7983 | 0 | 0 | 0 | 40463.7983 | 35339.1779 | 1307.4461 | 34031.7318 | 6432.0665 | 18.9002 | 0 | 6432.0665 | 18.9002 | 5124.6205 | 14.5012
2060 | 41121.9686 | 0 | 0 | 0 | 41121.9686 | 35684.4093 | 1307.4461 | 34376.9632 | 6745.0055 | 19.6207 | 0 | 6745.0055 | 19.6207 | 5437.5594 | 15.2379
2061 | 41780.1444 | 0 | 0 | 0 | 41780.1444 | 36033.373 | 1307.4461 | 34725.9269 | 7054.2175 | 20.314 | 0 | 7054.2175 | 20.314 | 5746.7714 | 15.9485
2062 | 41778.3257 | 0 | 0 | 0 | 41778.3257 | 36385.642 | 1307.4461 | 35078.1959 | 6700.1298 | 19.1006 | 0 | 6700.1298 | 19.1006 | 5392.6837 | 14.8209
2063 | 42436.5124 | 0 | 0 | 0 | 42436.5124 | 36741.2523 | 1307.4461 | 35433.8063 | 7002.7062 | 19.7628 | 0 | 7002.7062 | 19.7628 | 5695.2601 | 15.501
2064 | 42894.7046 | 0 | 0 | 0 | 42894.7046 | 37100.7035 | 1307.4461 | 35793.2574 | 7101.4472 | 19.8402 | 0 | 7101.4472 | 19.8402 | 5794.0011 | 15.617
2065 | 42892.9022 | 0 | 0 | 0 | 42892.9022 | 37463.8009 | 1307.4461 | 36156.3548 | 6736.5473 | 18.6317 | 0 | 6736.5473 | 18.6317 | 5429.1013 | 14.4916
2066 | 43551.1052 | 0 | 0 | 0 | 43551.1052 | 37830.5818 | 1307.4461 | 36523.1358 | 7027.9694 | 19.2425 | 0 | 7027.9694 | 19.2425 | 5720.5233 | 15.1214
2067 | 44209.3135 | 0 | 0 | 0 | 44209.3135 | 38201.084 | 1307.4461 | 36893.6379 | 7315.6757 | 19.8291 | 0 | 7315.6757 | 19.8291 | 6008.2296 | 15.7279
2068 | 44867.5273 | 0 | 0 | 0 | 44867.5273 | 38575.3453 | 1307.4461 | 37267.8992 | 7599.6281 | 20.3919 | 0 | 7599.6281 | 20.3919 | 6292.182 | 16.3114
2069 | 44865.7464 | 0 | 0 | 0 | 44865.7464 | 38953.4043 | 1307.4461 | 37645.9582 | 7219.7882 | 19.1781 | 0 | 7219.7882 | 19.1781 | 5912.3421 | 15.178
2070 | 45523.9709 | 0 | 0 | 0 | 45523.9709 | 39335.2998 | 1307.4461 | 38027.8537 | 7496.1172 | 19.7122 | 0 | 7496.1172 | 19.7122 | 6188.6711 | 15.7331
2071 | 46182.2007 | 0 | 0 | 0 | 46182.2007 | 39721.071 | 1307.4461 | 38413.6249 | 7768.5758 | 20.2235 | 0 | 7768.5758 | 20.2235 | 6461.1297 | 16.2663
#VALUE! |  | #VALUE! | #VALUE! | #VALUE! | #VALUE! | #VALUE! | #VALUE! | #VALUE! | #VALUE! | #VALUE! | #VALUE! | #VALUE! | #VALUE! | #VALUE! | #VALUE!
#VALUE! |  | #VALUE! | #VALUE! | #VALUE! | #VALUE! | #VALUE! | #VALUE! | #VALUE! | #VALUE! | #VALUE! | #VALUE! | #VALUE! | #VALUE! | #VALUE! | #VALUE!
#VALUE! |  | #VALUE! | #VALUE! | #VALUE! | #VALUE! | #VALUE! | #VALUE! | #VALUE! | #VALUE! | #VALUE! | #VALUE! | #VALUE! | #VALUE! | #VALUE! | #VALUE!
#VALUE! |  | #VALUE! | #VALUE! | #VALUE! | #VALUE! | #VALUE! | #VALUE! | #VALUE! | #VALUE! | #VALUE! | #VALUE! | #VALUE! | #VALUE! | #VALUE! | #VALUE!
#VALUE! |  | #VALUE! | #VALUE! | #VALUE! | #VALUE! | #VALUE! | #VALUE! | #VALUE! | #VALUE! | #VALUE! | #VALUE! | #VALUE! | #VALUE! | #VALUE! | #VALUE!
#VALUE! |  | #VALUE! | #VALUE! | #VALUE! | #VALUE! | #VALUE! | #VALUE! | #VALUE! | #VALUE! | #VALUE! | #VALUE! | #VALUE! | #VALUE! | #VALUE! | #VALUE!
#VALUE! |  | #VALUE! | #VALUE! | #VALUE! | #VALUE! | #VALUE! | #VALUE! | #VALUE! | #VALUE! | #VALUE! | #VALUE! | #VALUE! | #VALUE! | #VALUE! | #VALUE!
#VALUE! |  | #VALUE! | #VALUE! | #VALUE! | #VALUE! | #VALUE! | #VALUE! | #VALUE! | #VALUE! | #VALUE! | #VALUE! | #VALUE! | #VALUE! | #VALUE! | #VALUE!
#VALUE! |  | #VALUE! | #VALUE! | #VALUE! | #VALUE! | #VALUE! | #VALUE! | #VALUE! | #VALUE! | #VALUE! | #VALUE! | #VALUE! | #VALUE! | #VALUE! | #VALUE!
#VALUE! |  | #VALUE! | #VALUE! | #VALUE! | #VALUE! | #VALUE! | #VALUE! | #VALUE! | #VALUE! | #VALUE! | #VALUE! | #VALUE! | #VALUE! | #VALUE! | #VALUE!
#VALUE! |  | #VALUE! | #VALUE! | #VALUE! | #VALUE! | #VALUE! | #VALUE! | #VALUE! | #VALUE! | #VALUE! | #VALUE! | #VALUE! | #VALUE! | #VALUE! | #VALUE!
#VALUE! |  | #VALUE! | #VALUE! | #VALUE! | #VALUE! | #VALUE! | #VALUE! | #VALUE! | #VALUE! | #VALUE! | #VALUE! | #VALUE! | #VALUE! | #VALUE! | #VALUE!
#VALUE! |  | #VALUE! | #VALUE! | #VALUE! | #VALUE! | #VALUE! | #VALUE! | #VALUE! | #VALUE! | #VALUE! | #VALUE! | #VALUE! | #VALUE! | #VALUE! | #VALUE!
#VALUE! |  | #VALUE! | #VALUE! | #VALUE! | #VALUE! | #VALUE! | #VALUE! | #VALUE! | #VALUE! | #VALUE! | #VALUE! | #VALUE! | #VALUE! | #VALUE! | #VALUE!

## Output 2. TYSP Schedule 7.2
FPL 000022
Schedule 7.2 | [15 empty] | 20240012-EG
Forecast of Capacity, Demand, and Scheduled
Maintenance At Time Of Winter Peak
-1 | -2 | -3 | -4 | -5 | -6 | -7 | -8 | -9 | -10 | -11 | -12 | -13 | -14 | -15 | -16
[5 empty] | Total |  |  | Firm | Total |  |  | Total |  | Generation Only
| Firm | Firm | Firm |  | Firm | Total |  | Winter | Reserve |  |  | Reserve |  | Reserve
| Installed | Capacity | Capacity | Firm | Capacity | Peak |  | Peak | Margin Before |  | Scheduled | Margin After |  | Margin After
January of | Capacity | Import | Export | QF | Available | Demand | DSM | Demand | Maintenance |  | Maintenance | Maintenance |  | Maintenance
Year | MW | MW | MW | MW | MW | MW | MW | MW | MW | % of Peak | MW | MW | % of Peak | MW | % of Peak
2024 | 29676.6739 | 219 | 0 | 3.5 | 29899.1739 | 22486.3743 | 1381.7794 | 21104.5949 | 8794.5791 | 41.6714 | 0 | 8794.5791 | 41.6714 | 7412.7997 | 32.9657
2025 | 29736.6808 | 219 | 0 | 3.5 | 29959.1808 | 22715.3046 | 1402.0271 | 21313.2775 | 8645.9033 | 40.5658 | 0 | 8645.9033 | 40.5658 | 7243.8763 | 31.8898
2026 | 30364.0841 | 219 | 0 | 3.5 | 30586.5841 | 23048.5864 | 1397.2684 | 21651.318 | 8935.2661 | 41.2689 | 0 | 8935.2661 | 41.2689 | 7537.9977 | 32.7048
2027 | 30728.5931 | 219 | 0 | 0 | 30947.5931 | 23374.7226 | 1383.4366 | 21991.286 | 8956.307 | 40.7266 | 0 | 8956.307 | 40.7266 | 7572.8705 | 32.3977
2028 | 31060.8965 | 219 | 0 | 0 | 31279.8965 | 23711.3883 | 1369.4482 | 22341.9401 | 8937.9564 | 40.0053 | 0 | 8937.9564 | 40.0053 | 7568.5082 | 31.9193
2029 | 31213.995 | 219 | 0 | 0 | 31432.995 | 24036.9091 | 1358.9087 | 22678.0004 | 8754.9946 | 38.6057 | 0 | 8754.9946 | 38.6057 | 7396.0859 | 30.7697
2030 | 31578.8892 | 219 | 0 | 0 | 31797.8892 | 24436.3507 | 1348.4015 | 23087.9491 | 8709.9401 | 37.725 | 0 | 8709.9401 | 37.725 | 7361.5386 | 30.1254
2031 | 31946.5798 | 219 | 0 | 0 | 32165.5798 | 24737.2422 | 1337.9263 | 23399.316 | 8766.2638 | 37.4638 | 0 | 8766.2638 | 37.4638 | 7428.3375 | 30.029
2032 | 32314.0672 | 219 | 0 | 0 | 32533.0672 | 25211.0776 | 1327.4825 | 23883.595 | 8649.4722 | 36.2151 | 0 | 8649.4722 | 36.2151 | 7321.9897 | 29.0427
2033 | 32681.3522 | 179 | 0 | 0 | 32860.3522 | 25684.9261 | 1317.0337 | 24367.8924 | 8492.4598 | 34.851 | 0 | 8492.4598 | 34.851 | 7175.4261 | 27.9363
Col. (2) represents capacity additions and changes projected to be in-service by January 1st. These MW are generally considered to be available to meet Winter
peak loads which are forecasted to occur during January of the year indicated.
Col. (6) = Col.(2) + Col.(3) - Col(4) + Col(5).
Col.(7) reflects the load forecast without incremental DSM or cumulative load management.
Col.(8) represents cumulative load management capability, plus incremental conservation and load management, from 9/2023-on intended for use with the
2024 load forecast.
Col.(10) = Col.(6) - Col.(9)
Col.(11) = Col.(10) / Col.(9)
Col.(12) indicates the capacity of units projected to be out-of-service for planned maintenance during the Winter peak period.
Col.(13) = Col.(10) - Col.(12)
Col.(14) = Col.(13) / Col.(9)
Col.(15) = Col.(6) - Col.(7) - Col.(12)
Col.(16) = Col.(15) / Col.(7)

## Output 3. TYSP Table I.B.1
FPL 000023
20240012-EG
Summary of FPL's Firm Capacity Purchases: Winter MW (for January of Year Shown)
I. Purchases from QF's:
| Cogeneration Small Power | Contract | Contract | 1 | 2 | 3 | 4 | 5 | 6 | 7 | 8 | 9 | 10 | 11 | 12 | 13 | 14 | 15 | 16 | 17 | 18 | 19 | 20 | 21 | 22 | 23 | 24 | 25 | 26 | 27 | 28 | 29 | 30 | 31 | 32 | 33 | 34 | 35 | 36
| Production Facilities | Start Date | End Date | 2024 | 2025 | 2026 | 2027 | 2028 | 2029 | 2030 | 2031 | 2032 | 2033 | 2034 | 2035 | 2036 | 2037 | 2038 | 2039 | 2040 | 2041 | 2042 | 2043 | 2044 | 2045 | 2046 | 2047 | 2048 | 2049 | 2050 | 2051 | 2052 | 2053 | 2054 | 2055 | 2056 | 2057 | 2058 | 2059
1 | Broward South | 1993-01-01 | 2026-12-31 | 1.4 | 1.4 | 1.4 | 0 | 0 | 0 | 0 | 0 | 0 | 0 | 0 | 0 | 0 | 0 | 0 | 0 | 0 | 0 | 0 | 0 | 0 | 0 | 0 | 0 | 0 | 0 | 0 | 0 | 0 | 0 | 0 | 0 | 0 | 0 | 0 | 0
2 | Broward South | 1995-01-01 | 2026-12-31 | 1.5 | 1.5 | 1.5 | 0 | 0 | 0 | 0 | 0 | 0 | 0 | 0 | 0 | 0 | 0 | 0 | 0 | 0 | 0 | 0 | 0 | 0 | 0 | 0 | 0 | 0 | 0 | 0 | 0 | 0 | 0 | 0 | 0 | 0 | 0 | 0 | 0
3 | Broward South | 1997-01-01 | 2026-12-31 | 0.6 | 0.6 | 0.6 | 0 | 0 | 0 | 0 | 0 | 0 | 0 | 0 | 0 | 0 | 0 | 0 | 0 | 0 | 0 | 0 | 0 | 0 | 0 | 0 | 0 | 0 | 0 | 0 | 0 | 0 | 0 | 0 | 0 | 0 | 0 | 0 | 0
4 | Indiantown Cogen L.P. | 1995-12-22 | 2020-12-01 | 0 | 0 | 0 | 0 | 0 | 0 | 0 | 0 | 0 | 0 | 0 | 0 | 0 | 0 | 0 | 0 | 0 | 0 | 0 | 0 | 0 | 0 | 0 | 0 | 0 | 0 | 0 | 0 | 0 | 0 | 0 | 0 | 0 | 0 | 0 | 0
5 | Excelon Generation Company, LLC | 2018-05-01 | 2018-09-30 | 0 | 0 | 0 | 0 | 0 | 0 | 0 | 0 | 0 | 0 | 0 | 0 | 0 | 0 | 0 | 0 | 0 | 0 | 0 | 0 | 0 | 0 | 0 | 0 | 0 | 0 | 0 | 0 | 0 | 0 | 0 | 0 | 0 | 0 | 0 | 0
6 | OUC / FMPA | 2018-10-01 | 2020-12-31 | 0 | 0 | 0 | 0 | 0 | 0 | 0 | 0 | 0 | 0 | 0 | 0 | 0 | 0 | 0 | 0 | 0 | 0 | 0 | 0 | 0 | 0 | 0 | 0 | 0 | 0 | 0 | 0 | 0 | 0 | 0 | 0 | 0 | 0 | 0 | 0
7 |  |  |  | 0 | 0 | 0 | 0 | 0 | 0 | 0 | 0 | 0 | 0 | 0 | 0 | 0 | 0 | 0 | 0 | 0 | 0 | 0 | 0 | 0 | 0 | 0 | 0 | 0 | 0 | 0 | 0 | 0 | 0 | 0 | 0 | 0 | 0 | 0 | 0
|  |  | QF Purchases Sub Total: | 3.5 | 3.5 | 3.5 | 0 | 0 | 0 | 0 | 0 | 0 | 0 | 0 | 0 | 0 | 0 | 0 | 0 | 0 | 0 | 0 | 0 | 0 | 0 | 0 | 0 | 0 | 0 | 0 | 0 | 0 | 0 | 0 | 0 | 0 | 0 | 0 | 0
| II. Purchases from Utilities: | Contract | Contract
|  | Start Date | End Date | 2024 | 2025 | 2026 | 2027 | 2028 | 2029 | 2030 | 2031 | 2032 | 2033 | 2034 | 2035 | 2036 | 2037 | 2038 | 2039 | 2040 | 2041 | 2042 | 2043 | 2044 | 2045 | 2046 | 2047 | 2048 | 2049 | 2050 | 2051 | 2052 | 2053 | 2054 | 2055 | 2056 | 2057 | 2058 | 2059
1 |  |  |  | 0 | 0 | 0 | 0 | 0 | 0 | 0 | 0 | 0 | 0 | 0 | 0 | 0 | 0 | 0 | 0 | 0 | 0 | 0 | 0 | 0 | 0 | 0 | 0 | 0 | 0 | 0 | 0 | 0 | 0 | 0 | 0 | 0 | 0 | 0 | 0
2 |  |  |  | 0 | 0 | 0 | 0 | 0 | 0 | 0 | 0 | 0 | 0 | 0 | 0 | 0 | 0 | 0 | 0 | 0 | 0 | 0 | 0 | 0 | 0 | 0 | 0 | 0 | 0 | 0 | 0 | 0 | 0 | 0 | 0 | 0 | 0 | 0 | 0
|  |  | Utility Purchases Sub Total: | 0 | 0 | 0 | 0 | 0 | 0 | 0 | 0 | 0 | 0 | 0 | 0 | 0 | 0 | 0 | 0 | 0 | 0 | 0 | 0 | 0 | 0 | 0 | 0 | 0 | 0 | 0 | 0 | 0 | 0 | 0 | 0 | 0 | 0 | 0 | 0
| Total of QF and Utility Purchases = |  |  | 3.5 | 3.5 | 3.5 | 0 | 0 | 0 | 0 | 0 | 0 | 0 | 0 | 0 | 0 | 0 | 0 | 0 | 0 | 0 | 0 | 0 | 0 | 0 | 0 | 0 | 0 | 0 | 0 | 0 | 0 | 0 | 0 | 0 | 0 | 0 | 0 | 0
| III. Other Purchases: | Contract | Contract
|  | Start Date | End Date | 2024 | 2025 | 2026 | 2027 | 2028 | 2029 | 2030 | 2031 | 2032 | 2033 | 2034 | 2035 | 2036 | 2037 | 2038 | 2039 | 2040 | 2041 | 2042 | 2043 | 2044 | 2045 | 2046 | 2047 | 2048 | 2049 | 2050 | 2051 | 2052 | 2053 | 2054 | 2055 | 2056 | 2057 | 2058 | 2059
1 | Palm Beach SWA -extension | 2013-01-01 | 2032-04-01 | 40 | 40 | 40 | 40 | 40 | 40 | 40 | 40 | 40 | 0 | 0 | 0 | 0 | 0 | 0 | 0 | 0 | 0 | 0 | 0 | 0 | 0 | 0 | 0 | 0 | 0 | 0 | 0 | 0 | 0 | 0 | 0 | 0 | 0 | 0 | 0
2 | Palm Beach SWA - additional | 2015-07-16 | 2034-06-01 | 70 | 70 | 70 | 70 | 70 | 70 | 70 | 70 | 70 | 70 | 70 | 0 | 0 | 0 | 0 | 0 | 0 | 0 | 0 | 0 | 0 | 0 | 0 | 0 | 0 | 0 | 0 | 0 | 0 | 0 | 0 | 0 | 0 | 0 | 0 | 0
3 | Eglin GCSC I | 2017-06-07 | 2042-12-31 | 0 | 0 | 0 | 0 | 0 | 0 | 0 | 0 | 0 | 0 | 0 | 0 | 0 | 0 | 0 | 0 | 0 | 0 | 0 | 0 | 0 | 0 | 0 | 0 | 0 | 0 | 0 | 0 | 0 | 0 | 0 | 0 | 0 | 0 | 0 | 0
4 | Holley GCSC II | 2017-11-18 | 2042-12-31 | 0 | 0 | 0 | 0 | 0 | 0 | 0 | 0 | 0 | 0 | 0 | 0 | 0 | 0 | 0 | 0 | 0 | 0 | 0 | 0 | 0 | 0 | 0 | 0 | 0 | 0 | 0 | 0 | 0 | 0 | 0 | 0 | 0 | 0 | 0 | 0
5 | SaufleyGCSC III | 2017-11-18 | 2042-12-31 | 0 | 0 | 0 | 0 | 0 | 0 | 0 | 0 | 0 | 0 | 0 | 0 | 0 | 0 | 0 | 0 | 0 | 0 | 0 | 0 | 0 | 0 | 0 | 0 | 0 | 0 | 0 | 0 | 0 | 0 | 0 | 0 | 0 | 0 | 0 | 0
6 | KingFisher | 2016-01-01 | 2035-12-31 | 109 | 109 | 109 | 109 | 109 | 109 | 109 | 109 | 109 | 109 | 109 | 109 | 0 | 0 | 0 | 0 | 0 | 0 | 0 | 0 | 0 | 0 | 0 | 0 | 0 | 0 | 0 | 0 | 0 | 0 | 0 | 0 | 0 | 0 | 0 | 0
7 | Shell PPA | 2016-01-01 | 2023-05-25 | 0 | 0 | 0 | 0 | 0 | 0 | 0 | 0 | 0 | 0 | 0 | 0 | 0 | 0 | 0 | 0 | 0 | 0 | 0 | 0 | 0 | 0 | 0 | 0 | 0 | 0 | 0 | 0 | 0 | 0 | 0 | 0 | 0 | 0 | 0 | 0
|  |  | Other Purchases Sub Total: | 219 | 219 | 219 | 219 | 219 | 219 | 219 | 219 | 219 | 179 | 179 | 109 | 0 | 0 | 0 | 0 | 0 | 0 | 0 | 0 | 0 | 0 | 0 | 0 | 0 | 0 | 0 | 0 | 0 | 0 | 0 | 0 | 0 | 0 | 0 | 0
| Total "Non-QF" Purchase Sub-Total = |  |  | 219 | 219 | 219 | 219 | 219 | 219 | 219 | 219 | 219 | 179 | 179 | 109 | 0 | 0 | 0 | 0 | 0 | 0 | 0 | 0 | 0 | 0 | 0 | 0 | 0 | 0 | 0 | 0 | 0 | 0 | 0 | 0 | 0 | 0 | 0 | 0
|  |  |  | 2024 | 2025 | 2026 | 2027 | 2028 | 2029 | 2030 | 2031 | 2032 | 2033 | 2034 | 2035 | 2036 | 2037 | 2038 | 2039 | 2040 | 2041 | 2042 | 2043 | 2044 | 2045 | 2046 | 2047 | 2048 | 2049 | 2050 | 2051 | 2052 | 2053 | 2054 | 2055 | 2056 | 2057 | 2058 | 2059
|  |  | Winter Firm Capacity Purchases Total MW: | 222.5 | 222.5 | 222.5 | 219 | 219 | 219 | 219 | 219 | 219 | 179 | 179 | 109 | 0 | 0 | 0 | 0 | 0 | 0 | 0 | 0 | 0 | 0 | 0 | 0 | 0 | 0 | 0 | 0 | 0 | 0 | 0 | 0 | 0 | 0 | 0 | 0
|  |  | MW change from previous year: | --- | 0 | 0 | -3.5 | 0 | 0 | 0 | 0 | 0 | -40 | 0 | -70 | -109 | 0 | 0 | 0 | 0 | 0 | 0 | 0 | 0 | 0 | 0 | 0 | 0 | 0 | 0 | 0 | 0 | 0 | 0 | 0 | 0 | 0 | 0 | 0
Formulas:
Contract = IF([II. Purchases from Utilities:]="Unspecified Purchase","1/1/"&VLOOKUP(A29-No_Other_PPA,'Input 4. Firm Purchase-Sale'!$AN10:AP29,2),IF('Input 4. Firm Purchase-Sale'!V$8="","",'Input 4. Firm Purchase-Sale'!V$8))
Contract = IF([II. Purchases from Utilities:]="Unspecified Purchase","1/1/"&VLOOKUP(A30-No_Other_PPA,'Input 4. Firm Purchase-Sale'!$AN10:AP29,2),IF('Input 4. Firm Purchase-Sale'!W$8="","",'Input 4. Firm Purchase-Sale'!W$8))

## PV Calculations
2024 TYSP Combined WINTER Reserve Margin - Resource Needs and No Incremental DSM
FPL 000024
WINTER |  | 20240012-EG
|  | 2024 | 2025 | 2026 | 2027 | 2028 | 2029 | 2030 | 2031 | 2032 | 2033 | 2034 | 2035 | 2036 | 2037 | 2038 | 2039 | 2040 | 2041 | 2042 | 2043 | 2044 | 2045 | 2046 | 2047 | 2048 | 2049 | 2050 | 2051 | 2052 | 2053 | 2054 | 2055 | 2056 | 2057 | 2058 | 2059 | 2060 | 2061 | 2062 | 2063 | 2064 | 2065 | 2066 | 2067 | 2068 | 2069 | 2070 | 2071 | 2072 | 2073 | 2074 | 2075 | 2076 | 2077 | 2078 | 2079 | 2080
| New Solar Unit | 0 | 0 | 2235 | 2235 | 2235 | 2235 | 2235 | 2235 | 2235 | 2235 | 0 | 0 | 0 | 0 | 0 | 0 | 0 | 0 | 0 | 0 | 0 | 0 | 0 | 0 | 0 | 0 | 0 | 0 | 0 | 0 | 0 | 0 | 0 | 0 | 0 | 0 | 0 | 0 | 0 | 0 | 0 | 0 | 0 | 0 | 0 | 0 | 0 | 0 | 0 | 0 | 0 | 0 | 0 | 0 | 0 | 0 | 0
| Firm Capacity Value | 0% | 0% | 3.09% | 3.09% | 3.09% | 3.09% | 3.09% | 3.09% | 3.09% | 3.09% | 0% | 0% | 0% | 0% | 0% | 0% | 0% | 0% | 0% | 0% | 0% | 0% | 0% | 0% | 0% | 0% | 0% | 0% | 0% | 0% | 0% | 0% | 0% | 0% | 0% | 0% | 0% | 0% | 0% | 0% | 0% | 0% | 0% | 0% | 0% | 0% | 0% | 0% | 0% | 0% | 0% | 0% | 0% | 0% | 0% | 0% | 0%
Year | Total Firm Solar Capacity Added with Degradation
2024 | 0 | 0 | 0 | 0 | 0 | 0 | 0 | 0 | 0 | 0 | 0 | 0 | 0 | 0 | 0 | 0 | 0 | 0 | 0 | 0 | 0 | 0 | 0 | 0 | 0 | 0 | 0 | 0 | 0 | 0 | 0 | 0 | 0 | 0 | 0 | 0 | 0 | 0 | 0 | 0 | 0 | 0 | 0 | 0 | 0 | 0 | 0 | 0 | 0 | 0 | 0 | 0 | 0 | 0 | 0 | 0 | 0 | 0
2025 | 0 | 0 | 0 | 0 | 0 | 0 | 0 | 0 | 0 | 0 | 0 | 0 | 0 | 0 | 0 | 0 | 0 | 0 | 0 | 0 | 0 | 0 | 0 | 0 | 0 | 0 | 0 | 0 | 0 | 0 | 0 | 0 | 0 | 0 | 0 | 0 | 0 | 0 | 0 | 0 | 0 | 0 | 0 | 0 | 0 | 0 | 0 | 0 | 0 | 0 | 0 | 0 | 0 | 0 | 0 | 0 | 0 | 0
2026 | 69.0615 | 0 | 0 | 69.0615 | 0 | 0 | 0 | 0 | 0 | 0 | 0 | 0 | 0 | 0 | 0 | 0 | 0 | 0 | 0 | 0 | 0 | 0 | 0 | 0 | 0 | 0 | 0 | 0 | 0 | 0 | 0 | 0 | 0 | 0 | 0 | 0 | 0 | 0 | 0 | 0 | 0 | 0 | 0 | 0 | 0 | 0 | 0 | 0 | 0 | 0 | 0 | 0 | 0 | 0 | 0 | 0 | 0 | 0
2027 | 137.9158 | 0 | 0 | 68.8543 | 69.0615 | 0 | 0 | 0 | 0 | 0 | 0 | 0 | 0 | 0 | 0 | 0 | 0 | 0 | 0 | 0 | 0 | 0 | 0 | 0 | 0 | 0 | 0 | 0 | 0 | 0 | 0 | 0 | 0 | 0 | 0 | 0 | 0 | 0 | 0 | 0 | 0 | 0 | 0 | 0 | 0 | 0 | 0 | 0 | 0 | 0 | 0 | 0 | 0 | 0 | 0 | 0 | 0 | 0
2028 | 206.5636 | 0 | 0 | 68.6478 | 68.8543 | 69.0615 | 0 | 0 | 0 | 0 | 0 | 0 | 0 | 0 | 0 | 0 | 0 | 0 | 0 | 0 | 0 | 0 | 0 | 0 | 0 | 0 | 0 | 0 | 0 | 0 | 0 | 0 | 0 | 0 | 0 | 0 | 0 | 0 | 0 | 0 | 0 | 0 | 0 | 0 | 0 | 0 | 0 | 0 | 0 | 0 | 0 | 0 | 0 | 0 | 0 | 0 | 0 | 0
2029 | 275.0054 | 0 | 0 | 68.4418 | 68.6478 | 68.8543 | 69.0615 | 0 | 0 | 0 | 0 | 0 | 0 | 0 | 0 | 0 | 0 | 0 | 0 | 0 | 0 | 0 | 0 | 0 | 0 | 0 | 0 | 0 | 0 | 0 | 0 | 0 | 0 | 0 | 0 | 0 | 0 | 0 | 0 | 0 | 0 | 0 | 0 | 0 | 0 | 0 | 0 | 0 | 0 | 0 | 0 | 0 | 0 | 0 | 0 | 0 | 0 | 0
2030 | 343.2419 | 0 | 0 | 68.2365 | 68.4418 | 68.6478 | 68.8543 | 69.0615 | 0 | 0 | 0 | 0 | 0 | 0 | 0 | 0 | 0 | 0 | 0 | 0 | 0 | 0 | 0 | 0 | 0 | 0 | 0 | 0 | 0 | 0 | 0 | 0 | 0 | 0 | 0 | 0 | 0 | 0 | 0 | 0 | 0 | 0 | 0 | 0 | 0 | 0 | 0 | 0 | 0 | 0 | 0 | 0 | 0 | 0 | 0 | 0 | 0 | 0
2031 | 411.2736 | 0 | 0 | 68.0318 | 68.2365 | 68.4418 | 68.6478 | 68.8543 | 69.0615 | 0 | 0 | 0 | 0 | 0 | 0 | 0 | 0 | 0 | 0 | 0 | 0 | 0 | 0 | 0 | 0 | 0 | 0 | 0 | 0 | 0 | 0 | 0 | 0 | 0 | 0 | 0 | 0 | 0 | 0 | 0 | 0 | 0 | 0 | 0 | 0 | 0 | 0 | 0 | 0 | 0 | 0 | 0 | 0 | 0 | 0 | 0 | 0 | 0
2032 | 479.1013 | 0 | 0 | 67.8277 | 68.0318 | 68.2365 | 68.4418 | 68.6478 | 68.8543 | 69.0615 | 0 | 0 | 0 | 0 | 0 | 0 | 0 | 0 | 0 | 0 | 0 | 0 | 0 | 0 | 0 | 0 | 0 | 0 | 0 | 0 | 0 | 0 | 0 | 0 | 0 | 0 | 0 | 0 | 0 | 0 | 0 | 0 | 0 | 0 | 0 | 0 | 0 | 0 | 0 | 0 | 0 | 0 | 0 | 0 | 0 | 0 | 0 | 0
2033 | 546.7255 | 0 | 0 | 67.6242 | 67.8277 | 68.0318 | 68.2365 | 68.4418 | 68.6478 | 68.8543 | 69.0615 | 0 | 0 | 0 | 0 | 0 | 0 | 0 | 0 | 0 | 0 | 0 | 0 | 0 | 0 | 0 | 0 | 0 | 0 | 0 | 0 | 0 | 0 | 0 | 0 | 0 | 0 | 0 | 0 | 0 | 0 | 0 | 0 | 0 | 0 | 0 | 0 | 0 | 0 | 0 | 0 | 0 | 0 | 0 | 0 | 0 | 0 | 0
2034 | 545.0853 | 0 | 0 | 67.4213 | 67.6242 | 67.8277 | 68.0318 | 68.2365 | 68.4418 | 68.6478 | 68.8543 | 0 | 0 | 0 | 0 | 0 | 0 | 0 | 0 | 0 | 0 | 0 | 0 | 0 | 0 | 0 | 0 | 0 | 0 | 0 | 0 | 0 | 0 | 0 | 0 | 0 | 0 | 0 | 0 | 0 | 0 | 0 | 0 | 0 | 0 | 0 | 0 | 0 | 0 | 0 | 0 | 0 | 0 | 0 | 0 | 0 | 0 | 0
2035 | 543.4501 | 0 | 0 | 67.2191 | 67.4213 | 67.6242 | 67.8277 | 68.0318 | 68.2365 | 68.4418 | 68.6478 | 0 | 0 | 0 | 0 | 0 | 0 | 0 | 0 | 0 | 0 | 0 | 0 | 0 | 0 | 0 | 0 | 0 | 0 | 0 | 0 | 0 | 0 | 0 | 0 | 0 | 0 | 0 | 0 | 0 | 0 | 0 | 0 | 0 | 0 | 0 | 0 | 0 | 0 | 0 | 0 | 0 | 0 | 0 | 0 | 0 | 0 | 0
2036 | 541.8197 | 0 | 0 | 67.0174 | 67.2191 | 67.4213 | 67.6242 | 67.8277 | 68.0318 | 68.2365 | 68.4418 | 0 | 0 | 0 | 0 | 0 | 0 | 0 | 0 | 0 | 0 | 0 | 0 | 0 | 0 | 0 | 0 | 0 | 0 | 0 | 0 | 0 | 0 | 0 | 0 | 0 | 0 | 0 | 0 | 0 | 0 | 0 | 0 | 0 | 0 | 0 | 0 | 0 | 0 | 0 | 0 | 0 | 0 | 0 | 0 | 0 | 0 | 0
2037 | 540.1943 | 0 | 0 | 66.8164 | 67.0174 | 67.2191 | 67.4213 | 67.6242 | 67.8277 | 68.0318 | 68.2365 | 0 | 0 | 0 | 0 | 0 | 0 | 0 | 0 | 0 | 0 | 0 | 0 | 0 | 0 | 0 | 0 | 0 | 0 | 0 | 0 | 0 | 0 | 0 | 0 | 0 | 0 | 0 | 0 | 0 | 0 | 0 | 0 | 0 | 0 | 0 | 0 | 0 | 0 | 0 | 0 | 0 | 0 | 0 | 0 | 0 | 0 | 0
2038 | 538.5737 | 0 | 0 | 66.6159 | 66.8164 | 67.0174 | 67.2191 | 67.4213 | 67.6242 | 67.8277 | 68.0318 | 0 | 0 | 0 | 0 | 0 | 0 | 0 | 0 | 0 | 0 | 0 | 0 | 0 | 0 | 0 | 0 | 0 | 0 | 0 | 0 | 0 | 0 | 0 | 0 | 0 | 0 | 0 | 0 | 0 | 0 | 0 | 0 | 0 | 0 | 0 | 0 | 0 | 0 | 0 | 0 | 0 | 0 | 0 | 0 | 0 | 0 | 0
2039 | 536.958 | 0 | 0 | 66.4161 | 66.6159 | 66.8164 | 67.0174 | 67.2191 | 67.4213 | 67.6242 | 67.8277 | 0 | 0 | 0 | 0 | 0 | 0 | 0 | 0 | 0 | 0 | 0 | 0 | 0 | 0 | 0 | 0 | 0 | 0 | 0 | 0 | 0 | 0 | 0 | 0 | 0 | 0 | 0 | 0 | 0 | 0 | 0 | 0 | 0 | 0 | 0 | 0 | 0 | 0 | 0 | 0 | 0 | 0 | 0 | 0 | 0 | 0 | 0
2040 | 535.3471 | 0 | 0 | 66.2168 | 66.4161 | 66.6159 | 66.8164 | 67.0174 | 67.2191 | 67.4213 | 67.6242 | 0 | 0 | 0 | 0 | 0 | 0 | 0 | 0 | 0 | 0 | 0 | 0 | 0 | 0 | 0 | 0 | 0 | 0 | 0 | 0 | 0 | 0 | 0 | 0 | 0 | 0 | 0 | 0 | 0 | 0 | 0 | 0 | 0 | 0 | 0 | 0 | 0 | 0 | 0 | 0 | 0 | 0 | 0 | 0 | 0 | 0 | 0
2041 | 533.741 | 0 | 0 | 66.0182 | 66.2168 | 66.4161 | 66.6159 | 66.8164 | 67.0174 | 67.2191 | 67.4213 | 0 | 0 | 0 | 0 | 0 | 0 | 0 | 0 | 0 | 0 | 0 | 0 | 0 | 0 | 0 | 0 | 0 | 0 | 0 | 0 | 0 | 0 | 0 | 0 | 0 | 0 | 0 | 0 | 0 | 0 | 0 | 0 | 0 | 0 | 0 | 0 | 0 | 0 | 0 | 0 | 0 | 0 | 0 | 0 | 0 | 0 | 0
2042 | 532.1398 | 0 | 0 | 65.8201 | 66.0182 | 66.2168 | 66.4161 | 66.6159 | 66.8164 | 67.0174 | 67.2191 | 0 | 0 | 0 | 0 | 0 | 0 | 0 | 0 | 0 | 0 | 0 | 0 | 0 | 0 | 0 | 0 | 0 | 0 | 0 | 0 | 0 | 0 | 0 | 0 | 0 | 0 | 0 | 0 | 0 | 0 | 0 | 0 | 0 | 0 | 0 | 0 | 0 | 0 | 0 | 0 | 0 | 0 | 0 | 0 | 0 | 0 | 0
2043 | 530.5434 | 0 | 0 | 65.6226 | 65.8201 | 66.0182 | 66.2168 | 66.4161 | 66.6159 | 66.8164 | 67.0174 | 0 | 0 | 0 | 0 | 0 | 0 | 0 | 0 | 0 | 0 | 0 | 0 | 0 | 0 | 0 | 0 | 0 | 0 | 0 | 0 | 0 | 0 | 0 | 0 | 0 | 0 | 0 | 0 | 0 | 0 | 0 | 0 | 0 | 0 | 0 | 0 | 0 | 0 | 0 | 0 | 0 | 0 | 0 | 0 | 0 | 0 | 0
2044 | 528.9518 | 0 | 0 | 65.4258 | 65.6226 | 65.8201 | 66.0182 | 66.2168 | 66.4161 | 66.6159 | 66.8164 | 0 | 0 | 0 | 0 | 0 | 0 | 0 | 0 | 0 | 0 | 0 | 0 | 0 | 0 | 0 | 0 | 0 | 0 | 0 | 0 | 0 | 0 | 0 | 0 | 0 | 0 | 0 | 0 | 0 | 0 | 0 | 0 | 0 | 0 | 0 | 0 | 0 | 0 | 0 | 0 | 0 | 0 | 0 | 0 | 0 | 0 | 0
2045 | 527.3649 | 0 | 0 | 65.2295 | 65.4258 | 65.6226 | 65.8201 | 66.0182 | 66.2168 | 66.4161 | 66.6159 | 0 | 0 | 0 | 0 | 0 | 0 | 0 | 0 | 0 | 0 | 0 | 0 | 0 | 0 | 0 | 0 | 0 | 0 | 0 | 0 | 0 | 0 | 0 | 0 | 0 | 0 | 0 | 0 | 0 | 0 | 0 | 0 | 0 | 0 | 0 | 0 | 0 | 0 | 0 | 0 | 0 | 0 | 0 | 0 | 0 | 0 | 0
2046 | 525.7828 | 0 | 0 | 65.0338 | 65.2295 | 65.4258 | 65.6226 | 65.8201 | 66.0182 | 66.2168 | 66.4161 | 0 | 0 | 0 | 0 | 0 | 0 | 0 | 0 | 0 | 0 | 0 | 0 | 0 | 0 | 0 | 0 | 0 | 0 | 0 | 0 | 0 | 0 | 0 | 0 | 0 | 0 | 0 | 0 | 0 | 0 | 0 | 0 | 0 | 0 | 0 | 0 | 0 | 0 | 0 | 0 | 0 | 0 | 0 | 0 | 0 | 0 | 0
2047 | 524.2055 | 0 | 0 | 64.8387 | 65.0338 | 65.2295 | 65.4258 | 65.6226 | 65.8201 | 66.0182 | 66.2168 | 0 | 0 | 0 | 0 | 0 | 0 | 0 | 0 | 0 | 0 | 0 | 0 | 0 | 0 | 0 | 0 | 0 | 0 | 0 | 0 | 0 | 0 | 0 | 0 | 0 | 0 | 0 | 0 | 0 | 0 | 0 | 0 | 0 | 0 | 0 | 0 | 0 | 0 | 0 | 0 | 0 | 0 | 0 | 0 | 0 | 0 | 0
2048 | 522.6329 | 0 | 0 | 64.6442 | 64.8387 | 65.0338 | 65.2295 | 65.4258 | 65.6226 | 65.8201 | 66.0182 | 0 | 0 | 0 | 0 | 0 | 0 | 0 | 0 | 0 | 0 | 0 | 0 | 0 | 0 | 0 | 0 | 0 | 0 | 0 | 0 | 0 | 0 | 0 | 0 | 0 | 0 | 0 | 0 | 0 | 0 | 0 | 0 | 0 | 0 | 0 | 0 | 0 | 0 | 0 | 0 | 0 | 0 | 0 | 0 | 0 | 0 | 0
2049 | 521.065 | 0 | 0 | 64.4503 | 64.6442 | 64.8387 | 65.0338 | 65.2295 | 65.4258 | 65.6226 | 65.8201 | 0 | 0 | 0 | 0 | 0 | 0 | 0 | 0 | 0 | 0 | 0 | 0 | 0 | 0 | 0 | 0 | 0 | 0 | 0 | 0 | 0 | 0 | 0 | 0 | 0 | 0 | 0 | 0 | 0 | 0 | 0 | 0 | 0 | 0 | 0 | 0 | 0 | 0 | 0 | 0 | 0 | 0 | 0 | 0 | 0 | 0 | 0
2050 | 519.5018 | 0 | 0 | 64.2569 | 64.4503 | 64.6442 | 64.8387 | 65.0338 | 65.2295 | 65.4258 | 65.6226 | 0 | 0 | 0 | 0 | 0 | 0 | 0 | 0 | 0 | 0 | 0 | 0 | 0 | 0 | 0 | 0 | 0 | 0 | 0 | 0 | 0 | 0 | 0 | 0 | 0 | 0 | 0 | 0 | 0 | 0 | 0 | 0 | 0 | 0 | 0 | 0 | 0 | 0 | 0 | 0 | 0 | 0 | 0 | 0 | 0 | 0 | 0
2051 | 517.9433 | 0 | 0 | 64.0641 | 64.2569 | 64.4503 | 64.6442 | 64.8387 | 65.0338 | 65.2295 | 65.4258 | 0 | 0 | 0 | 0 | 0 | 0 | 0 | 0 | 0 | 0 | 0 | 0 | 0 | 0 | 0 | 0 | 0 | 0 | 0 | 0 | 0 | 0 | 0 | 0 | 0 | 0 | 0 | 0 | 0 | 0 | 0 | 0 | 0 | 0 | 0 | 0 | 0 | 0 | 0 | 0 | 0 | 0 | 0 | 0 | 0 | 0 | 0
2052 | 516.3894 | 0 | 0 | 63.8719 | 64.0641 | 64.2569 | 64.4503 | 64.6442 | 64.8387 | 65.0338 | 65.2295 | 0 | 0 | 0 | 0 | 0 | 0 | 0 | 0 | 0 | 0 | 0 | 0 | 0 | 0 | 0 | 0 | 0 | 0 | 0 | 0 | 0 | 0 | 0 | 0 | 0 | 0 | 0 | 0 | 0 | 0 | 0 | 0 | 0 | 0 | 0 | 0 | 0 | 0 | 0 | 0 | 0 | 0 | 0 | 0 | 0 | 0 | 0
2053 | 514.8403 | 0 | 0 | 63.6803 | 63.8719 | 64.0641 | 64.2569 | 64.4503 | 64.6442 | 64.8387 | 65.0338 | 0 | 0 | 0 | 0 | 0 | 0 | 0 | 0 | 0 | 0 | 0 | 0 | 0 | 0 | 0 | 0 | 0 | 0 | 0 | 0 | 0 | 0 | 0 | 0 | 0 | 0 | 0 | 0 | 0 | 0 | 0 | 0 | 0 | 0 | 0 | 0 | 0 | 0 | 0 | 0 | 0 | 0 | 0 | 0 | 0 | 0 | 0
2054 | 513.2957 | 0 | 0 | 63.4893 | 63.6803 | 63.8719 | 64.0641 | 64.2569 | 64.4503 | 64.6442 | 64.8387 | 0 | 0 | 0 | 0 | 0 | 0 | 0 | 0 | 0 | 0 | 0 | 0 | 0 | 0 | 0 | 0 | 0 | 0 | 0 | 0 | 0 | 0 | 0 | 0 | 0 | 0 | 0 | 0 | 0 | 0 | 0 | 0 | 0 | 0 | 0 | 0 | 0 | 0 | 0 | 0 | 0 | 0 | 0 | 0 | 0 | 0 | 0
2055 | 511.7559 | 0 | 0 | 63.2988 | 63.4893 | 63.6803 | 63.8719 | 64.0641 | 64.2569 | 64.4503 | 64.6442 | 0 | 0 | 0 | 0 | 0 | 0 | 0 | 0 | 0 | 0 | 0 | 0 | 0 | 0 | 0 | 0 | 0 | 0 | 0 | 0 | 0 | 0 | 0 | 0 | 0 | 0 | 0 | 0 | 0 | 0 | 0 | 0 | 0 | 0 | 0 | 0 | 0 | 0 | 0 | 0 | 0 | 0 | 0 | 0 | 0 | 0 | 0
2056 | 510.2206 | 0 | 0 | 63.1089 | 63.2988 | 63.4893 | 63.6803 | 63.8719 | 64.0641 | 64.2569 | 64.4503 | 0 | 0 | 0 | 0 | 0 | 0 | 0 | 0 | 0 | 0 | 0 | 0 | 0 | 0 | 0 | 0 | 0 | 0 | 0 | 0 | 0 | 0 | 0 | 0 | 0 | 0 | 0 | 0 | 0 | 0 | 0 | 0 | 0 | 0 | 0 | 0 | 0 | 0 | 0 | 0 | 0 | 0 | 0 | 0 | 0 | 0 | 0
2057 | 508.6899 | 0 | 0 | 62.9196 | 63.1089 | 63.2988 | 63.4893 | 63.6803 | 63.8719 | 64.0641 | 64.2569 | 0 | 0 | 0 | 0 | 0 | 0 | 0 | 0 | 0 | 0 | 0 | 0 | 0 | 0 | 0 | 0 | 0 | 0 | 0 | 0 | 0 | 0 | 0 | 0 | 0 | 0 | 0 | 0 | 0 | 0 | 0 | 0 | 0 | 0 | 0 | 0 | 0 | 0 | 0 | 0 | 0 | 0 | 0 | 0 | 0 | 0 | 0
2058 | 507.1639 | 0 | 0 | 62.7308 | 62.9196 | 63.1089 | 63.2988 | 63.4893 | 63.6803 | 63.8719 | 64.0641 | 0 | 0 | 0 | 0 | 0 | 0 | 0 | 0 | 0 | 0 | 0 | 0 | 0 | 0 | 0 | 0 | 0 | 0 | 0 | 0 | 0 | 0 | 0 | 0 | 0 | 0 | 0 | 0 | 0 | 0 | 0 | 0 | 0 | 0 | 0 | 0 | 0 | 0 | 0 | 0 | 0 | 0 | 0 | 0 | 0 | 0 | 0
2059 | 505.6424 | 0 | 0 | 62.5426 | 62.7308 | 62.9196 | 63.1089 | 63.2988 | 63.4893 | 63.6803 | 63.8719 | 0 | 0 | 0 | 0 | 0 | 0 | 0 | 0 | 0 | 0 | 0 | 0 | 0 | 0 | 0 | 0 | 0 | 0 | 0 | 0 | 0 | 0 | 0 | 0 | 0 | 0 | 0 | 0 | 0 | 0 | 0 | 0 | 0 | 0 | 0 | 0 | 0 | 0 | 0 | 0 | 0 | 0 | 0 | 0 | 0 | 0 | 0
2060 | 504.1254 | 0 | 0 | 62.355 | 62.5426 | 62.7308 | 62.9196 | 63.1089 | 63.2988 | 63.4893 | 63.6803 | 0 | 0 | 0 | 0 | 0 | 0 | 0 | 0 | 0 | 0 | 0 | 0 | 0 | 0 | 0 | 0 | 0 | 0 | 0 | 0 | 0 | 0 | 0 | 0 | 0 | 0 | 0 | 0 | 0 | 0 | 0 | 0 | 0 | 0 | 0 | 0 | 0 | 0 | 0 | 0 | 0 | 0 | 0 | 0 | 0 | 0 | 0
2061 | 502.6131 | 0 | 0 | 62.168 | 62.355 | 62.5426 | 62.7308 | 62.9196 | 63.1089 | 63.2988 | 63.4893 | 0 | 0 | 0 | 0 | 0 | 0 | 0 | 0 | 0 | 0 | 0 | 0 | 0 | 0 | 0 | 0 | 0 | 0 | 0 | 0 | 0 | 0 | 0 | 0 | 0 | 0 | 0 | 0 | 0 | 0 | 0 | 0 | 0 | 0 | 0 | 0 | 0 | 0 | 0 | 0 | 0 | 0 | 0 | 0 | 0 | 0 | 0
2062 | 501.1052 | 0 | 0 | 61.9814 | 62.168 | 62.355 | 62.5426 | 62.7308 | 62.9196 | 63.1089 | 63.2988 | 0 | 0 | 0 | 0 | 0 | 0 | 0 | 0 | 0 | 0 | 0 | 0 | 0 | 0 | 0 | 0 | 0 | 0 | 0 | 0 | 0 | 0 | 0 | 0 | 0 | 0 | 0 | 0 | 0 | 0 | 0 | 0 | 0 | 0 | 0 | 0 | 0 | 0 | 0 | 0 | 0 | 0 | 0 | 0 | 0 | 0 | 0
2063 | 499.6019 | 0 | 0 | 61.7955 | 61.9814 | 62.168 | 62.355 | 62.5426 | 62.7308 | 62.9196 | 63.1089 | 0 | 0 | 0 | 0 | 0 | 0 | 0 | 0 | 0 | 0 | 0 | 0 | 0 | 0 | 0 | 0 | 0 | 0 | 0 | 0 | 0 | 0 | 0 | 0 | 0 | 0 | 0 | 0 | 0 | 0 | 0 | 0 | 0 | 0 | 0 | 0 | 0 | 0 | 0 | 0 | 0 | 0 | 0 | 0 | 0 | 0 | 0
2064 | 498.1031 | 0 | 0 | 61.6101 | 61.7955 | 61.9814 | 62.168 | 62.355 | 62.5426 | 62.7308 | 62.9196 | 0 | 0 | 0 | 0 | 0 | 0 | 0 | 0 | 0 | 0 | 0 | 0 | 0 | 0 | 0 | 0 | 0 | 0 | 0 | 0 | 0 | 0 | 0 | 0 | 0 | 0 | 0 | 0 | 0 | 0 | 0 | 0 | 0 | 0 | 0 | 0 | 0 | 0 | 0 | 0 | 0 | 0 | 0 | 0 | 0 | 0 | 0
2065 | 496.6088 | 0 | 0 | 61.4253 | 61.6101 | 61.7955 | 61.9814 | 62.168 | 62.355 | 62.5426 | 62.7308 | 0 | 0 | 0 | 0 | 0 | 0 | 0 | 0 | 0 | 0 | 0 | 0 | 0 | 0 | 0 | 0 | 0 | 0 | 0 | 0 | 0 | 0 | 0 | 0 | 0 | 0 | 0 | 0 | 0 | 0 | 0 | 0 | 0 | 0 | 0 | 0 | 0 | 0 | 0 | 0 | 0 | 0 | 0 | 0 | 0 | 0 | 0
2066 | 495.119 | 0 | 0 | 61.241 | 61.4253 | 61.6101 | 61.7955 | 61.9814 | 62.168 | 62.355 | 62.5426 | 0 | 0 | 0 | 0 | 0 | 0 | 0 | 0 | 0 | 0 | 0 | 0 | 0 | 0 | 0 | 0 | 0 | 0 | 0 | 0 | 0 | 0 | 0 | 0 | 0 | 0 | 0 | 0 | 0 | 0 | 0 | 0 | 0 | 0 | 0 | 0 | 0 | 0 | 0 | 0 | 0 | 0 | 0 | 0 | 0 | 0 | 0
2067 | 493.6336 | 0 | 0 | 61.0573 | 61.241 | 61.4253 | 61.6101 | 61.7955 | 61.9814 | 62.168 | 62.355 | 0 | 0 | 0 | 0 | 0 | 0 | 0 | 0 | 0 | 0 | 0 | 0 | 0 | 0 | 0 | 0 | 0 | 0 | 0 | 0 | 0 | 0 | 0 | 0 | 0 | 0 | 0 | 0 | 0 | 0 | 0 | 0 | 0 | 0 | 0 | 0 | 0 | 0 | 0 | 0 | 0 | 0 | 0 | 0 | 0 | 0 | 0
2068 | 492.1527 | 0 | 0 | 60.8741 | 61.0573 | 61.241 | 61.4253 | 61.6101 | 61.7955 | 61.9814 | 62.168 | 0 | 0 | 0 | 0 | 0 | 0 | 0 | 0 | 0 | 0 | 0 | 0 | 0 | 0 | 0 | 0 | 0 | 0 | 0 | 0 | 0 | 0 | 0 | 0 | 0 | 0 | 0 | 0 | 0 | 0 | 0 | 0 | 0 | 0 | 0 | 0 | 0 | 0 | 0 | 0 | 0 | 0 | 0 | 0 | 0 | 0 | 0
2069 | 490.6763 | 0 | 0 | 60.6915 | 60.8741 | 61.0573 | 61.241 | 61.4253 | 61.6101 | 61.7955 | 61.9814 | 0 | 0 | 0 | 0 | 0 | 0 | 0 | 0 | 0 | 0 | 0 | 0 | 0 | 0 | 0 | 0 | 0 | 0 | 0 | 0 | 0 | 0 | 0 | 0 | 0 | 0 | 0 | 0 | 0 | 0 | 0 | 0 | 0 | 0 | 0 | 0 | 0 | 0 | 0 | 0 | 0 | 0 | 0 | 0 | 0 | 0 | 0
2070 | 489.2042 | 0 | 0 | 60.5094 | 60.6915 | 60.8741 | 61.0573 | 61.241 | 61.4253 | 61.6101 | 61.7955 | 0 | 0 | 0 | 0 | 0 | 0 | 0 | 0 | 0 | 0 | 0 | 0 | 0 | 0 | 0 | 0 | 0 | 0 | 0 | 0 | 0 | 0 | 0 | 0 | 0 | 0 | 0 | 0 | 0 | 0 | 0 | 0 | 0 | 0 | 0 | 0 | 0 | 0 | 0 | 0 | 0 | 0 | 0 | 0 | 0 | 0 | 0
2071 | 487.7366 | 0 | 0 | 60.3279 | 60.5094 | 60.6915 | 60.8741 | 61.0573 | 61.241 | 61.4253 | 61.6101 | 0 | 0 | 0 | 0 | 0 | 0 | 0 | 0 | 0 | 0 | 0 | 0 | 0 | 0 | 0 | 0 | 0 | 0 | 0 | 0 | 0 | 0 | 0 | 0 | 0 | 0 | 0 | 0 | 0 | 0 | 0 | 0 | 0 | 0 | 0 | 0 | 0 | 0 | 0 | 0 | 0 | 0 | 0 | 0 | 0 | 0 | 0
2072 | 486.2734 | 0 | 0 | 60.1469 | 60.3279 | 60.5094 | 60.6915 | 60.8741 | 61.0573 | 61.241 | 61.4253 | 0 | 0 | 0 | 0 | 0 | 0 | 0 | 0 | 0 | 0 | 0 | 0 | 0 | 0 | 0 | 0 | 0 | 0 | 0 | 0 | 0 | 0 | 0 | 0 | 0 | 0 | 0 | 0 | 0 | 0 | 0 | 0 | 0 | 0 | 0 | 0 | 0 | 0 | 0 | 0 | 0 | 0 | 0 | 0 | 0 | 0 | 0
2073 | 484.8146 | 0 | 0 | 59.9665 | 60.1469 | 60.3279 | 60.5094 | 60.6915 | 60.8741 | 61.0573 | 61.241 | 0 | 0 | 0 | 0 | 0 | 0 | 0 | 0 | 0 | 0 | 0 | 0 | 0 | 0 | 0 | 0 | 0 | 0 | 0 | 0 | 0 | 0 | 0 | 0 | 0 | 0 | 0 | 0 | 0 | 0 | 0 | 0 | 0 | 0 | 0 | 0 | 0 | 0 | 0 | 0 | 0 | 0 | 0 | 0 | 0 | 0 | 0

## NewUnit & Retire & ChngCap Name
2024 TYSP Combined WINTER Reserve Margin - Resource Needs and No Incremental DSM
FPL 000025
WINTER |  | 20240012-EG
| UNIT ADDITIONS | [18 empty] | UNIT RETIREMENTS | [75 empty] | CAPACITY CHANGES OF UNITS
| Solar |  | Units Added |  | PPA |  | Large Filler |  |  |  | Small Filler |  |  |  | Eq Filler | [6 empty] | CCEC; | FM2 CC; | FM CT3 (A--D); | FM GT1 & GT9; | DBEC; | MT Battery; | FL_CT (A--E); | FL_GT3 & GT5; | MT1; | MT2; | MT3; | GCEC; | MR2; | MR3; | MR4; | MR8; | PEEC; | RBEC; | SN4; | SN5; | Scherer 4; | TP5; | WCEC1; | WCEC2; | WCEC3; | TP3; |  | TP4; |  | SL1; |  | SL2; |  | OCEC; | Crist 4; |  | Crist 5; |  | Crist 6; | Crist 7; | Lansing Smith 3; | Lansing Smith A; |  | Pea Ridge 1; |  | Pea Ridge 2; |  | Pea Ridge 3; |  | Perdido; |  | 2009 Desoto; | 2010- Space Coast; | 2017- Babcock; |  | 2017- Citrus; |  | 2017-Manatee; |  | 2018- Barefoot Bay; |  | 2018-Blue Cypress; |  | 2018- Coral Farms Solar; |  | 2018- Hammock; |  | 2018- Horizon; | 2018- Indian River; |  | 2023- GULF Wild Azalea; | 2024 Beautyberry; |  |  |  |  | CCEC; | FM2 CC; |  | FM CT3 (A--D); | FM GT1 & GT9; | DBEC; | MT Battery; | FL_CT (A--E); | FL_GT3 & GT5; | MT1; | MT2; | MT3; |  | GCEC; | MR2; | MR3; |  | MR4; |  | MR8; |  | PEEC; | RBEC; |  | SN4; |  | SN5; |  | Scherer 4; | TP5; |  | WCEC1; |  | WCEC2; |  | WCEC3; |  | TP3; | TP4; | SL1; | SL2; | OCEC; | Crist 4; | Crist 5; | Crist 6; | Crist 7; | Lansing Smith 3; | Lansing Smith A; | Scherer 3; | Pea Ridge 1; | Pea Ridge 2; | Pea Ridge 3; | Perdido; | 2009 Desoto; | 2010- Space Coast; | 2017- Babcock; | 2017- Citrus; | 2017-Manatee; | 2018- Barefoot Bay; | 2018-Blue Cypress; | 2018- Coral Farms Solar; | 2018- Hammock; | 2018- Horizon; | 2018- Indian River; | 2023- GULF Wild Azalea; | 2024 Beautyberry;
Year | MW | Name | MW | Name | MW | PPA | MW | MW | # of Units | GFCC | MW | MW | # of Units | Filler | MW | MW | Eq Filler | TOTAL TEXT | Year | [75 empty] | Year
2024 | 0 |  | 0 |  | 0 |  | 0 | 0 | 0 |  | 0 | 0 | 0 |  | 0 | 0 |  |  | 2024 | -670.5 | 2017- Babcock; 2017- Citrus; 2017-Manatee; 2018- Barefoot Bay; 2018-Blue Cypress; 2018- Coral Farms Solar; 2018- Hammock; 2018- Indian River; 2024 Beautyberry; | 0 | 0 | 0 | 0 | 0 | 0 | 0 | 0 | 0 | 0 | 0 | 0 | 0 | 0 | 0 | 0 | 0 | 0 | 0 | 0 | 0 | 0 | 0 | 0 | 0 | 0 |  | 0 |  | 0 |  | 0 |  | 0 | 0 |  | 0 |  | 0 | 0 | 0 | 0 |  | 0 |  | 0 |  | 0 |  | 0 |  | 0 | 0 | 74.5 | 2017- Babcock; | 74.5 | 2017- Citrus; | 74.5 | 2017-Manatee; | 74.5 | 2018- Barefoot Bay; | 74.5 | 2018-Blue Cypress; | 74.5 | 2018- Coral Farms Solar; | 74.5 | 2018- Hammock; | 0 | 74.5 | 2018- Indian River; | 0 | 74.5 | 2024 Beautyberry; | 2024 | 0 | ; | 0 | 0 |  | 0 | 0 | 0 | 0 | 0 | 0 | 0 | 0 | 0 |  | 0 | 0 | 0 |  | 0 |  | 0 |  | 0 | 0 |  | 0 |  | 0 |  | 0 | 0 |  | 0 |  | 0 |  | 0 |  | 0 | 0 | 0 | 0 | 0 | 0 | 0 | 0 | 0 | 0 | 0 | 0 | 0 | 0 | 0 | 0 | 0 | 0 | 0 | 0 | 0 | 0 | 0 | 0 | 0 | 0 | 0 | 0 | 0
2025 | 0 |  | 0 |  | 0 |  | 0 | 0 | 0 |  | 0 | 0 | 0 |  | 0 | 0 |  |  | 2025 | -75 | Crist 4; | 0 | 0 | 0 | 0 | 0 | 0 | 0 | 0 | 0 | 0 | 0 | 0 | 0 | 0 | 0 | 0 | 0 | 0 | 0 | 0 | 0 | 0 | 0 | 0 | 0 | 0 |  | 0 |  | 0 |  | 0 |  | 0 | 75 | Crist 4; | 0 |  | 0 | 0 | 0 | 0 |  | 0 |  | 0 |  | 0 |  | 0 |  | 0 | 0 | 0 |  | 0 |  | 0 |  | 0 |  | 0 |  | 0 |  | 0 |  | 0 | 0 |  | 0 | 0 |  | 2025 | 94.047 | FM2 CC; RBEC; SN4; SN5; 2024 Beautyberry; | 0 | 51 | FM2 CC; | 0 | 0 | 0 | 0 | 0 | 0 | 0 | 0 | 0 |  | 0 | 0 | 0 |  | 0 |  | 0 |  | 0 | 8 | RBEC; | 6 | SN4; | 26 | SN5; | 0 | 0 |  | 0 |  | 0 |  | 0 |  | 0 | 0 | 0 | 0 | 0 | 0 | 0 | 0 | 0 | 0 | 0 | 0 | 0 | 0 | 0 | 0 | 0 | 0 | 0 | 0 | 0 | 0 | 0 | 0 | 0 | 0 | 0 | 0 | 3.0471 | 2024 Beautyberry;
2026 | 2235 | 2235 MW Solar; | 521.5 | 521.5 MW Battery; | 0 |  | 0 | 0 | 0 |  | 0 | 0 | 0 |  | 0 | 0 |  | 2235 MW Solar; 521.5 MW Battery; | 2026 | -15 | Pea Ridge 1; Pea Ridge 2; Pea Ridge 3; | 0 | 0 | 0 | 0 | 0 | 0 | 0 | 0 | 0 | 0 | 0 | 0 | 0 | 0 | 0 | 0 | 0 | 0 | 0 | 0 | 0 | 0 | 0 | 0 | 0 | 0 |  | 0 |  | 0 |  | 0 |  | 0 | 0 |  | 0 |  | 0 | 0 | 0 | 0 |  | 5 | Pea Ridge 1; | 5 | Pea Ridge 2; | 5 | Pea Ridge 3; | 0 |  | 0 | 0 | 0 |  | 0 |  | 0 |  | 0 |  | 0 |  | 0 |  | 0 |  | 0 | 0 |  | 0 | 0 |  | 2026 | 28 | SN5; TP5; | 0 | 0 |  | 0 | 0 | 0 | 0 | 0 | 0 | 0 | 0 | 0 |  | 0 | 0 | 0 |  | 0 |  | 0 |  | 0 | 0 |  | 0 |  | 26 | SN5; | 0 | 2 | TP5; | 0 |  | 0 |  | 0 |  | 0 | 0 | 0 | 0 | 0 | 0 | 0 | 0 | 0 | 0 | 0 | 0 | 0 | 0 | 0 | 0 | 0 | 0 | 0 | 0 | 0 | 0 | 0 | 0 | 0 | 0 | 0 | 0 | 0
2027 | 2235 | 2235 MW Solar; | 300 | 2235 MW Solar, 300 MW Battery; | 0 |  | 0 | 0 | 0 |  | 0 | 0 | 0 |  | 0 | 0 |  | 2235 MW Solar; 2235 MW Solar, 300 MW Battery; | 2027 | -75 | Crist 5; | 0 | 0 | 0 | 0 | 0 | 0 | 0 | 0 | 0 | 0 | 0 | 0 | 0 | 0 | 0 | 0 | 0 | 0 | 0 | 0 | 0 | 0 | 0 | 0 | 0 | 0 |  | 0 |  | 0 |  | 0 |  | 0 | 0 |  | 75 | Crist 5; | 0 | 0 | 0 | 0 |  | 0 |  | 0 |  | 0 |  | 0 |  | 0 | 0 | 0 |  | 0 |  | 0 |  | 0 |  | 0 |  | 0 |  | 0 |  | 0 | 0 |  | 0 | 0 |  | 2027 | 71 | MT3; MR3; MR4; MR8; WCEC1; WCEC2; WCEC3; | 0 | 0 |  | 0 | 0 | 0 | 0 | 0 | 0 | 0 | 0 | 5 | MT3; | 0 | 0 | 18 | MR3; | 18 | MR4; | 3 | MR8; | 0 | 0 |  | 0 |  | 0 |  | 0 | 0 |  | 9 | WCEC1; | 9 | WCEC2; | 9 | WCEC3; | 0 | 0 | 0 | 0 | 0 | 0 | 0 | 0 | 0 | 0 | 0 | 0 | 0 | 0 | 0 | 0 | 0 | 0 | 0 | 0 | 0 | 0 | 0 | 0 | 0 | 0 | 0 | 0 | 0
2028 | 2235 | 2235 MW Solar; | 300 | 2235 MW Solar, 300 MW Battery; | 0 |  | 0 | 0 | 0 |  | 0 | 0 | 0 |  | 0 | 0 |  | 2235 MW Solar; 2235 MW Solar, 300 MW Battery; | 2028 | -40 | Lansing Smith A; | 0 | 0 | 0 | 0 | 0 | 0 | 0 | 0 | 0 | 0 | 0 | 0 | 0 | 0 | 0 | 0 | 0 | 0 | 0 | 0 | 0 | 0 | 0 | 0 | 0 | 0 |  | 0 |  | 0 |  | 0 |  | 0 | 0 |  | 0 |  | 0 | 0 | 0 | 40 | Lansing Smith A; | 0 |  | 0 |  | 0 |  | 0 |  | 0 | 0 | 0 |  | 0 |  | 0 |  | 0 |  | 0 |  | 0 |  | 0 |  | 0 | 0 |  | 0 | 0 |  | 2028 | 4 | MT3; MR8; | 0 | 0 |  | 0 | 0 | 0 | 0 | 0 | 0 | 0 | 0 | 2 | MT3; | 0 | 0 | 0 |  | 0 |  | 2 | MR8; | 0 | 0 |  | 0 |  | 0 |  | 0 | 0 |  | 0 |  | 0 |  | 0 |  | 0 | 0 | 0 | 0 | 0 | 0 | 0 | 0 | 0 | 0 | 0 | 0 | 0 | 0 | 0 | 0 | 0 | 0 | 0 | 0 | 0 | 0 | 0 | 0 | 0 | 0 | 0 | 0 | 0
2029 | 2235 | 2235 MW Solar; | 300 | 2235 MW Solar, 300 MW Battery; | 0 |  | 0 | 0 | 0 |  | 0 | 0 | 0 |  | 0 | 0 |  | 2235 MW Solar; 2235 MW Solar, 300 MW Battery; | 2029 | 0 | ; | 0 | 0 | 0 | 0 | 0 | 0 | 0 | 0 | 0 | 0 | 0 | 0 | 0 | 0 | 0 | 0 | 0 | 0 | 0 | 0 | 0 | 0 | 0 | 0 | 0 | 0 |  | 0 |  | 0 |  | 0 |  | 0 | 0 |  | 0 |  | 0 | 0 | 0 | 0 |  | 0 |  | 0 |  | 0 |  | 0 |  | 0 | 0 | 0 |  | 0 |  | 0 |  | 0 |  | 0 |  | 0 |  | 0 |  | 0 | 0 |  | 0 | 0 |  | 2029 | 0 | ; | 0 | 0 |  | 0 | 0 | 0 | 0 | 0 | 0 | 0 | 0 | 0 |  | 0 | 0 | 0 |  | 0 |  | 0 |  | 0 | 0 |  | 0 |  | 0 |  | 0 | 0 |  | 0 |  | 0 |  | 0 |  | 0 | 0 | 0 | 0 | 0 | 0 | 0 | 0 | 0 | 0 | 0 | 0 | 0 | 0 | 0 | 0 | 0 | 0 | 0 | 0 | 0 | 0 | 0 | 0 | 0 | 0 | 0 | 0 | 0
2030 | 2235 | 2235 MW Solar; | 300 | 2235 MW Solar, 300 MW Battery; | 0 |  | 0 | 0 | 0 |  | 0 | 0 | 0 |  | 0 | 0 |  | 2235 MW Solar; 2235 MW Solar, 300 MW Battery; | 2030 | -3 | Perdido; | 0 | 0 | 0 | 0 | 0 | 0 | 0 | 0 | 0 | 0 | 0 | 0 | 0 | 0 | 0 | 0 | 0 | 0 | 0 | 0 | 0 | 0 | 0 | 0 | 0 | 0 |  | 0 |  | 0 |  | 0 |  | 0 | 0 |  | 0 |  | 0 | 0 | 0 | 0 |  | 0 |  | 0 |  | 0 |  | 3 | Perdido; | 0 | 0 | 0 |  | 0 |  | 0 |  | 0 |  | 0 |  | 0 |  | 0 |  | 0 | 0 |  | 0 | 0 |  | 2030 | 0 | ; | 0 | 0 |  | 0 | 0 | 0 | 0 | 0 | 0 | 0 | 0 | 0 |  | 0 | 0 | 0 |  | 0 |  | 0 |  | 0 | 0 |  | 0 |  | 0 |  | 0 | 0 |  | 0 |  | 0 |  | 0 |  | 0 | 0 | 0 | 0 | 0 | 0 | 0 | 0 | 0 | 0 | 0 | 0 | 0 | 0 | 0 | 0 | 0 | 0 | 0 | 0 | 0 | 0 | 0 | 0 | 0 | 0 | 0 | 0 | 0
2031 | 2235 | 2235 MW Solar; | 300 | 2235 MW Solar, 300 MW Battery; | 0 |  | 0 | 0 | 0 |  | 0 | 0 | 0 |  | 0 | 0 |  | 2235 MW Solar; 2235 MW Solar, 300 MW Battery; | 2031 | 0 | ; | 0 | 0 | 0 | 0 | 0 | 0 | 0 | 0 | 0 | 0 | 0 | 0 | 0 | 0 | 0 | 0 | 0 | 0 | 0 | 0 | 0 | 0 | 0 | 0 | 0 | 0 |  | 0 |  | 0 |  | 0 |  | 0 | 0 |  | 0 |  | 0 | 0 | 0 | 0 |  | 0 |  | 0 |  | 0 |  | 0 |  | 0 | 0 | 0 |  | 0 |  | 0 |  | 0 |  | 0 |  | 0 |  | 0 |  | 0 | 0 |  | 0 | 0 |  | 2031 | 0 | ; | 0 | 0 |  | 0 | 0 | 0 | 0 | 0 | 0 | 0 | 0 | 0 |  | 0 | 0 | 0 |  | 0 |  | 0 |  | 0 | 0 |  | 0 |  | 0 |  | 0 | 0 |  | 0 |  | 0 |  | 0 |  | 0 | 0 | 0 | 0 | 0 | 0 | 0 | 0 | 0 | 0 | 0 | 0 | 0 | 0 | 0 | 0 | 0 | 0 | 0 | 0 | 0 | 0 | 0 | 0 | 0 | 0 | 0 | 0 | 0
2032 | 2235 | 2235 MW Solar; | 300 | 2235 MW Solar, 300 MW Battery; | 0 |  | 0 | 0 | 0 |  | 0 | 0 | 0 |  | 0 | 0 |  | 2235 MW Solar; 2235 MW Solar, 300 MW Battery; | 2032 | 0 | ; | 0 | 0 | 0 | 0 | 0 | 0 | 0 | 0 | 0 | 0 | 0 | 0 | 0 | 0 | 0 | 0 | 0 | 0 | 0 | 0 | 0 | 0 | 0 | 0 | 0 | 0 |  | 0 |  | 0 |  | 0 |  | 0 | 0 |  | 0 |  | 0 | 0 | 0 | 0 |  | 0 |  | 0 |  | 0 |  | 0 |  | 0 | 0 | 0 |  | 0 |  | 0 |  | 0 |  | 0 |  | 0 |  | 0 |  | 0 | 0 |  | 0 | 0 |  | 2032 | 0 | ; | 0 | 0 |  | 0 | 0 | 0 | 0 | 0 | 0 | 0 | 0 | 0 |  | 0 | 0 | 0 |  | 0 |  | 0 |  | 0 | 0 |  | 0 |  | 0 |  | 0 | 0 |  | 0 |  | 0 |  | 0 |  | 0 | 0 | 0 | 0 | 0 | 0 | 0 | 0 | 0 | 0 | 0 | 0 | 0 | 0 | 0 | 0 | 0 | 0 | 0 | 0 | 0 | 0 | 0 | 0 | 0 | 0 | 0 | 0 | 0
2033 | 2235 | 2235 MW Solar; | 300 | 2235 MW Solar, 1,700 MW Battery; | 0 |  | 0 | 0 | 0 |  | 0 | 0 | 0 |  | 0 | 0 |  | 2235 MW Solar; 2235 MW Solar, 1,700 MW Battery; | 2033 | 0 | ; | 0 | 0 | 0 | 0 | 0 | 0 | 0 | 0 | 0 | 0 | 0 | 0 | 0 | 0 | 0 | 0 | 0 | 0 | 0 | 0 | 0 | 0 | 0 | 0 | 0 | 0 |  | 0 |  | 0 |  | 0 |  | 0 | 0 |  | 0 |  | 0 | 0 | 0 | 0 |  | 0 |  | 0 |  | 0 |  | 0 |  | 0 | 0 | 0 |  | 0 |  | 0 |  | 0 |  | 0 |  | 0 |  | 0 |  | 0 | 0 |  | 0 | 0 |  | 2033 | 0 | ; | 0 | 0 |  | 0 | 0 | 0 | 0 | 0 | 0 | 0 | 0 | 0 |  | 0 | 0 | 0 |  | 0 |  | 0 |  | 0 | 0 |  | 0 |  | 0 |  | 0 | 0 |  | 0 |  | 0 |  | 0 |  | 0 | 0 | 0 | 0 | 0 | 0 | 0 | 0 | 0 | 0 | 0 | 0 | 0 | 0 | 0 | 0 | 0 | 0 | 0 | 0 | 0 | 0 | 0 | 0 | 0 | 0 | 0 | 0 | 0
2034 | 0 |  | 0 |  | 0 |  | 0 | 0 | 0 |  | 0 | 0 | 0 |  | 0 | 0 |  |  | 2034 | 0 | ; | 0 | 0 | 0 | 0 | 0 | 0 | 0 | 0 | 0 | 0 | 0 | 0 | 0 | 0 | 0 | 0 | 0 | 0 | 0 | 0 | 0 | 0 | 0 | 0 | 0 | 0 |  | 0 |  | 0 |  | 0 |  | 0 | 0 |  | 0 |  | 0 | 0 | 0 | 0 |  | 0 |  | 0 |  | 0 |  | 0 |  | 0 | 0 | 0 |  | 0 |  | 0 |  | 0 |  | 0 |  | 0 |  | 0 |  | 0 | 0 |  | 0 | 0 |  | 2034 | 0 | ; | 0 | 0 |  | 0 | 0 | 0 | 0 | 0 | 0 | 0 | 0 | 0 |  | 0 | 0 | 0 |  | 0 |  | 0 |  | 0 | 0 |  | 0 |  | 0 |  | 0 | 0 |  | 0 |  | 0 |  | 0 |  | 0 | 0 | 0 | 0 | 0 | 0 | 0 | 0 | 0 | 0 | 0 | 0 | 0 | 0 | 0 | 0 | 0 | 0 | 0 | 0 | 0 | 0 | 0 | 0 | 0 | 0 | 0 | 0 | 0
2035 | 0 |  | 0 |  | 0 |  | 0 | 0 | 0 |  | 0 | 0 | 0 |  | 0 | 0 |  |  | 2035 | 0 | ; | 0 | 0 | 0 | 0 | 0 | 0 | 0 | 0 | 0 | 0 | 0 | 0 | 0 | 0 | 0 | 0 | 0 | 0 | 0 | 0 | 0 | 0 | 0 | 0 | 0 | 0 |  | 0 |  | 0 |  | 0 |  | 0 | 0 |  | 0 |  | 0 | 0 | 0 | 0 |  | 0 |  | 0 |  | 0 |  | 0 |  | 0 | 0 | 0 |  | 0 |  | 0 |  | 0 |  | 0 |  | 0 |  | 0 |  | 0 | 0 |  | 0 | 0 |  | 2035 | 0 | ; | 0 | 0 |  | 0 | 0 | 0 | 0 | 0 | 0 | 0 | 0 | 0 |  | 0 | 0 | 0 |  | 0 |  | 0 |  | 0 | 0 |  | 0 |  | 0 |  | 0 | 0 |  | 0 |  | 0 |  | 0 |  | 0 | 0 | 0 | 0 | 0 | 0 | 0 | 0 | 0 | 0 | 0 | 0 | 0 | 0 | 0 | 0 | 0 | 0 | 0 | 0 | 0 | 0 | 0 | 0 | 0 | 0 | 0 | 0 | 0
2036 | 0 |  | 0 |  | 0 |  | 0 | 0 | 0 |  | 0 | 0 | 0 |  | 0 | 0 |  |  | 2036 | 0 | ; | 0 | 0 | 0 | 0 | 0 | 0 | 0 | 0 | 0 | 0 | 0 | 0 | 0 | 0 | 0 | 0 | 0 | 0 | 0 | 0 | 0 | 0 | 0 | 0 | 0 | 0 |  | 0 |  | 0 |  | 0 |  | 0 | 0 |  | 0 |  | 0 | 0 | 0 | 0 |  | 0 |  | 0 |  | 0 |  | 0 |  | 0 | 0 | 0 |  | 0 |  | 0 |  | 0 |  | 0 |  | 0 |  | 0 |  | 0 | 0 |  | 0 | 0 |  | 2036 | 0 | ; | 0 | 0 |  | 0 | 0 | 0 | 0 | 0 | 0 | 0 | 0 | 0 |  | 0 | 0 | 0 |  | 0 |  | 0 |  | 0 | 0 |  | 0 |  | 0 |  | 0 | 0 |  | 0 |  | 0 |  | 0 |  | 0 | 0 | 0 | 0 | 0 | 0 | 0 | 0 | 0 | 0 | 0 | 0 | 0 | 0 | 0 | 0 | 0 | 0 | 0 | 0 | 0 | 0 | 0 | 0 | 0 | 0 | 0 | 0 | 0
2037 | 0 |  | 0 |  | 0 |  | 0 | 0 | 0 |  | 0 | 0 | 0 |  | 0 | 0 |  |  | 2037 | 0 | ; | 0 | 0 | 0 | 0 | 0 | 0 | 0 | 0 | 0 | 0 | 0 | 0 | 0 | 0 | 0 | 0 | 0 | 0 | 0 | 0 | 0 | 0 | 0 | 0 | 0 | 0 |  | 0 |  | 0 |  | 0 |  | 0 | 0 |  | 0 |  | 0 | 0 | 0 | 0 |  | 0 |  | 0 |  | 0 |  | 0 |  | 0 | 0 | 0 |  | 0 |  | 0 |  | 0 |  | 0 |  | 0 |  | 0 |  | 0 | 0 |  | 0 | 0 |  | 2037 | 0 | ; | 0 | 0 |  | 0 | 0 | 0 | 0 | 0 | 0 | 0 | 0 | 0 |  | 0 | 0 | 0 |  | 0 |  | 0 |  | 0 | 0 |  | 0 |  | 0 |  | 0 | 0 |  | 0 |  | 0 |  | 0 |  | 0 | 0 | 0 | 0 | 0 | 0 | 0 | 0 | 0 | 0 | 0 | 0 | 0 | 0 | 0 | 0 | 0 | 0 | 0 | 0 | 0 | 0 | 0 | 0 | 0 | 0 | 0 | 0 | 0
2038 | 0 |  | 0 |  | 0 |  | 0 | 0 | 0 |  | 0 | 0 | 0 |  | 0 | 0 |  |  | 2038 | 0 | ; | 0 | 0 | 0 | 0 | 0 | 0 | 0 | 0 | 0 | 0 | 0 | 0 | 0 | 0 | 0 | 0 | 0 | 0 | 0 | 0 | 0 | 0 | 0 | 0 | 0 | 0 |  | 0 |  | 0 |  | 0 |  | 0 | 0 |  | 0 |  | 0 | 0 | 0 | 0 |  | 0 |  | 0 |  | 0 |  | 0 |  | 0 | 0 | 0 |  | 0 |  | 0 |  | 0 |  | 0 |  | 0 |  | 0 |  | 0 | 0 |  | 0 | 0 |  | 2038 | 0 | ; | 0 | 0 |  | 0 | 0 | 0 | 0 | 0 | 0 | 0 | 0 | 0 |  | 0 | 0 | 0 |  | 0 |  | 0 |  | 0 | 0 |  | 0 |  | 0 |  | 0 | 0 |  | 0 |  | 0 |  | 0 |  | 0 | 0 | 0 | 0 | 0 | 0 | 0 | 0 | 0 | 0 | 0 | 0 | 0 | 0 | 0 | 0 | 0 | 0 | 0 | 0 | 0 | 0 | 0 | 0 | 0 | 0 | 0 | 0 | 0
2039 | 0 |  | 0 |  | 0 |  | 0 | 0 | 0 |  | 0 | 0 | 0 |  | 0 | 0 |  |  | 2039 | 0 | ; | 0 | 0 | 0 | 0 | 0 | 0 | 0 | 0 | 0 | 0 | 0 | 0 | 0 | 0 | 0 | 0 | 0 | 0 | 0 | 0 | 0 | 0 | 0 | 0 | 0 | 0 |  | 0 |  | 0 |  | 0 |  | 0 | 0 |  | 0 |  | 0 | 0 | 0 | 0 |  | 0 |  | 0 |  | 0 |  | 0 |  | 0 | 0 | 0 |  | 0 |  | 0 |  | 0 |  | 0 |  | 0 |  | 0 |  | 0 | 0 |  | 0 | 0 |  | 2039 | 0 | ; | 0 | 0 |  | 0 | 0 | 0 | 0 | 0 | 0 | 0 | 0 | 0 |  | 0 | 0 | 0 |  | 0 |  | 0 |  | 0 | 0 |  | 0 |  | 0 |  | 0 | 0 |  | 0 |  | 0 |  | 0 |  | 0 | 0 | 0 | 0 | 0 | 0 | 0 | 0 | 0 | 0 | 0 | 0 | 0 | 0 | 0 | 0 | 0 | 0 | 0 | 0 | 0 | 0 | 0 | 0 | 0 | 0 | 0 | 0 | 0
2040 | 0 |  | 0 |  | 0 |  | 0 | 0 | 0 |  | 660 | 660 | 1 | 1 Filler; | 0 | 0 |  | 1 Filler; | 2040 | 0 | ; | 0 | 0 | 0 | 0 | 0 | 0 | 0 | 0 | 0 | 0 | 0 | 0 | 0 | 0 | 0 | 0 | 0 | 0 | 0 | 0 | 0 | 0 | 0 | 0 | 0 | 0 |  | 0 |  | 0 |  | 0 |  | 0 | 0 |  | 0 |  | 0 | 0 | 0 | 0 |  | 0 |  | 0 |  | 0 |  | 0 |  | 0 | 0 | 0 |  | 0 |  | 0 |  | 0 |  | 0 |  | 0 |  | 0 |  | 0 | 0 |  | 0 | 0 |  | 2040 | 0 | ; | 0 | 0 |  | 0 | 0 | 0 | 0 | 0 | 0 | 0 | 0 | 0 |  | 0 | 0 | 0 |  | 0 |  | 0 |  | 0 | 0 |  | 0 |  | 0 |  | 0 | 0 |  | 0 |  | 0 |  | 0 |  | 0 | 0 | 0 | 0 | 0 | 0 | 0 | 0 | 0 | 0 | 0 | 0 | 0 | 0 | 0 | 0 | 0 | 0 | 0 | 0 | 0 | 0 | 0 | 0 | 0 | 0 | 0 | 0 | 0
2041 | 0 |  | 0 |  | 0 |  | 0 | 0 | 0 |  | 1320 | 660 | 1 | 1 Filler; | 0 | 0 |  | 1 Filler; | 2041 | 0 | ; | 0 | 0 | 0 | 0 | 0 | 0 | 0 | 0 | 0 | 0 | 0 | 0 | 0 | 0 | 0 | 0 | 0 | 0 | 0 | 0 | 0 | 0 | 0 | 0 | 0 | 0 |  | 0 |  | 0 |  | 0 |  | 0 | 0 |  | 0 |  | 0 | 0 | 0 | 0 |  | 0 |  | 0 |  | 0 |  | 0 |  | 0 | 0 | 0 |  | 0 |  | 0 |  | 0 |  | 0 |  | 0 |  | 0 |  | 0 | 0 |  | 0 | 0 |  | 2041 | 0 | ; | 0 | 0 |  | 0 | 0 | 0 | 0 | 0 | 0 | 0 | 0 | 0 |  | 0 | 0 | 0 |  | 0 |  | 0 |  | 0 | 0 |  | 0 |  | 0 |  | 0 | 0 |  | 0 |  | 0 |  | 0 |  | 0 | 0 | 0 | 0 | 0 | 0 | 0 | 0 | 0 | 0 | 0 | 0 | 0 | 0 | 0 | 0 | 0 | 0 | 0 | 0 | 0 | 0 | 0 | 0 | 0 | 0 | 0 | 0 | 0
2042 | 0 |  | 0 |  | 0 |  | 0 | 0 | 0 |  | 1320 | 0 | 0 |  | 0 | 0 |  |  | 2042 | 0 | ; | 0 | 0 | 0 | 0 | 0 | 0 | 0 | 0 | 0 | 0 | 0 | 0 | 0 | 0 | 0 | 0 | 0 | 0 | 0 | 0 | 0 | 0 | 0 | 0 | 0 | 0 |  | 0 |  | 0 |  | 0 |  | 0 | 0 |  | 0 |  | 0 | 0 | 0 | 0 |  | 0 |  | 0 |  | 0 |  | 0 |  | 0 | 0 | 0 |  | 0 |  | 0 |  | 0 |  | 0 |  | 0 |  | 0 |  | 0 | 0 |  | 0 | 0 |  | 2042 | 0 | ; | 0 | 0 |  | 0 | 0 | 0 | 0 | 0 | 0 | 0 | 0 | 0 |  | 0 | 0 | 0 |  | 0 |  | 0 |  | 0 | 0 |  | 0 |  | 0 |  | 0 | 0 |  | 0 |  | 0 |  | 0 |  | 0 | 0 | 0 | 0 | 0 | 0 | 0 | 0 | 0 | 0 | 0 | 0 | 0 | 0 | 0 | 0 | 0 | 0 | 0 | 0 | 0 | 0 | 0 | 0 | 0 | 0 | 0 | 0 | 0
2043 | 0 |  | 0 |  | 0 |  | 0 | 0 | 0 |  | 1980 | 660 | 1 | 1 Filler; | 0 | 0 |  | 1 Filler; | 2043 | 0 | ; | 0 | 0 | 0 | 0 | 0 | 0 | 0 | 0 | 0 | 0 | 0 | 0 | 0 | 0 | 0 | 0 | 0 | 0 | 0 | 0 | 0 | 0 | 0 | 0 | 0 | 0 |  | 0 |  | 0 |  | 0 |  | 0 | 0 |  | 0 |  | 0 | 0 | 0 | 0 |  | 0 |  | 0 |  | 0 |  | 0 |  | 0 | 0 | 0 |  | 0 |  | 0 |  | 0 |  | 0 |  | 0 |  | 0 |  | 0 | 0 |  | 0 | 0 |  | 2043 | 0 | ; | 0 | 0 |  | 0 | 0 | 0 | 0 | 0 | 0 | 0 | 0 | 0 |  | 0 | 0 | 0 |  | 0 |  | 0 |  | 0 | 0 |  | 0 |  | 0 |  | 0 | 0 |  | 0 |  | 0 |  | 0 |  | 0 | 0 | 0 | 0 | 0 | 0 | 0 | 0 | 0 | 0 | 0 | 0 | 0 | 0 | 0 | 0 | 0 | 0 | 0 | 0 | 0 | 0 | 0 | 0 | 0 | 0 | 0 | 0 | 0
2044 | 0 |  | 0 |  | 0 |  | 0 | 0 | 0 |  | 1980 | 0 | 0 |  | 0 | 0 |  |  | 2044 | 0 | ; | 0 | 0 | 0 | 0 | 0 | 0 | 0 | 0 | 0 | 0 | 0 | 0 | 0 | 0 | 0 | 0 | 0 | 0 | 0 | 0 | 0 | 0 | 0 | 0 | 0 | 0 |  | 0 |  | 0 |  | 0 |  | 0 | 0 |  | 0 |  | 0 | 0 | 0 | 0 |  | 0 |  | 0 |  | 0 |  | 0 |  | 0 | 0 | 0 |  | 0 |  | 0 |  | 0 |  | 0 |  | 0 |  | 0 |  | 0 | 0 |  | 0 | 0 |  | 2044 | 0 | ; | 0 | 0 |  | 0 | 0 | 0 | 0 | 0 | 0 | 0 | 0 | 0 |  | 0 | 0 | 0 |  | 0 |  | 0 |  | 0 | 0 |  | 0 |  | 0 |  | 0 | 0 |  | 0 |  | 0 |  | 0 |  | 0 | 0 | 0 | 0 | 0 | 0 | 0 | 0 | 0 | 0 | 0 | 0 | 0 | 0 | 0 | 0 | 0 | 0 | 0 | 0 | 0 | 0 | 0 | 0 | 0 | 0 | 0 | 0 | 0
2045 | 0 |  | 0 |  | 0 |  | 0 | 0 | 0 |  | 2640 | 660 | 1 | 1 Filler; | 0 | 0 |  | 1 Filler; | 2045 | 0 | ; | 0 | 0 | 0 | 0 | 0 | 0 | 0 | 0 | 0 | 0 | 0 | 0 | 0 | 0 | 0 | 0 | 0 | 0 | 0 | 0 | 0 | 0 | 0 | 0 | 0 | 0 |  | 0 |  | 0 |  | 0 |  | 0 | 0 |  | 0 |  | 0 | 0 | 0 | 0 |  | 0 |  | 0 |  | 0 |  | 0 |  | 0 | 0 | 0 |  | 0 |  | 0 |  | 0 |  | 0 |  | 0 |  | 0 |  | 0 | 0 |  | 0 | 0 |  | 2045 | 0 | ; | 0 | 0 |  | 0 | 0 | 0 | 0 | 0 | 0 | 0 | 0 | 0 |  | 0 | 0 | 0 |  | 0 |  | 0 |  | 0 | 0 |  | 0 |  | 0 |  | 0 | 0 |  | 0 |  | 0 |  | 0 |  | 0 | 0 | 0 | 0 | 0 | 0 | 0 | 0 | 0 | 0 | 0 | 0 | 0 | 0 | 0 | 0 | 0 | 0 | 0 | 0 | 0 | 0 | 0 | 0 | 0 | 0 | 0 | 0 | 0
2046 | 0 |  | 0 |  | 0 |  | 0 | 0 | 0 |  | 3300 | 660 | 1 | 1 Filler; | 0 | 0 |  | 1 Filler; | 2046 | 0 | ; | 0 | 0 | 0 | 0 | 0 | 0 | 0 | 0 | 0 | 0 | 0 | 0 | 0 | 0 | 0 | 0 | 0 | 0 | 0 | 0 | 0 | 0 | 0 | 0 | 0 | 0 |  | 0 |  | 0 |  | 0 |  | 0 | 0 |  | 0 |  | 0 | 0 | 0 | 0 |  | 0 |  | 0 |  | 0 |  | 0 |  | 0 | 0 | 0 |  | 0 |  | 0 |  | 0 |  | 0 |  | 0 |  | 0 |  | 0 | 0 |  | 0 | 0 |  | 2046 | 0 | ; | 0 | 0 |  | 0 | 0 | 0 | 0 | 0 | 0 | 0 | 0 | 0 |  | 0 | 0 | 0 |  | 0 |  | 0 |  | 0 | 0 |  | 0 |  | 0 |  | 0 | 0 |  | 0 |  | 0 |  | 0 |  | 0 | 0 | 0 | 0 | 0 | 0 | 0 | 0 | 0 | 0 | 0 | 0 | 0 | 0 | 0 | 0 | 0 | 0 | 0 | 0 | 0 | 0 | 0 | 0 | 0 | 0 | 0 | 0 | 0
2047 | 0 |  | 0 |  | 0 |  | 0 | 0 | 0 |  | 3300 | 0 | 0 |  | 0 | 0 |  |  | 2047 | 0 | ; | 0 | 0 | 0 | 0 | 0 | 0 | 0 | 0 | 0 | 0 | 0 | 0 | 0 | 0 | 0 | 0 | 0 | 0 | 0 | 0 | 0 | 0 | 0 | 0 | 0 | 0 |  | 0 |  | 0 |  | 0 |  | 0 | 0 |  | 0 |  | 0 | 0 | 0 | 0 |  | 0 |  | 0 |  | 0 |  | 0 |  | 0 | 0 | 0 |  | 0 |  | 0 |  | 0 |  | 0 |  | 0 |  | 0 |  | 0 | 0 |  | 0 | 0 |  | 2047 | 0 | ; | 0 | 0 |  | 0 | 0 | 0 | 0 | 0 | 0 | 0 | 0 | 0 |  | 0 | 0 | 0 |  | 0 |  | 0 |  | 0 | 0 |  | 0 |  | 0 |  | 0 | 0 |  | 0 |  | 0 |  | 0 |  | 0 | 0 | 0 | 0 | 0 | 0 | 0 | 0 | 0 | 0 | 0 | 0 | 0 | 0 | 0 | 0 | 0 | 0 | 0 | 0 | 0 | 0 | 0 | 0 | 0 | 0 | 0 | 0 | 0
2048 | 0 |  | 0 |  | 0 |  | 0 | 0 | 0 |  | 3960 | 660 | 1 | 1 Filler; | 0 | 0 |  | 1 Filler; | 2048 | 0 | ; | 0 | 0 | 0 | 0 | 0 | 0 | 0 | 0 | 0 | 0 | 0 | 0 | 0 | 0 | 0 | 0 | 0 | 0 | 0 | 0 | 0 | 0 | 0 | 0 | 0 | 0 |  | 0 |  | 0 |  | 0 |  | 0 | 0 |  | 0 |  | 0 | 0 | 0 | 0 |  | 0 |  | 0 |  | 0 |  | 0 |  | 0 | 0 | 0 |  | 0 |  | 0 |  | 0 |  | 0 |  | 0 |  | 0 |  | 0 | 0 |  | 0 | 0 |  | 2048 | 0 | ; | 0 | 0 |  | 0 | 0 | 0 | 0 | 0 | 0 | 0 | 0 | 0 |  | 0 | 0 | 0 |  | 0 |  | 0 |  | 0 | 0 |  | 0 |  | 0 |  | 0 | 0 |  | 0 |  | 0 |  | 0 |  | 0 | 0 | 0 | 0 | 0 | 0 | 0 | 0 | 0 | 0 | 0 | 0 | 0 | 0 | 0 | 0 | 0 | 0 | 0 | 0 | 0 | 0 | 0 | 0 | 0 | 0 | 0 | 0 | 0
2049 | 0 |  | 0 |  | 0 |  | 0 | 0 | 0 |  | 3960 | 0 | 0 |  | 0 | 0 |  |  | 2049 | 0 | ; | 0 | 0 | 0 | 0 | 0 | 0 | 0 | 0 | 0 | 0 | 0 | 0 | 0 | 0 | 0 | 0 | 0 | 0 | 0 | 0 | 0 | 0 | 0 | 0 | 0 | 0 |  | 0 |  | 0 |  | 0 |  | 0 | 0 |  | 0 |  | 0 | 0 | 0 | 0 |  | 0 |  | 0 |  | 0 |  | 0 |  | 0 | 0 | 0 |  | 0 |  | 0 |  | 0 |  | 0 |  | 0 |  | 0 |  | 0 | 0 |  | 0 | 0 |  | 2049 | 0 | ; | 0 | 0 |  | 0 | 0 | 0 | 0 | 0 | 0 | 0 | 0 | 0 |  | 0 | 0 | 0 |  | 0 |  | 0 |  | 0 | 0 |  | 0 |  | 0 |  | 0 | 0 |  | 0 |  | 0 |  | 0 |  | 0 | 0 | 0 | 0 | 0 | 0 | 0 | 0 | 0 | 0 | 0 | 0 | 0 | 0 | 0 | 0 | 0 | 0 | 0 | 0 | 0 | 0 | 0 | 0 | 0 | 0 | 0 | 0 | 0
2050 | 0 |  | 0 |  | 0 |  | 0 | 0 | 0 |  | 4620 | 660 | 1 | 1 Filler; | 0 | 0 |  | 1 Filler; | 2050 | 0 | ; | 0 | 0 | 0 | 0 | 0 | 0 | 0 | 0 | 0 | 0 | 0 | 0 | 0 | 0 | 0 | 0 | 0 | 0 | 0 | 0 | 0 | 0 | 0 | 0 | 0 | 0 |  | 0 |  | 0 |  | 0 |  | 0 | 0 |  | 0 |  | 0 | 0 | 0 | 0 |  | 0 |  | 0 |  | 0 |  | 0 |  | 0 | 0 | 0 |  | 0 |  | 0 |  | 0 |  | 0 |  | 0 |  | 0 |  | 0 | 0 |  | 0 | 0 |  | 2050 | 0 | ; | 0 | 0 |  | 0 | 0 | 0 | 0 | 0 | 0 | 0 | 0 | 0 |  | 0 | 0 | 0 |  | 0 |  | 0 |  | 0 | 0 |  | 0 |  | 0 |  | 0 | 0 |  | 0 |  | 0 |  | 0 |  | 0 | 0 | 0 | 0 | 0 | 0 | 0 | 0 | 0 | 0 | 0 | 0 | 0 | 0 | 0 | 0 | 0 | 0 | 0 | 0 | 0 | 0 | 0 | 0 | 0 | 0 | 0 | 0 | 0
2051 | 0 |  | 0 |  | 0 |  | 0 | 0 | 0 |  | 4620 | 0 | 0 |  | 0 | 0 |  |  | 2051 | 0 | ; | 0 | 0 | 0 | 0 | 0 | 0 | 0 | 0 | 0 | 0 | 0 | 0 | 0 | 0 | 0 | 0 | 0 | 0 | 0 | 0 | 0 | 0 | 0 | 0 | 0 | 0 |  | 0 |  | 0 |  | 0 |  | 0 | 0 |  | 0 |  | 0 | 0 | 0 | 0 |  | 0 |  | 0 |  | 0 |  | 0 |  | 0 | 0 | 0 |  | 0 |  | 0 |  | 0 |  | 0 |  | 0 |  | 0 |  | 0 | 0 |  | 0 | 0 |  | 2051 | 0 | ; | 0 | 0 |  | 0 | 0 | 0 | 0 | 0 | 0 | 0 | 0 | 0 |  | 0 | 0 | 0 |  | 0 |  | 0 |  | 0 | 0 |  | 0 |  | 0 |  | 0 | 0 |  | 0 |  | 0 |  | 0 |  | 0 | 0 | 0 | 0 | 0 | 0 | 0 | 0 | 0 | 0 | 0 | 0 | 0 | 0 | 0 | 0 | 0 | 0 | 0 | 0 | 0 | 0 | 0 | 0 | 0 | 0 | 0 | 0 | 0
2052 | 0 |  | 0 |  | 0 |  | 0 | 0 | 0 |  | 5280 | 660 | 1 | 1 Filler; | 0 | 0 |  | 1 Filler; | 2052 | 0 | ; | 0 | 0 | 0 | 0 | 0 | 0 | 0 | 0 | 0 | 0 | 0 | 0 | 0 | 0 | 0 | 0 | 0 | 0 | 0 | 0 | 0 | 0 | 0 | 0 | 0 | 0 |  | 0 |  | 0 |  | 0 |  | 0 | 0 |  | 0 |  | 0 | 0 | 0 | 0 |  | 0 |  | 0 |  | 0 |  | 0 |  | 0 | 0 | 0 |  | 0 |  | 0 |  | 0 |  | 0 |  | 0 |  | 0 |  | 0 | 0 |  | 0 | 0 |  | 2052 | 0 | ; | 0 | 0 |  | 0 | 0 | 0 | 0 | 0 | 0 | 0 | 0 | 0 |  | 0 | 0 | 0 |  | 0 |  | 0 |  | 0 | 0 |  | 0 |  | 0 |  | 0 | 0 |  | 0 |  | 0 |  | 0 |  | 0 | 0 | 0 | 0 | 0 | 0 | 0 | 0 | 0 | 0 | 0 | 0 | 0 | 0 | 0 | 0 | 0 | 0 | 0 | 0 | 0 | 0 | 0 | 0 | 0 | 0 | 0 | 0 | 0
2053 | 0 |  | 0 |  | 0 |  | 0 | 0 | 0 |  | 6600 | 1320 | 2 | 2 Filler; | 0 | 0 |  | 2 Filler; | 2053 | -859 | TP3; | 0 | 0 | 0 | 0 | 0 | 0 | 0 | 0 | 0 | 0 | 0 | 0 | 0 | 0 | 0 | 0 | 0 | 0 | 0 | 0 | 0 | 0 | 0 | 0 | 0 | 859 | TP3; | 0 |  | 0 |  | 0 |  | 0 | 0 |  | 0 |  | 0 | 0 | 0 | 0 |  | 0 |  | 0 |  | 0 |  | 0 |  | 0 | 0 | 0 |  | 0 |  | 0 |  | 0 |  | 0 |  | 0 |  | 0 |  | 0 | 0 |  | 0 | 0 |  | 2053 | 0 | ; | 0 | 0 |  | 0 | 0 | 0 | 0 | 0 | 0 | 0 | 0 | 0 |  | 0 | 0 | 0 |  | 0 |  | 0 |  | 0 | 0 |  | 0 |  | 0 |  | 0 | 0 |  | 0 |  | 0 |  | 0 |  | 0 | 0 | 0 | 0 | 0 | 0 | 0 | 0 | 0 | 0 | 0 | 0 | 0 | 0 | 0 | 0 | 0 | 0 | 0 | 0 | 0 | 0 | 0 | 0 | 0 | 0 | 0 | 0 | 0
2054 | 0 |  | 0 |  | 0 |  | 0 | 0 | 0 |  | 7920 | 1320 | 2 | 2 Filler; | 0 | 0 |  | 2 Filler; | 2054 | -866 | TP4; | 0 | 0 | 0 | 0 | 0 | 0 | 0 | 0 | 0 | 0 | 0 | 0 | 0 | 0 | 0 | 0 | 0 | 0 | 0 | 0 | 0 | 0 | 0 | 0 | 0 | 0 |  | 866 | TP4; | 0 |  | 0 |  | 0 | 0 |  | 0 |  | 0 | 0 | 0 | 0 |  | 0 |  | 0 |  | 0 |  | 0 |  | 0 | 0 | 0 |  | 0 |  | 0 |  | 0 |  | 0 |  | 0 |  | 0 |  | 0 | 0 |  | 0 | 0 |  | 2054 | 0 | ; | 0 | 0 |  | 0 | 0 | 0 | 0 | 0 | 0 | 0 | 0 | 0 |  | 0 | 0 | 0 |  | 0 |  | 0 |  | 0 | 0 |  | 0 |  | 0 |  | 0 | 0 |  | 0 |  | 0 |  | 0 |  | 0 | 0 | 0 | 0 | 0 | 0 | 0 | 0 | 0 | 0 | 0 | 0 | 0 | 0 | 0 | 0 | 0 | 0 | 0 | 0 | 0 | 0 | 0 | 0 | 0 | 0 | 0 | 0 | 0
2055 | 0 |  | 0 |  | 0 |  | 0 | 0 | 0 |  | 7920 | 0 | 0 |  | 0 | 0 |  |  | 2055 | 0 | ; | 0 | 0 | 0 | 0 | 0 | 0 | 0 | 0 | 0 | 0 | 0 | 0 | 0 | 0 | 0 | 0 | 0 | 0 | 0 | 0 | 0 | 0 | 0 | 0 | 0 | 0 |  | 0 |  | 0 |  | 0 |  | 0 | 0 |  | 0 |  | 0 | 0 | 0 | 0 |  | 0 |  | 0 |  | 0 |  | 0 |  | 0 | 0 | 0 |  | 0 |  | 0 |  | 0 |  | 0 |  | 0 |  | 0 |  | 0 | 0 |  | 0 | 0 |  | 2055 | 0 | ; | 0 | 0 |  | 0 | 0 | 0 | 0 | 0 | 0 | 0 | 0 | 0 |  | 0 | 0 | 0 |  | 0 |  | 0 |  | 0 | 0 |  | 0 |  | 0 |  | 0 | 0 |  | 0 |  | 0 |  | 0 |  | 0 | 0 | 0 | 0 | 0 | 0 | 0 | 0 | 0 | 0 | 0 | 0 | 0 | 0 | 0 | 0 | 0 | 0 | 0 | 0 | 0 | 0 | 0 | 0 | 0 | 0 | 0 | 0 | 0
2056 | 0 |  | 0 |  | 0 |  | 0 | 0 | 0 |  | 8580 | 660 | 1 | 1 Filler; | 0 | 0 |  | 1 Filler; | 2056 | 0 | ; | 0 | 0 | 0 | 0 | 0 | 0 | 0 | 0 | 0 | 0 | 0 | 0 | 0 | 0 | 0 | 0 | 0 | 0 | 0 | 0 | 0 | 0 | 0 | 0 | 0 | 0 |  | 0 |  | 0 |  | 0 |  | 0 | 0 |  | 0 |  | 0 | 0 | 0 | 0 |  | 0 |  | 0 |  | 0 |  | 0 |  | 0 | 0 | 0 |  | 0 |  | 0 |  | 0 |  | 0 |  | 0 |  | 0 |  | 0 | 0 |  | 0 | 0 |  | 2056 | 0 | ; | 0 | 0 |  | 0 | 0 | 0 | 0 | 0 | 0 | 0 | 0 | 0 |  | 0 | 0 | 0 |  | 0 |  | 0 |  | 0 | 0 |  | 0 |  | 0 |  | 0 | 0 |  | 0 |  | 0 |  | 0 |  | 0 | 0 | 0 | 0 | 0 | 0 | 0 | 0 | 0 | 0 | 0 | 0 | 0 | 0 | 0 | 0 | 0 | 0 | 0 | 0 | 0 | 0 | 0 | 0 | 0 | 0 | 0 | 0 | 0
2057 | 0 |  | 0 |  | 0 |  | 0 | 0 | 0 |  | 9900 | 1320 | 2 | 2 Filler; | 0 | 0 |  | 2 Filler; | 2057 | -1003 | SL1; | 0 | 0 | 0 | 0 | 0 | 0 | 0 | 0 | 0 | 0 | 0 | 0 | 0 | 0 | 0 | 0 | 0 | 0 | 0 | 0 | 0 | 0 | 0 | 0 | 0 | 0 |  | 0 |  | 1003 | SL1; | 0 |  | 0 | 0 |  | 0 |  | 0 | 0 | 0 | 0 |  | 0 |  | 0 |  | 0 |  | 0 |  | 0 | 0 | 0 |  | 0 |  | 0 |  | 0 |  | 0 |  | 0 |  | 0 |  | 0 | 0 |  | 0 | 0 |  | 2057 | 0 | ; | 0 | 0 |  | 0 | 0 | 0 | 0 | 0 | 0 | 0 | 0 | 0 |  | 0 | 0 | 0 |  | 0 |  | 0 |  | 0 | 0 |  | 0 |  | 0 |  | 0 | 0 |  | 0 |  | 0 |  | 0 |  | 0 | 0 | 0 | 0 | 0 | 0 | 0 | 0 | 0 | 0 | 0 | 0 | 0 | 0 | 0 | 0 | 0 | 0 | 0 | 0 | 0 | 0 | 0 | 0 | 0 | 0 | 0 | 0 | 0
2058 | 0 |  | 0 |  | 0 |  | 0 | 0 | 0 |  | 10560 | 660 | 1 | 1 Filler; | 0 | 0 |  | 1 Filler; | 2058 | 0 | ; | 0 | 0 | 0 | 0 | 0 | 0 | 0 | 0 | 0 | 0 | 0 | 0 | 0 | 0 | 0 | 0 | 0 | 0 | 0 | 0 | 0 | 0 | 0 | 0 | 0 | 0 |  | 0 |  | 0 |  | 0 |  | 0 | 0 |  | 0 |  | 0 | 0 | 0 | 0 |  | 0 |  | 0 |  | 0 |  | 0 |  | 0 | 0 | 0 |  | 0 |  | 0 |  | 0 |  | 0 |  | 0 |  | 0 |  | 0 | 0 |  | 0 | 0 |  | 2058 | 0 | ; | 0 | 0 |  | 0 | 0 | 0 | 0 | 0 | 0 | 0 | 0 | 0 |  | 0 | 0 | 0 |  | 0 |  | 0 |  | 0 | 0 |  | 0 |  | 0 |  | 0 | 0 |  | 0 |  | 0 |  | 0 |  | 0 | 0 | 0 | 0 | 0 | 0 | 0 | 0 | 0 | 0 | 0 | 0 | 0 | 0 | 0 | 0 | 0 | 0 | 0 | 0 | 0 | 0 | 0 | 0 | 0 | 0 | 0 | 0 | 0
2059 | 0 |  | 0 |  | 0 |  | 0 | 0 | 0 |  | 10560 | 0 | 0 |  | 0 | 0 |  |  | 2059 | 0 | ; | 0 | 0 | 0 | 0 | 0 | 0 | 0 | 0 | 0 | 0 | 0 | 0 | 0 | 0 | 0 | 0 | 0 | 0 | 0 | 0 | 0 | 0 | 0 | 0 | 0 | 0 |  | 0 |  | 0 |  | 0 |  | 0 | 0 |  | 0 |  | 0 | 0 | 0 | 0 |  | 0 |  | 0 |  | 0 |  | 0 |  | 0 | 0 | 0 |  | 0 |  | 0 |  | 0 |  | 0 |  | 0 |  | 0 |  | 0 | 0 |  | 0 | 0 |  | 2059 | 0 | ; | 0 | 0 |  | 0 | 0 | 0 | 0 | 0 | 0 | 0 | 0 | 0 |  | 0 | 0 | 0 |  | 0 |  | 0 |  | 0 | 0 |  | 0 |  | 0 |  | 0 | 0 |  | 0 |  | 0 |  | 0 |  | 0 | 0 | 0 | 0 | 0 | 0 | 0 | 0 | 0 | 0 | 0 | 0 | 0 | 0 | 0 | 0 | 0 | 0 | 0 | 0 | 0 | 0 | 0 | 0 | 0 | 0 | 0 | 0 | 0
2060 | 0 |  | 0 |  | 0 |  | 0 | 0 | 0 |  | 11220 | 660 | 1 | 1 Filler; | 0 | 0 |  | 1 Filler; | 2060 | 0 | ; | 0 | 0 | 0 | 0 | 0 | 0 | 0 | 0 | 0 | 0 | 0 | 0 | 0 | 0 | 0 | 0 | 0 | 0 | 0 | 0 | 0 | 0 | 0 | 0 | 0 | 0 |  | 0 |  | 0 |  | 0 |  | 0 | 0 |  | 0 |  | 0 | 0 | 0 | 0 |  | 0 |  | 0 |  | 0 |  | 0 |  | 0 | 0 | 0 |  | 0 |  | 0 |  | 0 |  | 0 |  | 0 |  | 0 |  | 0 | 0 |  | 0 | 0 |  | 2060 | 0 | ; | 0 | 0 |  | 0 | 0 | 0 | 0 | 0 | 0 | 0 | 0 | 0 |  | 0 | 0 | 0 |  | 0 |  | 0 |  | 0 | 0 |  | 0 |  | 0 |  | 0 | 0 |  | 0 |  | 0 |  | 0 |  | 0 | 0 | 0 | 0 | 0 | 0 | 0 | 0 | 0 | 0 | 0 | 0 | 0 | 0 | 0 | 0 | 0 | 0 | 0 | 0 | 0 | 0 | 0 | 0 | 0 | 0 | 0 | 0 | 0
2061 | 0 |  | 0 |  | 0 |  | 0 | 0 | 0 |  | 11880 | 660 | 1 | 1 Filler; | 0 | 0 |  | 1 Filler; | 2061 | 0 | ; | 0 | 0 | 0 | 0 | 0 | 0 | 0 | 0 | 0 | 0 | 0 | 0 | 0 | 0 | 0 | 0 | 0 | 0 | 0 | 0 | 0 | 0 | 0 | 0 | 0 | 0 |  | 0 |  | 0 |  | 0 |  | 0 | 0 |  | 0 |  | 0 | 0 | 0 | 0 |  | 0 |  | 0 |  | 0 |  | 0 |  | 0 | 0 | 0 |  | 0 |  | 0 |  | 0 |  | 0 |  | 0 |  | 0 |  | 0 | 0 |  | 0 | 0 |  | 2061 | 0 | ; | 0 | 0 |  | 0 | 0 | 0 | 0 | 0 | 0 | 0 | 0 | 0 |  | 0 | 0 | 0 |  | 0 |  | 0 |  | 0 | 0 |  | 0 |  | 0 |  | 0 | 0 |  | 0 |  | 0 |  | 0 |  | 0 | 0 | 0 | 0 | 0 | 0 | 0 | 0 | 0 | 0 | 0 | 0 | 0 | 0 | 0 | 0 | 0 | 0 | 0 | 0 | 0 | 0 | 0 | 0 | 0 | 0 | 0 | 0 | 0
2062 | 0 |  | 0 |  | 0 |  | 0 | 0 | 0 |  | 11880 | 0 | 0 |  | 0 | 0 |  |  | 2062 | 0 | ; | 0 | 0 | 0 | 0 | 0 | 0 | 0 | 0 | 0 | 0 | 0 | 0 | 0 | 0 | 0 | 0 | 0 | 0 | 0 | 0 | 0 | 0 | 0 | 0 | 0 | 0 |  | 0 |  | 0 |  | 0 |  | 0 | 0 |  | 0 |  | 0 | 0 | 0 | 0 |  | 0 |  | 0 |  | 0 |  | 0 |  | 0 | 0 | 0 |  | 0 |  | 0 |  | 0 |  | 0 |  | 0 |  | 0 |  | 0 | 0 |  | 0 | 0 |  | 2062 | 0 | ; | 0 | 0 |  | 0 | 0 | 0 | 0 | 0 | 0 | 0 | 0 | 0 |  | 0 | 0 | 0 |  | 0 |  | 0 |  | 0 | 0 |  | 0 |  | 0 |  | 0 | 0 |  | 0 |  | 0 |  | 0 |  | 0 | 0 | 0 | 0 | 0 | 0 | 0 | 0 | 0 | 0 | 0 | 0 | 0 | 0 | 0 | 0 | 0 | 0 | 0 | 0 | 0 | 0 | 0 | 0 | 0 | 0 | 0 | 0 | 0
2063 | 0 |  | 0 |  | 0 |  | 0 | 0 | 0 |  | 12540 | 660 | 1 | 1 Filler; | 0 | 0 |  | 1 Filler; | 2063 | 0 | ; | 0 | 0 | 0 | 0 | 0 | 0 | 0 | 0 | 0 | 0 | 0 | 0 | 0 | 0 | 0 | 0 | 0 | 0 | 0 | 0 | 0 | 0 | 0 | 0 | 0 | 0 |  | 0 |  | 0 |  | 0 |  | 0 | 0 |  | 0 |  | 0 | 0 | 0 | 0 |  | 0 |  | 0 |  | 0 |  | 0 |  | 0 | 0 | 0 |  | 0 |  | 0 |  | 0 |  | 0 |  | 0 |  | 0 |  | 0 | 0 |  | 0 | 0 |  | 2063 | 0 | ; | 0 | 0 |  | 0 | 0 | 0 | 0 | 0 | 0 | 0 | 0 | 0 |  | 0 | 0 | 0 |  | 0 |  | 0 |  | 0 | 0 |  | 0 |  | 0 |  | 0 | 0 |  | 0 |  | 0 |  | 0 |  | 0 | 0 | 0 | 0 | 0 | 0 | 0 | 0 | 0 | 0 | 0 | 0 | 0 | 0 | 0 | 0 | 0 | 0 | 0 | 0 | 0 | 0 | 0 | 0 | 0 | 0 | 0 | 0 | 0
2064 | 0 |  | 0 |  | 0 |  | 0 | 0 | 0 |  | 13860 | 1320 | 2 | 2 Filler; | 0 | 0 |  | 2 Filler; | 2064 | -860 | SL2; | 0 | 0 | 0 | 0 | 0 | 0 | 0 | 0 | 0 | 0 | 0 | 0 | 0 | 0 | 0 | 0 | 0 | 0 | 0 | 0 | 0 | 0 | 0 | 0 | 0 | 0 |  | 0 |  | 0 |  | 860 | SL2; | 0 | 0 |  | 0 |  | 0 | 0 | 0 | 0 |  | 0 |  | 0 |  | 0 |  | 0 |  | 0 | 0 | 0 |  | 0 |  | 0 |  | 0 |  | 0 |  | 0 |  | 0 |  | 0 | 0 |  | 0 | 0 |  | 2064 | 0 | ; | 0 | 0 |  | 0 | 0 | 0 | 0 | 0 | 0 | 0 | 0 | 0 |  | 0 | 0 | 0 |  | 0 |  | 0 |  | 0 | 0 |  | 0 |  | 0 |  | 0 | 0 |  | 0 |  | 0 |  | 0 |  | 0 | 0 | 0 | 0 | 0 | 0 | 0 | 0 | 0 | 0 | 0 | 0 | 0 | 0 | 0 | 0 | 0 | 0 | 0 | 0 | 0 | 0 | 0 | 0 | 0 | 0 | 0 | 0 | 0
2065 | 0 |  | 0 |  | 0 |  | 0 | 0 | 0 |  | 13860 | 0 | 0 |  | 0 | 0 |  |  | 2065 | 0 | ; | 0 | 0 | 0 | 0 | 0 | 0 | 0 | 0 | 0 | 0 | 0 | 0 | 0 | 0 | 0 | 0 | 0 | 0 | 0 | 0 | 0 | 0 | 0 | 0 | 0 | 0 |  | 0 |  | 0 |  | 0 |  | 0 | 0 |  | 0 |  | 0 | 0 | 0 | 0 |  | 0 |  | 0 |  | 0 |  | 0 |  | 0 | 0 | 0 |  | 0 |  | 0 |  | 0 |  | 0 |  | 0 |  | 0 |  | 0 | 0 |  | 0 | 0 |  | 2065 | 0 | ; | 0 | 0 |  | 0 | 0 | 0 | 0 | 0 | 0 | 0 | 0 | 0 |  | 0 | 0 | 0 |  | 0 |  | 0 |  | 0 | 0 |  | 0 |  | 0 |  | 0 | 0 |  | 0 |  | 0 |  | 0 |  | 0 | 0 | 0 | 0 | 0 | 0 | 0 | 0 | 0 | 0 | 0 | 0 | 0 | 0 | 0 | 0 | 0 | 0 | 0 | 0 | 0 | 0 | 0 | 0 | 0 | 0 | 0 | 0 | 0
2066 | 0 |  | 0 |  | 0 |  | 0 | 0 | 0 |  | 14520 | 660 | 1 | 1 Filler; | 0 | 0 |  | 1 Filler; | 2066 | 0 | ; | 0 | 0 | 0 | 0 | 0 | 0 | 0 | 0 | 0 | 0 | 0 | 0 | 0 | 0 | 0 | 0 | 0 | 0 | 0 | 0 | 0 | 0 | 0 | 0 | 0 | 0 |  | 0 |  | 0 |  | 0 |  | 0 | 0 |  | 0 |  | 0 | 0 | 0 | 0 |  | 0 |  | 0 |  | 0 |  | 0 |  | 0 | 0 | 0 |  | 0 |  | 0 |  | 0 |  | 0 |  | 0 |  | 0 |  | 0 | 0 |  | 0 | 0 |  | 2066 | 0 | ; | 0 | 0 |  | 0 | 0 | 0 | 0 | 0 | 0 | 0 | 0 | 0 |  | 0 | 0 | 0 |  | 0 |  | 0 |  | 0 | 0 |  | 0 |  | 0 |  | 0 | 0 |  | 0 |  | 0 |  | 0 |  | 0 | 0 | 0 | 0 | 0 | 0 | 0 | 0 | 0 | 0 | 0 | 0 | 0 | 0 | 0 | 0 | 0 | 0 | 0 | 0 | 0 | 0 | 0 | 0 | 0 | 0 | 0 | 0 | 0
2067 | 0 |  | 0 |  | 0 |  | 0 | 0 | 0 |  | 15180 | 660 | 1 | 1 Filler; | 0 | 0 |  | 1 Filler; | 2067 | 0 | ; | 0 | 0 | 0 | 0 | 0 | 0 | 0 | 0 | 0 | 0 | 0 | 0 | 0 | 0 | 0 | 0 | 0 | 0 | 0 | 0 | 0 | 0 | 0 | 0 | 0 | 0 |  | 0 |  | 0 |  | 0 |  | 0 | 0 |  | 0 |  | 0 | 0 | 0 | 0 |  | 0 |  | 0 |  | 0 |  | 0 |  | 0 | 0 | 0 |  | 0 |  | 0 |  | 0 |  | 0 |  | 0 |  | 0 |  | 0 | 0 |  | 0 | 0 |  | 2067 | 0 | ; | 0 | 0 |  | 0 | 0 | 0 | 0 | 0 | 0 | 0 | 0 | 0 |  | 0 | 0 | 0 |  | 0 |  | 0 |  | 0 | 0 |  | 0 |  | 0 |  | 0 | 0 |  | 0 |  | 0 |  | 0 |  | 0 | 0 | 0 | 0 | 0 | 0 | 0 | 0 | 0 | 0 | 0 | 0 | 0 | 0 | 0 | 0 | 0 | 0 | 0 | 0 | 0 | 0 | 0 | 0 | 0 | 0 | 0 | 0 | 0
2068 | 0 |  | 0 |  | 0 |  | 0 | 0 | 0 |  | 15840 | 660 | 1 | 1 Filler; | 0 | 0 |  | 1 Filler; | 2068 | 0 | ; | 0 | 0 | 0 | 0 | 0 | 0 | 0 | 0 | 0 | 0 | 0 | 0 | 0 | 0 | 0 | 0 | 0 | 0 | 0 | 0 | 0 | 0 | 0 | 0 | 0 | 0 |  | 0 |  | 0 |  | 0 |  | 0 | 0 |  | 0 |  | 0 | 0 | 0 | 0 |  | 0 |  | 0 |  | 0 |  | 0 |  | 0 | 0 | 0 |  | 0 |  | 0 |  | 0 |  | 0 |  | 0 |  | 0 |  | 0 | 0 |  | 0 | 0 |  | 2068 | 0 | ; | 0 | 0 |  | 0 | 0 | 0 | 0 | 0 | 0 | 0 | 0 | 0 |  | 0 | 0 | 0 |  | 0 |  | 0 |  | 0 | 0 |  | 0 |  | 0 |  | 0 | 0 |  | 0 |  | 0 |  | 0 |  | 0 | 0 | 0 | 0 | 0 | 0 | 0 | 0 | 0 | 0 | 0 | 0 | 0 | 0 | 0 | 0 | 0 | 0 | 0 | 0 | 0 | 0 | 0 | 0 | 0 | 0 | 0 | 0 | 0
2069 | 0 |  | 0 |  | 0 |  | 0 | 0 | 0 |  | 15840 | 0 | 0 |  | 0 | 0 |  |  | 2069 | 0 | ; | 0 | 0 | 0 | 0 | 0 | 0 | 0 | 0 | 0 | 0 | 0 | 0 | 0 | 0 | 0 | 0 | 0 | 0 | 0 | 0 | 0 | 0 | 0 | 0 | 0 | 0 |  | 0 |  | 0 |  | 0 |  | 0 | 0 |  | 0 |  | 0 | 0 | 0 | 0 |  | 0 |  | 0 |  | 0 |  | 0 |  | 0 | 0 | 0 |  | 0 |  | 0 |  | 0 |  | 0 |  | 0 |  | 0 |  | 0 | 0 |  | 0 | 0 |  | 2069 | 0 | ; | 0 | 0 |  | 0 | 0 | 0 | 0 | 0 | 0 | 0 | 0 | 0 |  | 0 | 0 | 0 |  | 0 |  | 0 |  | 0 | 0 |  | 0 |  | 0 |  | 0 | 0 |  | 0 |  | 0 |  | 0 |  | 0 | 0 | 0 | 0 | 0 | 0 | 0 | 0 | 0 | 0 | 0 | 0 | 0 | 0 | 0 | 0 | 0 | 0 | 0 | 0 | 0 | 0 | 0 | 0 | 0 | 0 | 0 | 0 | 0
2070 | 0 |  | 0 |  | 0 |  | 0 | 0 | 0 |  | 16500 | 660 | 1 | 1 Filler; | 0 | 0 |  | 1 Filler; | 2070 | 0 | ; | 0 | 0 | 0 | 0 | 0 | 0 | 0 | 0 | 0 | 0 | 0 | 0 | 0 | 0 | 0 | 0 | 0 | 0 | 0 | 0 | 0 | 0 | 0 | 0 | 0 | 0 |  | 0 |  | 0 |  | 0 |  | 0 | 0 |  | 0 |  | 0 | 0 | 0 | 0 |  | 0 |  | 0 |  | 0 |  | 0 |  | 0 | 0 | 0 |  | 0 |  | 0 |  | 0 |  | 0 |  | 0 |  | 0 |  | 0 | 0 |  | 0 | 0 |  | 2070 | 0 | ; | 0 | 0 |  | 0 | 0 | 0 | 0 | 0 | 0 | 0 | 0 | 0 |  | 0 | 0 | 0 |  | 0 |  | 0 |  | 0 | 0 |  | 0 |  | 0 |  | 0 | 0 |  | 0 |  | 0 |  | 0 |  | 0 | 0 | 0 | 0 | 0 | 0 | 0 | 0 | 0 | 0 | 0 | 0 | 0 | 0 | 0 | 0 | 0 | 0 | 0 | 0 | 0 | 0 | 0 | 0 | 0 | 0 | 0 | 0 | 0
2071 | 0 |  | 0 |  | 0 |  | 0 | 0 | 0 |  | 17160 | 660 | 1 | 1 Filler; | 0 | 0 |  | 1 Filler; | 2071 | 0 | ; | 0 | 0 | 0 | 0 | 0 | 0 | 0 | 0 | 0 | 0 | 0 | 0 | 0 | 0 | 0 | 0 | 0 | 0 | 0 | 0 | 0 | 0 | 0 | 0 | 0 | 0 |  | 0 |  | 0 |  | 0 |  | 0 | 0 |  | 0 |  | 0 | 0 | 0 | 0 |  | 0 |  | 0 |  | 0 |  | 0 |  | 0 | 0 | 0 |  | 0 |  | 0 |  | 0 |  | 0 |  | 0 |  | 0 |  | 0 | 0 |  | 0 | 0 |  | 2071 | 0 | ; | 0 | 0 |  | 0 | 0 | 0 | 0 | 0 | 0 | 0 | 0 | 0 |  | 0 | 0 | 0 |  | 0 |  | 0 |  | 0 | 0 |  | 0 |  | 0 |  | 0 | 0 |  | 0 |  | 0 |  | 0 |  | 0 | 0 | 0 | 0 | 0 | 0 | 0 | 0 | 0 | 0 | 0 | 0 | 0 | 0 | 0 | 0 | 0 | 0 | 0 | 0 | 0 | 0 | 0 | 0 | 0 | 0 | 0 | 0 | 0
2072 | 0 |  | 0 |  | 0 |  | 0 | 0 | 0 |  | 17160 | 0 | 0 |  | 0 | 0 |  |  | 2072 | 0 | ; | 0 | 0 | 0 | 0 | 0 | 0 | 0 | 0 | 0 | 0 | 0 | 0 | 0 | 0 | 0 | 0 | 0 | 0 | 0 | 0 | 0 | 0 | 0 | 0 | 0 | 0 |  | 0 |  | 0 |  | 0 |  | 0 | 0 |  | 0 |  | 0 | 0 | 0 | 0 |  | 0 |  | 0 |  | 0 |  | 0 |  | 0 | 0 | 0 |  | 0 |  | 0 |  | 0 |  | 0 |  | 0 |  | 0 |  | 0 | 0 |  | 0 | 0 |  | 2072 | 0 | ; | 0 | 0 |  | 0 | 0 | 0 | 0 | 0 | 0 | 0 | 0 | 0 |  | 0 | 0 | 0 |  | 0 |  | 0 |  | 0 | 0 |  | 0 |  | 0 |  | 0 | 0 |  | 0 |  | 0 |  | 0 |  | 0 | 0 | 0 | 0 | 0 | 0 | 0 | 0 | 0 | 0 | 0 | 0 | 0 | 0 | 0 | 0 | 0 | 0 | 0 | 0 | 0 | 0 | 0 | 0 | 0 | 0 | 0 | 0 | 0
2073 | 0 |  | 0 |  | 0 |  | 0 | 0 | 0 |  | 17160 | 0 | 0 |  | 0 | 0 |  |  | 2073 | 0 | ; | 0 | 0 | 0 | 0 | 0 | 0 | 0 | 0 | 0 | 0 | 0 | 0 | 0 | 0 | 0 | 0 | 0 | 0 | 0 | 0 | 0 | 0 | 0 | 0 | 0 | 0 |  | 0 |  | 0 |  | 0 |  | 0 | 0 |  | 0 |  | 0 | 0 | 0 | 0 |  | 0 |  | 0 |  | 0 |  | 0 |  | 0 | 0 | 0 |  | 0 |  | 0 |  | 0 |  | 0 |  | 0 |  | 0 |  | 0 | 0 |  | 0 | 0 |  | 2073 | 0 | ; | 0 | 0 |  | 0 | 0 | 0 | 0 | 0 | 0 | 0 | 0 | 0 |  | 0 | 0 | 0 |  | 0 |  | 0 |  | 0 | 0 |  | 0 |  | 0 |  | 0 | 0 |  | 0 |  | 0 |  | 0 |  | 0 | 0 | 0 | 0 | 0 | 0 | 0 | 0 | 0 | 0 | 0 | 0 | 0 | 0 | 0 | 0 | 0 | 0 | 0 | 0 | 0 | 0 | 0 | 0 | 0 | 0 | 0 | 0 | 0

## Output 4. EGEAS RM
FPL 000026 | 1. Complete Input 1, 3, and 4 Tabs
20240012-EG | 2. Remove any units from Input 2 that are not "Set/Committed" (Ex. 2019 Unit). In other words, change the
inputs to the large filler units, equalizing filler and small filler to years beyond EGEAS study period
3. Press "Easy Button" on Input 2 tab
RM needed to
match Gen Only need
Forecast
of
Winter
Res.Margins
(%)
| 2024 | 20%
| 2025 | 20%
| 2026 | 20%
| 2027 | 20%
| 2028 | 20%
| 2029 | 20%
| 2030 | 20%
| 2031 | 20%
| 2032 | 20%
| 2033 | 20%
| 2034 | 20%
| 2035 | 20%
| 2036 | 20%
| 2037 | 20%
| 2038 | 20%
| 2039 | 20%
| 2040 | 20%
| 2041 | 20%
| 2042 | 20%
| 2043 | 20%
| 2044 | 20%
| 2045 | 20%
| 2046 | 20%
| 2047 | 20%
| 2048 | 20%
| 2049 | 20%
| 2050 | 20%
| 2051 | 20%
| 2052 | 20%
| 2053 | 20%
| 2054 | 20%
| 2055 | 20%
| 2056 | 20%
| 2057 | 20%
| 2058 | 20%
| 2059 | 20%
| 2060 | 20%
| 2061 | 20%
| 2062 | 20%
| 2063 | 20%
| 2064 | 20%
| 2065 | 20%
| 2066 | 20%
| 2067 | 20%
| 2068 | 20%
| 2069 | 20%
| 2070 | 20%
| 2071 | 20%
| 2072 | 20%
| 2073 | 20%