## With CO2
FPL 002600 | [18 empty] | Filename: 2024 Goals - IND Results v2 wBreakouts - wTES adj - 12 06 2023.xlsx
20240012-EG | [18 empty] | Page 1 of 2
Industrial Measures - Batch Run Results
Includes NPV of Measure Benefits and Costs (2023-2082)
Avoided Unit: 2033 Combined Cycle
Fuel Forecast: 9/1/23 Fuel
With CO2 Compliance Costs
[6 empty] | Total | Energy | Adj. | Demand |  | Adj. |  | Adj. | [5 empty] | Maximum Incentive
[8 empty] | For TES |  |  | For TES |  | For TES
|  | Avoided gen | Avoided |  | Env / | E-RIM / | Charge | Energy | Charge | Total | Total |  |  | Part. | Total |  | Savings in |  | that does not violate
|  | Unit $ & Fuel | T&D | Revenue | Other | E-TRC | Revenue | Revenue | Revenue | E-RIM | E-RIM |  |  | Equipment | E-TRC |  | Participant |  | 2-Years Payback
|  | Benefits | Benefits | Gains | Benefits | Benefits | Loss | Loss | Loss | Costs | Costs | RIM | RIM | Cost | Costs | TRC | Bills | Years | one-time incentive payment
|  | (000$) | (000$) |  | (000$) | (000$) | (000$) | (000$) | (000$) | (000$) | (000$) | Ratio | Ratio | (000$) | (000$) | Ratio | (000$) | To Payback | (Nominal $) | Measure Name | Segment | Vintage
1 | IagTgsd101 | 33164.3952 | 7334.8229 | 0 | 4394.6034 | 44893.8215 | 44867.3405 | 44867.3405 | 18458.4062 | 63325.7468 | 63325.7468 | 0.70893 | 0.70893 | 7480.5952 | 7480.5952 | 6.0014 | 72515.4437 | 1.1039 | -694.3371 | Compressed Air Desiccant Dryer | Agriculture and Assembly | Turnover
2 | IagNgsd101 | 33164.3952 | 7334.8229 | 0 | 4394.6034 | 44893.8215 | 44867.3405 | 44867.3405 | 18458.4062 | 63325.7468 | 63325.7468 | 0.70893 | 0.70893 | 7480.5952 | 7480.5952 | 6.0014 | 72515.4437 | 1.1039 | -694.3371 | Compressed Air Desiccant Dryer | Agriculture and Assembly | New
3 | IchTgsd101 | 33164.3952 | 7334.8229 | 0 | 4394.6034 | 44893.8215 | 44867.3405 | 44867.3405 | 18458.4062 | 63325.7468 | 63325.7468 | 0.70893 | 0.70893 | 7480.5952 | 7480.5952 | 6.0014 | 72515.4437 | 1.1039 | -694.3371 | Compressed Air Desiccant Dryer | Chemicals and Plastics | Turnover
4 | IchNgsd101 | 33164.3952 | 7334.8229 | 0 | 4394.6034 | 44893.8215 | 44867.3405 | 44867.3405 | 18458.4062 | 63325.7468 | 63325.7468 | 0.70893 | 0.70893 | 7480.5952 | 7480.5952 | 6.0014 | 72515.4437 | 1.1039 | -694.3371 | Compressed Air Desiccant Dryer | Chemicals and Plastics | New
5 | IcoTgsd101 | 33164.3952 | 7334.8229 | 0 | 4394.6034 | 44893.8215 | 44867.3405 | 44867.3405 | 18458.4062 | 63325.7468 | 63325.7468 | 0.70893 | 0.70893 | 7480.5952 | 7480.5952 | 6.0014 | 72515.4437 | 1.1039 | -694.3371 | Compressed Air Desiccant Dryer | Construction | Turnover
6 | IcoNgsd101 | 33164.3952 | 7334.8229 | 0 | 4394.6034 | 44893.8215 | 44867.3405 | 44867.3405 | 18458.4062 | 63325.7468 | 63325.7468 | 0.70893 | 0.70893 | 7480.5952 | 7480.5952 | 6.0014 | 72515.4437 | 1.1039 | -694.3371 | Compressed Air Desiccant Dryer | Construction | New
7 | IelTgsd101 | 33164.3952 | 7334.8229 | 0 | 4394.6034 | 44893.8215 | 44867.3405 | 44867.3405 | 18458.4062 | 63325.7468 | 63325.7468 | 0.70893 | 0.70893 | 7480.5952 | 7480.5952 | 6.0014 | 72515.4437 | 1.1039 | -694.3371 | Compressed Air Desiccant Dryer | Electrical and Electronic Equip. | Turnover
8 | IelNgsd101 | 33164.3952 | 7334.8229 | 0 | 4394.6034 | 44893.8215 | 44867.3405 | 44867.3405 | 18458.4062 | 63325.7468 | 63325.7468 | 0.70893 | 0.70893 | 7480.5952 | 7480.5952 | 6.0014 | 72515.4437 | 1.1039 | -694.3371 | Compressed Air Desiccant Dryer | Electrical and Electronic Equip. | New
9 | IluTgsd101 | 33164.3952 | 7334.8229 | 0 | 4394.6034 | 44893.8215 | 44867.3405 | 44867.3405 | 18458.4062 | 63325.7468 | 63325.7468 | 0.70893 | 0.70893 | 7778.9641 | 7778.9641 | 5.7712 | 72515.4437 | 1.148 | -665.9174 | Compressed Air Desiccant Dryer | Lumber/Furniture/Pulp/Paper | Turnover
10 | IluNgsd101 | 33164.3952 | 7334.8229 | 0 | 4394.6034 | 44893.8215 | 44867.3405 | 44867.3405 | 18458.4062 | 63325.7468 | 63325.7468 | 0.70893 | 0.70893 | 7778.9641 | 7778.9641 | 5.7712 | 72515.4437 | 1.148 | -665.9174 | Compressed Air Desiccant Dryer | Lumber/Furniture/Pulp/Paper | New
11 | ImeTgsd101 | 33164.3952 | 7334.8229 | 0 | 4394.6034 | 44893.8215 | 44867.3405 | 44867.3405 | 18458.4062 | 63325.7468 | 63325.7468 | 0.70893 | 0.70893 | 7480.5952 | 7480.5952 | 6.0014 | 72515.4437 | 1.1039 | -694.3371 | Compressed Air Desiccant Dryer | Metal Products and Machinery | Turnover
12 | ImeNgsd101 | 33164.3952 | 7334.8229 | 0 | 4394.6034 | 44893.8215 | 44867.3405 | 44867.3405 | 18458.4062 | 63325.7468 | 63325.7468 | 0.70893 | 0.70893 | 7480.5952 | 7480.5952 | 6.0014 | 72515.4437 | 1.1039 | -694.3371 | Compressed Air Desiccant Dryer | Metal Products and Machinery | New
13 | ImiTgsd101 | 33164.3952 | 7334.8229 | 0 | 4394.6034 | 44893.8215 | 44867.3405 | 44867.3405 | 18458.4062 | 63325.7468 | 63325.7468 | 0.70893 | 0.70893 | 7597.4782 | 7597.4782 | 5.909 | 72515.4437 | 1.1212 | -683.2039 | Compressed Air Desiccant Dryer | Miscellaneous Manufacturing | Turnover
14 | ImiNgsd101 | 33164.3952 | 7334.8229 | 0 | 4394.6034 | 44893.8215 | 44867.3405 | 44867.3405 | 18458.4062 | 63325.7468 | 63325.7468 | 0.70893 | 0.70893 | 7597.4782 | 7597.4782 | 5.909 | 72515.4437 | 1.1212 | -683.2039 | Compressed Air Desiccant Dryer | Miscellaneous Manufacturing | New
15 | IprTgsd101 | 33164.3952 | 7334.8229 | 0 | 4394.6034 | 44893.8215 | 44867.3405 | 44867.3405 | 18458.4062 | 63325.7468 | 63325.7468 | 0.70893 | 0.70893 | 7480.5952 | 7480.5952 | 6.0014 | 72515.4437 | 1.1039 | -694.3371 | Compressed Air Desiccant Dryer | Primary Resources Industries | Turnover
16 | IprNgsd101 | 33164.3952 | 7334.8229 | 0 | 4394.6034 | 44893.8215 | 44867.3405 | 44867.3405 | 18458.4062 | 63325.7468 | 63325.7468 | 0.70893 | 0.70893 | 7480.5952 | 7480.5952 | 6.0014 | 72515.4437 | 1.1039 | -694.3371 | Compressed Air Desiccant Dryer | Primary Resources Industries | New
17 | IstTgsd101 | 33164.3952 | 7334.8229 | 0 | 4394.6034 | 44893.8215 | 44867.3405 | 44867.3405 | 18458.4062 | 63325.7468 | 63325.7468 | 0.70893 | 0.70893 | 7480.5952 | 7480.5952 | 6.0014 | 72515.4437 | 1.1039 | -694.3371 | Compressed Air Desiccant Dryer | Stone/Clay/Glass/Concrete | Turnover
18 | IstNgsd101 | 33164.3952 | 7334.8229 | 0 | 4394.6034 | 44893.8215 | 44867.3405 | 44867.3405 | 18458.4062 | 63325.7468 | 63325.7468 | 0.70893 | 0.70893 | 7480.5952 | 7480.5952 | 6.0014 | 72515.4437 | 1.1039 | -694.3371 | Compressed Air Desiccant Dryer | Stone/Clay/Glass/Concrete | New
19 | IteTgsd101 | 33164.3952 | 7334.8229 | 0 | 4394.6034 | 44893.8215 | 44867.3405 | 44867.3405 | 18458.4062 | 63325.7468 | 63325.7468 | 0.70893 | 0.70893 | 7480.5952 | 7480.5952 | 6.0014 | 72515.4437 | 1.1039 | -694.3371 | Compressed Air Desiccant Dryer | Textiles and Leather | Turnover
20 | IteNgsd101 | 33164.3952 | 7334.8229 | 0 | 4394.6034 | 44893.8215 | 44867.3405 | 44867.3405 | 18458.4062 | 63325.7468 | 63325.7468 | 0.70893 | 0.70893 | 7480.5952 | 7480.5952 | 6.0014 | 72515.4437 | 1.1039 | -694.3371 | Compressed Air Desiccant Dryer | Textiles and Leather | New
21 | ItrTgsd101 | 33164.3952 | 7334.8229 | 0 | 4394.6034 | 44893.8215 | 44867.3405 | 44867.3405 | 18458.4062 | 63325.7468 | 63325.7468 | 0.70893 | 0.70893 | 7718.0719 | 7718.0719 | 5.8167 | 72515.4437 | 1.139 | -671.7174 | Compressed Air Desiccant Dryer | Transportation Equipment | Turnover
22 | ItrNgsd101 | 33164.3952 | 7334.8229 | 0 | 4394.6034 | 44893.8215 | 44867.3405 | 44867.3405 | 18458.4062 | 63325.7468 | 63325.7468 | 0.70893 | 0.70893 | 7718.0719 | 7718.0719 | 5.8167 | 72515.4437 | 1.139 | -671.7174 | Compressed Air Desiccant Dryer | Transportation Equipment | New
23 | IwaTgsd101 | 33164.3952 | 7334.8229 | 0 | 4394.6034 | 44893.8215 | 44867.3405 | 44867.3405 | 18458.4062 | 63325.7468 | 63325.7468 | 0.70893 | 0.70893 | 7480.5952 | 7480.5952 | 6.0014 | 72515.4437 | 1.1039 | -694.3371 | Compressed Air Desiccant Dryer | Water and Wastewater | Turnover
24 | IwaNgsd101 | 33164.3952 | 7334.8229 | 0 | 4394.6034 | 44893.8215 | 44867.3405 | 44867.3405 | 18458.4062 | 63325.7468 | 63325.7468 | 0.70893 | 0.70893 | 7480.5952 | 7480.5952 | 6.0014 | 72515.4437 | 1.1039 | -694.3371 | Compressed Air Desiccant Dryer | Water and Wastewater | New
25 | IagEgsd102 | 33164.3952 | 7334.8229 | 0 | 4394.6034 | 44893.8215 | 44867.3405 | 44867.3405 | 18458.4062 | 63325.7468 | 63325.7468 | 0.70893 | 0.70893 | 18401.4076 | 18401.4076 | 2.4397 | 72515.4437 | 2.0377 | -91.6587 | Compressed Air No-Loss Condensate Drains | Agriculture and Assembly | Existing
26 | IagNgsd102 | 33164.3952 | 7334.8229 | 0 | 4394.6034 | 44893.8215 | 44867.3405 | 44867.3405 | 18458.4062 | 63325.7468 | 63325.7468 | 0.70893 | 0.70893 | 18401.4076 | 18401.4076 | 2.4397 | 72515.4437 | 2.0377 | -91.6587 | Compressed Air No-Loss Condensate Drains | Agriculture and Assembly | New
27 | IchEgsd102 | 33164.3952 | 7334.8229 | 0 | 4394.6034 | 44893.8215 | 44867.3405 | 44867.3405 | 18458.4062 | 63325.7468 | 63325.7468 | 0.70893 | 0.70893 | 18401.4076 | 18401.4076 | 2.4397 | 72515.4437 | 2.0377 | -91.6587 | Compressed Air No-Loss Condensate Drains | Chemicals and Plastics | Existing
28 | IchNgsd102 | 33164.3952 | 7334.8229 | 0 | 4394.6034 | 44893.8215 | 44867.3405 | 44867.3405 | 18458.4062 | 63325.7468 | 63325.7468 | 0.70893 | 0.70893 | 18401.4076 | 18401.4076 | 2.4397 | 72515.4437 | 2.0377 | -91.6587 | Compressed Air No-Loss Condensate Drains | Chemicals and Plastics | New
29 | IcoEgsd102 | 33164.3952 | 7334.8229 | 0 | 4394.6034 | 44893.8215 | 44867.3405 | 44867.3405 | 18458.4062 | 63325.7468 | 63325.7468 | 0.70893 | 0.70893 | 18401.4076 | 18401.4076 | 2.4397 | 72515.4437 | 2.0377 | -91.6587 | Compressed Air No-Loss Condensate Drains | Construction | Existing
30 | IcoNgsd102 | 33164.3952 | 7334.8229 | 0 | 4394.6034 | 44893.8215 | 44867.3405 | 44867.3405 | 18458.4062 | 63325.7468 | 63325.7468 | 0.70893 | 0.70893 | 18401.4076 | 18401.4076 | 2.4397 | 72515.4437 | 2.0377 | -91.6587 | Compressed Air No-Loss Condensate Drains | Construction | New
31 | IelEgsd102 | 33164.3952 | 7334.8229 | 0 | 4394.6034 | 44893.8215 | 44867.3405 | 44867.3405 | 18458.4062 | 63325.7468 | 63325.7468 | 0.70893 | 0.70893 | 18401.4076 | 18401.4076 | 2.4397 | 72515.4437 | 2.0377 | -91.6587 | Compressed Air No-Loss Condensate Drains | Electrical and Electronic Equip. | Existing
32 | IelNgsd102 | 33164.3952 | 7334.8229 | 0 | 4394.6034 | 44893.8215 | 44867.3405 | 44867.3405 | 18458.4062 | 63325.7468 | 63325.7468 | 0.70893 | 0.70893 | 18401.4076 | 18401.4076 | 2.4397 | 72515.4437 | 2.0377 | -91.6587 | Compressed Air No-Loss Condensate Drains | Electrical and Electronic Equip. | New
33 | IluEgsd102 | 33164.3952 | 7334.8229 | 0 | 4394.6034 | 44893.8215 | 44867.3405 | 44867.3405 | 18458.4062 | 63325.7468 | 63325.7468 | 0.70893 | 0.70893 | 19135.4676 | 19135.4676 | 2.3461 | 72515.4437 | 2.119 | -39.193 | Compressed Air No-Loss Condensate Drains | Lumber/Furniture/Pulp/Paper | Existing
34 | IluNgsd102 | 33164.3952 | 7334.8229 | 0 | 4394.6034 | 44893.8215 | 44867.3405 | 44867.3405 | 18458.4062 | 63325.7468 | 63325.7468 | 0.70893 | 0.70893 | 19135.4676 | 19135.4676 | 2.3461 | 72515.4437 | 2.119 | -39.193 | Compressed Air No-Loss Condensate Drains | Lumber/Furniture/Pulp/Paper | New
35 | ImeEgsd102 | 33164.3952 | 7334.8229 | 0 | 4394.6034 | 44893.8215 | 44867.3405 | 44867.3405 | 18458.4062 | 63325.7468 | 63325.7468 | 0.70893 | 0.70893 | 18401.4076 | 18401.4076 | 2.4397 | 72515.4437 | 2.0377 | -91.6587 | Compressed Air No-Loss Condensate Drains | Metal Products and Machinery | Existing
36 | ImeNgsd102 | 33164.3952 | 7334.8229 | 0 | 4394.6034 | 44893.8215 | 44867.3405 | 44867.3405 | 18458.4062 | 63325.7468 | 63325.7468 | 0.70893 | 0.70893 | 18401.4076 | 18401.4076 | 2.4397 | 72515.4437 | 2.0377 | -91.6587 | Compressed Air No-Loss Condensate Drains | Metal Products and Machinery | New
37 | ImiEgsd102 | 33164.3952 | 7334.8229 | 0 | 4394.6034 | 44893.8215 | 44867.3405 | 44867.3405 | 18458.4062 | 63325.7468 | 63325.7468 | 0.70893 | 0.70893 | 18689.016 | 18689.016 | 2.4022 | 72515.4437 | 2.0695 | -71.1024 | Compressed Air No-Loss Condensate Drains | Miscellaneous Manufacturing | Existing
38 | ImiNgsd102 | 33164.3952 | 7334.8229 | 0 | 4394.6034 | 44893.8215 | 44867.3405 | 44867.3405 | 18458.4062 | 63325.7468 | 63325.7468 | 0.70893 | 0.70893 | 18689.016 | 18689.016 | 2.4022 | 72515.4437 | 2.0695 | -71.1024 | Compressed Air No-Loss Condensate Drains | Miscellaneous Manufacturing | New
39 | IprEgsd102 | 33164.3952 | 7334.8229 | 0 | 4394.6034 | 44893.8215 | 44867.3405 | 44867.3405 | 18458.4062 | 63325.7468 | 63325.7468 | 0.70893 | 0.70893 | 18401.4076 | 18401.4076 | 2.4397 | 72515.4437 | 2.0377 | -91.6587 | Compressed Air No-Loss Condensate Drains | Primary Resources Industries | Existing
40 | IprNgsd102 | 33164.3952 | 7334.8229 | 0 | 4394.6034 | 44893.8215 | 44867.3405 | 44867.3405 | 18458.4062 | 63325.7468 | 63325.7468 | 0.70893 | 0.70893 | 18401.4076 | 18401.4076 | 2.4397 | 72515.4437 | 2.0377 | -91.6587 | Compressed Air No-Loss Condensate Drains | Primary Resources Industries | New
41 | IstEgsd102 | 33164.3952 | 7334.8229 | 0 | 4394.6034 | 44893.8215 | 44867.3405 | 44867.3405 | 18458.4062 | 63325.7468 | 63325.7468 | 0.70893 | 0.70893 | 18401.4076 | 18401.4076 | 2.4397 | 72515.4437 | 2.0377 | -91.6587 | Compressed Air No-Loss Condensate Drains | Stone/Clay/Glass/Concrete | Existing
42 | IstNgsd102 | 33164.3952 | 7334.8229 | 0 | 4394.6034 | 44893.8215 | 44867.3405 | 44867.3405 | 18458.4062 | 63325.7468 | 63325.7468 | 0.70893 | 0.70893 | 18401.4076 | 18401.4076 | 2.4397 | 72515.4437 | 2.0377 | -91.6587 | Compressed Air No-Loss Condensate Drains | Stone/Clay/Glass/Concrete | New
43 | IteEgsd102 | 33164.3952 | 7334.8229 | 0 | 4394.6034 | 44893.8215 | 44867.3405 | 44867.3405 | 18458.4062 | 63325.7468 | 63325.7468 | 0.70893 | 0.70893 | 18401.4076 | 18401.4076 | 2.4397 | 72515.4437 | 2.0377 | -91.6587 | Compressed Air No-Loss Condensate Drains | Textiles and Leather | Existing
44 | IteNgsd102 | 33164.3952 | 7334.8229 | 0 | 4394.6034 | 44893.8215 | 44867.3405 | 44867.3405 | 18458.4062 | 63325.7468 | 63325.7468 | 0.70893 | 0.70893 | 18401.4076 | 18401.4076 | 2.4397 | 72515.4437 | 2.0377 | -91.6587 | Compressed Air No-Loss Condensate Drains | Textiles and Leather | New
45 | ItrEgsd102 | 33164.3952 | 7334.8229 | 0 | 4394.6034 | 44893.8215 | 44867.3405 | 44867.3405 | 18458.4062 | 63325.7468 | 63325.7468 | 0.70893 | 0.70893 | 18985.6285 | 18985.6285 | 2.3646 | 72515.4437 | 2.1024 | -49.9026 | Compressed Air No-Loss Condensate Drains | Transportation Equipment | Existing
46 | ItrNgsd102 | 33164.3952 | 7334.8229 | 0 | 4394.6034 | 44893.8215 | 44867.3405 | 44867.3405 | 18458.4062 | 63325.7468 | 63325.7468 | 0.70893 | 0.70893 | 18985.6285 | 18985.6285 | 2.3646 | 72515.4437 | 2.1024 | -49.9026 | Compressed Air No-Loss Condensate Drains | Transportation Equipment | New
47 | IwaEgsd102 | 33164.3952 | 7334.8229 | 0 | 4394.6034 | 44893.8215 | 44867.3405 | 44867.3405 | 18458.4062 | 63325.7468 | 63325.7468 | 0.70893 | 0.70893 | 18401.4076 | 18401.4076 | 2.4397 | 72515.4437 | 2.0377 | -91.6587 | Compressed Air No-Loss Condensate Drains | Water and Wastewater | Existing
48 | IwaNgsd102 | 33164.3952 | 7334.8229 | 0 | 4394.6034 | 44893.8215 | 44867.3405 | 44867.3405 | 18458.4062 | 63325.7468 | 63325.7468 | 0.70893 | 0.70893 | 18401.4076 | 18401.4076 | 2.4397 | 72515.4437 | 2.0377 | -91.6587 | Compressed Air No-Loss Condensate Drains | Water and Wastewater | New
49 | IagEgsd103 | 33235.2382 | 7340.0349 | 0 | 4406.1623 | 44981.4354 | 44974.3125 | 44974.3125 | 18458.4062 | 63432.7188 | 63432.7188 | 0.70912 | 0.70912 | 8518.1255 | 8518.1255 | 5.2807 | 72644.3257 | 0.9416 | -800.597 | Compressed Air Storage Tank | Agriculture and Assembly | Existing
50 | IagNgsd103 | 33235.2382 | 7340.0349 | 0 | 4406.1623 | 44981.4354 | 44974.3125 | 44974.3125 | 18458.4062 | 63432.7188 | 63432.7188 | 0.70912 | 0.70912 | 8518.1255 | 8518.1255 | 5.2807 | 72644.3257 | 0.9416 | -800.597 | Compressed Air Storage Tank | Agriculture and Assembly | New
51 | IchEgsd103 | 33235.2382 | 7340.0349 | 0 | 4406.1623 | 44981.4354 | 44974.3125 | 44974.3125 | 18458.4062 | 63432.7188 | 63432.7188 | 0.70912 | 0.70912 | 8518.1255 | 8518.1255 | 5.2807 | 72644.3257 | 0.9416 | -800.597 | Compressed Air Storage Tank | Chemicals and Plastics | Existing
52 | IchNgsd103 | 33235.2382 | 7340.0349 | 0 | 4406.1623 | 44981.4354 | 44974.3125 | 44974.3125 | 18458.4062 | 63432.7188 | 63432.7188 | 0.70912 | 0.70912 | 8518.1255 | 8518.1255 | 5.2807 | 72644.3257 | 0.9416 | -800.597 | Compressed Air Storage Tank | Chemicals and Plastics | New
53 | IcoEgsd103 | 33235.2382 | 7340.0349 | 0 | 4406.1623 | 44981.4354 | 44974.3125 | 44974.3125 | 18458.4062 | 63432.7188 | 63432.7188 | 0.70912 | 0.70912 | 8518.1255 | 8518.1255 | 5.2807 | 72644.3257 | 0.9416 | -800.597 | Compressed Air Storage Tank | Construction | Existing
54 | IcoNgsd103 | 33235.2382 | 7340.0349 | 0 | 4406.1623 | 44981.4354 | 44974.3125 | 44974.3125 | 18458.4062 | 63432.7188 | 63432.7188 | 0.70912 | 0.70912 | 8518.1255 | 8518.1255 | 5.2807 | 72644.3257 | 0.9416 | -800.597 | Compressed Air Storage Tank | Construction | New
55 | IelEgsd103 | 33235.2382 | 7340.0349 | 0 | 4406.1623 | 44981.4354 | 44974.3125 | 44974.3125 | 18458.4062 | 63432.7188 | 63432.7188 | 0.70912 | 0.70912 | 8518.1255 | 8518.1255 | 5.2807 | 72644.3257 | 0.9416 | -800.597 | Compressed Air Storage Tank | Electrical and Electronic Equip. | Existing
56 | IelNgsd103 | 33235.2382 | 7340.0349 | 0 | 4406.1623 | 44981.4354 | 44974.3125 | 44974.3125 | 18458.4062 | 63432.7188 | 63432.7188 | 0.70912 | 0.70912 | 8518.1255 | 8518.1255 | 5.2807 | 72644.3257 | 0.9416 | -800.597 | Compressed Air Storage Tank | Electrical and Electronic Equip. | New
57 | IluEgsd103 | 33235.2382 | 7340.0349 | 0 | 4406.1623 | 44981.4354 | 44974.3125 | 44974.3125 | 18458.4062 | 63432.7188 | 63432.7188 | 0.70912 | 0.70912 | 8858.8561 | 8858.8561 | 5.0776 | 72644.3257 | 0.97926 | -776.2439 | Compressed Air Storage Tank | Lumber/Furniture/Pulp/Paper | Existing
58 | IluNgsd103 | 33235.2382 | 7340.0349 | 0 | 4406.1623 | 44981.4354 | 44974.3125 | 44974.3125 | 18458.4062 | 63432.7188 | 63432.7188 | 0.70912 | 0.70912 | 8858.8561 | 8858.8561 | 5.0776 | 72644.3257 | 0.97926 | -776.2439 | Compressed Air Storage Tank | Lumber/Furniture/Pulp/Paper | New
59 | ImeEgsd103 | 33235.2382 | 7340.0349 | 0 | 4406.1623 | 44981.4354 | 44974.3125 | 44974.3125 | 18458.4062 | 63432.7188 | 63432.7188 | 0.70912 | 0.70912 | 8518.1255 | 8518.1255 | 5.2807 | 72644.3257 | 0.9416 | -800.597 | Compressed Air Storage Tank | Metal Products and Machinery | Existing
60 | ImeNgsd103 | 33235.2382 | 7340.0349 | 0 | 4406.1623 | 44981.4354 | 44974.3125 | 44974.3125 | 18458.4062 | 63432.7188 | 63432.7188 | 0.70912 | 0.70912 | 8518.1255 | 8518.1255 | 5.2807 | 72644.3257 | 0.9416 | -800.597 | Compressed Air Storage Tank | Metal Products and Machinery | New
61 | ImiEgsd103 | 33235.2382 | 7340.0349 | 0 | 4406.1623 | 44981.4354 | 44974.3125 | 44974.3125 | 18458.4062 | 63432.7188 | 63432.7188 | 0.70912 | 0.70912 | 8651.2458 | 8651.2458 | 5.1994 | 72644.3257 | 0.95631 | -791.0825 | Compressed Air Storage Tank | Miscellaneous Manufacturing | Existing
62 | ImiNgsd103 | 33235.2382 | 7340.0349 | 0 | 4406.1623 | 44981.4354 | 44974.3125 | 44974.3125 | 18458.4062 | 63432.7188 | 63432.7188 | 0.70912 | 0.70912 | 8651.2458 | 8651.2458 | 5.1994 | 72644.3257 | 0.95631 | -791.0825 | Compressed Air Storage Tank | Miscellaneous Manufacturing | New
63 | IprEgsd103 | 33235.2382 | 7340.0349 | 0 | 4406.1623 | 44981.4354 | 44974.3125 | 44974.3125 | 18458.4062 | 63432.7188 | 63432.7188 | 0.70912 | 0.70912 | 8518.1255 | 8518.1255 | 5.2807 | 72644.3257 | 0.9416 | -800.597 | Compressed Air Storage Tank | Primary Resources Industries | Existing
64 | IprNgsd103 | 33235.2382 | 7340.0349 | 0 | 4406.1623 | 44981.4354 | 44974.3125 | 44974.3125 | 18458.4062 | 63432.7188 | 63432.7188 | 0.70912 | 0.70912 | 8518.1255 | 8518.1255 | 5.2807 | 72644.3257 | 0.9416 | -800.597 | Compressed Air Storage Tank | Primary Resources Industries | New
65 | IstEgsd103 | 33235.2382 | 7340.0349 | 0 | 4406.1623 | 44981.4354 | 44974.3125 | 44974.3125 | 18458.4062 | 63432.7188 | 63432.7188 | 0.70912 | 0.70912 | 8518.1255 | 8518.1255 | 5.2807 | 72644.3257 | 0.9416 | -800.597 | Compressed Air Storage Tank | Stone/Clay/Glass/Concrete | Existing
66 | IstNgsd103 | 33235.2382 | 7340.0349 | 0 | 4406.1623 | 44981.4354 | 44974.3125 | 44974.3125 | 18458.4062 | 63432.7188 | 63432.7188 | 0.70912 | 0.70912 | 8518.1255 | 8518.1255 | 5.2807 | 72644.3257 | 0.9416 | -800.597 | Compressed Air Storage Tank | Stone/Clay/Glass/Concrete | New
67 | IteEgsd103 | 33235.2382 | 7340.0349 | 0 | 4406.1623 | 44981.4354 | 44974.3125 | 44974.3125 | 18458.4062 | 63432.7188 | 63432.7188 | 0.70912 | 0.70912 | 8518.1255 | 8518.1255 | 5.2807 | 72644.3257 | 0.9416 | -800.597 | Compressed Air Storage Tank | Textiles and Leather | Existing
68 | IteNgsd103 | 33235.2382 | 7340.0349 | 0 | 4406.1623 | 44981.4354 | 44974.3125 | 44974.3125 | 18458.4062 | 63432.7188 | 63432.7188 | 0.70912 | 0.70912 | 8518.1255 | 8518.1255 | 5.2807 | 72644.3257 | 0.9416 | -800.597 | Compressed Air Storage Tank | Textiles and Leather | New
69 | ItrEgsd103 | 33235.2382 | 7340.0349 | 0 | 4406.1623 | 44981.4354 | 44974.3125 | 44974.3125 | 18458.4062 | 63432.7188 | 63432.7188 | 0.70912 | 0.70912 | 8788.5599 | 8788.5599 | 5.1182 | 72644.3257 | 0.97149 | -781.2682 | Compressed Air Storage Tank | Transportation Equipment | Existing
70 | ItrNgsd103 | 33235.2382 | 7340.0349 | 0 | 4406.1623 | 44981.4354 | 44974.3125 | 44974.3125 | 18458.4062 | 63432.7188 | 63432.7188 | 0.70912 | 0.70912 | 8788.5599 | 8788.5599 | 5.1182 | 72644.3257 | 0.97149 | -781.2682 | Compressed Air Storage Tank | Transportation Equipment | New
71 | IwaEgsd103 | 33164.3952 | 7334.8229 | 0 | 4394.6034 | 44893.8215 | 44867.3405 | 44867.3405 | 18458.4062 | 63325.7468 | 63325.7468 | 0.70893 | 0.70893 | 8497.8653 | 8497.8653 | 5.283 | 72515.4437 | 0.94101 | -799.4959 | Compressed Air Storage Tank | Water and Wastewater | Existing
72 | IwaNgsd103 | 33164.3952 | 7334.8229 | 0 | 4394.6034 | 44893.8215 | 44867.3405 | 44867.3405 | 18458.4062 | 63325.7468 | 63325.7468 | 0.70893 | 0.70893 | 8497.8653 | 8497.8653 | 5.283 | 72515.4437 | 0.94101 | -799.4959 | Compressed Air Storage Tank | Water and Wastewater | New
73 | IagEgsd104 | 33235.2382 | 7340.0349 | 0 | 4406.1623 | 44981.4354 | 44974.3125 | 44974.3125 | 18458.4062 | 63432.7188 | 63432.7188 | 0.70912 | 0.70912 | 1091.8916 | 1091.8916 | 41.1959 | 72644.3257 | 0.16085 | -1305.4113 | Efficient Compressed Air Nozzles | Agriculture and Assembly | Existing
74 | IagNgsd104 | 33235.2382 | 7340.0349 | 0 | 4406.1623 | 44981.4354 | 44974.3125 | 44974.3125 | 18458.4062 | 63432.7188 | 63432.7188 | 0.70912 | 0.70912 | 1091.8916 | 1091.8916 | 41.1959 | 72644.3257 | 0.16085 | -1305.4113 | Efficient Compressed Air Nozzles | Agriculture and Assembly | New
75 | IchEgsd104 | 33235.2382 | 7340.0349 | 0 | 4406.1623 | 44981.4354 | 44974.3125 | 44974.3125 | 18458.4062 | 63432.7188 | 63432.7188 | 0.70912 | 0.70912 | 1091.8916 | 1091.8916 | 41.1959 | 72644.3257 | 0.16085 | -1305.4113 | Efficient Compressed Air Nozzles | Chemicals and Plastics | Existing
76 | IchNgsd104 | 33235.2382 | 7340.0349 | 0 | 4406.1623 | 44981.4354 | 44974.3125 | 44974.3125 | 18458.4062 | 63432.7188 | 63432.7188 | 0.70912 | 0.70912 | 1091.8916 | 1091.8916 | 41.1959 | 72644.3257 | 0.16085 | -1305.4113 | Efficient Compressed Air Nozzles | Chemicals and Plastics | New
77 | IcoEgsd104 | 33235.2382 | 7340.0349 | 0 | 4406.1623 | 44981.4354 | 44974.3125 | 44974.3125 | 18458.4062 | 63432.7188 | 63432.7188 | 0.70912 | 0.70912 | 1613.6999 | 1613.6999 | 27.8747 | 72644.3257 | 0.23772 | -1255.709 | Efficient Compressed Air Nozzles | Construction | Existing
78 | IcoNgsd104 | 33235.2382 | 7340.0349 | 0 | 4406.1623 | 44981.4354 | 44974.3125 | 44974.3125 | 18458.4062 | 63432.7188 | 63432.7188 | 0.70912 | 0.70912 | 1613.6999 | 1613.6999 | 27.8747 | 72644.3257 | 0.23772 | -1255.709 | Efficient Compressed Air Nozzles | Construction | New
79 | IelEgsd104 | 33235.2382 | 7340.0349 | 0 | 4406.1623 | 44981.4354 | 44974.3125 | 44974.3125 | 18458.4062 | 63432.7188 | 63432.7188 | 0.70912 | 0.70912 | 1091.8916 | 1091.8916 | 41.1959 | 72644.3257 | 0.16085 | -1305.4113 | Efficient Compressed Air Nozzles | Electrical and Electronic Equip. | Existing
80 | IelNgsd104 | 33235.2382 | 7340.0349 | 0 | 4406.1623 | 44981.4354 | 44974.3125 | 44974.3125 | 18458.4062 | 63432.7188 | 63432.7188 | 0.70912 | 0.70912 | 1091.8916 | 1091.8916 | 41.1959 | 72644.3257 | 0.16085 | -1305.4113 | Efficient Compressed Air Nozzles | Electrical and Electronic Equip. | New
81 | IluEgsd104 | 33235.2382 | 7340.0349 | 0 | 4406.1623 | 44981.4354 | 44974.3125 | 44974.3125 | 18458.4062 | 63432.7188 | 63432.7188 | 0.70912 | 0.70912 | 1091.8916 | 1091.8916 | 41.1959 | 72644.3257 | 0.16085 | -1305.4113 | Efficient Compressed Air Nozzles | Lumber/Furniture/Pulp/Paper | Existing
82 | IluNgsd104 | 33235.2382 | 7340.0349 | 0 | 4406.1623 | 44981.4354 | 44974.3125 | 44974.3125 | 18458.4062 | 63432.7188 | 63432.7188 | 0.70912 | 0.70912 | 1091.8916 | 1091.8916 | 41.1959 | 72644.3257 | 0.16085 | -1305.4113 | Efficient Compressed Air Nozzles | Lumber/Furniture/Pulp/Paper | New
83 | ImeEgsd104 | 33235.2382 | 7340.0349 | 0 | 4406.1623 | 44981.4354 | 44974.3125 | 44974.3125 | 18458.4062 | 63432.7188 | 63432.7188 | 0.70912 | 0.70912 | 1140.2921 | 1140.2921 | 39.4473 | 72644.3257 | 0.16798 | -1300.8012 | Efficient Compressed Air Nozzles | Metal Products and Machinery | Existing
84 | ImeNgsd104 | 33235.2382 | 7340.0349 | 0 | 4406.1623 | 44981.4354 | 44974.3125 | 44974.3125 | 18458.4062 | 63432.7188 | 63432.7188 | 0.70912 | 0.70912 | 1140.2921 | 1140.2921 | 39.4473 | 72644.3257 | 0.16798 | -1300.8012 | Efficient Compressed Air Nozzles | Metal Products and Machinery | New
85 | ImiEgsd104 | 33235.2382 | 7340.0349 | 0 | 4406.1623 | 44981.4354 | 44974.3125 | 44974.3125 | 18458.4062 | 63432.7188 | 63432.7188 | 0.70912 | 0.70912 | 1507.339 | 1507.339 | 29.8416 | 72644.3257 | 0.22205 | -1265.8399 | Efficient Compressed Air Nozzles | Miscellaneous Manufacturing | Existing
86 | ImiNgsd104 | 33235.2382 | 7340.0349 | 0 | 4406.1623 | 44981.4354 | 44974.3125 | 44974.3125 | 18458.4062 | 63432.7188 | 63432.7188 | 0.70912 | 0.70912 | 1507.339 | 1507.339 | 29.8416 | 72644.3257 | 0.22205 | -1265.8399 | Efficient Compressed Air Nozzles | Miscellaneous Manufacturing | New
87 | IprEgsd104 | 33235.2382 | 7340.0349 | 0 | 4406.1623 | 44981.4354 | 44974.3125 | 44974.3125 | 18458.4062 | 63432.7188 | 63432.7188 | 0.70912 | 0.70912 | 1091.8916 | 1091.8916 | 41.1959 | 72644.3257 | 0.16085 | -1305.4113 | Efficient Compressed Air Nozzles | Primary Resources Industries | Existing
88 | IprNgsd104 | 33235.2382 | 7340.0349 | 0 | 4406.1623 | 44981.4354 | 44974.3125 | 44974.3125 | 18458.4062 | 63432.7188 | 63432.7188 | 0.70912 | 0.70912 | 1091.8916 | 1091.8916 | 41.1959 | 72644.3257 | 0.16085 | -1305.4113 | Efficient Compressed Air Nozzles | Primary Resources Industries | New
89 | IstEgsd104 | 33235.2382 | 7340.0349 | 0 | 4406.1623 | 44981.4354 | 44974.3125 | 44974.3125 | 18458.4062 | 63432.7188 | 63432.7188 | 0.70912 | 0.70912 | 1091.8916 | 1091.8916 | 41.1959 | 72644.3257 | 0.16085 | -1305.4113 | Efficient Compressed Air Nozzles | Stone/Clay/Glass/Concrete | Existing
90 | IstNgsd104 | 33235.2382 | 7340.0349 | 0 | 4406.1623 | 44981.4354 | 44974.3125 | 44974.3125 | 18458.4062 | 63432.7188 | 63432.7188 | 0.70912 | 0.70912 | 1091.8916 | 1091.8916 | 41.1959 | 72644.3257 | 0.16085 | -1305.4113 | Efficient Compressed Air Nozzles | Stone/Clay/Glass/Concrete | New
91 | IteEgsd104 | 33235.2382 | 7340.0349 | 0 | 4406.1623 | 44981.4354 | 44974.3125 | 44974.3125 | 18458.4062 | 63432.7188 | 63432.7188 | 0.70912 | 0.70912 | 1091.8916 | 1091.8916 | 41.1959 | 72644.3257 | 0.16085 | -1305.4113 | Efficient Compressed Air Nozzles | Textiles and Leather | Existing
92 | IteNgsd104 | 33235.2382 | 7340.0349 | 0 | 4406.1623 | 44981.4354 | 44974.3125 | 44974.3125 | 18458.4062 | 63432.7188 | 63432.7188 | 0.70912 | 0.70912 | 1091.8916 | 1091.8916 | 41.1959 | 72644.3257 | 0.16085 | -1305.4113 | Efficient Compressed Air Nozzles | Textiles and Leather | New
93 | ItrEgsd104 | 33235.2382 | 7340.0349 | 0 | 4406.1623 | 44981.4354 | 44974.3125 | 44974.3125 | 18458.4062 | 63432.7188 | 63432.7188 | 0.70912 | 0.70912 | 1091.8916 | 1091.8916 | 41.1959 | 72644.3257 | 0.16085 | -1305.4113 | Efficient Compressed Air Nozzles | Transportation Equipment | Existing
94 | ItrNgsd104 | 33235.2382 | 7340.0349 | 0 | 4406.1623 | 44981.4354 | 44974.3125 | 44974.3125 | 18458.4062 | 63432.7188 | 63432.7188 | 0.70912 | 0.70912 | 1091.8916 | 1091.8916 | 41.1959 | 72644.3257 | 0.16085 | -1305.4113 | Efficient Compressed Air Nozzles | Transportation Equipment | New
95 | IwaEgsd104 | 33164.3952 | 7334.8229 | 0 | 4394.6034 | 44893.8215 | 44867.3405 | 44867.3405 | 18458.4062 | 63325.7468 | 63325.7468 | 0.70893 | 0.70893 | 1089.2945 | 1089.2945 | 41.2137 | 72515.4437 | 0.16075 | -1303.1095 | Efficient Compressed Air Nozzles | Water and Wastewater | Existing
96 | IwaNgsd104 | 33164.3952 | 7334.8229 | 0 | 4394.6034 | 44893.8215 | 44867.3405 | 44867.3405 | 18458.4062 | 63325.7468 | 63325.7468 | 0.70893 | 0.70893 | 1089.2945 | 1089.2945 | 41.2137 | 72515.4437 | 0.16075 | -1303.1095 | Efficient Compressed Air Nozzles | Water and Wastewater | New
97 | IagEgsd105 | 33235.2382 | 7340.0349 | 0 | 4406.1623 | 44981.4354 | 44974.3125 | 44974.3125 | 18458.4062 | 63432.7188 | 63432.7188 | 0.70912 | 0.70912 | 27366.0445 | 27366.0445 | 1.6437 | 72644.3257 | 4.0314 | 1197.206 | High Efficiency Air Compressor | Agriculture and Assembly | Existing
98 | IagNgsd105 | 33235.2382 | 7340.0349 | 0 | 4406.1623 | 44981.4354 | 44974.3125 | 44974.3125 | 18458.4062 | 63432.7188 | 63432.7188 | 0.70912 | 0.70912 | 27366.0445 | 27366.0445 | 1.6437 | 72644.3257 | 4.0314 | 1197.206 | High Efficiency Air Compressor | Agriculture and Assembly | New
99 | IchEgsd105 | 33235.2382 | 7340.0349 | 0 | 4406.1623 | 44981.4354 | 44974.3125 | 44974.3125 | 18458.4062 | 63432.7188 | 63432.7188 | 0.70912 | 0.70912 | 27366.0445 | 27366.0445 | 1.6437 | 72644.3257 | 4.0314 | 1197.206 | High Efficiency Air Compressor | Chemicals and Plastics | Existing
100 | IchNgsd105 | 33235.2382 | 7340.0349 | 0 | 4406.1623 | 44981.4354 | 44974.3125 | 44974.3125 | 18458.4062 | 63432.7188 | 63432.7188 | 0.70912 | 0.70912 | 27366.0445 | 27366.0445 | 1.6437 | 72644.3257 | 4.0314 | 1197.206 | High Efficiency Air Compressor | Chemicals and Plastics | New
101 | IcoEgsd105 | 33235.2382 | 7340.0349 | 0 | 4406.1623 | 44981.4354 | 44974.3125 | 44974.3125 | 18458.4062 | 63432.7188 | 63432.7188 | 0.70912 | 0.70912 | 27366.0445 | 27366.0445 | 1.6437 | 72644.3257 | 4.0314 | 1197.206 | High Efficiency Air Compressor | Construction | Existing
102 | IcoNgsd105 | 33235.2382 | 7340.0349 | 0 | 4406.1623 | 44981.4354 | 44974.3125 | 44974.3125 | 18458.4062 | 63432.7188 | 63432.7188 | 0.70912 | 0.70912 | 27366.0445 | 27366.0445 | 1.6437 | 72644.3257 | 4.0314 | 1197.206 | High Efficiency Air Compressor | Construction | New
103 | IelEgsd105 | 33235.2382 | 7340.0349 | 0 | 4406.1623 | 44981.4354 | 44974.3125 | 44974.3125 | 18458.4062 | 63432.7188 | 63432.7188 | 0.70912 | 0.70912 | 27366.0445 | 27366.0445 | 1.6437 | 72644.3257 | 4.0314 | 1197.206 | High Efficiency Air Compressor | Electrical and Electronic Equip. | Existing
104 | IelNgsd105 | 33235.2382 | 7340.0349 | 0 | 4406.1623 | 44981.4354 | 44974.3125 | 44974.3125 | 18458.4062 | 63432.7188 | 63432.7188 | 0.70912 | 0.70912 | 27366.0445 | 27366.0445 | 1.6437 | 72644.3257 | 4.0314 | 1197.206 | High Efficiency Air Compressor | Electrical and Electronic Equip. | New
105 | IluEgsd105 | 33235.2382 | 7340.0349 | 0 | 4406.1623 | 44981.4354 | 44974.3125 | 44974.3125 | 18458.4062 | 63432.7188 | 63432.7188 | 0.70912 | 0.70912 | 28457.5858 | 28457.5858 | 1.5806 | 72644.3257 | 4.1922 | 1301.1753 | High Efficiency Air Compressor | Lumber/Furniture/Pulp/Paper | Existing
106 | IluNgsd105 | 33235.2382 | 7340.0349 | 0 | 4406.1623 | 44981.4354 | 44974.3125 | 44974.3125 | 18458.4062 | 63432.7188 | 63432.7188 | 0.70912 | 0.70912 | 28457.5858 | 28457.5858 | 1.5806 | 72644.3257 | 4.1922 | 1301.1753 | High Efficiency Air Compressor | Lumber/Furniture/Pulp/Paper | New
107 | ImeEgsd105 | 33235.2382 | 7340.0349 | 0 | 4406.1623 | 44981.4354 | 44974.3125 | 44974.3125 | 18458.4062 | 63432.7188 | 63432.7188 | 0.70912 | 0.70912 | 27366.0445 | 27366.0445 | 1.6437 | 72644.3257 | 4.0314 | 1197.206 | High Efficiency Air Compressor | Metal Products and Machinery | Existing
108 | ImeNgsd105 | 33235.2382 | 7340.0349 | 0 | 4406.1623 | 44981.4354 | 44974.3125 | 44974.3125 | 18458.4062 | 63432.7188 | 63432.7188 | 0.70912 | 0.70912 | 27366.0445 | 27366.0445 | 1.6437 | 72644.3257 | 4.0314 | 1197.206 | High Efficiency Air Compressor | Metal Products and Machinery | New
109 | ImiEgsd105 | 33235.2382 | 7340.0349 | 0 | 4406.1623 | 44981.4354 | 44974.3125 | 44974.3125 | 18458.4062 | 63432.7188 | 63432.7188 | 0.70912 | 0.70912 | 27793.65 | 27793.65 | 1.6184 | 72644.3257 | 4.0944 | 1237.9355 | High Efficiency Air Compressor | Miscellaneous Manufacturing | Existing
110 | ImiNgsd105 | 33235.2382 | 7340.0349 | 0 | 4406.1623 | 44981.4354 | 44974.3125 | 44974.3125 | 18458.4062 | 63432.7188 | 63432.7188 | 0.70912 | 0.70912 | 27793.65 | 27793.65 | 1.6184 | 72644.3257 | 4.0944 | 1237.9355 | High Efficiency Air Compressor | Miscellaneous Manufacturing | New
111 | IprEgsd105 | 33235.2382 | 7340.0349 | 0 | 4406.1623 | 44981.4354 | 44974.3125 | 44974.3125 | 18458.4062 | 63432.7188 | 63432.7188 | 0.70912 | 0.70912 | 27366.0445 | 27366.0445 | 1.6437 | 72644.3257 | 4.0314 | 1197.206 | High Efficiency Air Compressor | Primary Resources Industries | Existing
112 | IprNgsd105 | 33235.2382 | 7340.0349 | 0 | 4406.1623 | 44981.4354 | 44974.3125 | 44974.3125 | 18458.4062 | 63432.7188 | 63432.7188 | 0.70912 | 0.70912 | 27366.0445 | 27366.0445 | 1.6437 | 72644.3257 | 4.0314 | 1197.206 | High Efficiency Air Compressor | Primary Resources Industries | New
113 | IstEgsd105 | 33235.2382 | 7340.0349 | 0 | 4406.1623 | 44981.4354 | 44974.3125 | 44974.3125 | 18458.4062 | 63432.7188 | 63432.7188 | 0.70912 | 0.70912 | 27366.0445 | 27366.0445 | 1.6437 | 72644.3257 | 4.0314 | 1197.206 | High Efficiency Air Compressor | Stone/Clay/Glass/Concrete | Existing
114 | IstNgsd105 | 33235.2382 | 7340.0349 | 0 | 4406.1623 | 44981.4354 | 44974.3125 | 44974.3125 | 18458.4062 | 63432.7188 | 63432.7188 | 0.70912 | 0.70912 | 27366.0445 | 27366.0445 | 1.6437 | 72644.3257 | 4.0314 | 1197.206 | High Efficiency Air Compressor | Stone/Clay/Glass/Concrete | New
115 | IteEgsd105 | 33235.2382 | 7340.0349 | 0 | 4406.1623 | 44981.4354 | 44974.3125 | 44974.3125 | 18458.4062 | 63432.7188 | 63432.7188 | 0.70912 | 0.70912 | 27366.0445 | 27366.0445 | 1.6437 | 72644.3257 | 4.0314 | 1197.206 | High Efficiency Air Compressor | Textiles and Leather | Existing
116 | IteNgsd105 | 33235.2382 | 7340.0349 | 0 | 4406.1623 | 44981.4354 | 44974.3125 | 44974.3125 | 18458.4062 | 63432.7188 | 63432.7188 | 0.70912 | 0.70912 | 27366.0445 | 27366.0445 | 1.6437 | 72644.3257 | 4.0314 | 1197.206 | High Efficiency Air Compressor | Textiles and Leather | New
117 | ItrEgsd105 | 33235.2382 | 7340.0349 | 0 | 4406.1623 | 44981.4354 | 44974.3125 | 44974.3125 | 18458.4062 | 63432.7188 | 63432.7188 | 0.70912 | 0.70912 | 28234.812 | 28234.812 | 1.5931 | 72644.3257 | 4.1594 | 1279.9562 | High Efficiency Air Compressor | Transportation Equipment | Existing
118 | ItrNgsd105 | 33235.2382 | 7340.0349 | 0 | 4406.1623 | 44981.4354 | 44974.3125 | 44974.3125 | 18458.4062 | 63432.7188 | 63432.7188 | 0.70912 | 0.70912 | 28234.812 | 28234.812 | 1.5931 | 72644.3257 | 4.1594 | 1279.9562 | High Efficiency Air Compressor | Transportation Equipment | New
119 | IwaEgsd105 | 33164.3952 | 7334.8229 | 0 | 4394.6034 | 44893.8215 | 44867.3405 | 44867.3405 | 18458.4062 | 63325.7468 | 63325.7468 | 0.70893 | 0.70893 | 27300.9559 | 27300.9559 | 1.6444 | 72515.4437 | 4.0289 | 1193.5554 | High Efficiency Air Compressor | Water and Wastewater | Existing
120 | IwaNgsd105 | 33164.3952 | 7334.8229 | 0 | 4394.6034 | 44893.8215 | 44867.3405 | 44867.3405 | 18458.4062 | 63325.7468 | 63325.7468 | 0.70893 | 0.70893 | 27300.9559 | 27300.9559 | 1.6444 | 72515.4437 | 4.0289 | 1193.5554 | High Efficiency Air Compressor | Water and Wastewater | New
121 | IagEgsd106 | 33235.2382 | 7340.0349 | 0 | 4406.1623 | 44981.4354 | 44974.3125 | 44974.3125 | 18458.4062 | 63432.7188 | 63432.7188 | 0.70912 | 0.70912 | 32528.6629 | 32528.6629 | 1.3828 | 72644.3257 | 3.5957 | 915.5114 | Low Pressure-drop Filters | Agriculture and Assembly | Existing
122 | IagNgsd106 | 33235.2382 | 7340.0349 | 0 | 4406.1623 | 44981.4354 | 44974.3125 | 44974.3125 | 18458.4062 | 63432.7188 | 63432.7188 | 0.70912 | 0.70912 | 32528.6629 | 32528.6629 | 1.3828 | 72644.3257 | 3.5957 | 915.5114 | Low Pressure-drop Filters | Agriculture and Assembly | New
123 | IchEgsd106 | 33235.2382 | 7340.0349 | 0 | 4406.1623 | 44981.4354 | 44974.3125 | 44974.3125 | 18458.4062 | 63432.7188 | 63432.7188 | 0.70912 | 0.70912 | 32528.6629 | 32528.6629 | 1.3828 | 72644.3257 | 3.5957 | 915.5114 | Low Pressure-drop Filters | Chemicals and Plastics | Existing
124 | IchNgsd106 | 33235.2382 | 7340.0349 | 0 | 4406.1623 | 44981.4354 | 44974.3125 | 44974.3125 | 18458.4062 | 63432.7188 | 63432.7188 | 0.70912 | 0.70912 | 32528.6629 | 32528.6629 | 1.3828 | 72644.3257 | 3.5957 | 915.5114 | Low Pressure-drop Filters | Chemicals and Plastics | New
125 | IcoEgsd106 | 33235.2382 | 7340.0349 | 0 | 4406.1623 | 44981.4354 | 44974.3125 | 44974.3125 | 18458.4062 | 63432.7188 | 63432.7188 | 0.70912 | 0.70912 | 32528.6629 | 32528.6629 | 1.3828 | 72644.3257 | 3.5957 | 915.5114 | Low Pressure-drop Filters | Construction | Existing
126 | IcoNgsd106 | 33235.2382 | 7340.0349 | 0 | 4406.1623 | 44981.4354 | 44974.3125 | 44974.3125 | 18458.4062 | 63432.7188 | 63432.7188 | 0.70912 | 0.70912 | 32528.6629 | 32528.6629 | 1.3828 | 72644.3257 | 3.5957 | 915.5114 | Low Pressure-drop Filters | Construction | New
127 | IelEgsd106 | 33235.2382 | 7340.0349 | 0 | 4406.1623 | 44981.4354 | 44974.3125 | 44974.3125 | 18458.4062 | 63432.7188 | 63432.7188 | 0.70912 | 0.70912 | 32528.6629 | 32528.6629 | 1.3828 | 72644.3257 | 3.5957 | 915.5114 | Low Pressure-drop Filters | Electrical and Electronic Equip. | Existing
128 | IelNgsd106 | 33235.2382 | 7340.0349 | 0 | 4406.1623 | 44981.4354 | 44974.3125 | 44974.3125 | 18458.4062 | 63432.7188 | 63432.7188 | 0.70912 | 0.70912 | 32528.6629 | 32528.6629 | 1.3828 | 72644.3257 | 3.5957 | 915.5114 | Low Pressure-drop Filters | Electrical and Electronic Equip. | New
129 | IluEgsd106 | 33235.2382 | 7340.0349 | 0 | 4406.1623 | 44981.4354 | 44974.3125 | 44974.3125 | 18458.4062 | 63432.7188 | 63432.7188 | 0.70912 | 0.70912 | 33829.8613 | 33829.8613 | 1.3296 | 72644.3257 | 3.7396 | 1008.512 | Low Pressure-drop Filters | Lumber/Furniture/Pulp/Paper | Existing
130 | IluNgsd106 | 33235.2382 | 7340.0349 | 0 | 4406.1623 | 44981.4354 | 44974.3125 | 44974.3125 | 18458.4062 | 63432.7188 | 63432.7188 | 0.70912 | 0.70912 | 33829.8613 | 33829.8613 | 1.3296 | 72644.3257 | 3.7396 | 1008.512 | Low Pressure-drop Filters | Lumber/Furniture/Pulp/Paper | New
131 | ImeEgsd106 | 33235.2382 | 7340.0349 | 0 | 4406.1623 | 44981.4354 | 44974.3125 | 44974.3125 | 18458.4062 | 63432.7188 | 63432.7188 | 0.70912 | 0.70912 | 32528.6629 | 32528.6629 | 1.3828 | 72644.3257 | 3.5957 | 915.5114 | Low Pressure-drop Filters | Metal Products and Machinery | Existing
132 | ImeNgsd106 | 33235.2382 | 7340.0349 | 0 | 4406.1623 | 44981.4354 | 44974.3125 | 44974.3125 | 18458.4062 | 63432.7188 | 63432.7188 | 0.70912 | 0.70912 | 32528.6629 | 32528.6629 | 1.3828 | 72644.3257 | 3.5957 | 915.5114 | Low Pressure-drop Filters | Metal Products and Machinery | New
133 | ImiEgsd106 | 33235.2382 | 7340.0349 | 0 | 4406.1623 | 44981.4354 | 44974.3125 | 44974.3125 | 18458.4062 | 63432.7188 | 63432.7188 | 0.70912 | 0.70912 | 33036.943 | 33036.943 | 1.3615 | 72644.3257 | 3.6519 | 951.8398 | Low Pressure-drop Filters | Miscellaneous Manufacturing | Existing
134 | ImiNgsd106 | 33235.2382 | 7340.0349 | 0 | 4406.1623 | 44981.4354 | 44974.3125 | 44974.3125 | 18458.4062 | 63432.7188 | 63432.7188 | 0.70912 | 0.70912 | 33036.943 | 33036.943 | 1.3615 | 72644.3257 | 3.6519 | 951.8398 | Low Pressure-drop Filters | Miscellaneous Manufacturing | New
135 | IprEgsd106 | 33235.2382 | 7340.0349 | 0 | 4406.1623 | 44981.4354 | 44974.3125 | 44974.3125 | 18458.4062 | 63432.7188 | 63432.7188 | 0.70912 | 0.70912 | 32528.6629 | 32528.6629 | 1.3828 | 72644.3257 | 3.5957 | 915.5114 | Low Pressure-drop Filters | Primary Resources Industries | Existing
136 | IprNgsd106 | 33235.2382 | 7340.0349 | 0 | 4406.1623 | 44981.4354 | 44974.3125 | 44974.3125 | 18458.4062 | 63432.7188 | 63432.7188 | 0.70912 | 0.70912 | 32528.6629 | 32528.6629 | 1.3828 | 72644.3257 | 3.5957 | 915.5114 | Low Pressure-drop Filters | Primary Resources Industries | New
137 | IstEgsd106 | 33235.2382 | 7340.0349 | 0 | 4406.1623 | 44981.4354 | 44974.3125 | 44974.3125 | 18458.4062 | 63432.7188 | 63432.7188 | 0.70912 | 0.70912 | 32528.6629 | 32528.6629 | 1.3828 | 72644.3257 | 3.5957 | 915.5114 | Low Pressure-drop Filters | Stone/Clay/Glass/Concrete | Existing
138 | IstNgsd106 | 33235.2382 | 7340.0349 | 0 | 4406.1623 | 44981.4354 | 44974.3125 | 44974.3125 | 18458.4062 | 63432.7188 | 63432.7188 | 0.70912 | 0.70912 | 32528.6629 | 32528.6629 | 1.3828 | 72644.3257 | 3.5957 | 915.5114 | Low Pressure-drop Filters | Stone/Clay/Glass/Concrete | New
139 | IteEgsd106 | 33235.2382 | 7340.0349 | 0 | 4406.1623 | 44981.4354 | 44974.3125 | 44974.3125 | 18458.4062 | 63432.7188 | 63432.7188 | 0.70912 | 0.70912 | 32528.6629 | 32528.6629 | 1.3828 | 72644.3257 | 3.5957 | 915.5114 | Low Pressure-drop Filters | Textiles and Leather | Existing
140 | IteNgsd106 | 33235.2382 | 7340.0349 | 0 | 4406.1623 | 44981.4354 | 44974.3125 | 44974.3125 | 18458.4062 | 63432.7188 | 63432.7188 | 0.70912 | 0.70912 | 32528.6629 | 32528.6629 | 1.3828 | 72644.3257 | 3.5957 | 915.5114 | Low Pressure-drop Filters | Textiles and Leather | New
141 | ItrEgsd106 | 33235.2382 | 7340.0349 | 0 | 4406.1623 | 44981.4354 | 44974.3125 | 44974.3125 | 18458.4062 | 63432.7188 | 63432.7188 | 0.70912 | 0.70912 | 33561.3594 | 33561.3594 | 1.3403 | 72644.3257 | 3.7099 | 989.3214 | Low Pressure-drop Filters | Transportation Equipment | Existing
142 | ItrNgsd106 | 33235.2382 | 7340.0349 | 0 | 4406.1623 | 44981.4354 | 44974.3125 | 44974.3125 | 18458.4062 | 63432.7188 | 63432.7188 | 0.70912 | 0.70912 | 33561.3594 | 33561.3594 | 1.3403 | 72644.3257 | 3.7099 | 989.3214 | Low Pressure-drop Filters | Transportation Equipment | New
143 | IwaEgsd106 | 33164.3952 | 7334.8229 | 0 | 4394.6034 | 44893.8215 | 44867.3405 | 44867.3405 | 18458.4062 | 63325.7468 | 63325.7468 | 0.70893 | 0.70893 | 32451.2942 | 32451.2942 | 1.3834 | 72515.4437 | 3.5935 | 912.5308 | Low Pressure-drop Filters | Water and Wastewater | Existing
144 | IwaNgsd106 | 33164.3952 | 7334.8229 | 0 | 4394.6034 | 44893.8215 | 44867.3405 | 44867.3405 | 18458.4062 | 63325.7468 | 63325.7468 | 0.70893 | 0.70893 | 32451.2942 | 32451.2942 | 1.3834 | 72515.4437 | 3.5935 | 912.5308 | Low Pressure-drop Filters | Water and Wastewater | New
145 | IagEgsd107 | 33235.2382 | 7340.0349 | 0 | 4406.1623 | 44981.4354 | 44974.3125 | 44974.3125 | 18458.4062 | 63432.7188 | 63432.7188 | 0.70912 | 0.70912 | 3605.0333 | 3605.0333 | 12.4774 | 72644.3257 | 0.48075 | -1098.5747 | VFD on Air Compressor | Agriculture and Assembly | Existing
146 | IagNgsd107 | 33235.2382 | 7340.0349 | 0 | 4406.1623 | 44981.4354 | 44974.3125 | 44974.3125 | 18458.4062 | 63432.7188 | 63432.7188 | 0.70912 | 0.70912 | 3605.0333 | 3605.0333 | 12.4774 | 72644.3257 | 0.48075 | -1098.5747 | VFD on Air Compressor | Agriculture and Assembly | New
147 | IchEgsd107 | 33235.2382 | 7340.0349 | 0 | 4406.1623 | 44981.4354 | 44974.3125 | 44974.3125 | 18458.4062 | 63432.7188 | 63432.7188 | 0.70912 | 0.70912 | 3605.0333 | 3605.0333 | 12.4774 | 72644.3257 | 0.48075 | -1098.5747 | VFD on Air Compressor | Chemicals and Plastics | Existing
148 | IchNgsd107 | 33235.2382 | 7340.0349 | 0 | 4406.1623 | 44981.4354 | 44974.3125 | 44974.3125 | 18458.4062 | 63432.7188 | 63432.7188 | 0.70912 | 0.70912 | 3605.0333 | 3605.0333 | 12.4774 | 72644.3257 | 0.48075 | -1098.5747 | VFD on Air Compressor | Chemicals and Plastics | New
149 | IcoEgsd107 | 33235.2382 | 7340.0349 | 0 | 4406.1623 | 44981.4354 | 44974.3125 | 44974.3125 | 18458.4062 | 63432.7188 | 63432.7188 | 0.70912 | 0.70912 | 3605.0333 | 3605.0333 | 12.4774 | 72644.3257 | 0.48075 | -1098.5747 | VFD on Air Compressor | Construction | Existing
150 | IcoNgsd107 | 33235.2382 | 7340.0349 | 0 | 4406.1623 | 44981.4354 | 44974.3125 | 44974.3125 | 18458.4062 | 63432.7188 | 63432.7188 | 0.70912 | 0.70912 | 3605.0333 | 3605.0333 | 12.4774 | 72644.3257 | 0.48075 | -1098.5747 | VFD on Air Compressor | Construction | New
151 | IelEgsd107 | 33235.2382 | 7340.0349 | 0 | 4406.1623 | 44981.4354 | 44974.3125 | 44974.3125 | 18458.4062 | 63432.7188 | 63432.7188 | 0.70912 | 0.70912 | 3605.0333 | 3605.0333 | 12.4774 | 72644.3257 | 0.48075 | -1098.5747 | VFD on Air Compressor | Electrical and Electronic Equip. | Existing
152 | IelNgsd107 | 33235.2382 | 7340.0349 | 0 | 4406.1623 | 44981.4354 | 44974.3125 | 44974.3125 | 18458.4062 | 63432.7188 | 63432.7188 | 0.70912 | 0.70912 | 3605.0333 | 3605.0333 | 12.4774 | 72644.3257 | 0.48075 | -1098.5747 | VFD on Air Compressor | Electrical and Electronic Equip. | New
153 | IluEgsd107 | 33235.2382 | 7340.0349 | 0 | 4406.1623 | 44981.4354 | 44974.3125 | 44974.3125 | 18458.4062 | 63432.7188 | 63432.7188 | 0.70912 | 0.70912 | 3749.2348 | 3749.2348 | 11.9975 | 72644.3257 | 0.49998 | -1086.1411 | VFD on Air Compressor | Lumber/Furniture/Pulp/Paper | Existing
154 | IluNgsd107 | 33235.2382 | 7340.0349 | 0 | 4406.1623 | 44981.4354 | 44974.3125 | 44974.3125 | 18458.4062 | 63432.7188 | 63432.7188 | 0.70912 | 0.70912 | 3749.2348 | 3749.2348 | 11.9975 | 72644.3257 | 0.49998 | -1086.1411 | VFD on Air Compressor | Lumber/Furniture/Pulp/Paper | New
155 | ImeEgsd107 | 33235.2382 | 7340.0349 | 0 | 4406.1623 | 44981.4354 | 44974.3125 | 44974.3125 | 18458.4062 | 63432.7188 | 63432.7188 | 0.70912 | 0.70912 | 3605.0333 | 3605.0333 | 12.4774 | 72644.3257 | 0.48075 | -1098.5747 | VFD on Air Compressor | Metal Products and Machinery | Existing
156 | ImeNgsd107 | 33235.2382 | 7340.0349 | 0 | 4406.1623 | 44981.4354 | 44974.3125 | 44974.3125 | 18458.4062 | 63432.7188 | 63432.7188 | 0.70912 | 0.70912 | 3605.0333 | 3605.0333 | 12.4774 | 72644.3257 | 0.48075 | -1098.5747 | VFD on Air Compressor | Metal Products and Machinery | New
157 | ImiEgsd107 | 33235.2382 | 7340.0349 | 0 | 4406.1623 | 44981.4354 | 44974.3125 | 44974.3125 | 18458.4062 | 63432.7188 | 63432.7188 | 0.70912 | 0.70912 | 3661.3635 | 3661.3635 | 12.2854 | 72644.3257 | 0.48826 | -1093.7177 | VFD on Air Compressor | Miscellaneous Manufacturing | Existing
158 | ImiNgsd107 | 33235.2382 | 7340.0349 | 0 | 4406.1623 | 44981.4354 | 44974.3125 | 44974.3125 | 18458.4062 | 63432.7188 | 63432.7188 | 0.70912 | 0.70912 | 3661.3635 | 3661.3635 | 12.2854 | 72644.3257 | 0.48826 | -1093.7177 | VFD on Air Compressor | Miscellaneous Manufacturing | New
159 | IprEgsd107 | 33235.2382 | 7340.0349 | 0 | 4406.1623 | 44981.4354 | 44974.3125 | 44974.3125 | 18458.4062 | 63432.7188 | 63432.7188 | 0.70912 | 0.70912 | 3605.0333 | 3605.0333 | 12.4774 | 72644.3257 | 0.48075 | -1098.5747 | VFD on Air Compressor | Primary Resources Industries | Existing
160 | IprNgsd107 | 33235.2382 | 7340.0349 | 0 | 4406.1623 | 44981.4354 | 44974.3125 | 44974.3125 | 18458.4062 | 63432.7188 | 63432.7188 | 0.70912 | 0.70912 | 3605.0333 | 3605.0333 | 12.4774 | 72644.3257 | 0.48075 | -1098.5747 | VFD on Air Compressor | Primary Resources Industries | New
161 | IstEgsd107 | 33235.2382 | 7340.0349 | 0 | 4406.1623 | 44981.4354 | 44974.3125 | 44974.3125 | 18458.4062 | 63432.7188 | 63432.7188 | 0.70912 | 0.70912 | 3605.0333 | 3605.0333 | 12.4774 | 72644.3257 | 0.48075 | -1098.5747 | VFD on Air Compressor | Stone/Clay/Glass/Concrete | Existing
162 | IstNgsd107 | 33235.2382 | 7340.0349 | 0 | 4406.1623 | 44981.4354 | 44974.3125 | 44974.3125 | 18458.4062 | 63432.7188 | 63432.7188 | 0.70912 | 0.70912 | 3605.0333 | 3605.0333 | 12.4774 | 72644.3257 | 0.48075 | -1098.5747 | VFD on Air Compressor | Stone/Clay/Glass/Concrete | New
163 | IteEgsd107 | 33235.2382 | 7340.0349 | 0 | 4406.1623 | 44981.4354 | 44974.3125 | 44974.3125 | 18458.4062 | 63432.7188 | 63432.7188 | 0.70912 | 0.70912 | 3605.0333 | 3605.0333 | 12.4774 | 72644.3257 | 0.48075 | -1098.5747 | VFD on Air Compressor | Textiles and Leather | Existing
164 | IteNgsd107 | 33235.2382 | 7340.0349 | 0 | 4406.1623 | 44981.4354 | 44974.3125 | 44974.3125 | 18458.4062 | 63432.7188 | 63432.7188 | 0.70912 | 0.70912 | 3605.0333 | 3605.0333 | 12.4774 | 72644.3257 | 0.48075 | -1098.5747 | VFD on Air Compressor | Textiles and Leather | New
165 | ItrEgsd107 | 33235.2382 | 7340.0349 | 0 | 4406.1623 | 44981.4354 | 44974.3125 | 44974.3125 | 18458.4062 | 63432.7188 | 63432.7188 | 0.70912 | 0.70912 | 3719.4796 | 3719.4796 | 12.0935 | 72644.3257 | 0.49601 | -1088.7068 | VFD on Air Compressor | Transportation Equipment | Existing
166 | ItrNgsd107 | 33235.2382 | 7340.0349 | 0 | 4406.1623 | 44981.4354 | 44974.3125 | 44974.3125 | 18458.4062 | 63432.7188 | 63432.7188 | 0.70912 | 0.70912 | 3719.4796 | 3719.4796 | 12.0935 | 72644.3257 | 0.49601 | -1088.7068 | VFD on Air Compressor | Transportation Equipment | New
167 | IwaEgsd107 | 33164.3952 | 7334.8229 | 0 | 4394.6034 | 44893.8215 | 44867.3405 | 44867.3405 | 18458.4062 | 63325.7468 | 63325.7468 | 0.70893 | 0.70893 | 3596.4589 | 3596.4589 | 12.4828 | 72515.4437 | 0.48044 | -1096.7648 | VFD on Air Compressor | Water and Wastewater | Existing
168 | IwaNgsd107 | 33164.3952 | 7334.8229 | 0 | 4394.6034 | 44893.8215 | 44867.3405 | 44867.3405 | 18458.4062 | 63325.7468 | 63325.7468 | 0.70893 | 0.70893 | 3596.4589 | 3596.4589 | 12.4828 | 72515.4437 | 0.48044 | -1096.7648 | VFD on Air Compressor | Water and Wastewater | New
169 | IagEgsd108 | 33235.2382 | 7340.0349 | 0 | 4406.1623 | 44981.4354 | 44974.3125 | 44974.3125 | 18458.4062 | 63432.7188 | 63432.7188 | 0.70912 | 0.70912 | 2431.0096 | 2431.0096 | 18.5032 | 72644.3257 | 0.15326 | -1310.3165 | Dew Point Sensor Control for Dessicant CA Dryer | Agriculture and Assembly | Existing
170 | IagNgsd108 | 33235.2382 | 7340.0349 | 0 | 4406.1623 | 44981.4354 | 44974.3125 | 44974.3125 | 18458.4062 | 63432.7188 | 63432.7188 | 0.70912 | 0.70912 | 2431.0096 | 2431.0096 | 18.5032 | 72644.3257 | 0.15326 | -1310.3165 | Dew Point Sensor Control for Dessicant CA Dryer | Agriculture and Assembly | New
171 | IchEgsd108 | 33235.2382 | 7340.0349 | 0 | 4406.1623 | 44981.4354 | 44974.3125 | 44974.3125 | 18458.4062 | 63432.7188 | 63432.7188 | 0.70912 | 0.70912 | 2431.0096 | 2431.0096 | 18.5032 | 72644.3257 | 0.15326 | -1310.3165 | Dew Point Sensor Control for Dessicant CA Dryer | Chemicals and Plastics | Existing
172 | IchNgsd108 | 33235.2382 | 7340.0349 | 0 | 4406.1623 | 44981.4354 | 44974.3125 | 44974.3125 | 18458.4062 | 63432.7188 | 63432.7188 | 0.70912 | 0.70912 | 2431.0096 | 2431.0096 | 18.5032 | 72644.3257 | 0.15326 | -1310.3165 | Dew Point Sensor Control for Dessicant CA Dryer | Chemicals and Plastics | New
173 | IcoEgsd108 | 33235.2382 | 7340.0349 | 0 | 4406.1623 | 44981.4354 | 44974.3125 | 44974.3125 | 18458.4062 | 63432.7188 | 63432.7188 | 0.70912 | 0.70912 | 2431.0096 | 2431.0096 | 18.5032 | 72644.3257 | 0.15326 | -1310.3165 | Dew Point Sensor Control for Dessicant CA Dryer | Construction | Existing
174 | IcoNgsd108 | 33235.2382 | 7340.0349 | 0 | 4406.1623 | 44981.4354 | 44974.3125 | 44974.3125 | 18458.4062 | 63432.7188 | 63432.7188 | 0.70912 | 0.70912 | 2431.0096 | 2431.0096 | 18.5032 | 72644.3257 | 0.15326 | -1310.3165 | Dew Point Sensor Control for Dessicant CA Dryer | Construction | New
175 | IelEgsd108 | 33235.2382 | 7340.0349 | 0 | 4406.1623 | 44981.4354 | 44974.3125 | 44974.3125 | 18458.4062 | 63432.7188 | 63432.7188 | 0.70912 | 0.70912 | 2431.0096 | 2431.0096 | 18.5032 | 72644.3257 | 0.15326 | -1310.3165 | Dew Point Sensor Control for Dessicant CA Dryer | Electrical and Electronic Equip. | Existing
176 | IelNgsd108 | 33235.2382 | 7340.0349 | 0 | 4406.1623 | 44981.4354 | 44974.3125 | 44974.3125 | 18458.4062 | 63432.7188 | 63432.7188 | 0.70912 | 0.70912 | 2431.0096 | 2431.0096 | 18.5032 | 72644.3257 | 0.15326 | -1310.3165 | Dew Point Sensor Control for Dessicant CA Dryer | Electrical and Electronic Equip. | New
177 | IluEgsd108 | 33235.2382 | 7340.0349 | 0 | 4406.1623 | 44981.4354 | 44974.3125 | 44974.3125 | 18458.4062 | 63432.7188 | 63432.7188 | 0.70912 | 0.70912 | 2528.2499 | 2528.2499 | 17.7915 | 72644.3257 | 0.1594 | -1306.3526 | Dew Point Sensor Control for Dessicant CA Dryer | Lumber/Furniture/Pulp/Paper | Existing
178 | IluNgsd108 | 33235.2382 | 7340.0349 | 0 | 4406.1623 | 44981.4354 | 44974.3125 | 44974.3125 | 18458.4062 | 63432.7188 | 63432.7188 | 0.70912 | 0.70912 | 2528.2499 | 2528.2499 | 17.7915 | 72644.3257 | 0.1594 | -1306.3526 | Dew Point Sensor Control for Dessicant CA Dryer | Lumber/Furniture/Pulp/Paper | New
179 | ImeEgsd108 | 33235.2382 | 7340.0349 | 0 | 4406.1623 | 44981.4354 | 44974.3125 | 44974.3125 | 18458.4062 | 63432.7188 | 63432.7188 | 0.70912 | 0.70912 | 2431.0096 | 2431.0096 | 18.5032 | 72644.3257 | 0.15326 | -1310.3165 | Dew Point Sensor Control for Dessicant CA Dryer | Metal Products and Machinery | Existing
180 | ImeNgsd108 | 33235.2382 | 7340.0349 | 0 | 4406.1623 | 44981.4354 | 44974.3125 | 44974.3125 | 18458.4062 | 63432.7188 | 63432.7188 | 0.70912 | 0.70912 | 2431.0096 | 2431.0096 | 18.5032 | 72644.3257 | 0.15326 | -1310.3165 | Dew Point Sensor Control for Dessicant CA Dryer | Metal Products and Machinery | New
181 | ImiEgsd108 | 33235.2382 | 7340.0349 | 0 | 4406.1623 | 44981.4354 | 44974.3125 | 44974.3125 | 18458.4062 | 63432.7188 | 63432.7188 | 0.70912 | 0.70912 | 2468.9941 | 2468.9941 | 18.2185 | 72644.3257 | 0.15566 | -1308.7681 | Dew Point Sensor Control for Dessicant CA Dryer | Miscellaneous Manufacturing | Existing
182 | ImiNgsd108 | 33235.2382 | 7340.0349 | 0 | 4406.1623 | 44981.4354 | 44974.3125 | 44974.3125 | 18458.4062 | 63432.7188 | 63432.7188 | 0.70912 | 0.70912 | 2468.9941 | 2468.9941 | 18.2185 | 72644.3257 | 0.15566 | -1308.7681 | Dew Point Sensor Control for Dessicant CA Dryer | Miscellaneous Manufacturing | New
183 | IprEgsd108 | 33235.2382 | 7340.0349 | 0 | 4406.1623 | 44981.4354 | 44974.3125 | 44974.3125 | 18458.4062 | 63432.7188 | 63432.7188 | 0.70912 | 0.70912 | 2431.0096 | 2431.0096 | 18.5032 | 72644.3257 | 0.15326 | -1310.3165 | Dew Point Sensor Control for Dessicant CA Dryer | Primary Resources Industries | Existing
184 | IprNgsd108 | 33235.2382 | 7340.0349 | 0 | 4406.1623 | 44981.4354 | 44974.3125 | 44974.3125 | 18458.4062 | 63432.7188 | 63432.7188 | 0.70912 | 0.70912 | 2431.0096 | 2431.0096 | 18.5032 | 72644.3257 | 0.15326 | -1310.3165 | Dew Point Sensor Control for Dessicant CA Dryer | Primary Resources Industries | New
185 | IstEgsd108 | 33235.2382 | 7340.0349 | 0 | 4406.1623 | 44981.4354 | 44974.3125 | 44974.3125 | 18458.4062 | 63432.7188 | 63432.7188 | 0.70912 | 0.70912 | 2431.0096 | 2431.0096 | 18.5032 | 72644.3257 | 0.15326 | -1310.3165 | Dew Point Sensor Control for Dessicant CA Dryer | Stone/Clay/Glass/Concrete | Existing
186 | IstNgsd108 | 33235.2382 | 7340.0349 | 0 | 4406.1623 | 44981.4354 | 44974.3125 | 44974.3125 | 18458.4062 | 63432.7188 | 63432.7188 | 0.70912 | 0.70912 | 2431.0096 | 2431.0096 | 18.5032 | 72644.3257 | 0.15326 | -1310.3165 | Dew Point Sensor Control for Dessicant CA Dryer | Stone/Clay/Glass/Concrete | New
187 | IteEgsd108 | 33235.2382 | 7340.0349 | 0 | 4406.1623 | 44981.4354 | 44974.3125 | 44974.3125 | 18458.4062 | 63432.7188 | 63432.7188 | 0.70912 | 0.70912 | 2431.0096 | 2431.0096 | 18.5032 | 72644.3257 | 0.15326 | -1310.3165 | Dew Point Sensor Control for Dessicant CA Dryer | Textiles and Leather | Existing
188 | IteNgsd108 | 33235.2382 | 7340.0349 | 0 | 4406.1623 | 44981.4354 | 44974.3125 | 44974.3125 | 18458.4062 | 63432.7188 | 63432.7188 | 0.70912 | 0.70912 | 2431.0096 | 2431.0096 | 18.5032 | 72644.3257 | 0.15326 | -1310.3165 | Dew Point Sensor Control for Dessicant CA Dryer | Textiles and Leather | New
189 | ItrEgsd108 | 33235.2382 | 7340.0349 | 0 | 4406.1623 | 44981.4354 | 44974.3125 | 44974.3125 | 18458.4062 | 63432.7188 | 63432.7188 | 0.70912 | 0.70912 | 2508.1845 | 2508.1845 | 17.9339 | 72644.3257 | 0.15813 | -1307.1706 | Dew Point Sensor Control for Dessicant CA Dryer | Transportation Equipment | Existing
190 | ItrNgsd108 | 33235.2382 | 7340.0349 | 0 | 4406.1623 | 44981.4354 | 44974.3125 | 44974.3125 | 18458.4062 | 63432.7188 | 63432.7188 | 0.70912 | 0.70912 | 2508.1845 | 2508.1845 | 17.9339 | 72644.3257 | 0.15813 | -1307.1706 | Dew Point Sensor Control for Dessicant CA Dryer | Transportation Equipment | New
191 | IwaEgsd108 | 33164.3952 | 7334.8229 | 0 | 4394.6034 | 44893.8215 | 44867.3405 | 44867.3405 | 18458.4062 | 63325.7468 | 63325.7468 | 0.70893 | 0.70893 | 2425.2273 | 2425.2273 | 18.5112 | 72515.4437 | 0.15317 | -1308.003 | Dew Point Sensor Control for Dessicant CA Dryer | Water and Wastewater | Existing
192 | IwaNgsd108 | 33164.3952 | 7334.8229 | 0 | 4394.6034 | 44893.8215 | 44867.3405 | 44867.3405 | 18458.4062 | 63325.7468 | 63325.7468 | 0.70893 | 0.70893 | 2425.2273 | 2425.2273 | 18.5112 | 72515.4437 | 0.15317 | -1308.003 | Dew Point Sensor Control for Dessicant CA Dryer | Water and Wastewater | New
193 | IagEgsd109 | 33235.2382 | 7340.0349 | 0 | 4406.1623 | 44981.4354 | 44974.3125 | 44974.3125 | 18458.4062 | 63432.7188 | 63432.7188 | 0.70912 | 0.70912 | 58333.7985 | 58333.7985 | 0.7711 | 72644.3257 | 2.3315 | 98.0951 | Air Compressor Optimization | Agriculture and Assembly | Existing
194 | IagNgsd109 | 33235.2382 | 7340.0349 | 0 | 4406.1623 | 44981.4354 | 44974.3125 | 44974.3125 | 18458.4062 | 63432.7188 | 63432.7188 | 0.70912 | 0.70912 | 58333.7985 | 58333.7985 | 0.7711 | 72644.3257 | 2.3315 | 98.0951 | Air Compressor Optimization | Agriculture and Assembly | New
195 | IchEgsd109 | 33235.2382 | 7340.0349 | 0 | 4406.1623 | 44981.4354 | 44974.3125 | 44974.3125 | 18458.4062 | 63432.7188 | 63432.7188 | 0.70912 | 0.70912 | 58333.7985 | 58333.7985 | 0.7711 | 72644.3257 | 2.3315 | 98.0951 | Air Compressor Optimization | Chemicals and Plastics | Existing
196 | IchNgsd109 | 33235.2382 | 7340.0349 | 0 | 4406.1623 | 44981.4354 | 44974.3125 | 44974.3125 | 18458.4062 | 63432.7188 | 63432.7188 | 0.70912 | 0.70912 | 58333.7985 | 58333.7985 | 0.7711 | 72644.3257 | 2.3315 | 98.0951 | Air Compressor Optimization | Chemicals and Plastics | New
197 | IcoEgsd109 | 33235.2382 | 7340.0349 | 0 | 4406.1623 | 44981.4354 | 44974.3125 | 44974.3125 | 18458.4062 | 63432.7188 | 63432.7188 | 0.70912 | 0.70912 | 58333.7985 | 58333.7985 | 0.7711 | 72644.3257 | 2.3315 | 98.0951 | Air Compressor Optimization | Construction | Existing
198 | IcoNgsd109 | 33235.2382 | 7340.0349 | 0 | 4406.1623 | 44981.4354 | 44974.3125 | 44974.3125 | 18458.4062 | 63432.7188 | 63432.7188 | 0.70912 | 0.70912 | 58333.7985 | 58333.7985 | 0.7711 | 72644.3257 | 2.3315 | 98.0951 | Air Compressor Optimization | Construction | New
199 | IelEgsd109 | 33235.2382 | 7340.0349 | 0 | 4406.1623 | 44981.4354 | 44974.3125 | 44974.3125 | 18458.4062 | 63432.7188 | 63432.7188 | 0.70912 | 0.70912 | 58333.7985 | 58333.7985 | 0.7711 | 72644.3257 | 2.3315 | 98.0951 | Air Compressor Optimization | Electrical and Electronic Equip. | Existing
200 | IelNgsd109 | 33235.2382 | 7340.0349 | 0 | 4406.1623 | 44981.4354 | 44974.3125 | 44974.3125 | 18458.4062 | 63432.7188 | 63432.7188 | 0.70912 | 0.70912 | 58333.7985 | 58333.7985 | 0.7711 | 72644.3257 | 2.3315 | 98.0951 | Air Compressor Optimization | Electrical and Electronic Equip. | New
201 | IluEgsd109 | 33235.2382 | 7340.0349 | 0 | 4406.1623 | 44981.4354 | 44974.3125 | 44974.3125 | 18458.4062 | 63432.7188 | 63432.7188 | 0.70912 | 0.70912 | 60660.4683 | 60660.4683 | 0.74153 | 72644.3257 | 2.4245 | 158.2228 | Air Compressor Optimization | Lumber/Furniture/Pulp/Paper | Existing
202 | IluNgsd109 | 33235.2382 | 7340.0349 | 0 | 4406.1623 | 44981.4354 | 44974.3125 | 44974.3125 | 18458.4062 | 63432.7188 | 63432.7188 | 0.70912 | 0.70912 | 60660.4683 | 60660.4683 | 0.74153 | 72644.3257 | 2.4245 | 158.2228 | Air Compressor Optimization | Lumber/Furniture/Pulp/Paper | New
203 | ImeEgsd109 | 33235.2382 | 7340.0349 | 0 | 4406.1623 | 44981.4354 | 44974.3125 | 44974.3125 | 18458.4062 | 63432.7188 | 63432.7188 | 0.70912 | 0.70912 | 58333.7985 | 58333.7985 | 0.7711 | 72644.3257 | 2.3315 | 98.0951 | Air Compressor Optimization | Metal Products and Machinery | Existing
204 | ImeNgsd109 | 33235.2382 | 7340.0349 | 0 | 4406.1623 | 44981.4354 | 44974.3125 | 44974.3125 | 18458.4062 | 63432.7188 | 63432.7188 | 0.70912 | 0.70912 | 58333.7985 | 58333.7985 | 0.7711 | 72644.3257 | 2.3315 | 98.0951 | Air Compressor Optimization | Metal Products and Machinery | New
205 | ImiEgsd109 | 33235.2382 | 7340.0349 | 0 | 4406.1623 | 44981.4354 | 44974.3125 | 44974.3125 | 18458.4062 | 63432.7188 | 63432.7188 | 0.70912 | 0.70912 | 59245.2962 | 59245.2962 | 0.75924 | 72644.3257 | 2.368 | 121.6508 | Air Compressor Optimization | Miscellaneous Manufacturing | Existing
206 | ImiNgsd109 | 33235.2382 | 7340.0349 | 0 | 4406.1623 | 44981.4354 | 44974.3125 | 44974.3125 | 18458.4062 | 63432.7188 | 63432.7188 | 0.70912 | 0.70912 | 59245.2962 | 59245.2962 | 0.75924 | 72644.3257 | 2.368 | 121.6508 | Air Compressor Optimization | Miscellaneous Manufacturing | New
207 | IprEgsd109 | 33235.2382 | 7340.0349 | 0 | 4406.1623 | 44981.4354 | 44974.3125 | 44974.3125 | 18458.4062 | 63432.7188 | 63432.7188 | 0.70912 | 0.70912 | 58333.7985 | 58333.7985 | 0.7711 | 72644.3257 | 2.3315 | 98.0951 | Air Compressor Optimization | Primary Resources Industries | Existing
208 | IprNgsd109 | 33235.2382 | 7340.0349 | 0 | 4406.1623 | 44981.4354 | 44974.3125 | 44974.3125 | 18458.4062 | 63432.7188 | 63432.7188 | 0.70912 | 0.70912 | 58333.7985 | 58333.7985 | 0.7711 | 72644.3257 | 2.3315 | 98.0951 | Air Compressor Optimization | Primary Resources Industries | New
209 | IstEgsd109 | 33235.2382 | 7340.0349 | 0 | 4406.1623 | 44981.4354 | 44974.3125 | 44974.3125 | 18458.4062 | 63432.7188 | 63432.7188 | 0.70912 | 0.70912 | 58333.7985 | 58333.7985 | 0.7711 | 72644.3257 | 2.3315 | 98.0951 | Air Compressor Optimization | Stone/Clay/Glass/Concrete | Existing
210 | IstNgsd109 | 33235.2382 | 7340.0349 | 0 | 4406.1623 | 44981.4354 | 44974.3125 | 44974.3125 | 18458.4062 | 63432.7188 | 63432.7188 | 0.70912 | 0.70912 | 58333.7985 | 58333.7985 | 0.7711 | 72644.3257 | 2.3315 | 98.0951 | Air Compressor Optimization | Stone/Clay/Glass/Concrete | New
211 | IteEgsd109 | 33235.2382 | 7340.0349 | 0 | 4406.1623 | 44981.4354 | 44974.3125 | 44974.3125 | 18458.4062 | 63432.7188 | 63432.7188 | 0.70912 | 0.70912 | 58333.7985 | 58333.7985 | 0.7711 | 72644.3257 | 2.3315 | 98.0951 | Air Compressor Optimization | Textiles and Leather | Existing
212 | IteNgsd109 | 33235.2382 | 7340.0349 | 0 | 4406.1623 | 44981.4354 | 44974.3125 | 44974.3125 | 18458.4062 | 63432.7188 | 63432.7188 | 0.70912 | 0.70912 | 58333.7985 | 58333.7985 | 0.7711 | 72644.3257 | 2.3315 | 98.0951 | Air Compressor Optimization | Textiles and Leather | New
213 | ItrEgsd109 | 33235.2382 | 7340.0349 | 0 | 4406.1623 | 44981.4354 | 44974.3125 | 44974.3125 | 18458.4062 | 63432.7188 | 63432.7188 | 0.70912 | 0.70912 | 60185.6456 | 60185.6456 | 0.74738 | 72644.3257 | 2.4055 | 145.9521 | Air Compressor Optimization | Transportation Equipment | Existing
214 | ItrNgsd109 | 33235.2382 | 7340.0349 | 0 | 4406.1623 | 44981.4354 | 44974.3125 | 44974.3125 | 18458.4062 | 63432.7188 | 63432.7188 | 0.70912 | 0.70912 | 60185.6456 | 60185.6456 | 0.74738 | 72644.3257 | 2.4055 | 145.9521 | Air Compressor Optimization | Transportation Equipment | New
215 | IwaEgsd109 | 33164.3952 | 7334.8229 | 0 | 4394.6034 | 44893.8215 | 44867.3405 | 44867.3405 | 18458.4062 | 63325.7468 | 63325.7468 | 0.70893 | 0.70893 | 58195.0483 | 58195.0483 | 0.77144 | 72515.4437 | 2.3301 | 97.0587 | Air Compressor Optimization | Water and Wastewater | Existing
216 | IwaNgsd109 | 33164.3952 | 7334.8229 | 0 | 4394.6034 | 44893.8215 | 44867.3405 | 44867.3405 | 18458.4062 | 63325.7468 | 63325.7468 | 0.70893 | 0.70893 | 58195.0483 | 58195.0483 | 0.77144 | 72515.4437 | 2.3301 | 97.0587 | Air Compressor Optimization | Water and Wastewater | New
217 | IagEgsd201 | 33234.5575 | 7339.4894 | 0 | 4406.1623 | 44980.2092 | 44974.3125 | 44974.3125 | 19151.6328 | 64125.9454 | 64125.9454 | 0.70144 | 0.70144 | 107674.6607 | 107674.6607 | 0.41774 | 73337.551 | 18.7129 | 10796.6132 | Energy Star windows | Agriculture and Assembly | Existing
218 | IagNgsd201 | 33234.5575 | 7339.4894 | 0 | 4406.1623 | 44980.2092 | 44974.3125 | 44974.3125 | 19151.6328 | 64125.9454 | 64125.9454 | 0.70144 | 0.70144 | 107674.6607 | 107674.6607 | 0.41774 | 73337.551 | 18.7129 | 10796.6132 | Energy Star windows | Agriculture and Assembly | New
219 | IchEgsd201 | 33234.5575 | 7339.4894 | 0 | 4406.1623 | 44980.2092 | 44974.3125 | 44974.3125 | 19151.6328 | 64125.9454 | 64125.9454 | 0.70144 | 0.70144 | 67569.5574 | 67569.5574 | 0.66569 | 73337.551 | 11.743 | 6245.5649 | Energy Star windows | Chemicals and Plastics | Existing
220 | IchNgsd201 | 33234.5575 | 7339.4894 | 0 | 4406.1623 | 44980.2092 | 44974.3125 | 44974.3125 | 19151.6328 | 64125.9454 | 64125.9454 | 0.70144 | 0.70144 | 67569.5574 | 67569.5574 | 0.66569 | 73337.551 | 11.743 | 6245.5649 | Energy Star windows | Chemicals and Plastics | New
221 | IcoEgsd201 | 33234.5575 | 7339.4894 | 0 | 4406.1623 | 44980.2092 | 44974.3125 | 44974.3125 | 19151.6328 | 64125.9454 | 64125.9454 | 0.70144 | 0.70144 | 109159.8996 | 109159.8996 | 0.41206 | 73337.551 | 18.971 | 10965.1555 | Energy Star windows | Construction | Existing
222 | IcoNgsd201 | 33234.5575 | 7339.4894 | 0 | 4406.1623 | 44980.2092 | 44974.3125 | 44974.3125 | 19151.6328 | 64125.9454 | 64125.9454 | 0.70144 | 0.70144 | 109159.8996 | 109159.8996 | 0.41206 | 73337.551 | 18.971 | 10965.1555 | Energy Star windows | Construction | New
223 | IelEgsd201 | 33234.5575 | 7339.4894 | 0 | 4406.1623 | 44980.2092 | 44974.3125 | 44974.3125 | 19151.6328 | 64125.9454 | 64125.9454 | 0.70144 | 0.70144 | 60240.4142 | 60240.4142 | 0.74668 | 73337.551 | 10.4692 | 5413.8681 | Energy Star windows | Electrical and Electronic Equip. | Existing
224 | IelNgsd201 | 33234.5575 | 7339.4894 | 0 | 4406.1623 | 44980.2092 | 44974.3125 | 44974.3125 | 19151.6328 | 64125.9454 | 64125.9454 | 0.70144 | 0.70144 | 60240.4142 | 60240.4142 | 0.74668 | 73337.551 | 10.4692 | 5413.8681 | Energy Star windows | Electrical and Electronic Equip. | New
225 | IluEgsd201 | 33234.5575 | 7339.4894 | 0 | 4406.1623 | 44980.2092 | 44974.3125 | 44974.3125 | 19151.6328 | 64125.9454 | 64125.9454 | 0.70144 | 0.70144 | 200356.6417 | 200356.6417 | 0.2245 | 73337.551 | 34.8202 | 21313.9822 | Energy Star windows | Lumber/Furniture/Pulp/Paper | Existing
226 | IluNgsd201 | 33234.5575 | 7339.4894 | 0 | 4406.1623 | 44980.2092 | 44974.3125 | 44974.3125 | 19151.6328 | 64125.9454 | 64125.9454 | 0.70144 | 0.70144 | 200356.6417 | 200356.6417 | 0.2245 | 73337.551 | 34.8202 | 21313.9822 | Energy Star windows | Lumber/Furniture/Pulp/Paper | New
227 | ImeEgsd201 | 33234.5575 | 7339.4894 | 0 | 4406.1623 | 44980.2092 | 44974.3125 | 44974.3125 | 19151.6328 | 64125.9454 | 64125.9454 | 0.70144 | 0.70144 | 186763.066 | 186763.066 | 0.24084 | 73337.551 | 32.4577 | 19771.4107 | Energy Star windows | Metal Products and Machinery | Existing
228 | ImeNgsd201 | 33234.5575 | 7339.4894 | 0 | 4406.1623 | 44980.2092 | 44974.3125 | 44974.3125 | 19151.6328 | 64125.9454 | 64125.9454 | 0.70144 | 0.70144 | 186763.066 | 186763.066 | 0.24084 | 73337.551 | 32.4577 | 19771.4107 | Energy Star windows | Metal Products and Machinery | New
229 | ImiEgsd201 | 33234.5575 | 7339.4894 | 0 | 4406.1623 | 44980.2092 | 44974.3125 | 44974.3125 | 19151.6328 | 64125.9454 | 64125.9454 | 0.70144 | 0.70144 | 109159.8996 | 109159.8996 | 0.41206 | 73337.551 | 18.971 | 10965.1555 | Energy Star windows | Miscellaneous Manufacturing | Existing
230 | ImiNgsd201 | 33234.5575 | 7339.4894 | 0 | 4406.1623 | 44980.2092 | 44974.3125 | 44974.3125 | 19151.6328 | 64125.9454 | 64125.9454 | 0.70144 | 0.70144 | 109159.8996 | 109159.8996 | 0.41206 | 73337.551 | 18.971 | 10965.1555 | Energy Star windows | Miscellaneous Manufacturing | New
231 | IprEgsd201 | 33234.5575 | 7339.4894 | 0 | 4406.1623 | 44980.2092 | 44974.3125 | 44974.3125 | 19151.6328 | 64125.9454 | 64125.9454 | 0.70144 | 0.70144 | 95494.2508 | 95494.2508 | 0.47103 | 73337.551 | 16.596 | 9414.4038 | Energy Star windows | Primary Resources Industries | Existing
232 | IprNgsd201 | 33234.5575 | 7339.4894 | 0 | 4406.1623 | 44980.2092 | 44974.3125 | 44974.3125 | 19151.6328 | 64125.9454 | 64125.9454 | 0.70144 | 0.70144 | 95494.2508 | 95494.2508 | 0.47103 | 73337.551 | 16.596 | 9414.4038 | Energy Star windows | Primary Resources Industries | New
233 | IstEgsd201 | 33234.5575 | 7339.4894 | 0 | 4406.1623 | 44980.2092 | 44974.3125 | 44974.3125 | 19151.6328 | 64125.9454 | 64125.9454 | 0.70144 | 0.70144 | 124877.1913 | 124877.1913 | 0.3602 | 73337.551 | 21.7025 | 12748.7227 | Energy Star windows | Stone/Clay/Glass/Concrete | Existing
234 | IstNgsd201 | 33234.5575 | 7339.4894 | 0 | 4406.1623 | 44980.2092 | 44974.3125 | 44974.3125 | 19151.6328 | 64125.9454 | 64125.9454 | 0.70144 | 0.70144 | 124877.1913 | 124877.1913 | 0.3602 | 73337.551 | 21.7025 | 12748.7227 | Energy Star windows | Stone/Clay/Glass/Concrete | New
235 | IteEgsd201 | 33234.5575 | 7339.4894 | 0 | 4406.1623 | 44980.2092 | 44974.3125 | 44974.3125 | 19151.6328 | 64125.9454 | 64125.9454 | 0.70144 | 0.70144 | 82011.2331 | 82011.2331 | 0.54846 | 73337.551 | 14.2528 | 7884.3775 | Energy Star windows | Textiles and Leather | Existing
236 | IteNgsd201 | 33234.5575 | 7339.4894 | 0 | 4406.1623 | 44980.2092 | 44974.3125 | 44974.3125 | 19151.6328 | 64125.9454 | 64125.9454 | 0.70144 | 0.70144 | 82011.2331 | 82011.2331 | 0.54846 | 73337.551 | 14.2528 | 7884.3775 | Energy Star windows | Textiles and Leather | New
237 | ItrEgsd201 | 33234.5575 | 7339.4894 | 0 | 4406.1623 | 44980.2092 | 44974.3125 | 44974.3125 | 19151.6328 | 64125.9454 | 64125.9454 | 0.70144 | 0.70144 | 75732.8809 | 75732.8809 | 0.59393 | 73337.551 | 13.1617 | 7171.9229 | Energy Star windows | Transportation Equipment | Existing
238 | ItrNgsd201 | 33234.5575 | 7339.4894 | 0 | 4406.1623 | 44980.2092 | 44974.3125 | 44974.3125 | 19151.6328 | 64125.9454 | 64125.9454 | 0.70144 | 0.70144 | 75732.8809 | 75732.8809 | 0.59393 | 73337.551 | 13.1617 | 7171.9229 | Energy Star windows | Transportation Equipment | New
239 | IwaEgsd201 | 33234.5575 | 7339.4894 | 0 | 4406.1623 | 44980.2092 | 44974.3125 | 44974.3125 | 19151.6328 | 64125.9454 | 64125.9454 | 0.70144 | 0.70144 | 8500.6308 | 8500.6308 | 5.2914 | 73337.551 | 1.4773 | -457.4609 | Energy Star windows | Water and Wastewater | Existing
240 | IwaNgsd201 | 33234.5575 | 7339.4894 | 0 | 4406.1623 | 44980.2092 | 44974.3125 | 44974.3125 | 19151.6328 | 64125.9454 | 64125.9454 | 0.70144 | 0.70144 | 8500.6308 | 8500.6308 | 5.2914 | 73337.551 | 1.4773 | -457.4609 | Energy Star windows | Water and Wastewater | New
241 | IagEgsd202 | 33234.5575 | 7339.4894 | 0 | 4406.1623 | 44980.2092 | 44974.3125 | 44974.3125 | 19151.6328 | 64125.9454 | 64125.9454 | 0.70144 | 0.70144 | 39959.2575 | 39959.2575 | 1.1257 | 73337.551 | 6.9446 | 3112.4024 | Industrial Duct Sealing | Agriculture and Assembly | Existing
242 | IagNgsd202 | 33234.5575 | 7339.4894 | 0 | 4406.1623 | 44980.2092 | 44974.3125 | 44974.3125 | 19151.6328 | 64125.9454 | 64125.9454 | 0.70144 | 0.70144 | 39959.2575 | 39959.2575 | 1.1257 | 73337.551 | 6.9446 | 3112.4024 | Industrial Duct Sealing | Agriculture and Assembly | New
243 | IchEgsd202 | 33234.5575 | 7339.4894 | 0 | 4406.1623 | 44980.2092 | 44974.3125 | 44974.3125 | 19151.6328 | 64125.9454 | 64125.9454 | 0.70144 | 0.70144 | 25075.8212 | 25075.8212 | 1.7938 | 73337.551 | 4.358 | 1423.4593 | Industrial Duct Sealing | Chemicals and Plastics | Existing
244 | IchNgsd202 | 33234.5575 | 7339.4894 | 0 | 4406.1623 | 44980.2092 | 44974.3125 | 44974.3125 | 19151.6328 | 64125.9454 | 64125.9454 | 0.70144 | 0.70144 | 25075.8212 | 25075.8212 | 1.7938 | 73337.551 | 4.358 | 1423.4593 | Industrial Duct Sealing | Chemicals and Plastics | New
245 | IcoEgsd202 | 33234.5575 | 7339.4894 | 0 | 4406.1623 | 44980.2092 | 44974.3125 | 44974.3125 | 19151.6328 | 64125.9454 | 64125.9454 | 0.70144 | 0.70144 | 40510.425 | 40510.425 | 1.1103 | 73337.551 | 7.0403 | 3174.9478 | Industrial Duct Sealing | Construction | Existing
246 | IcoNgsd202 | 33234.5575 | 7339.4894 | 0 | 4406.1623 | 44980.2092 | 44974.3125 | 44974.3125 | 19151.6328 | 64125.9454 | 64125.9454 | 0.70144 | 0.70144 | 40510.425 | 40510.425 | 1.1103 | 73337.551 | 7.0403 | 3174.9478 | Industrial Duct Sealing | Construction | New
247 | IelEgsd202 | 33234.5575 | 7339.4894 | 0 | 4406.1623 | 44980.2092 | 44974.3125 | 44974.3125 | 19151.6328 | 64125.9454 | 64125.9454 | 0.70144 | 0.70144 | 22355.8931 | 22355.8931 | 2.012 | 73337.551 | 3.8853 | 1114.8071 | Industrial Duct Sealing | Electrical and Electronic Equip. | Existing
248 | IelNgsd202 | 33234.5575 | 7339.4894 | 0 | 4406.1623 | 44980.2092 | 44974.3125 | 44974.3125 | 19151.6328 | 64125.9454 | 64125.9454 | 0.70144 | 0.70144 | 22355.8931 | 22355.8931 | 2.012 | 73337.551 | 3.8853 | 1114.8071 | Industrial Duct Sealing | Electrical and Electronic Equip. | New
249 | IluEgsd202 | 33234.5575 | 7339.4894 | 0 | 4406.1623 | 44980.2092 | 44974.3125 | 44974.3125 | 19151.6328 | 64125.9454 | 64125.9454 | 0.70144 | 0.70144 | 74354.5769 | 74354.5769 | 0.60494 | 73337.551 | 12.9222 | 7015.5153 | Industrial Duct Sealing | Lumber/Furniture/Pulp/Paper | Existing
250 | IluNgsd202 | 33234.5575 | 7339.4894 | 0 | 4406.1623 | 44980.2092 | 44974.3125 | 44974.3125 | 19151.6328 | 64125.9454 | 64125.9454 | 0.70144 | 0.70144 | 74354.5769 | 74354.5769 | 0.60494 | 73337.551 | 12.9222 | 7015.5153 | Industrial Duct Sealing | Lumber/Furniture/Pulp/Paper | New
251 | ImeEgsd202 | 33234.5575 | 7339.4894 | 0 | 4406.1623 | 44980.2092 | 44974.3125 | 44974.3125 | 19151.6328 | 64125.9454 | 64125.9454 | 0.70144 | 0.70144 | 69309.8575 | 69309.8575 | 0.64897 | 73337.551 | 12.0454 | 6443.0509 | Industrial Duct Sealing | Metal Products and Machinery | Existing
252 | ImeNgsd202 | 33234.5575 | 7339.4894 | 0 | 4406.1623 | 44980.2092 | 44974.3125 | 44974.3125 | 19151.6328 | 64125.9454 | 64125.9454 | 0.70144 | 0.70144 | 69309.8575 | 69309.8575 | 0.64897 | 73337.551 | 12.0454 | 6443.0509 | Industrial Duct Sealing | Metal Products and Machinery | New
253 | ImiEgsd202 | 33234.5575 | 7339.4894 | 0 | 4406.1623 | 44980.2092 | 44974.3125 | 44974.3125 | 19151.6328 | 64125.9454 | 64125.9454 | 0.70144 | 0.70144 | 40510.425 | 40510.425 | 1.1103 | 73337.551 | 7.0403 | 3174.9478 | Industrial Duct Sealing | Miscellaneous Manufacturing | Existing
254 | ImiNgsd202 | 33234.5575 | 7339.4894 | 0 | 4406.1623 | 44980.2092 | 44974.3125 | 44974.3125 | 19151.6328 | 64125.9454 | 64125.9454 | 0.70144 | 0.70144 | 40510.425 | 40510.425 | 1.1103 | 73337.551 | 7.0403 | 3174.9478 | Industrial Duct Sealing | Miscellaneous Manufacturing | New
255 | IprEgsd202 | 33234.5575 | 7339.4894 | 0 | 4406.1623 | 44980.2092 | 44974.3125 | 44974.3125 | 19151.6328 | 64125.9454 | 64125.9454 | 0.70144 | 0.70144 | 35438.9806 | 35438.9806 | 1.2692 | 73337.551 | 6.159 | 2599.4501 | Industrial Duct Sealing | Primary Resources Industries | Existing
256 | IprNgsd202 | 33234.5575 | 7339.4894 | 0 | 4406.1623 | 44980.2092 | 44974.3125 | 44974.3125 | 19151.6328 | 64125.9454 | 64125.9454 | 0.70144 | 0.70144 | 35438.9806 | 35438.9806 | 1.2692 | 73337.551 | 6.159 | 2599.4501 | Industrial Duct Sealing | Primary Resources Industries | New
257 | IstEgsd202 | 33234.5575 | 7339.4894 | 0 | 4406.1623 | 44980.2092 | 44974.3125 | 44974.3125 | 19151.6328 | 64125.9454 | 64125.9454 | 0.70144 | 0.70144 | 46343.2796 | 46343.2796 | 0.97059 | 73337.551 | 8.054 | 3836.8487 | Industrial Duct Sealing | Stone/Clay/Glass/Concrete | Existing
258 | IstNgsd202 | 33234.5575 | 7339.4894 | 0 | 4406.1623 | 44980.2092 | 44974.3125 | 44974.3125 | 19151.6328 | 64125.9454 | 64125.9454 | 0.70144 | 0.70144 | 46343.2796 | 46343.2796 | 0.97059 | 73337.551 | 8.054 | 3836.8487 | Industrial Duct Sealing | Stone/Clay/Glass/Concrete | New
259 | IteEgsd202 | 33234.5575 | 7339.4894 | 0 | 4406.1623 | 44980.2092 | 44974.3125 | 44974.3125 | 19151.6328 | 64125.9454 | 64125.9454 | 0.70144 | 0.70144 | 30435.2891 | 30435.2891 | 1.4779 | 73337.551 | 5.2894 | 2031.641 | Industrial Duct Sealing | Textiles and Leather | Existing
260 | IteNgsd202 | 33234.5575 | 7339.4894 | 0 | 4406.1623 | 44980.2092 | 44974.3125 | 44974.3125 | 19151.6328 | 64125.9454 | 64125.9454 | 0.70144 | 0.70144 | 30435.2891 | 30435.2891 | 1.4779 | 73337.551 | 5.2894 | 2031.641 | Industrial Duct Sealing | Textiles and Leather | New
261 | ItrEgsd202 | 33234.5575 | 7339.4894 | 0 | 4406.1623 | 44980.2092 | 44974.3125 | 44974.3125 | 19151.6328 | 64125.9454 | 64125.9454 | 0.70144 | 0.70144 | 28105.3172 | 28105.3172 | 1.6004 | 73337.551 | 4.8844 | 1767.2404 | Industrial Duct Sealing | Transportation Equipment | Existing
262 | ItrNgsd202 | 33234.5575 | 7339.4894 | 0 | 4406.1623 | 44980.2092 | 44974.3125 | 44974.3125 | 19151.6328 | 64125.9454 | 64125.9454 | 0.70144 | 0.70144 | 28105.3172 | 28105.3172 | 1.6004 | 73337.551 | 4.8844 | 1767.2404 | Industrial Duct Sealing | Transportation Equipment | New
263 | IwaEgsd202 | 33234.5575 | 7339.4894 | 0 | 4406.1623 | 44980.2092 | 44974.3125 | 44974.3125 | 19151.6328 | 64125.9454 | 64125.9454 | 0.70144 | 0.70144 | 3154.6783 | 3154.6783 | 14.2583 | 73337.551 | 0.54825 | -1064.1091 | Industrial Duct Sealing | Water and Wastewater | Existing
264 | IwaNgsd202 | 33234.5575 | 7339.4894 | 0 | 4406.1623 | 44980.2092 | 44974.3125 | 44974.3125 | 19151.6328 | 64125.9454 | 64125.9454 | 0.70144 | 0.70144 | 3154.6783 | 3154.6783 | 14.2583 | 73337.551 | 0.54825 | -1064.1091 | Industrial Duct Sealing | Water and Wastewater | New
265 | IagEgsd203 | 33234.5575 | 7339.4894 | 0 | 4406.1623 | 44980.2092 | 44974.3125 | 44974.3125 | 19151.6328 | 64125.9454 | 64125.9454 | 0.70144 | 0.70144 | 303609.4805 | 303609.4805 | 0.14815 | 73337.551 | 44.2891 | 27496.7565 | Reflective Roof Treatment | Agriculture and Assembly | Existing
266 | IagNgsd203 | 33234.5575 | 7339.4894 | 0 | 4406.1623 | 44980.2092 | 44974.3125 | 44974.3125 | 19151.6328 | 64125.9454 | 64125.9454 | 0.70144 | 0.70144 | 303609.4805 | 303609.4805 | 0.14815 | 73337.551 | 44.2891 | 27496.7565 | Reflective Roof Treatment | Agriculture and Assembly | New
267 | IchEgsd203 | 33234.5575 | 7339.4894 | 0 | 4406.1623 | 44980.2092 | 44974.3125 | 44974.3125 | 19151.6328 | 64125.9454 | 64125.9454 | 0.70144 | 0.70144 | 459961.2522 | 459961.2522 | 0.097791 | 73337.551 | 67.0969 | 42389.2864 | Reflective Roof Treatment | Chemicals and Plastics | Existing
268 | IchNgsd203 | 33234.5575 | 7339.4894 | 0 | 4406.1623 | 44980.2092 | 44974.3125 | 44974.3125 | 19151.6328 | 64125.9454 | 64125.9454 | 0.70144 | 0.70144 | 459961.2522 | 459961.2522 | 0.097791 | 73337.551 | 67.0969 | 42389.2864 | Reflective Roof Treatment | Chemicals and Plastics | New
269 | IcoEgsd203 | 33234.5575 | 7339.4894 | 0 | 4406.1623 | 44980.2092 | 44974.3125 | 44974.3125 | 19151.6328 | 64125.9454 | 64125.9454 | 0.70144 | 0.70144 | 119963.2173 | 119963.2173 | 0.37495 | 73337.551 | 17.4996 | 10004.4199 | Reflective Roof Treatment | Construction | Existing
270 | IcoNgsd203 | 33234.5575 | 7339.4894 | 0 | 4406.1623 | 44980.2092 | 44974.3125 | 44974.3125 | 19151.6328 | 64125.9454 | 64125.9454 | 0.70144 | 0.70144 | 119963.2173 | 119963.2173 | 0.37495 | 73337.551 | 17.4996 | 10004.4199 | Reflective Roof Treatment | Construction | New
271 | IelEgsd203 | 33234.5575 | 7339.4894 | 0 | 4406.1623 | 44980.2092 | 44974.3125 | 44974.3125 | 19151.6328 | 64125.9454 | 64125.9454 | 0.70144 | 0.70144 | 321611.0087 | 321611.0087 | 0.13986 | 73337.551 | 46.915 | 29211.405 | Reflective Roof Treatment | Electrical and Electronic Equip. | Existing
272 | IelNgsd203 | 33234.5575 | 7339.4894 | 0 | 4406.1623 | 44980.2092 | 44974.3125 | 44974.3125 | 19151.6328 | 64125.9454 | 64125.9454 | 0.70144 | 0.70144 | 321611.0087 | 321611.0087 | 0.13986 | 73337.551 | 46.915 | 29211.405 | Reflective Roof Treatment | Electrical and Electronic Equip. | New
273 | IluEgsd203 | 33234.5575 | 7339.4894 | 0 | 4406.1623 | 44980.2092 | 44974.3125 | 44974.3125 | 19151.6328 | 64125.9454 | 64125.9454 | 0.70144 | 0.70144 | 634579.8075 | 634579.8075 | 0.070882 | 73337.551 | 92.5694 | 59021.7324 | Reflective Roof Treatment | Lumber/Furniture/Pulp/Paper | Existing
274 | IluNgsd203 | 33234.5575 | 7339.4894 | 0 | 4406.1623 | 44980.2092 | 44974.3125 | 44974.3125 | 19151.6328 | 64125.9454 | 64125.9454 | 0.70144 | 0.70144 | 634579.8075 | 634579.8075 | 0.070882 | 73337.551 | 92.5694 | 59021.7324 | Reflective Roof Treatment | Lumber/Furniture/Pulp/Paper | New
275 | ImeEgsd203 | 33234.5575 | 7339.4894 | 0 | 4406.1623 | 44980.2092 | 44974.3125 | 44974.3125 | 19151.6328 | 64125.9454 | 64125.9454 | 0.70144 | 0.70144 | 228830.4066 | 228830.4066 | 0.19657 | 73337.551 | 33.3806 | 20374.0362 | Reflective Roof Treatment | Metal Products and Machinery | Existing
276 | ImeNgsd203 | 33234.5575 | 7339.4894 | 0 | 4406.1623 | 44980.2092 | 44974.3125 | 44974.3125 | 19151.6328 | 64125.9454 | 64125.9454 | 0.70144 | 0.70144 | 228830.4066 | 228830.4066 | 0.19657 | 73337.551 | 33.3806 | 20374.0362 | Reflective Roof Treatment | Metal Products and Machinery | New
277 | ImiEgsd203 | 33234.5575 | 7339.4894 | 0 | 4406.1623 | 44980.2092 | 44974.3125 | 44974.3125 | 19151.6328 | 64125.9454 | 64125.9454 | 0.70144 | 0.70144 | 119963.2173 | 119963.2173 | 0.37495 | 73337.551 | 17.4996 | 10004.4199 | Reflective Roof Treatment | Miscellaneous Manufacturing | Existing
278 | ImiNgsd203 | 33234.5575 | 7339.4894 | 0 | 4406.1623 | 44980.2092 | 44974.3125 | 44974.3125 | 19151.6328 | 64125.9454 | 64125.9454 | 0.70144 | 0.70144 | 119963.2173 | 119963.2173 | 0.37495 | 73337.551 | 17.4996 | 10004.4199 | Reflective Roof Treatment | Miscellaneous Manufacturing | New
279 | IprEgsd203 | 33234.5575 | 7339.4894 | 0 | 4406.1623 | 44980.2092 | 44974.3125 | 44974.3125 | 19151.6328 | 64125.9454 | 64125.9454 | 0.70144 | 0.70144 | 839319.7034 | 839319.7034 | 0.053591 | 73337.551 | 122.4358 | 78523.2439 | Reflective Roof Treatment | Primary Resources Industries | Existing
280 | IprNgsd203 | 33234.5575 | 7339.4894 | 0 | 4406.1623 | 44980.2092 | 44974.3125 | 44974.3125 | 19151.6328 | 64125.9454 | 64125.9454 | 0.70144 | 0.70144 | 839319.7034 | 839319.7034 | 0.053591 | 73337.551 | 122.4358 | 78523.2439 | Reflective Roof Treatment | Primary Resources Industries | New
281 | IstEgsd203 | 33234.5575 | 7339.4894 | 0 | 4406.1623 | 44980.2092 | 44974.3125 | 44974.3125 | 19151.6328 | 64125.9454 | 64125.9454 | 0.70144 | 0.70144 | 206422.7793 | 206422.7793 | 0.2179 | 73337.551 | 30.1119 | 18239.7074 | Reflective Roof Treatment | Stone/Clay/Glass/Concrete | Existing
282 | IstNgsd203 | 33234.5575 | 7339.4894 | 0 | 4406.1623 | 44980.2092 | 44974.3125 | 44974.3125 | 19151.6328 | 64125.9454 | 64125.9454 | 0.70144 | 0.70144 | 206422.7793 | 206422.7793 | 0.2179 | 73337.551 | 30.1119 | 18239.7074 | Reflective Roof Treatment | Stone/Clay/Glass/Concrete | New
283 | IteEgsd203 | 33234.5575 | 7339.4894 | 0 | 4406.1623 | 44980.2092 | 44974.3125 | 44974.3125 | 19151.6328 | 64125.9454 | 64125.9454 | 0.70144 | 0.70144 | 241518.0903 | 241518.0903 | 0.18624 | 73337.551 | 35.2315 | 21582.5417 | Reflective Roof Treatment | Textiles and Leather | Existing
284 | IteNgsd203 | 33234.5575 | 7339.4894 | 0 | 4406.1623 | 44980.2092 | 44974.3125 | 44974.3125 | 19151.6328 | 64125.9454 | 64125.9454 | 0.70144 | 0.70144 | 241518.0903 | 241518.0903 | 0.18624 | 73337.551 | 35.2315 | 21582.5417 | Reflective Roof Treatment | Textiles and Leather | New
285 | ItrEgsd203 | 33234.5575 | 7339.4894 | 0 | 4406.1623 | 44980.2092 | 44974.3125 | 44974.3125 | 19151.6328 | 64125.9454 | 64125.9454 | 0.70144 | 0.70144 | 732015.1755 | 732015.1755 | 0.061447 | 73337.551 | 106.7828 | 68302.4699 | Reflective Roof Treatment | Transportation Equipment | Existing
286 | ItrNgsd203 | 33234.5575 | 7339.4894 | 0 | 4406.1623 | 44980.2092 | 44974.3125 | 44974.3125 | 19151.6328 | 64125.9454 | 64125.9454 | 0.70144 | 0.70144 | 732015.1755 | 732015.1755 | 0.061447 | 73337.551 | 106.7828 | 68302.4699 | Reflective Roof Treatment | Transportation Equipment | New
287 | IwaEgsd203 | 33234.5575 | 7339.4894 | 0 | 4406.1623 | 44980.2092 | 44974.3125 | 44974.3125 | 19151.6328 | 64125.9454 | 64125.9454 | 0.70144 | 0.70144 | 119963.2173 | 119963.2173 | 0.37495 | 73337.551 | 17.4996 | 10004.4199 | Reflective Roof Treatment | Water and Wastewater | Existing
288 | IwaNgsd203 | 33234.5575 | 7339.4894 | 0 | 4406.1623 | 44980.2092 | 44974.3125 | 44974.3125 | 19151.6328 | 64125.9454 | 64125.9454 | 0.70144 | 0.70144 | 119963.2173 | 119963.2173 | 0.37495 | 73337.551 | 17.4996 | 10004.4199 | Reflective Roof Treatment | Water and Wastewater | New
289 | IagEgsd204 | 33234.5575 | 7339.4894 | 0 | 4406.1623 | 44980.2092 | 44974.3125 | 44974.3125 | 19151.6328 | 64125.9454 | 64125.9454 | 0.70144 | 0.70144 | 345915.0528 | 345915.0528 | 0.13003 | 73337.551 | 73.1949 | 46371.0479 | Roof insulation | Agriculture and Assembly | Existing
290 | IagNgsd204 | 33234.5575 | 7339.4894 | 0 | 4406.1623 | 44980.2092 | 44974.3125 | 44974.3125 | 19151.6328 | 64125.9454 | 64125.9454 | 0.70144 | 0.70144 | 345915.0528 | 345915.0528 | 0.13003 | 73337.551 | 73.1949 | 46371.0479 | Roof insulation | Agriculture and Assembly | New
291 | IchEgsd204 | 33234.5575 | 7339.4894 | 0 | 4406.1623 | 44980.2092 | 44974.3125 | 44974.3125 | 19151.6328 | 64125.9454 | 64125.9454 | 0.70144 | 0.70144 | 345915.1942 | 345915.1942 | 0.13003 | 73337.551 | 73.1949 | 46371.0687 | Roof insulation | Chemicals and Plastics | Existing
292 | IchNgsd204 | 33234.5575 | 7339.4894 | 0 | 4406.1623 | 44980.2092 | 44974.3125 | 44974.3125 | 19151.6328 | 64125.9454 | 64125.9454 | 0.70144 | 0.70144 | 345915.1942 | 345915.1942 | 0.13003 | 73337.551 | 73.1949 | 46371.0687 | Roof insulation | Chemicals and Plastics | New
293 | IcoEgsd204 | 33234.5575 | 7339.4894 | 0 | 4406.1623 | 44980.2092 | 44974.3125 | 44974.3125 | 19151.6328 | 64125.9454 | 64125.9454 | 0.70144 | 0.70144 | 345915.3073 | 345915.3073 | 0.13003 | 73337.551 | 73.195 | 46371.084 | Roof insulation | Construction | Existing
294 | IcoNgsd204 | 33234.5575 | 7339.4894 | 0 | 4406.1623 | 44980.2092 | 44974.3125 | 44974.3125 | 19151.6328 | 64125.9454 | 64125.9454 | 0.70144 | 0.70144 | 345915.3073 | 345915.3073 | 0.13003 | 73337.551 | 73.195 | 46371.084 | Roof insulation | Construction | New
295 | IelEgsd204 | 33234.5575 | 7339.4894 | 0 | 4406.1623 | 44980.2092 | 44974.3125 | 44974.3125 | 19151.6328 | 64125.9454 | 64125.9454 | 0.70144 | 0.70144 | 345915.0811 | 345915.0811 | 0.13003 | 73337.551 | 73.1949 | 46371.0517 | Roof insulation | Electrical and Electronic Equip. | Existing
296 | IelNgsd204 | 33234.5575 | 7339.4894 | 0 | 4406.1623 | 44980.2092 | 44974.3125 | 44974.3125 | 19151.6328 | 64125.9454 | 64125.9454 | 0.70144 | 0.70144 | 345915.0811 | 345915.0811 | 0.13003 | 73337.551 | 73.1949 | 46371.0517 | Roof insulation | Electrical and Electronic Equip. | New
297 | IluEgsd204 | 33234.5575 | 7339.4894 | 0 | 4406.1623 | 44980.2092 | 44974.3125 | 44974.3125 | 19151.6328 | 64125.9454 | 64125.9454 | 0.70144 | 0.70144 | 345915.1377 | 345915.1377 | 0.13003 | 73337.551 | 73.1949 | 46371.0597 | Roof insulation | Lumber/Furniture/Pulp/Paper | Existing
298 | IluNgsd204 | 33234.5575 | 7339.4894 | 0 | 4406.1623 | 44980.2092 | 44974.3125 | 44974.3125 | 19151.6328 | 64125.9454 | 64125.9454 | 0.70144 | 0.70144 | 345915.1377 | 345915.1377 | 0.13003 | 73337.551 | 73.1949 | 46371.0597 | Roof insulation | Lumber/Furniture/Pulp/Paper | New
299 | ImeEgsd204 | 33234.5575 | 7339.4894 | 0 | 4406.1623 | 44980.2092 | 44974.3125 | 44974.3125 | 19151.6328 | 64125.9454 | 64125.9454 | 0.70144 | 0.70144 | 345915.1094 | 345915.1094 | 0.13003 | 73337.551 | 73.1949 | 46371.0556 | Roof insulation | Metal Products and Machinery | Existing
300 | ImeNgsd204 | 33234.5575 | 7339.4894 | 0 | 4406.1623 | 44980.2092 | 44974.3125 | 44974.3125 | 19151.6328 | 64125.9454 | 64125.9454 | 0.70144 | 0.70144 | 345915.1094 | 345915.1094 | 0.13003 | 73337.551 | 73.1949 | 46371.0556 | Roof insulation | Metal Products and Machinery | New
301 | ImiEgsd204 | 33234.5575 | 7339.4894 | 0 | 4406.1623 | 44980.2092 | 44974.3125 | 44974.3125 | 19151.6328 | 64125.9454 | 64125.9454 | 0.70144 | 0.70144 | 345915.3073 | 345915.3073 | 0.13003 | 73337.551 | 73.195 | 46371.084 | Roof insulation | Miscellaneous Manufacturing | Existing
302 | ImiNgsd204 | 33234.5575 | 7339.4894 | 0 | 4406.1623 | 44980.2092 | 44974.3125 | 44974.3125 | 19151.6328 | 64125.9454 | 64125.9454 | 0.70144 | 0.70144 | 345915.3073 | 345915.3073 | 0.13003 | 73337.551 | 73.195 | 46371.084 | Roof insulation | Miscellaneous Manufacturing | New
303 | IprEgsd204 | 33234.5575 | 7339.4894 | 0 | 4406.1623 | 44980.2092 | 44974.3125 | 44974.3125 | 19151.6328 | 64125.9454 | 64125.9454 | 0.70144 | 0.70144 | 345915.1377 | 345915.1377 | 0.13003 | 73337.551 | 73.1949 | 46371.0621 | Roof insulation | Primary Resources Industries | Existing
304 | IprNgsd204 | 33234.5575 | 7339.4894 | 0 | 4406.1623 | 44980.2092 | 44974.3125 | 44974.3125 | 19151.6328 | 64125.9454 | 64125.9454 | 0.70144 | 0.70144 | 345915.1377 | 345915.1377 | 0.13003 | 73337.551 | 73.1949 | 46371.0621 | Roof insulation | Primary Resources Industries | New
305 | IstEgsd204 | 33234.5575 | 7339.4894 | 0 | 4406.1623 | 44980.2092 | 44974.3125 | 44974.3125 | 19151.6328 | 64125.9454 | 64125.9454 | 0.70144 | 0.70144 | 345915.1377 | 345915.1377 | 0.13003 | 73337.551 | 73.1949 | 46371.0603 | Roof insulation | Stone/Clay/Glass/Concrete | Existing
306 | IstNgsd204 | 33234.5575 | 7339.4894 | 0 | 4406.1623 | 44980.2092 | 44974.3125 | 44974.3125 | 19151.6328 | 64125.9454 | 64125.9454 | 0.70144 | 0.70144 | 345915.1377 | 345915.1377 | 0.13003 | 73337.551 | 73.1949 | 46371.0603 | Roof insulation | Stone/Clay/Glass/Concrete | New
307 | IteEgsd204 | 33234.5575 | 7339.4894 | 0 | 4406.1623 | 44980.2092 | 44974.3125 | 44974.3125 | 19151.6328 | 64125.9454 | 64125.9454 | 0.70144 | 0.70144 | 345915.1942 | 345915.1942 | 0.13003 | 73337.551 | 73.1949 | 46371.0689 | Roof insulation | Textiles and Leather | Existing
308 | IteNgsd204 | 33234.5575 | 7339.4894 | 0 | 4406.1623 | 44980.2092 | 44974.3125 | 44974.3125 | 19151.6328 | 64125.9454 | 64125.9454 | 0.70144 | 0.70144 | 345915.1942 | 345915.1942 | 0.13003 | 73337.551 | 73.1949 | 46371.0689 | Roof insulation | Textiles and Leather | New
309 | ItrEgsd204 | 33234.5575 | 7339.4894 | 0 | 4406.1623 | 44980.2092 | 44974.3125 | 44974.3125 | 19151.6328 | 64125.9454 | 64125.9454 | 0.70144 | 0.70144 | 345915.1659 | 345915.1659 | 0.13003 | 73337.551 | 73.1949 | 46371.0661 | Roof insulation | Transportation Equipment | Existing
310 | ItrNgsd204 | 33234.5575 | 7339.4894 | 0 | 4406.1623 | 44980.2092 | 44974.3125 | 44974.3125 | 19151.6328 | 64125.9454 | 64125.9454 | 0.70144 | 0.70144 | 345915.1659 | 345915.1659 | 0.13003 | 73337.551 | 73.1949 | 46371.0661 | Roof insulation | Transportation Equipment | New
311 | IwaEgsd204 | 33234.5575 | 7339.4894 | 0 | 4406.1623 | 44980.2092 | 44974.3125 | 44974.3125 | 19151.6328 | 64125.9454 | 64125.9454 | 0.70144 | 0.70144 | 345915.3073 | 345915.3073 | 0.13003 | 73337.551 | 73.195 | 46371.084 | Roof insulation | Water and Wastewater | Existing
312 | IwaNgsd204 | 33234.5575 | 7339.4894 | 0 | 4406.1623 | 44980.2092 | 44974.3125 | 44974.3125 | 19151.6328 | 64125.9454 | 64125.9454 | 0.70144 | 0.70144 | 345915.3073 | 345915.3073 | 0.13003 | 73337.551 | 73.195 | 46371.084 | Roof insulation | Water and Wastewater | New
313 | IagEgsd205 | 33234.5575 | 7339.4894 | 0 | 4406.1623 | 44980.2092 | 44974.3125 | 44974.3125 | 19151.6328 | 64125.9454 | 64125.9454 | 0.70144 | 0.70144 | 3797549.6491 | 3797549.6491 | 0.011845 | 73337.551 | 415.6824 | 270000.6745 | Window shade film | Agriculture and Assembly | Existing
314 | IagNgsd205 | 33234.5575 | 7339.4894 | 0 | 4406.1623 | 44980.2092 | 44974.3125 | 44974.3125 | 19151.6328 | 64125.9454 | 64125.9454 | 0.70144 | 0.70144 | 3797549.6491 | 3797549.6491 | 0.011845 | 73337.551 | 415.6824 | 270000.6745 | Window shade film | Agriculture and Assembly | New
315 | IchEgsd205 | 33234.5575 | 7339.4894 | 0 | 4406.1623 | 44980.2092 | 44974.3125 | 44974.3125 | 19151.6328 | 64125.9454 | 64125.9454 | 0.70144 | 0.70144 | 5753198.7711 | 5753198.7711 | 0.0078183 | 73337.551 | 629.7491 | 409777.0661 | Window shade film | Chemicals and Plastics | Existing
316 | IchNgsd205 | 33234.5575 | 7339.4894 | 0 | 4406.1623 | 44980.2092 | 44974.3125 | 44974.3125 | 19151.6328 | 64125.9454 | 64125.9454 | 0.70144 | 0.70144 | 5753198.7711 | 5753198.7711 | 0.0078183 | 73337.551 | 629.7491 | 409777.0661 | Window shade film | Chemicals and Plastics | New
317 | IcoEgsd205 | 33234.5575 | 7339.4894 | 0 | 4406.1623 | 44980.2092 | 44974.3125 | 44974.3125 | 19151.6328 | 64125.9454 | 64125.9454 | 0.70144 | 0.70144 | 1500500.5107 | 1500500.5107 | 0.029977 | 73337.551 | 164.2458 | 105823.3777 | Window shade film | Construction | Existing
318 | IcoNgsd205 | 33234.5575 | 7339.4894 | 0 | 4406.1623 | 44980.2092 | 44974.3125 | 44974.3125 | 19151.6328 | 64125.9454 | 64125.9454 | 0.70144 | 0.70144 | 1500500.5107 | 1500500.5107 | 0.029977 | 73337.551 | 164.2458 | 105823.3777 | Window shade film | Construction | New
319 | IelEgsd205 | 33234.5575 | 7339.4894 | 0 | 4406.1623 | 44980.2092 | 44974.3125 | 44974.3125 | 19151.6328 | 64125.9454 | 64125.9454 | 0.70144 | 0.70144 | 4022712.9199 | 4022712.9199 | 0.011182 | 73337.551 | 440.3289 | 286093.8029 | Window shade film | Electrical and Electronic Equip. | Existing
320 | IelNgsd205 | 33234.5575 | 7339.4894 | 0 | 4406.1623 | 44980.2092 | 44974.3125 | 44974.3125 | 19151.6328 | 64125.9454 | 64125.9454 | 0.70144 | 0.70144 | 4022712.9199 | 4022712.9199 | 0.011182 | 73337.551 | 440.3289 | 286093.8029 | Window shade film | Electrical and Electronic Equip. | New
321 | IluEgsd205 | 33234.5575 | 7339.4894 | 0 | 4406.1623 | 44980.2092 | 44974.3125 | 44974.3125 | 19151.6328 | 64125.9454 | 64125.9454 | 0.70144 | 0.70144 | 7937329.2812 | 7937329.2812 | 0.0056669 | 73337.551 | 868.8254 | 565883.6893 | Window shade film | Lumber/Furniture/Pulp/Paper | Existing
322 | IluNgsd205 | 33234.5575 | 7339.4894 | 0 | 4406.1623 | 44980.2092 | 44974.3125 | 44974.3125 | 19151.6328 | 64125.9454 | 64125.9454 | 0.70144 | 0.70144 | 7937329.2812 | 7937329.2812 | 0.0056669 | 73337.551 | 868.8254 | 565883.6893 | Window shade film | Lumber/Furniture/Pulp/Paper | New
323 | ImeEgsd205 | 33234.5575 | 7339.4894 | 0 | 4406.1623 | 44980.2092 | 44974.3125 | 44974.3125 | 19151.6328 | 64125.9454 | 64125.9454 | 0.70144 | 0.70144 | 2862212.8613 | 2862212.8613 | 0.015715 | 73337.551 | 313.2998 | 203149.2319 | Window shade film | Metal Products and Machinery | Existing
324 | ImeNgsd205 | 33234.5575 | 7339.4894 | 0 | 4406.1623 | 44980.2092 | 44974.3125 | 44974.3125 | 19151.6328 | 64125.9454 | 64125.9454 | 0.70144 | 0.70144 | 2862212.8613 | 2862212.8613 | 0.015715 | 73337.551 | 313.2998 | 203149.2319 | Window shade film | Metal Products and Machinery | New
325 | ImiEgsd205 | 33234.5575 | 7339.4894 | 0 | 4406.1623 | 44980.2092 | 44974.3125 | 44974.3125 | 19151.6328 | 64125.9454 | 64125.9454 | 0.70144 | 0.70144 | 1500500.5107 | 1500500.5107 | 0.029977 | 73337.551 | 164.2458 | 105823.3777 | Window shade film | Miscellaneous Manufacturing | Existing
326 | ImiNgsd205 | 33234.5575 | 7339.4894 | 0 | 4406.1623 | 44980.2092 | 44974.3125 | 44974.3125 | 19151.6328 | 64125.9454 | 64125.9454 | 0.70144 | 0.70144 | 1500500.5107 | 1500500.5107 | 0.029977 | 73337.551 | 164.2458 | 105823.3777 | Window shade film | Miscellaneous Manufacturing | New
327 | IprEgsd205 | 33234.5575 | 7339.4894 | 0 | 4406.1623 | 44980.2092 | 44974.3125 | 44974.3125 | 19151.6328 | 64125.9454 | 64125.9454 | 0.70144 | 0.70144 | 10498218.0446 | 10498218.0446 | 0.0042846 | 73337.551 | 1149.1421 | 748918.4496 | Window shade film | Primary Resources Industries | Existing
328 | IprNgsd205 | 33234.5575 | 7339.4894 | 0 | 4406.1623 | 44980.2092 | 44974.3125 | 44974.3125 | 19151.6328 | 64125.9454 | 64125.9454 | 0.70144 | 0.70144 | 10498218.0446 | 10498218.0446 | 0.0042846 | 73337.551 | 1149.1421 | 748918.4496 | Window shade film | Primary Resources Industries | New
329 | IstEgsd205 | 33234.5575 | 7339.4894 | 0 | 4406.1623 | 44980.2092 | 44974.3125 | 44974.3125 | 19151.6328 | 64125.9454 | 64125.9454 | 0.70144 | 0.70144 | 2581938.1932 | 2581938.1932 | 0.017421 | 73337.551 | 282.6207 | 183117.119 | Window shade film | Stone/Clay/Glass/Concrete | Existing
330 | IstNgsd205 | 33234.5575 | 7339.4894 | 0 | 4406.1623 | 44980.2092 | 44974.3125 | 44974.3125 | 19151.6328 | 64125.9454 | 64125.9454 | 0.70144 | 0.70144 | 2581938.1932 | 2581938.1932 | 0.017421 | 73337.551 | 282.6207 | 183117.119 | Window shade film | Stone/Clay/Glass/Concrete | New
331 | IteEgsd205 | 33234.5575 | 7339.4894 | 0 | 4406.1623 | 44980.2092 | 44974.3125 | 44974.3125 | 19151.6328 | 64125.9454 | 64125.9454 | 0.70144 | 0.70144 | 3020909.944 | 3020909.944 | 0.01489 | 73337.551 | 330.6709 | 214491.8093 | Window shade film | Textiles and Leather | Existing
332 | IteNgsd205 | 33234.5575 | 7339.4894 | 0 | 4406.1623 | 44980.2092 | 44974.3125 | 44974.3125 | 19151.6328 | 64125.9454 | 64125.9454 | 0.70144 | 0.70144 | 3020909.944 | 3020909.944 | 0.01489 | 73337.551 | 330.6709 | 214491.8093 | Window shade film | Textiles and Leather | New
333 | ItrEgsd205 | 33234.5575 | 7339.4894 | 0 | 4406.1623 | 44980.2092 | 44974.3125 | 44974.3125 | 19151.6328 | 64125.9454 | 64125.9454 | 0.70144 | 0.70144 | 9156052.046 | 9156052.046 | 0.0049126 | 73337.551 | 1002.2277 | 652989.6615 | Window shade film | Transportation Equipment | Existing
334 | ItrNgsd205 | 33234.5575 | 7339.4894 | 0 | 4406.1623 | 44980.2092 | 44974.3125 | 44974.3125 | 19151.6328 | 64125.9454 | 64125.9454 | 0.70144 | 0.70144 | 9156052.046 | 9156052.046 | 0.0049126 | 73337.551 | 1002.2277 | 652989.6615 | Window shade film | Transportation Equipment | New
335 | IwaEgsd205 | 33234.5575 | 7339.4894 | 0 | 4406.1623 | 44980.2092 | 44974.3125 | 44974.3125 | 19151.6328 | 64125.9454 | 64125.9454 | 0.70144 | 0.70144 | 1500500.5107 | 1500500.5107 | 0.029977 | 73337.551 | 164.2458 | 105823.3777 | Window shade film | Water and Wastewater | Existing
336 | IwaNgsd205 | 33234.5575 | 7339.4894 | 0 | 4406.1623 | 44980.2092 | 44974.3125 | 44974.3125 | 19151.6328 | 64125.9454 | 64125.9454 | 0.70144 | 0.70144 | 1500500.5107 | 1500500.5107 | 0.029977 | 73337.551 | 164.2458 | 105823.3777 | Window shade film | Water and Wastewater | New
337 | IagEgsd206 | 33234.5575 | 7339.4894 | 0 | 4406.1623 | 44980.2092 | 44974.3125 | 44974.3125 | 19151.6328 | 64125.9454 | 64125.9454 | 0.70144 | 0.70144 | 93522.6859 | 93522.6859 | 0.48096 | 73337.551 | 13.6426 | 7485.9551 | Advanced Rooftop Controller | Agriculture and Assembly | Existing
338 | IagNgsd206 | 33234.5575 | 7339.4894 | 0 | 4406.1623 | 44980.2092 | 44974.3125 | 44974.3125 | 19151.6328 | 64125.9454 | 64125.9454 | 0.70144 | 0.70144 | 93522.6859 | 93522.6859 | 0.48096 | 73337.551 | 13.6426 | 7485.9551 | Advanced Rooftop Controller | Agriculture and Assembly | New
339 | IchEgsd206 | 33234.5575 | 7339.4894 | 0 | 4406.1623 | 44980.2092 | 44974.3125 | 44974.3125 | 19151.6328 | 64125.9454 | 64125.9454 | 0.70144 | 0.70144 | 93522.6859 | 93522.6859 | 0.48096 | 73337.551 | 13.6426 | 7485.9551 | Advanced Rooftop Controller | Chemicals and Plastics | Existing
340 | IchNgsd206 | 33234.5575 | 7339.4894 | 0 | 4406.1623 | 44980.2092 | 44974.3125 | 44974.3125 | 19151.6328 | 64125.9454 | 64125.9454 | 0.70144 | 0.70144 | 93522.6859 | 93522.6859 | 0.48096 | 73337.551 | 13.6426 | 7485.9551 | Advanced Rooftop Controller | Chemicals and Plastics | New
341 | IcoEgsd206 | 33234.5575 | 7339.4894 | 0 | 4406.1623 | 44980.2092 | 44974.3125 | 44974.3125 | 19151.6328 | 64125.9454 | 64125.9454 | 0.70144 | 0.70144 | 93523.1062 | 93523.1062 | 0.48095 | 73337.551 | 13.6427 | 7485.9951 | Advanced Rooftop Controller | Construction | Existing
342 | IcoNgsd206 | 33234.5575 | 7339.4894 | 0 | 4406.1623 | 44980.2092 | 44974.3125 | 44974.3125 | 19151.6328 | 64125.9454 | 64125.9454 | 0.70144 | 0.70144 | 93523.1062 | 93523.1062 | 0.48095 | 73337.551 | 13.6427 | 7485.9951 | Advanced Rooftop Controller | Construction | New
343 | IelEgsd206 | 33234.5575 | 7339.4894 | 0 | 4406.1623 | 44980.2092 | 44974.3125 | 44974.3125 | 19151.6328 | 64125.9454 | 64125.9454 | 0.70144 | 0.70144 | 93523.1062 | 93523.1062 | 0.48095 | 73337.551 | 13.6427 | 7485.9951 | Advanced Rooftop Controller | Electrical and Electronic Equip. | Existing
344 | IelNgsd206 | 33234.5575 | 7339.4894 | 0 | 4406.1623 | 44980.2092 | 44974.3125 | 44974.3125 | 19151.6328 | 64125.9454 | 64125.9454 | 0.70144 | 0.70144 | 93523.1062 | 93523.1062 | 0.48095 | 73337.551 | 13.6427 | 7485.9951 | Advanced Rooftop Controller | Electrical and Electronic Equip. | New
345 | IluEgsd206 | 33234.5575 | 7339.4894 | 0 | 4406.1623 | 44980.2092 | 44974.3125 | 44974.3125 | 19151.6328 | 64125.9454 | 64125.9454 | 0.70144 | 0.70144 | 93523.1062 | 93523.1062 | 0.48095 | 73337.551 | 13.6427 | 7485.9951 | Advanced Rooftop Controller | Lumber/Furniture/Pulp/Paper | Existing
346 | IluNgsd206 | 33234.5575 | 7339.4894 | 0 | 4406.1623 | 44980.2092 | 44974.3125 | 44974.3125 | 19151.6328 | 64125.9454 | 64125.9454 | 0.70144 | 0.70144 | 93523.1062 | 93523.1062 | 0.48095 | 73337.551 | 13.6427 | 7485.9951 | Advanced Rooftop Controller | Lumber/Furniture/Pulp/Paper | New
347 | ImeEgsd206 | 33234.5575 | 7339.4894 | 0 | 4406.1623 | 44980.2092 | 44974.3125 | 44974.3125 | 19151.6328 | 64125.9454 | 64125.9454 | 0.70144 | 0.70144 | 93523.1062 | 93523.1062 | 0.48095 | 73337.551 | 13.6427 | 7485.9951 | Advanced Rooftop Controller | Metal Products and Machinery | Existing
348 | ImeNgsd206 | 33234.5575 | 7339.4894 | 0 | 4406.1623 | 44980.2092 | 44974.3125 | 44974.3125 | 19151.6328 | 64125.9454 | 64125.9454 | 0.70144 | 0.70144 | 93523.1062 | 93523.1062 | 0.48095 | 73337.551 | 13.6427 | 7485.9951 | Advanced Rooftop Controller | Metal Products and Machinery | New
349 | ImiEgsd206 | 33234.5575 | 7339.4894 | 0 | 4406.1623 | 44980.2092 | 44974.3125 | 44974.3125 | 19151.6328 | 64125.9454 | 64125.9454 | 0.70144 | 0.70144 | 93523.1062 | 93523.1062 | 0.48095 | 73337.551 | 13.6427 | 7485.9951 | Advanced Rooftop Controller | Miscellaneous Manufacturing | Existing
350 | ImiNgsd206 | 33234.5575 | 7339.4894 | 0 | 4406.1623 | 44980.2092 | 44974.3125 | 44974.3125 | 19151.6328 | 64125.9454 | 64125.9454 | 0.70144 | 0.70144 | 93523.1062 | 93523.1062 | 0.48095 | 73337.551 | 13.6427 | 7485.9951 | Advanced Rooftop Controller | Miscellaneous Manufacturing | New
351 | IprEgsd206 | 33234.5575 | 7339.4894 | 0 | 4406.1623 | 44980.2092 | 44974.3125 | 44974.3125 | 19151.6328 | 64125.9454 | 64125.9454 | 0.70144 | 0.70144 | 93522.6859 | 93522.6859 | 0.48096 | 73337.551 | 13.6426 | 7485.9551 | Advanced Rooftop Controller | Primary Resources Industries | Existing
352 | IprNgsd206 | 33234.5575 | 7339.4894 | 0 | 4406.1623 | 44980.2092 | 44974.3125 | 44974.3125 | 19151.6328 | 64125.9454 | 64125.9454 | 0.70144 | 0.70144 | 93522.6859 | 93522.6859 | 0.48096 | 73337.551 | 13.6426 | 7485.9551 | Advanced Rooftop Controller | Primary Resources Industries | New
353 | IstEgsd206 | 33234.5575 | 7339.4894 | 0 | 4406.1623 | 44980.2092 | 44974.3125 | 44974.3125 | 19151.6328 | 64125.9454 | 64125.9454 | 0.70144 | 0.70144 | 93523.1062 | 93523.1062 | 0.48095 | 73337.551 | 13.6427 | 7485.9951 | Advanced Rooftop Controller | Stone/Clay/Glass/Concrete | Existing
354 | IstNgsd206 | 33234.5575 | 7339.4894 | 0 | 4406.1623 | 44980.2092 | 44974.3125 | 44974.3125 | 19151.6328 | 64125.9454 | 64125.9454 | 0.70144 | 0.70144 | 93523.1062 | 93523.1062 | 0.48095 | 73337.551 | 13.6427 | 7485.9951 | Advanced Rooftop Controller | Stone/Clay/Glass/Concrete | New
355 | IteEgsd206 | 33234.5575 | 7339.4894 | 0 | 4406.1623 | 44980.2092 | 44974.3125 | 44974.3125 | 19151.6328 | 64125.9454 | 64125.9454 | 0.70144 | 0.70144 | 93522.6859 | 93522.6859 | 0.48096 | 73337.551 | 13.6426 | 7485.9551 | Advanced Rooftop Controller | Textiles and Leather | Existing
356 | IteNgsd206 | 33234.5575 | 7339.4894 | 0 | 4406.1623 | 44980.2092 | 44974.3125 | 44974.3125 | 19151.6328 | 64125.9454 | 64125.9454 | 0.70144 | 0.70144 | 93522.6859 | 93522.6859 | 0.48096 | 73337.551 | 13.6426 | 7485.9551 | Advanced Rooftop Controller | Textiles and Leather | New
357 | ItrEgsd206 | 33234.5575 | 7339.4894 | 0 | 4406.1623 | 44980.2092 | 44974.3125 | 44974.3125 | 19151.6328 | 64125.9454 | 64125.9454 | 0.70144 | 0.70144 | 93522.6859 | 93522.6859 | 0.48096 | 73337.551 | 13.6426 | 7485.9551 | Advanced Rooftop Controller | Transportation Equipment | Existing
358 | ItrNgsd206 | 33234.5575 | 7339.4894 | 0 | 4406.1623 | 44980.2092 | 44974.3125 | 44974.3125 | 19151.6328 | 64125.9454 | 64125.9454 | 0.70144 | 0.70144 | 93522.6859 | 93522.6859 | 0.48096 | 73337.551 | 13.6426 | 7485.9551 | Advanced Rooftop Controller | Transportation Equipment | New
359 | IwaEgsd206 | 33234.5575 | 7339.4894 | 0 | 4406.1623 | 44980.2092 | 44974.3125 | 44974.3125 | 19151.6328 | 64125.9454 | 64125.9454 | 0.70144 | 0.70144 | 93523.1062 | 93523.1062 | 0.48095 | 73337.551 | 13.6427 | 7485.9951 | Advanced Rooftop Controller | Water and Wastewater | Existing
360 | IwaNgsd206 | 33234.5575 | 7339.4894 | 0 | 4406.1623 | 44980.2092 | 44974.3125 | 44974.3125 | 19151.6328 | 64125.9454 | 64125.9454 | 0.70144 | 0.70144 | 93523.1062 | 93523.1062 | 0.48095 | 73337.551 | 13.6427 | 7485.9951 | Advanced Rooftop Controller | Water and Wastewater | New
361 | IagEgsd207 | 33234.5575 | 7339.4894 | 0 | 4406.1623 | 44980.2092 | 44974.3125 | 44974.3125 | 19151.6328 | 64125.9454 | 64125.9454 | 0.70144 | 0.70144 | 33491.0649 | 33491.0649 | 1.3431 | 73337.551 | 3.666 | 971.6157 | Airside economizer | Agriculture and Assembly | Existing
362 | IagNgsd207 | 33234.5575 | 7339.4894 | 0 | 4406.1623 | 44980.2092 | 44974.3125 | 44974.3125 | 19151.6328 | 64125.9454 | 64125.9454 | 0.70144 | 0.70144 | 33491.0649 | 33491.0649 | 1.3431 | 73337.551 | 3.666 | 971.6157 | Airside economizer | Agriculture and Assembly | New
363 | IchEgsd207 | 33234.5575 | 7339.4894 | 0 | 4406.1623 | 44980.2092 | 44974.3125 | 44974.3125 | 19151.6328 | 64125.9454 | 64125.9454 | 0.70144 | 0.70144 | 13872.6935 | 13872.6935 | 3.2424 | 73337.551 | 1.5185 | -430.5709 | Airside economizer | Chemicals and Plastics | Existing
364 | IchNgsd207 | 33234.5575 | 7339.4894 | 0 | 4406.1623 | 44980.2092 | 44974.3125 | 44974.3125 | 19151.6328 | 64125.9454 | 64125.9454 | 0.70144 | 0.70144 | 13872.6935 | 13872.6935 | 3.2424 | 73337.551 | 1.5185 | -430.5709 | Airside economizer | Chemicals and Plastics | New
365 | IcoEgsd207 | 33234.5575 | 7339.4894 | 0 | 4406.1623 | 44980.2092 | 44974.3125 | 44974.3125 | 19151.6328 | 64125.9454 | 64125.9454 | 0.70144 | 0.70144 | 85930.1021 | 85930.1021 | 0.52345 | 73337.551 | 9.406 | 4719.5979 | Airside economizer | Construction | Existing
366 | IcoNgsd207 | 33234.5575 | 7339.4894 | 0 | 4406.1623 | 44980.2092 | 44974.3125 | 44974.3125 | 19151.6328 | 64125.9454 | 64125.9454 | 0.70144 | 0.70144 | 85930.1021 | 85930.1021 | 0.52345 | 73337.551 | 9.406 | 4719.5979 | Airside economizer | Construction | New
367 | IelEgsd207 | 33234.5575 | 7339.4894 | 0 | 4406.1623 | 44980.2092 | 44974.3125 | 44974.3125 | 19151.6328 | 64125.9454 | 64125.9454 | 0.70144 | 0.70144 | 17688.3788 | 17688.3788 | 2.5429 | 73337.551 | 1.9362 | -157.8519 | Airside economizer | Electrical and Electronic Equip. | Existing
368 | IelNgsd207 | 33234.5575 | 7339.4894 | 0 | 4406.1623 | 44980.2092 | 44974.3125 | 44974.3125 | 19151.6328 | 64125.9454 | 64125.9454 | 0.70144 | 0.70144 | 17688.3788 | 17688.3788 | 2.5429 | 73337.551 | 1.9362 | -157.8519 | Airside economizer | Electrical and Electronic Equip. | New
369 | IluEgsd207 | 33234.5575 | 7339.4894 | 0 | 4406.1623 | 44980.2092 | 44974.3125 | 44974.3125 | 19151.6328 | 64125.9454 | 64125.9454 | 0.70144 | 0.70144 | 29815.9242 | 29815.9242 | 1.5086 | 73337.551 | 3.2637 | 708.9418 | Airside economizer | Lumber/Furniture/Pulp/Paper | Existing
370 | IluNgsd207 | 33234.5575 | 7339.4894 | 0 | 4406.1623 | 44980.2092 | 44974.3125 | 44974.3125 | 19151.6328 | 64125.9454 | 64125.9454 | 0.70144 | 0.70144 | 29815.9242 | 29815.9242 | 1.5086 | 73337.551 | 3.2637 | 708.9418 | Airside economizer | Lumber/Furniture/Pulp/Paper | New
371 | ImeEgsd207 | 33234.5575 | 7339.4894 | 0 | 4406.1623 | 44980.2092 | 44974.3125 | 44974.3125 | 19151.6328 | 64125.9454 | 64125.9454 | 0.70144 | 0.70144 | 77074.0444 | 77074.0444 | 0.5836 | 73337.551 | 8.4366 | 4086.6277 | Airside economizer | Metal Products and Machinery | Existing
372 | ImeNgsd207 | 33234.5575 | 7339.4894 | 0 | 4406.1623 | 44980.2092 | 44974.3125 | 44974.3125 | 19151.6328 | 64125.9454 | 64125.9454 | 0.70144 | 0.70144 | 77074.0444 | 77074.0444 | 0.5836 | 73337.551 | 8.4366 | 4086.6277 | Airside economizer | Metal Products and Machinery | New
373 | ImiEgsd207 | 33234.5575 | 7339.4894 | 0 | 4406.1623 | 44980.2092 | 44974.3125 | 44974.3125 | 19151.6328 | 64125.9454 | 64125.9454 | 0.70144 | 0.70144 | 85930.1021 | 85930.1021 | 0.52345 | 73337.551 | 9.406 | 4719.5979 | Airside economizer | Miscellaneous Manufacturing | Existing
374 | ImiNgsd207 | 33234.5575 | 7339.4894 | 0 | 4406.1623 | 44980.2092 | 44974.3125 | 44974.3125 | 19151.6328 | 64125.9454 | 64125.9454 | 0.70144 | 0.70144 | 85930.1021 | 85930.1021 | 0.52345 | 73337.551 | 9.406 | 4719.5979 | Airside economizer | Miscellaneous Manufacturing | New
375 | IprEgsd207 | 33234.5575 | 7339.4894 | 0 | 4406.1623 | 44980.2092 | 44974.3125 | 44974.3125 | 19151.6328 | 64125.9454 | 64125.9454 | 0.70144 | 0.70144 | 10744.3635 | 10744.3635 | 4.1864 | 73337.551 | 1.1761 | -654.1625 | Airside economizer | Primary Resources Industries | Existing
376 | IprNgsd207 | 33234.5575 | 7339.4894 | 0 | 4406.1623 | 44980.2092 | 44974.3125 | 44974.3125 | 19151.6328 | 64125.9454 | 64125.9454 | 0.70144 | 0.70144 | 10744.3635 | 10744.3635 | 4.1864 | 73337.551 | 1.1761 | -654.1625 | Airside economizer | Primary Resources Industries | New
377 | IstEgsd207 | 33234.5575 | 7339.4894 | 0 | 4406.1623 | 44980.2092 | 44974.3125 | 44974.3125 | 19151.6328 | 64125.9454 | 64125.9454 | 0.70144 | 0.70144 | 57128.9276 | 57128.9276 | 0.78735 | 73337.551 | 6.2534 | 2661.0879 | Airside economizer | Stone/Clay/Glass/Concrete | Existing
378 | IstNgsd207 | 33234.5575 | 7339.4894 | 0 | 4406.1623 | 44980.2092 | 44974.3125 | 44974.3125 | 19151.6328 | 64125.9454 | 64125.9454 | 0.70144 | 0.70144 | 57128.9276 | 57128.9276 | 0.78735 | 73337.551 | 6.2534 | 2661.0879 | Airside economizer | Stone/Clay/Glass/Concrete | New
379 | IteEgsd207 | 33234.5575 | 7339.4894 | 0 | 4406.1623 | 44980.2092 | 44974.3125 | 44974.3125 | 19151.6328 | 64125.9454 | 64125.9454 | 0.70144 | 0.70144 | 32066.7255 | 32066.7255 | 1.4027 | 73337.551 | 3.51 | 869.8136 | Airside economizer | Textiles and Leather | Existing
380 | IteNgsd207 | 33234.5575 | 7339.4894 | 0 | 4406.1623 | 44980.2092 | 44974.3125 | 44974.3125 | 19151.6328 | 64125.9454 | 64125.9454 | 0.70144 | 0.70144 | 32066.7255 | 32066.7255 | 1.4027 | 73337.551 | 3.51 | 869.8136 | Airside economizer | Textiles and Leather | New
381 | ItrEgsd207 | 33234.5575 | 7339.4894 | 0 | 4406.1623 | 44980.2092 | 44974.3125 | 44974.3125 | 19151.6328 | 64125.9454 | 64125.9454 | 0.70144 | 0.70144 | 9770.0146 | 9770.0146 | 4.6039 | 73337.551 | 1.0694 | -723.8022 | Airside economizer | Transportation Equipment | Existing
382 | ItrNgsd207 | 33234.5575 | 7339.4894 | 0 | 4406.1623 | 44980.2092 | 44974.3125 | 44974.3125 | 19151.6328 | 64125.9454 | 64125.9454 | 0.70144 | 0.70144 | 9770.0146 | 9770.0146 | 4.6039 | 73337.551 | 1.0694 | -723.8022 | Airside economizer | Transportation Equipment | New
383 | IwaEgsd207 | 33234.5575 | 7339.4894 | 0 | 4406.1623 | 44980.2092 | 44974.3125 | 44974.3125 | 19151.6328 | 64125.9454 | 64125.9454 | 0.70144 | 0.70144 | 6691.66 | 6691.66 | 6.7218 | 73337.551 | 0.73247 | -943.8219 | Airside economizer | Water and Wastewater | Existing
384 | IwaNgsd207 | 33234.5575 | 7339.4894 | 0 | 4406.1623 | 44980.2092 | 44974.3125 | 44974.3125 | 19151.6328 | 64125.9454 | 64125.9454 | 0.70144 | 0.70144 | 6691.66 | 6691.66 | 6.7218 | 73337.551 | 0.73247 | -943.8219 | Airside economizer | Water and Wastewater | New
385 | IagEgsd208 | 33234.5575 | 7339.4894 | 0 | 4406.1623 | 44980.2092 | 44974.3125 | 44974.3125 | 19151.6328 | 64125.9454 | 64125.9454 | 0.70144 | 0.70144 | 5668.4344 | 5668.4344 | 7.9352 | 73337.551 | 0.62047 | -1016.955 | Chilled Water Reset | Agriculture and Assembly | Existing
386 | IagNgsd208 | 33234.5575 | 7339.4894 | 0 | 4406.1623 | 44980.2092 | 44974.3125 | 44974.3125 | 19151.6328 | 64125.9454 | 64125.9454 | 0.70144 | 0.70144 | 5668.4344 | 5668.4344 | 7.9352 | 73337.551 | 0.62047 | -1016.955 | Chilled Water Reset | Agriculture and Assembly | New
387 | IchEgsd208 | 33234.5575 | 7339.4894 | 0 | 4406.1623 | 44980.2092 | 44974.3125 | 44974.3125 | 19151.6328 | 64125.9454 | 64125.9454 | 0.70144 | 0.70144 | 3741.5988 | 3741.5988 | 12.0217 | 73337.551 | 0.40956 | -1154.672 | Chilled Water Reset | Chemicals and Plastics | Existing
388 | IchNgsd208 | 33234.5575 | 7339.4894 | 0 | 4406.1623 | 44980.2092 | 44974.3125 | 44974.3125 | 19151.6328 | 64125.9454 | 64125.9454 | 0.70144 | 0.70144 | 3741.5988 | 3741.5988 | 12.0217 | 73337.551 | 0.40956 | -1154.672 | Chilled Water Reset | Chemicals and Plastics | New
389 | IcoEgsd208 | 33234.5575 | 7339.4894 | 0 | 4406.1623 | 44980.2092 | 44974.3125 | 44974.3125 | 19151.6328 | 64125.9454 | 64125.9454 | 0.70144 | 0.70144 | 14345.9851 | 14345.9851 | 3.1354 | 73337.551 | 1.5703 | -396.7433 | Chilled Water Reset | Construction | Existing
390 | IcoNgsd208 | 33234.5575 | 7339.4894 | 0 | 4406.1623 | 44980.2092 | 44974.3125 | 44974.3125 | 19151.6328 | 64125.9454 | 64125.9454 | 0.70144 | 0.70144 | 14345.9851 | 14345.9851 | 3.1354 | 73337.551 | 1.5703 | -396.7433 | Chilled Water Reset | Construction | New
391 | IelEgsd208 | 33234.5575 | 7339.4894 | 0 | 4406.1623 | 44980.2092 | 44974.3125 | 44974.3125 | 19151.6328 | 64125.9454 | 64125.9454 | 0.70144 | 0.70144 | 5351.1551 | 5351.1551 | 8.4057 | 73337.551 | 0.58574 | -1039.6319 | Chilled Water Reset | Electrical and Electronic Equip. | Existing
392 | IelNgsd208 | 33234.5575 | 7339.4894 | 0 | 4406.1623 | 44980.2092 | 44974.3125 | 44974.3125 | 19151.6328 | 64125.9454 | 64125.9454 | 0.70144 | 0.70144 | 5351.1551 | 5351.1551 | 8.4057 | 73337.551 | 0.58574 | -1039.6319 | Chilled Water Reset | Electrical and Electronic Equip. | New
393 | IluEgsd208 | 33234.5575 | 7339.4894 | 0 | 4406.1623 | 44980.2092 | 44974.3125 | 44974.3125 | 19151.6328 | 64125.9454 | 64125.9454 | 0.70144 | 0.70144 | 2712.0158 | 2712.0158 | 16.5855 | 73337.551 | 0.29686 | -1228.2595 | Chilled Water Reset | Lumber/Furniture/Pulp/Paper | Existing
394 | IluNgsd208 | 33234.5575 | 7339.4894 | 0 | 4406.1623 | 44980.2092 | 44974.3125 | 44974.3125 | 19151.6328 | 64125.9454 | 64125.9454 | 0.70144 | 0.70144 | 2712.0158 | 2712.0158 | 16.5855 | 73337.551 | 0.29686 | -1228.2595 | Chilled Water Reset | Lumber/Furniture/Pulp/Paper | New
395 | ImeEgsd208 | 33234.5575 | 7339.4894 | 0 | 4406.1623 | 44980.2092 | 44974.3125 | 44974.3125 | 19151.6328 | 64125.9454 | 64125.9454 | 0.70144 | 0.70144 | 7520.8119 | 7520.8119 | 5.9808 | 73337.551 | 0.82323 | -884.5597 | Chilled Water Reset | Metal Products and Machinery | Existing
396 | ImeNgsd208 | 33234.5575 | 7339.4894 | 0 | 4406.1623 | 44980.2092 | 44974.3125 | 44974.3125 | 19151.6328 | 64125.9454 | 64125.9454 | 0.70144 | 0.70144 | 7520.8119 | 7520.8119 | 5.9808 | 73337.551 | 0.82323 | -884.5597 | Chilled Water Reset | Metal Products and Machinery | New
397 | ImiEgsd208 | 33234.5575 | 7339.4894 | 0 | 4406.1623 | 44980.2092 | 44974.3125 | 44974.3125 | 19151.6328 | 64125.9454 | 64125.9454 | 0.70144 | 0.70144 | 14345.9851 | 14345.9851 | 3.1354 | 73337.551 | 1.5703 | -396.7433 | Chilled Water Reset | Miscellaneous Manufacturing | Existing
398 | ImiNgsd208 | 33234.5575 | 7339.4894 | 0 | 4406.1623 | 44980.2092 | 44974.3125 | 44974.3125 | 19151.6328 | 64125.9454 | 64125.9454 | 0.70144 | 0.70144 | 14345.9851 | 14345.9851 | 3.1354 | 73337.551 | 1.5703 | -396.7433 | Chilled Water Reset | Miscellaneous Manufacturing | New
399 | IprEgsd208 | 33234.5575 | 7339.4894 | 0 | 4406.1623 | 44980.2092 | 44974.3125 | 44974.3125 | 19151.6328 | 64125.9454 | 64125.9454 | 0.70144 | 0.70144 | 2050.4588 | 2050.4588 | 21.9367 | 73337.551 | 0.22444 | -1275.5431 | Chilled Water Reset | Primary Resources Industries | Existing
400 | IprNgsd208 | 33234.5575 | 7339.4894 | 0 | 4406.1623 | 44980.2092 | 44974.3125 | 44974.3125 | 19151.6328 | 64125.9454 | 64125.9454 | 0.70144 | 0.70144 | 2050.4588 | 2050.4588 | 21.9367 | 73337.551 | 0.22444 | -1275.5431 | Chilled Water Reset | Primary Resources Industries | New
401 | IstEgsd208 | 33234.5575 | 7339.4894 | 0 | 4406.1623 | 44980.2092 | 44974.3125 | 44974.3125 | 19151.6328 | 64125.9454 | 64125.9454 | 0.70144 | 0.70144 | 8337.2116 | 8337.2116 | 5.3951 | 73337.551 | 0.9126 | -826.2091 | Chilled Water Reset | Stone/Clay/Glass/Concrete | Existing
402 | IstNgsd208 | 33234.5575 | 7339.4894 | 0 | 4406.1623 | 44980.2092 | 44974.3125 | 44974.3125 | 19151.6328 | 64125.9454 | 64125.9454 | 0.70144 | 0.70144 | 8337.2116 | 8337.2116 | 5.3951 | 73337.551 | 0.9126 | -826.2091 | Chilled Water Reset | Stone/Clay/Glass/Concrete | New
403 | IteEgsd208 | 33234.5575 | 7339.4894 | 0 | 4406.1623 | 44980.2092 | 44974.3125 | 44974.3125 | 19151.6328 | 64125.9454 | 64125.9454 | 0.70144 | 0.70144 | 7125.7203 | 7125.7203 | 6.3124 | 73337.551 | 0.77999 | -912.7982 | Chilled Water Reset | Textiles and Leather | Existing
404 | IteNgsd208 | 33234.5575 | 7339.4894 | 0 | 4406.1623 | 44980.2092 | 44974.3125 | 44974.3125 | 19151.6328 | 64125.9454 | 64125.9454 | 0.70144 | 0.70144 | 7125.7203 | 7125.7203 | 6.3124 | 73337.551 | 0.77999 | -912.7982 | Chilled Water Reset | Textiles and Leather | New
405 | ItrEgsd208 | 33234.5575 | 7339.4894 | 0 | 4406.1623 | 44980.2092 | 44974.3125 | 44974.3125 | 19151.6328 | 64125.9454 | 64125.9454 | 0.70144 | 0.70144 | 2351.0309 | 2351.0309 | 19.1321 | 73337.551 | 0.25735 | -1254.0602 | Chilled Water Reset | Transportation Equipment | Existing
406 | ItrNgsd208 | 33234.5575 | 7339.4894 | 0 | 4406.1623 | 44980.2092 | 44974.3125 | 44974.3125 | 19151.6328 | 64125.9454 | 64125.9454 | 0.70144 | 0.70144 | 2351.0309 | 2351.0309 | 19.1321 | 73337.551 | 0.25735 | -1254.0602 | Chilled Water Reset | Transportation Equipment | New
407 | IwaEgsd208 | 33234.5575 | 7339.4894 | 0 | 4406.1623 | 44980.2092 | 44974.3125 | 44974.3125 | 19151.6328 | 64125.9454 | 64125.9454 | 0.70144 | 0.70144 | 14345.9851 | 14345.9851 | 3.1354 | 73337.551 | 1.5703 | -396.7433 | Chilled Water Reset | Water and Wastewater | Existing
408 | IwaNgsd208 | 33234.5575 | 7339.4894 | 0 | 4406.1623 | 44980.2092 | 44974.3125 | 44974.3125 | 19151.6328 | 64125.9454 | 64125.9454 | 0.70144 | 0.70144 | 14345.9851 | 14345.9851 | 3.1354 | 73337.551 | 1.5703 | -396.7433 | Chilled Water Reset | Water and Wastewater | New
409 | IagEgsd209 | 33234.5575 | 7339.4894 | 0 | 4406.1623 | 44980.2092 | 44974.3125 | 44974.3125 | 19151.6328 | 64125.9454 | 64125.9454 | 0.70144 | 0.70144 | 92169.5599 | 92169.5599 | 0.48802 | 73337.551 | 10.0889 | 5165.5519 | Demand Controlled Ventilation | Agriculture and Assembly | Existing
410 | IagNgsd209 | 33234.5575 | 7339.4894 | 0 | 4406.1623 | 44980.2092 | 44974.3125 | 44974.3125 | 19151.6328 | 64125.9454 | 64125.9454 | 0.70144 | 0.70144 | 92169.5599 | 92169.5599 | 0.48802 | 73337.551 | 10.0889 | 5165.5519 | Demand Controlled Ventilation | Agriculture and Assembly | New
411 | IchEgsd209 | 33234.5575 | 7339.4894 | 0 | 4406.1623 | 44980.2092 | 44974.3125 | 44974.3125 | 19151.6328 | 64125.9454 | 64125.9454 | 0.70144 | 0.70144 | 92169.5804 | 92169.5804 | 0.48802 | 73337.551 | 10.0889 | 5165.5529 | Demand Controlled Ventilation | Chemicals and Plastics | Existing
412 | IchNgsd209 | 33234.5575 | 7339.4894 | 0 | 4406.1623 | 44980.2092 | 44974.3125 | 44974.3125 | 19151.6328 | 64125.9454 | 64125.9454 | 0.70144 | 0.70144 | 92169.5804 | 92169.5804 | 0.48802 | 73337.551 | 10.0889 | 5165.5529 | Demand Controlled Ventilation | Chemicals and Plastics | New
413 | IcoEgsd209 | 33234.5575 | 7339.4894 | 0 | 4406.1623 | 44980.2092 | 44974.3125 | 44974.3125 | 19151.6328 | 64125.9454 | 64125.9454 | 0.70144 | 0.70144 | 92169.5804 | 92169.5804 | 0.48802 | 73337.551 | 10.0889 | 5165.553 | Demand Controlled Ventilation | Construction | Existing
414 | IcoNgsd209 | 33234.5575 | 7339.4894 | 0 | 4406.1623 | 44980.2092 | 44974.3125 | 44974.3125 | 19151.6328 | 64125.9454 | 64125.9454 | 0.70144 | 0.70144 | 92169.5804 | 92169.5804 | 0.48802 | 73337.551 | 10.0889 | 5165.553 | Demand Controlled Ventilation | Construction | New
415 | IelEgsd209 | 33234.5575 | 7339.4894 | 0 | 4406.1623 | 44980.2092 | 44974.3125 | 44974.3125 | 19151.6328 | 64125.9454 | 64125.9454 | 0.70144 | 0.70144 | 92169.5668 | 92169.5668 | 0.48802 | 73337.551 | 10.0889 | 5165.5523 | Demand Controlled Ventilation | Electrical and Electronic Equip. | Existing
416 | IelNgsd209 | 33234.5575 | 7339.4894 | 0 | 4406.1623 | 44980.2092 | 44974.3125 | 44974.3125 | 19151.6328 | 64125.9454 | 64125.9454 | 0.70144 | 0.70144 | 92169.5668 | 92169.5668 | 0.48802 | 73337.551 | 10.0889 | 5165.5523 | Demand Controlled Ventilation | Electrical and Electronic Equip. | New
417 | IluEgsd209 | 33234.5575 | 7339.4894 | 0 | 4406.1623 | 44980.2092 | 44974.3125 | 44974.3125 | 19151.6328 | 64125.9454 | 64125.9454 | 0.70144 | 0.70144 | 92169.5668 | 92169.5668 | 0.48802 | 73337.551 | 10.0889 | 5165.5521 | Demand Controlled Ventilation | Lumber/Furniture/Pulp/Paper | Existing
418 | IluNgsd209 | 33234.5575 | 7339.4894 | 0 | 4406.1623 | 44980.2092 | 44974.3125 | 44974.3125 | 19151.6328 | 64125.9454 | 64125.9454 | 0.70144 | 0.70144 | 92169.5668 | 92169.5668 | 0.48802 | 73337.551 | 10.0889 | 5165.5521 | Demand Controlled Ventilation | Lumber/Furniture/Pulp/Paper | New
419 | ImeEgsd209 | 33234.5575 | 7339.4894 | 0 | 4406.1623 | 44980.2092 | 44974.3125 | 44974.3125 | 19151.6328 | 64125.9454 | 64125.9454 | 0.70144 | 0.70144 | 92169.5668 | 92169.5668 | 0.48802 | 73337.551 | 10.0889 | 5165.5522 | Demand Controlled Ventilation | Metal Products and Machinery | Existing
420 | ImeNgsd209 | 33234.5575 | 7339.4894 | 0 | 4406.1623 | 44980.2092 | 44974.3125 | 44974.3125 | 19151.6328 | 64125.9454 | 64125.9454 | 0.70144 | 0.70144 | 92169.5668 | 92169.5668 | 0.48802 | 73337.551 | 10.0889 | 5165.5522 | Demand Controlled Ventilation | Metal Products and Machinery | New
421 | ImiEgsd209 | 33234.5575 | 7339.4894 | 0 | 4406.1623 | 44980.2092 | 44974.3125 | 44974.3125 | 19151.6328 | 64125.9454 | 64125.9454 | 0.70144 | 0.70144 | 92169.5804 | 92169.5804 | 0.48802 | 73337.551 | 10.0889 | 5165.553 | Demand Controlled Ventilation | Miscellaneous Manufacturing | Existing
422 | ImiNgsd209 | 33234.5575 | 7339.4894 | 0 | 4406.1623 | 44980.2092 | 44974.3125 | 44974.3125 | 19151.6328 | 64125.9454 | 64125.9454 | 0.70144 | 0.70144 | 92169.5804 | 92169.5804 | 0.48802 | 73337.551 | 10.0889 | 5165.553 | Demand Controlled Ventilation | Miscellaneous Manufacturing | New
423 | IprEgsd209 | 33234.5575 | 7339.4894 | 0 | 4406.1623 | 44980.2092 | 44974.3125 | 44974.3125 | 19151.6328 | 64125.9454 | 64125.9454 | 0.70144 | 0.70144 | 92169.5736 | 92169.5736 | 0.48802 | 73337.551 | 10.0889 | 5165.5525 | Demand Controlled Ventilation | Primary Resources Industries | Existing
424 | IprNgsd209 | 33234.5575 | 7339.4894 | 0 | 4406.1623 | 44980.2092 | 44974.3125 | 44974.3125 | 19151.6328 | 64125.9454 | 64125.9454 | 0.70144 | 0.70144 | 92169.5736 | 92169.5736 | 0.48802 | 73337.551 | 10.0889 | 5165.5525 | Demand Controlled Ventilation | Primary Resources Industries | New
425 | IstEgsd209 | 33234.5575 | 7339.4894 | 0 | 4406.1623 | 44980.2092 | 44974.3125 | 44974.3125 | 19151.6328 | 64125.9454 | 64125.9454 | 0.70144 | 0.70144 | 92169.5873 | 92169.5873 | 0.48802 | 73337.551 | 10.0889 | 5165.5535 | Demand Controlled Ventilation | Stone/Clay/Glass/Concrete | Existing
426 | IstNgsd209 | 33234.5575 | 7339.4894 | 0 | 4406.1623 | 44980.2092 | 44974.3125 | 44974.3125 | 19151.6328 | 64125.9454 | 64125.9454 | 0.70144 | 0.70144 | 92169.5873 | 92169.5873 | 0.48802 | 73337.551 | 10.0889 | 5165.5535 | Demand Controlled Ventilation | Stone/Clay/Glass/Concrete | New
427 | IteEgsd209 | 33234.5575 | 7339.4894 | 0 | 4406.1623 | 44980.2092 | 44974.3125 | 44974.3125 | 19151.6328 | 64125.9454 | 64125.9454 | 0.70144 | 0.70144 | 92169.5736 | 92169.5736 | 0.48802 | 73337.551 | 10.0889 | 5165.5526 | Demand Controlled Ventilation | Textiles and Leather | Existing
428 | IteNgsd209 | 33234.5575 | 7339.4894 | 0 | 4406.1623 | 44980.2092 | 44974.3125 | 44974.3125 | 19151.6328 | 64125.9454 | 64125.9454 | 0.70144 | 0.70144 | 92169.5736 | 92169.5736 | 0.48802 | 73337.551 | 10.0889 | 5165.5526 | Demand Controlled Ventilation | Textiles and Leather | New
429 | ItrEgsd209 | 33234.5575 | 7339.4894 | 0 | 4406.1623 | 44980.2092 | 44974.3125 | 44974.3125 | 19151.6328 | 64125.9454 | 64125.9454 | 0.70144 | 0.70144 | 92169.5736 | 92169.5736 | 0.48802 | 73337.551 | 10.0889 | 5165.5529 | Demand Controlled Ventilation | Transportation Equipment | Existing
430 | ItrNgsd209 | 33234.5575 | 7339.4894 | 0 | 4406.1623 | 44980.2092 | 44974.3125 | 44974.3125 | 19151.6328 | 64125.9454 | 64125.9454 | 0.70144 | 0.70144 | 92169.5736 | 92169.5736 | 0.48802 | 73337.551 | 10.0889 | 5165.5529 | Demand Controlled Ventilation | Transportation Equipment | New
431 | IwaEgsd209 | 33234.5575 | 7339.4894 | 0 | 4406.1623 | 44980.2092 | 44974.3125 | 44974.3125 | 19151.6328 | 64125.9454 | 64125.9454 | 0.70144 | 0.70144 | 92169.5804 | 92169.5804 | 0.48802 | 73337.551 | 10.0889 | 5165.553 | Demand Controlled Ventilation | Water and Wastewater | Existing
432 | IwaNgsd209 | 33234.5575 | 7339.4894 | 0 | 4406.1623 | 44980.2092 | 44974.3125 | 44974.3125 | 19151.6328 | 64125.9454 | 64125.9454 | 0.70144 | 0.70144 | 92169.5804 | 92169.5804 | 0.48802 | 73337.551 | 10.0889 | 5165.553 | Demand Controlled Ventilation | Water and Wastewater | New
433 | IagEgsd210 | 34132.7377 | 7365.8334 | 0 | 4548.8234 | 46047.3946 | 46264.7994 | 46264.7994 | 19151.6328 | 65416.4322 | 65416.4322 | 0.70391 | 0.70391 | 75357.4289 | 75357.4289 | 0.61105 | 74892.3545 | 8.0794 | 3933.1827 | Dual Enthalpy Economizer | Agriculture and Assembly | Existing
434 | IagNgsd210 | 34132.7377 | 7365.8334 | 0 | 4548.8234 | 46047.3946 | 46264.7994 | 46264.7994 | 19151.6328 | 65416.4322 | 65416.4322 | 0.70391 | 0.70391 | 75357.4289 | 75357.4289 | 0.61105 | 74892.3545 | 8.0794 | 3933.1827 | Dual Enthalpy Economizer | Agriculture and Assembly | New
435 | IchEgsd210 | 34132.7377 | 7365.8334 | 0 | 4548.8234 | 46047.3946 | 46264.7994 | 46264.7994 | 19151.6328 | 65416.4322 | 65416.4322 | 0.70391 | 0.70391 | 72401.8686 | 72401.8686 | 0.636 | 74892.3545 | 7.7625 | 3721.9399 | Dual Enthalpy Economizer | Chemicals and Plastics | Existing
436 | IchNgsd210 | 34132.7377 | 7365.8334 | 0 | 4548.8234 | 46047.3946 | 46264.7994 | 46264.7994 | 19151.6328 | 65416.4322 | 65416.4322 | 0.70391 | 0.70391 | 72401.8686 | 72401.8686 | 0.636 | 74892.3545 | 7.7625 | 3721.9399 | Dual Enthalpy Economizer | Chemicals and Plastics | New
437 | IcoEgsd210 | 34132.7377 | 7365.8334 | 0 | 4548.8234 | 46047.3946 | 46264.7994 | 46264.7994 | 19151.6328 | 65416.4322 | 65416.4322 | 0.70391 | 0.70391 | 1272319.8256 | 1272319.8256 | 0.036192 | 74892.3545 | 136.4112 | 89483.839 | Dual Enthalpy Economizer | Construction | Existing
438 | IcoNgsd210 | 34132.7377 | 7365.8334 | 0 | 4548.8234 | 46047.3946 | 46264.7994 | 46264.7994 | 19151.6328 | 65416.4322 | 65416.4322 | 0.70391 | 0.70391 | 1272319.8256 | 1272319.8256 | 0.036192 | 74892.3545 | 136.4112 | 89483.839 | Dual Enthalpy Economizer | Construction | New
439 | IelEgsd210 | 34132.7377 | 7365.8334 | 0 | 4548.8234 | 46047.3946 | 46264.7994 | 46264.7994 | 19151.6328 | 65416.4322 | 65416.4322 | 0.70391 | 0.70391 | 211801.9897 | 211801.9897 | 0.21741 | 74892.3545 | 22.7083 | 13685.303 | Dual Enthalpy Economizer | Electrical and Electronic Equip. | Existing
440 | IelNgsd210 | 34132.7377 | 7365.8334 | 0 | 4548.8234 | 46047.3946 | 46264.7994 | 46264.7994 | 19151.6328 | 65416.4322 | 65416.4322 | 0.70391 | 0.70391 | 211801.9897 | 211801.9897 | 0.21741 | 74892.3545 | 22.7083 | 13685.303 | Dual Enthalpy Economizer | Electrical and Electronic Equip. | New
441 | IluEgsd210 | 34132.7377 | 7365.8334 | 0 | 4548.8234 | 46047.3946 | 46264.7994 | 46264.7994 | 19151.6328 | 65416.4322 | 65416.4322 | 0.70391 | 0.70391 | 472303.6036 | 472303.6036 | 0.097495 | 74892.3545 | 50.6378 | 32304.1691 | Dual Enthalpy Economizer | Lumber/Furniture/Pulp/Paper | Existing
442 | IluNgsd210 | 34132.7377 | 7365.8334 | 0 | 4548.8234 | 46047.3946 | 46264.7994 | 46264.7994 | 19151.6328 | 65416.4322 | 65416.4322 | 0.70391 | 0.70391 | 472303.6036 | 472303.6036 | 0.097495 | 74892.3545 | 50.6378 | 32304.1691 | Dual Enthalpy Economizer | Lumber/Furniture/Pulp/Paper | New
443 | ImeEgsd210 | 34132.7377 | 7365.8334 | 0 | 4548.8234 | 46047.3946 | 46264.7994 | 46264.7994 | 19151.6328 | 65416.4322 | 65416.4322 | 0.70391 | 0.70391 | 1757100.5275 | 1757100.5275 | 0.026206 | 74892.3545 | 188.3868 | 124132.6366 | Dual Enthalpy Economizer | Metal Products and Machinery | Existing
444 | ImeNgsd210 | 34132.7377 | 7365.8334 | 0 | 4548.8234 | 46047.3946 | 46264.7994 | 46264.7994 | 19151.6328 | 65416.4322 | 65416.4322 | 0.70391 | 0.70391 | 1757100.5275 | 1757100.5275 | 0.026206 | 74892.3545 | 188.3868 | 124132.6366 | Dual Enthalpy Economizer | Metal Products and Machinery | New
445 | ImiEgsd210 | 34132.7377 | 7365.8334 | 0 | 4548.8234 | 46047.3946 | 46264.7994 | 46264.7994 | 19151.6328 | 65416.4322 | 65416.4322 | 0.70391 | 0.70391 | 1272319.8256 | 1272319.8256 | 0.036192 | 74892.3545 | 136.4112 | 89483.839 | Dual Enthalpy Economizer | Miscellaneous Manufacturing | Existing
446 | ImiNgsd210 | 34132.7377 | 7365.8334 | 0 | 4548.8234 | 46047.3946 | 46264.7994 | 46264.7994 | 19151.6328 | 65416.4322 | 65416.4322 | 0.70391 | 0.70391 | 1272319.8256 | 1272319.8256 | 0.036192 | 74892.3545 | 136.4112 | 89483.839 | Dual Enthalpy Economizer | Miscellaneous Manufacturing | New
447 | IprEgsd210 | 34132.7377 | 7365.8334 | 0 | 4548.8234 | 46047.3946 | 46264.7994 | 46264.7994 | 19151.6328 | 65416.4322 | 65416.4322 | 0.70391 | 0.70391 | 137344.9141 | 137344.9141 | 0.33527 | 74892.3545 | 14.7254 | 8363.6225 | Dual Enthalpy Economizer | Primary Resources Industries | Existing
448 | IprNgsd210 | 34132.7377 | 7365.8334 | 0 | 4548.8234 | 46047.3946 | 46264.7994 | 46264.7994 | 19151.6328 | 65416.4322 | 65416.4322 | 0.70391 | 0.70391 | 137344.9141 | 137344.9141 | 0.33527 | 74892.3545 | 14.7254 | 8363.6225 | Dual Enthalpy Economizer | Primary Resources Industries | New
449 | IstEgsd210 | 34132.7377 | 7365.8334 | 0 | 4548.8234 | 46047.3946 | 46264.7994 | 46264.7994 | 19151.6328 | 65416.4322 | 65416.4322 | 0.70391 | 0.70391 | 521951.1363 | 521951.1363 | 0.088222 | 74892.3545 | 55.9608 | 35852.6359 | Dual Enthalpy Economizer | Stone/Clay/Glass/Concrete | Existing
450 | IstNgsd210 | 34132.7377 | 7365.8334 | 0 | 4548.8234 | 46047.3946 | 46264.7994 | 46264.7994 | 19151.6328 | 65416.4322 | 65416.4322 | 0.70391 | 0.70391 | 521951.1363 | 521951.1363 | 0.088222 | 74892.3545 | 55.9608 | 35852.6359 | Dual Enthalpy Economizer | Stone/Clay/Glass/Concrete | New
451 | IteEgsd210 | 34132.7377 | 7365.8334 | 0 | 4548.8234 | 46047.3946 | 46264.7994 | 46264.7994 | 19151.6328 | 65416.4322 | 65416.4322 | 0.70391 | 0.70391 | 333759.6895 | 333759.6895 | 0.13797 | 74892.3545 | 35.7839 | 22402.0025 | Dual Enthalpy Economizer | Textiles and Leather | Existing
452 | IteNgsd210 | 34132.7377 | 7365.8334 | 0 | 4548.8234 | 46047.3946 | 46264.7994 | 46264.7994 | 19151.6328 | 65416.4322 | 65416.4322 | 0.70391 | 0.70391 | 333759.6895 | 333759.6895 | 0.13797 | 74892.3545 | 35.7839 | 22402.0025 | Dual Enthalpy Economizer | Textiles and Leather | New
453 | ItrEgsd210 | 34132.7377 | 7365.8334 | 0 | 4548.8234 | 46047.3946 | 46264.7994 | 46264.7994 | 19151.6328 | 65416.4322 | 65416.4322 | 0.70391 | 0.70391 | 201065.4109 | 201065.4109 | 0.22902 | 74892.3545 | 21.5571 | 12917.9262 | Dual Enthalpy Economizer | Transportation Equipment | Existing
454 | ItrNgsd210 | 34132.7377 | 7365.8334 | 0 | 4548.8234 | 46047.3946 | 46264.7994 | 46264.7994 | 19151.6328 | 65416.4322 | 65416.4322 | 0.70391 | 0.70391 | 201065.4109 | 201065.4109 | 0.22902 | 74892.3545 | 21.5571 | 12917.9262 | Dual Enthalpy Economizer | Transportation Equipment | New
455 | IwaEgsd210 | 34132.7377 | 7365.8334 | 0 | 4548.8234 | 46047.3946 | 46264.7994 | 46264.7994 | 19151.6328 | 65416.4322 | 65416.4322 | 0.70391 | 0.70391 | 99143.4843 | 99143.4843 | 0.46445 | 74892.3545 | 10.6296 | 5633.247 | Dual Enthalpy Economizer | Water and Wastewater | Existing
456 | IwaNgsd210 | 34132.7377 | 7365.8334 | 0 | 4548.8234 | 46047.3946 | 46264.7994 | 46264.7994 | 19151.6328 | 65416.4322 | 65416.4322 | 0.70391 | 0.70391 | 99143.4843 | 99143.4843 | 0.46445 | 74892.3545 | 10.6296 | 5633.247 | Dual Enthalpy Economizer | Water and Wastewater | New
457 | IagEgsd211 | 33234.5575 | 7339.4894 | 0 | 4406.1623 | 44980.2092 | 44974.3125 | 44974.3125 | 19151.6328 | 64125.9454 | 64125.9454 | 0.70144 | 0.70144 | 109494.2593 | 109494.2593 | 0.4108 | 73337.551 | 15.9725 | 9007.2497 | Facility Energy Management System | Agriculture and Assembly | Existing
458 | IagNgsd211 | 33234.5575 | 7339.4894 | 0 | 4406.1623 | 44980.2092 | 44974.3125 | 44974.3125 | 19151.6328 | 64125.9454 | 64125.9454 | 0.70144 | 0.70144 | 109494.2593 | 109494.2593 | 0.4108 | 73337.551 | 15.9725 | 9007.2497 | Facility Energy Management System | Agriculture and Assembly | New
459 | IchEgsd211 | 33234.5575 | 7339.4894 | 0 | 4406.1623 | 44980.2092 | 44974.3125 | 44974.3125 | 19151.6328 | 64125.9454 | 64125.9454 | 0.70144 | 0.70144 | 68711.4476 | 68711.4476 | 0.65462 | 73337.551 | 10.0233 | 5122.6806 | Facility Energy Management System | Chemicals and Plastics | Existing
460 | IchNgsd211 | 33234.5575 | 7339.4894 | 0 | 4406.1623 | 44980.2092 | 44974.3125 | 44974.3125 | 19151.6328 | 64125.9454 | 64125.9454 | 0.70144 | 0.70144 | 68711.4476 | 68711.4476 | 0.65462 | 73337.551 | 10.0233 | 5122.6806 | Facility Energy Management System | Chemicals and Plastics | New
461 | IcoEgsd211 | 33234.5575 | 7339.4894 | 0 | 4406.1623 | 44980.2092 | 44974.3125 | 44974.3125 | 19151.6328 | 64125.9454 | 64125.9454 | 0.70144 | 0.70144 | 111004.5299 | 111004.5299 | 0.40521 | 73337.551 | 16.1928 | 9151.1033 | Facility Energy Management System | Construction | Existing
462 | IcoNgsd211 | 33234.5575 | 7339.4894 | 0 | 4406.1623 | 44980.2092 | 44974.3125 | 44974.3125 | 19151.6328 | 64125.9454 | 64125.9454 | 0.70144 | 0.70144 | 111004.5299 | 111004.5299 | 0.40521 | 73337.551 | 16.1928 | 9151.1033 | Facility Energy Management System | Construction | New
463 | IelEgsd211 | 33234.5575 | 7339.4894 | 0 | 4406.1623 | 44980.2092 | 44974.3125 | 44974.3125 | 19151.6328 | 64125.9454 | 64125.9454 | 0.70144 | 0.70144 | 61258.4479 | 61258.4479 | 0.73427 | 73337.551 | 8.9361 | 4412.7811 | Facility Energy Management System | Electrical and Electronic Equip. | Existing
464 | IelNgsd211 | 33234.5575 | 7339.4894 | 0 | 4406.1623 | 44980.2092 | 44974.3125 | 44974.3125 | 19151.6328 | 64125.9454 | 64125.9454 | 0.70144 | 0.70144 | 61258.4479 | 61258.4479 | 0.73427 | 73337.551 | 8.9361 | 4412.7811 | Facility Energy Management System | Electrical and Electronic Equip. | New
465 | IluEgsd211 | 33234.5575 | 7339.4894 | 0 | 4406.1623 | 44980.2092 | 44974.3125 | 44974.3125 | 19151.6328 | 64125.9454 | 64125.9454 | 0.70144 | 0.70144 | 203742.4812 | 203742.4812 | 0.22077 | 73337.551 | 29.7209 | 17984.4084 | Facility Energy Management System | Lumber/Furniture/Pulp/Paper | Existing
466 | IluNgsd211 | 33234.5575 | 7339.4894 | 0 | 4406.1623 | 44980.2092 | 44974.3125 | 44974.3125 | 19151.6328 | 64125.9454 | 64125.9454 | 0.70144 | 0.70144 | 203742.4812 | 203742.4812 | 0.22077 | 73337.551 | 29.7209 | 17984.4084 | Facility Energy Management System | Lumber/Furniture/Pulp/Paper | New
467 | ImeEgsd211 | 33234.5575 | 7339.4894 | 0 | 4406.1623 | 44980.2092 | 44974.3125 | 44974.3125 | 19151.6328 | 64125.9454 | 64125.9454 | 0.70144 | 0.70144 | 189919.2596 | 189919.2596 | 0.23684 | 73337.551 | 27.7045 | 16667.7431 | Facility Energy Management System | Metal Products and Machinery | Existing
468 | ImeNgsd211 | 33234.5575 | 7339.4894 | 0 | 4406.1623 | 44980.2092 | 44974.3125 | 44974.3125 | 19151.6328 | 64125.9454 | 64125.9454 | 0.70144 | 0.70144 | 189919.2596 | 189919.2596 | 0.23684 | 73337.551 | 27.7045 | 16667.7431 | Facility Energy Management System | Metal Products and Machinery | New
469 | ImiEgsd211 | 33234.5575 | 7339.4894 | 0 | 4406.1623 | 44980.2092 | 44974.3125 | 44974.3125 | 19151.6328 | 64125.9454 | 64125.9454 | 0.70144 | 0.70144 | 111004.5299 | 111004.5299 | 0.40521 | 73337.551 | 16.1928 | 9151.1033 | Facility Energy Management System | Miscellaneous Manufacturing | Existing
470 | ImiNgsd211 | 33234.5575 | 7339.4894 | 0 | 4406.1623 | 44980.2092 | 44974.3125 | 44974.3125 | 19151.6328 | 64125.9454 | 64125.9454 | 0.70144 | 0.70144 | 111004.5299 | 111004.5299 | 0.40521 | 73337.551 | 16.1928 | 9151.1033 | Facility Energy Management System | Miscellaneous Manufacturing | New
471 | IprEgsd211 | 33234.5575 | 7339.4894 | 0 | 4406.1623 | 44980.2092 | 44974.3125 | 44974.3125 | 19151.6328 | 64125.9454 | 64125.9454 | 0.70144 | 0.70144 | 97108.0329 | 97108.0329 | 0.4632 | 73337.551 | 14.1656 | 7827.4602 | Facility Energy Management System | Primary Resources Industries | Existing
472 | IprNgsd211 | 33234.5575 | 7339.4894 | 0 | 4406.1623 | 44980.2092 | 44974.3125 | 44974.3125 | 19151.6328 | 64125.9454 | 64125.9454 | 0.70144 | 0.70144 | 97108.0329 | 97108.0329 | 0.4632 | 73337.551 | 14.1656 | 7827.4602 | Facility Energy Management System | Primary Resources Industries | New
473 | IstEgsd211 | 33234.5575 | 7339.4894 | 0 | 4406.1623 | 44980.2092 | 44974.3125 | 44974.3125 | 19151.6328 | 64125.9454 | 64125.9454 | 0.70144 | 0.70144 | 126987.4324 | 126987.4324 | 0.35421 | 73337.551 | 18.5243 | 10673.4773 | Facility Energy Management System | Stone/Clay/Glass/Concrete | Existing
474 | IstNgsd211 | 33234.5575 | 7339.4894 | 0 | 4406.1623 | 44980.2092 | 44974.3125 | 44974.3125 | 19151.6328 | 64125.9454 | 64125.9454 | 0.70144 | 0.70144 | 126987.4324 | 126987.4324 | 0.35421 | 73337.551 | 18.5243 | 10673.4773 | Facility Energy Management System | Stone/Clay/Glass/Concrete | New
475 | IteEgsd211 | 33234.5575 | 7339.4894 | 0 | 4406.1623 | 44980.2092 | 44974.3125 | 44974.3125 | 19151.6328 | 64125.9454 | 64125.9454 | 0.70144 | 0.70144 | 83397.1902 | 83397.1902 | 0.53935 | 73337.551 | 12.1656 | 6521.4999 | Facility Energy Management System | Textiles and Leather | Existing
476 | IteNgsd211 | 33234.5575 | 7339.4894 | 0 | 4406.1623 | 44980.2092 | 44974.3125 | 44974.3125 | 19151.6328 | 64125.9454 | 64125.9454 | 0.70144 | 0.70144 | 83397.1902 | 83397.1902 | 0.53935 | 73337.551 | 12.1656 | 6521.4999 | Facility Energy Management System | Textiles and Leather | New
477 | ItrEgsd211 | 33234.5575 | 7339.4894 | 0 | 4406.1623 | 44980.2092 | 44974.3125 | 44974.3125 | 19151.6328 | 64125.9454 | 64125.9454 | 0.70144 | 0.70144 | 77012.7121 | 77012.7121 | 0.58406 | 73337.551 | 11.2342 | 5913.3772 | Facility Energy Management System | Transportation Equipment | Existing
478 | ItrNgsd211 | 33234.5575 | 7339.4894 | 0 | 4406.1623 | 44980.2092 | 44974.3125 | 44974.3125 | 19151.6328 | 64125.9454 | 64125.9454 | 0.70144 | 0.70144 | 77012.7121 | 77012.7121 | 0.58406 | 73337.551 | 11.2342 | 5913.3772 | Facility Energy Management System | Transportation Equipment | New
479 | IwaEgsd211 | 33234.5575 | 7339.4894 | 0 | 4406.1623 | 44980.2092 | 44974.3125 | 44974.3125 | 19151.6328 | 64125.9454 | 64125.9454 | 0.70144 | 0.70144 | 8644.2841 | 8644.2841 | 5.2035 | 73337.551 | 1.261 | -598.7263 | Facility Energy Management System | Water and Wastewater | Existing
480 | IwaNgsd211 | 33234.5575 | 7339.4894 | 0 | 4406.1623 | 44980.2092 | 44974.3125 | 44974.3125 | 19151.6328 | 64125.9454 | 64125.9454 | 0.70144 | 0.70144 | 8644.2841 | 8644.2841 | 5.2035 | 73337.551 | 1.261 | -598.7263 | Facility Energy Management System | Water and Wastewater | New
481 | IagEgsd212 | 33234.5575 | 7339.4894 | 0 | 4406.1623 | 44980.2092 | 44974.3125 | 44974.3125 | 19151.6328 | 64125.9454 | 64125.9454 | 0.70144 | 0.70144 | 2859.2581 | 2859.2581 | 15.7314 | 73337.551 | 0.41709 | -1149.751 | Fan Thermostat Controller | Agriculture and Assembly | Existing
482 | IagNgsd212 | 33234.5575 | 7339.4894 | 0 | 4406.1623 | 44980.2092 | 44974.3125 | 44974.3125 | 19151.6328 | 64125.9454 | 64125.9454 | 0.70144 | 0.70144 | 2859.2581 | 2859.2581 | 15.7314 | 73337.551 | 0.41709 | -1149.751 | Fan Thermostat Controller | Agriculture and Assembly | New
483 | IchEgsd212 | 33234.5575 | 7339.4894 | 0 | 4406.1623 | 44980.2092 | 44974.3125 | 44974.3125 | 19151.6328 | 64125.9454 | 64125.9454 | 0.70144 | 0.70144 | 2859.2513 | 2859.2513 | 15.7315 | 73337.551 | 0.41709 | -1149.7516 | Fan Thermostat Controller | Chemicals and Plastics | Existing
484 | IchNgsd212 | 33234.5575 | 7339.4894 | 0 | 4406.1623 | 44980.2092 | 44974.3125 | 44974.3125 | 19151.6328 | 64125.9454 | 64125.9454 | 0.70144 | 0.70144 | 2859.2513 | 2859.2513 | 15.7315 | 73337.551 | 0.41709 | -1149.7516 | Fan Thermostat Controller | Chemicals and Plastics | New
485 | IcoEgsd212 | 33234.5575 | 7339.4894 | 0 | 4406.1623 | 44980.2092 | 44974.3125 | 44974.3125 | 19151.6328 | 64125.9454 | 64125.9454 | 0.70144 | 0.70144 | 2859.2504 | 2859.2504 | 15.7315 | 73337.551 | 0.41709 | -1149.7517 | Fan Thermostat Controller | Construction | Existing
486 | IcoNgsd212 | 33234.5575 | 7339.4894 | 0 | 4406.1623 | 44980.2092 | 44974.3125 | 44974.3125 | 19151.6328 | 64125.9454 | 64125.9454 | 0.70144 | 0.70144 | 2859.2504 | 2859.2504 | 15.7315 | 73337.551 | 0.41709 | -1149.7517 | Fan Thermostat Controller | Construction | New
487 | IelEgsd212 | 33234.5575 | 7339.4894 | 0 | 4406.1623 | 44980.2092 | 44974.3125 | 44974.3125 | 19151.6328 | 64125.9454 | 64125.9454 | 0.70144 | 0.70144 | 2859.2491 | 2859.2491 | 15.7315 | 73337.551 | 0.41709 | -1149.7519 | Fan Thermostat Controller | Electrical and Electronic Equip. | Existing
488 | IelNgsd212 | 33234.5575 | 7339.4894 | 0 | 4406.1623 | 44980.2092 | 44974.3125 | 44974.3125 | 19151.6328 | 64125.9454 | 64125.9454 | 0.70144 | 0.70144 | 2859.2491 | 2859.2491 | 15.7315 | 73337.551 | 0.41709 | -1149.7519 | Fan Thermostat Controller | Electrical and Electronic Equip. | New
489 | IluEgsd212 | 33234.5575 | 7339.4894 | 0 | 4406.1623 | 44980.2092 | 44974.3125 | 44974.3125 | 19151.6328 | 64125.9454 | 64125.9454 | 0.70144 | 0.70144 | 2859.2494 | 2859.2494 | 15.7315 | 73337.551 | 0.41709 | -1149.7518 | Fan Thermostat Controller | Lumber/Furniture/Pulp/Paper | Existing
490 | IluNgsd212 | 33234.5575 | 7339.4894 | 0 | 4406.1623 | 44980.2092 | 44974.3125 | 44974.3125 | 19151.6328 | 64125.9454 | 64125.9454 | 0.70144 | 0.70144 | 2859.2494 | 2859.2494 | 15.7315 | 73337.551 | 0.41709 | -1149.7518 | Fan Thermostat Controller | Lumber/Furniture/Pulp/Paper | New
491 | ImeEgsd212 | 33234.5575 | 7339.4894 | 0 | 4406.1623 | 44980.2092 | 44974.3125 | 44974.3125 | 19151.6328 | 64125.9454 | 64125.9454 | 0.70144 | 0.70144 | 2859.242 | 2859.242 | 15.7315 | 73337.551 | 0.41709 | -1149.7525 | Fan Thermostat Controller | Metal Products and Machinery | Existing
492 | ImeNgsd212 | 33234.5575 | 7339.4894 | 0 | 4406.1623 | 44980.2092 | 44974.3125 | 44974.3125 | 19151.6328 | 64125.9454 | 64125.9454 | 0.70144 | 0.70144 | 2859.242 | 2859.242 | 15.7315 | 73337.551 | 0.41709 | -1149.7525 | Fan Thermostat Controller | Metal Products and Machinery | New
493 | ImiEgsd212 | 33234.5575 | 7339.4894 | 0 | 4406.1623 | 44980.2092 | 44974.3125 | 44974.3125 | 19151.6328 | 64125.9454 | 64125.9454 | 0.70144 | 0.70144 | 2859.2504 | 2859.2504 | 15.7315 | 73337.551 | 0.41709 | -1149.7517 | Fan Thermostat Controller | Miscellaneous Manufacturing | Existing
494 | ImiNgsd212 | 33234.5575 | 7339.4894 | 0 | 4406.1623 | 44980.2092 | 44974.3125 | 44974.3125 | 19151.6328 | 64125.9454 | 64125.9454 | 0.70144 | 0.70144 | 2859.2504 | 2859.2504 | 15.7315 | 73337.551 | 0.41709 | -1149.7517 | Fan Thermostat Controller | Miscellaneous Manufacturing | New
495 | IprEgsd212 | 33234.5575 | 7339.4894 | 0 | 4406.1623 | 44980.2092 | 44974.3125 | 44974.3125 | 19151.6328 | 64125.9454 | 64125.9454 | 0.70144 | 0.70144 | 2859.2549 | 2859.2549 | 15.7314 | 73337.551 | 0.41709 | -1149.7513 | Fan Thermostat Controller | Primary Resources Industries | Existing
496 | IprNgsd212 | 33234.5575 | 7339.4894 | 0 | 4406.1623 | 44980.2092 | 44974.3125 | 44974.3125 | 19151.6328 | 64125.9454 | 64125.9454 | 0.70144 | 0.70144 | 2859.2549 | 2859.2549 | 15.7314 | 73337.551 | 0.41709 | -1149.7513 | Fan Thermostat Controller | Primary Resources Industries | New
497 | IstEgsd212 | 33234.5575 | 7339.4894 | 0 | 4406.1623 | 44980.2092 | 44974.3125 | 44974.3125 | 19151.6328 | 64125.9454 | 64125.9454 | 0.70144 | 0.70144 | 2859.2549 | 2859.2549 | 15.7314 | 73337.551 | 0.41709 | -1149.7513 | Fan Thermostat Controller | Stone/Clay/Glass/Concrete | Existing
498 | IstNgsd212 | 33234.5575 | 7339.4894 | 0 | 4406.1623 | 44980.2092 | 44974.3125 | 44974.3125 | 19151.6328 | 64125.9454 | 64125.9454 | 0.70144 | 0.70144 | 2859.2549 | 2859.2549 | 15.7314 | 73337.551 | 0.41709 | -1149.7513 | Fan Thermostat Controller | Stone/Clay/Glass/Concrete | New
499 | IteEgsd212 | 33234.5575 | 7339.4894 | 0 | 4406.1623 | 44980.2092 | 44974.3125 | 44974.3125 | 19151.6328 | 64125.9454 | 64125.9454 | 0.70144 | 0.70144 | 2859.2459 | 2859.2459 | 15.7315 | 73337.551 | 0.41709 | -1149.7521 | Fan Thermostat Controller | Textiles and Leather | Existing
500 | IteNgsd212 | 33234.5575 | 7339.4894 | 0 | 4406.1623 | 44980.2092 | 44974.3125 | 44974.3125 | 19151.6328 | 64125.9454 | 64125.9454 | 0.70144 | 0.70144 | 2859.2459 | 2859.2459 | 15.7315 | 73337.551 | 0.41709 | -1149.7521 | Fan Thermostat Controller | Textiles and Leather | New
501 | ItrEgsd212 | 33234.5575 | 7339.4894 | 0 | 4406.1623 | 44980.2092 | 44974.3125 | 44974.3125 | 19151.6328 | 64125.9454 | 64125.9454 | 0.70144 | 0.70144 | 2859.2555 | 2859.2555 | 15.7314 | 73337.551 | 0.41709 | -1149.7512 | Fan Thermostat Controller | Transportation Equipment | Existing
502 | ItrNgsd212 | 33234.5575 | 7339.4894 | 0 | 4406.1623 | 44980.2092 | 44974.3125 | 44974.3125 | 19151.6328 | 64125.9454 | 64125.9454 | 0.70144 | 0.70144 | 2859.2555 | 2859.2555 | 15.7314 | 73337.551 | 0.41709 | -1149.7512 | Fan Thermostat Controller | Transportation Equipment | New
503 | IwaEgsd212 | 33234.5575 | 7339.4894 | 0 | 4406.1623 | 44980.2092 | 44974.3125 | 44974.3125 | 19151.6328 | 64125.9454 | 64125.9454 | 0.70144 | 0.70144 | 2859.2536 | 2859.2536 | 15.7315 | 73337.551 | 0.41709 | -1149.7514 | Fan Thermostat Controller | Water and Wastewater | Existing
504 | IwaNgsd212 | 33234.5575 | 7339.4894 | 0 | 4406.1623 | 44980.2092 | 44974.3125 | 44974.3125 | 19151.6328 | 64125.9454 | 64125.9454 | 0.70144 | 0.70144 | 2859.2536 | 2859.2536 | 15.7315 | 73337.551 | 0.41709 | -1149.7514 | Fan Thermostat Controller | Water and Wastewater | New
505 | IagEgsd213 | 33234.5575 | 7339.4894 | 0 | 4406.1623 | 44980.2092 | 44974.3125 | 44974.3125 | 19151.6328 | 64125.9454 | 64125.9454 | 0.70144 | 0.70144 | 1268.9986 | 1268.9986 | 35.4454 | 73337.551 | 0.14953 | -1324.4577 | Programmable thermostat | Agriculture and Assembly | Existing
506 | IagNgsd213 | 33234.5575 | 7339.4894 | 0 | 4406.1623 | 44980.2092 | 44974.3125 | 44974.3125 | 19151.6328 | 64125.9454 | 64125.9454 | 0.70144 | 0.70144 | 1268.9986 | 1268.9986 | 35.4454 | 73337.551 | 0.14953 | -1324.4577 | Programmable thermostat | Agriculture and Assembly | New
507 | IchEgsd213 | 33234.5575 | 7339.4894 | 0 | 4406.1623 | 44980.2092 | 44974.3125 | 44974.3125 | 19151.6328 | 64125.9454 | 64125.9454 | 0.70144 | 0.70144 | 792.9229 | 792.9229 | 56.7271 | 73337.551 | 0.093434 | -1361.0875 | Programmable thermostat | Chemicals and Plastics | Existing
508 | IchNgsd213 | 33234.5575 | 7339.4894 | 0 | 4406.1623 | 44980.2092 | 44974.3125 | 44974.3125 | 19151.6328 | 64125.9454 | 64125.9454 | 0.70144 | 0.70144 | 792.9229 | 792.9229 | 56.7271 | 73337.551 | 0.093434 | -1361.0875 | Programmable thermostat | Chemicals and Plastics | New
509 | IcoEgsd213 | 33234.5575 | 7339.4894 | 0 | 4406.1623 | 44980.2092 | 44974.3125 | 44974.3125 | 19151.6328 | 64125.9454 | 64125.9454 | 0.70144 | 0.70144 | 1324.4543 | 1324.4543 | 33.9613 | 73337.551 | 0.15607 | -1320.1909 | Programmable thermostat | Construction | Existing
510 | IcoNgsd213 | 33234.5575 | 7339.4894 | 0 | 4406.1623 | 44980.2092 | 44974.3125 | 44974.3125 | 19151.6328 | 64125.9454 | 64125.9454 | 0.70144 | 0.70144 | 1324.4543 | 1324.4543 | 33.9613 | 73337.551 | 0.15607 | -1320.1909 | Programmable thermostat | Construction | New
511 | IelEgsd213 | 33234.5575 | 7339.4894 | 0 | 4406.1623 | 44980.2092 | 44974.3125 | 44974.3125 | 19151.6328 | 64125.9454 | 64125.9454 | 0.70144 | 0.70144 | 704.3034 | 704.3034 | 63.8648 | 73337.551 | 0.082991 | -1367.9059 | Programmable thermostat | Electrical and Electronic Equip. | Existing
512 | IelNgsd213 | 33234.5575 | 7339.4894 | 0 | 4406.1623 | 44980.2092 | 44974.3125 | 44974.3125 | 19151.6328 | 64125.9454 | 64125.9454 | 0.70144 | 0.70144 | 704.3034 | 704.3034 | 63.8648 | 73337.551 | 0.082991 | -1367.9059 | Programmable thermostat | Electrical and Electronic Equip. | New
513 | IluEgsd213 | 33234.5575 | 7339.4894 | 0 | 4406.1623 | 44980.2092 | 44974.3125 | 44974.3125 | 19151.6328 | 64125.9454 | 64125.9454 | 0.70144 | 0.70144 | 2355.2307 | 2355.2307 | 19.098 | 73337.551 | 0.27753 | -1240.8818 | Programmable thermostat | Lumber/Furniture/Pulp/Paper | Existing
514 | IluNgsd213 | 33234.5575 | 7339.4894 | 0 | 4406.1623 | 44980.2092 | 44974.3125 | 44974.3125 | 19151.6328 | 64125.9454 | 64125.9454 | 0.70144 | 0.70144 | 2355.2307 | 2355.2307 | 19.098 | 73337.551 | 0.27753 | -1240.8818 | Programmable thermostat | Lumber/Furniture/Pulp/Paper | New
515 | ImeEgsd213 | 33234.5575 | 7339.4894 | 0 | 4406.1623 | 44980.2092 | 44974.3125 | 44974.3125 | 19151.6328 | 64125.9454 | 64125.9454 | 0.70144 | 0.70144 | 2227.4128 | 2227.4128 | 20.1939 | 73337.551 | 0.26247 | -1250.7163 | Programmable thermostat | Metal Products and Machinery | Existing
516 | ImeNgsd213 | 33234.5575 | 7339.4894 | 0 | 4406.1623 | 44980.2092 | 44974.3125 | 44974.3125 | 19151.6328 | 64125.9454 | 64125.9454 | 0.70144 | 0.70144 | 2227.4128 | 2227.4128 | 20.1939 | 73337.551 | 0.26247 | -1250.7163 | Programmable thermostat | Metal Products and Machinery | New
517 | ImiEgsd213 | 33234.5575 | 7339.4894 | 0 | 4406.1623 | 44980.2092 | 44974.3125 | 44974.3125 | 19151.6328 | 64125.9454 | 64125.9454 | 0.70144 | 0.70144 | 1324.4543 | 1324.4543 | 33.9613 | 73337.551 | 0.15607 | -1320.1909 | Programmable thermostat | Miscellaneous Manufacturing | Existing
518 | ImiNgsd213 | 33234.5575 | 7339.4894 | 0 | 4406.1623 | 44980.2092 | 44974.3125 | 44974.3125 | 19151.6328 | 64125.9454 | 64125.9454 | 0.70144 | 0.70144 | 1324.4543 | 1324.4543 | 33.9613 | 73337.551 | 0.15607 | -1320.1909 | Programmable thermostat | Miscellaneous Manufacturing | New
519 | IprEgsd213 | 33234.5575 | 7339.4894 | 0 | 4406.1623 | 44980.2092 | 44974.3125 | 44974.3125 | 19151.6328 | 64125.9454 | 64125.9454 | 0.70144 | 0.70144 | 1117.8301 | 1117.8301 | 40.2389 | 73337.551 | 0.13172 | -1336.0887 | Programmable thermostat | Primary Resources Industries | Existing
520 | IprNgsd213 | 33234.5575 | 7339.4894 | 0 | 4406.1623 | 44980.2092 | 44974.3125 | 44974.3125 | 19151.6328 | 64125.9454 | 64125.9454 | 0.70144 | 0.70144 | 1117.8301 | 1117.8301 | 40.2389 | 73337.551 | 0.13172 | -1336.0887 | Programmable thermostat | Primary Resources Industries | New
521 | IstEgsd213 | 33234.5575 | 7339.4894 | 0 | 4406.1623 | 44980.2092 | 44974.3125 | 44974.3125 | 19151.6328 | 64125.9454 | 64125.9454 | 0.70144 | 0.70144 | 1467.561 | 1467.561 | 30.6496 | 73337.551 | 0.17293 | -1309.1801 | Programmable thermostat | Stone/Clay/Glass/Concrete | Existing
522 | IstNgsd213 | 33234.5575 | 7339.4894 | 0 | 4406.1623 | 44980.2092 | 44974.3125 | 44974.3125 | 19151.6328 | 64125.9454 | 64125.9454 | 0.70144 | 0.70144 | 1467.561 | 1467.561 | 30.6496 | 73337.551 | 0.17293 | -1309.1801 | Programmable thermostat | Stone/Clay/Glass/Concrete | New
523 | IteEgsd213 | 33234.5575 | 7339.4894 | 0 | 4406.1623 | 44980.2092 | 44974.3125 | 44974.3125 | 19151.6328 | 64125.9454 | 64125.9454 | 0.70144 | 0.70144 | 967.9049 | 967.9049 | 46.4717 | 73337.551 | 0.11405 | -1347.6242 | Programmable thermostat | Textiles and Leather | Existing
524 | IteNgsd213 | 33234.5575 | 7339.4894 | 0 | 4406.1623 | 44980.2092 | 44974.3125 | 44974.3125 | 19151.6328 | 64125.9454 | 64125.9454 | 0.70144 | 0.70144 | 967.9049 | 967.9049 | 46.4717 | 73337.551 | 0.11405 | -1347.6242 | Programmable thermostat | Textiles and Leather | New
525 | ItrEgsd213 | 33234.5575 | 7339.4894 | 0 | 4406.1623 | 44980.2092 | 44974.3125 | 44974.3125 | 19151.6328 | 64125.9454 | 64125.9454 | 0.70144 | 0.70144 | 890.9713 | 890.9713 | 50.4845 | 73337.551 | 0.10499 | -1353.5435 | Programmable thermostat | Transportation Equipment | Existing
526 | ItrNgsd213 | 33234.5575 | 7339.4894 | 0 | 4406.1623 | 44980.2092 | 44974.3125 | 44974.3125 | 19151.6328 | 64125.9454 | 64125.9454 | 0.70144 | 0.70144 | 890.9713 | 890.9713 | 50.4845 | 73337.551 | 0.10499 | -1353.5435 | Programmable thermostat | Transportation Equipment | New
527 | IwaEgsd213 | 33234.5575 | 7339.4894 | 0 | 4406.1623 | 44980.2092 | 44974.3125 | 44974.3125 | 19151.6328 | 64125.9454 | 64125.9454 | 0.70144 | 0.70144 | 103.1395 | 103.1395 | 436.1102 | 73337.551 | 0.012153 | -1414.1601 | Programmable thermostat | Water and Wastewater | Existing
528 | IwaNgsd213 | 33234.5575 | 7339.4894 | 0 | 4406.1623 | 44980.2092 | 44974.3125 | 44974.3125 | 19151.6328 | 64125.9454 | 64125.9454 | 0.70144 | 0.70144 | 103.1395 | 103.1395 | 436.1102 | 73337.551 | 0.012153 | -1414.1601 | Programmable thermostat | Water and Wastewater | New
529 | IagEgsd214 | 33234.5575 | 7339.4894 | 0 | 4406.1623 | 44980.2092 | 44974.3125 | 44974.3125 | 19151.6328 | 64125.9454 | 64125.9454 | 0.70144 | 0.70144 | 25634.2796 | 25634.2796 | 1.7547 | 73337.551 | 3.0206 | 550.2329 | Smart thermostat | Agriculture and Assembly | Existing
530 | IagNgsd214 | 33234.5575 | 7339.4894 | 0 | 4406.1623 | 44980.2092 | 44974.3125 | 44974.3125 | 19151.6328 | 64125.9454 | 64125.9454 | 0.70144 | 0.70144 | 25634.2796 | 25634.2796 | 1.7547 | 73337.551 | 3.0206 | 550.2329 | Smart thermostat | Agriculture and Assembly | New
531 | IchEgsd214 | 33234.5575 | 7339.4894 | 0 | 4406.1623 | 44980.2092 | 44974.3125 | 44974.3125 | 19151.6328 | 64125.9454 | 64125.9454 | 0.70144 | 0.70144 | 16017.3592 | 16017.3592 | 2.8082 | 73337.551 | 1.8874 | -189.7032 | Smart thermostat | Chemicals and Plastics | Existing
532 | IchNgsd214 | 33234.5575 | 7339.4894 | 0 | 4406.1623 | 44980.2092 | 44974.3125 | 44974.3125 | 19151.6328 | 64125.9454 | 64125.9454 | 0.70144 | 0.70144 | 16017.3592 | 16017.3592 | 2.8082 | 73337.551 | 1.8874 | -189.7032 | Smart thermostat | Chemicals and Plastics | New
533 | IcoEgsd214 | 33234.5575 | 7339.4894 | 0 | 4406.1623 | 44980.2092 | 44974.3125 | 44974.3125 | 19151.6328 | 64125.9454 | 64125.9454 | 0.70144 | 0.70144 | 26754.5028 | 26754.5028 | 1.6812 | 73337.551 | 3.1526 | 636.424 | Smart thermostat | Construction | Existing
534 | IcoNgsd214 | 33234.5575 | 7339.4894 | 0 | 4406.1623 | 44980.2092 | 44974.3125 | 44974.3125 | 19151.6328 | 64125.9454 | 64125.9454 | 0.70144 | 0.70144 | 26754.5028 | 26754.5028 | 1.6812 | 73337.551 | 3.1526 | 636.424 | Smart thermostat | Construction | New
535 | IelEgsd214 | 33234.5575 | 7339.4894 | 0 | 4406.1623 | 44980.2092 | 44974.3125 | 44974.3125 | 19151.6328 | 64125.9454 | 64125.9454 | 0.70144 | 0.70144 | 14227.2118 | 14227.2118 | 3.1616 | 73337.551 | 1.6765 | -327.439 | Smart thermostat | Electrical and Electronic Equip. | Existing
536 | IelNgsd214 | 33234.5575 | 7339.4894 | 0 | 4406.1623 | 44980.2092 | 44974.3125 | 44974.3125 | 19151.6328 | 64125.9454 | 64125.9454 | 0.70144 | 0.70144 | 14227.2118 | 14227.2118 | 3.1616 | 73337.551 | 1.6765 | -327.439 | Smart thermostat | Electrical and Electronic Equip. | New
537 | IluEgsd214 | 33234.5575 | 7339.4894 | 0 | 4406.1623 | 44980.2092 | 44974.3125 | 44974.3125 | 19151.6328 | 64125.9454 | 64125.9454 | 0.70144 | 0.70144 | 47576.6161 | 47576.6161 | 0.94543 | 73337.551 | 5.6062 | 2238.4993 | Smart thermostat | Lumber/Furniture/Pulp/Paper | Existing
538 | IluNgsd214 | 33234.5575 | 7339.4894 | 0 | 4406.1623 | 44980.2092 | 44974.3125 | 44974.3125 | 19151.6328 | 64125.9454 | 64125.9454 | 0.70144 | 0.70144 | 47576.6161 | 47576.6161 | 0.94543 | 73337.551 | 5.6062 | 2238.4993 | Smart thermostat | Lumber/Furniture/Pulp/Paper | New
539 | ImeEgsd214 | 33234.5575 | 7339.4894 | 0 | 4406.1623 | 44980.2092 | 44974.3125 | 44974.3125 | 19151.6328 | 64125.9454 | 64125.9454 | 0.70144 | 0.70144 | 44994.6535 | 44994.6535 | 0.99968 | 73337.551 | 5.3019 | 2039.8405 | Smart thermostat | Metal Products and Machinery | Existing
540 | ImeNgsd214 | 33234.5575 | 7339.4894 | 0 | 4406.1623 | 44980.2092 | 44974.3125 | 44974.3125 | 19151.6328 | 64125.9454 | 64125.9454 | 0.70144 | 0.70144 | 44994.6535 | 44994.6535 | 0.99968 | 73337.551 | 5.3019 | 2039.8405 | Smart thermostat | Metal Products and Machinery | New
541 | ImiEgsd214 | 33234.5575 | 7339.4894 | 0 | 4406.1623 | 44980.2092 | 44974.3125 | 44974.3125 | 19151.6328 | 64125.9454 | 64125.9454 | 0.70144 | 0.70144 | 26754.5028 | 26754.5028 | 1.6812 | 73337.551 | 3.1526 | 636.424 | Smart thermostat | Miscellaneous Manufacturing | Existing
542 | ImiNgsd214 | 33234.5575 | 7339.4894 | 0 | 4406.1623 | 44980.2092 | 44974.3125 | 44974.3125 | 19151.6328 | 64125.9454 | 64125.9454 | 0.70144 | 0.70144 | 26754.5028 | 26754.5028 | 1.6812 | 73337.551 | 3.1526 | 636.424 | Smart thermostat | Miscellaneous Manufacturing | New
543 | IprEgsd214 | 33234.5575 | 7339.4894 | 0 | 4406.1623 | 44980.2092 | 44974.3125 | 44974.3125 | 19151.6328 | 64125.9454 | 64125.9454 | 0.70144 | 0.70144 | 22580.6155 | 22580.6155 | 1.992 | 73337.551 | 2.6608 | 315.2807 | Smart thermostat | Primary Resources Industries | Existing
544 | IprNgsd214 | 33234.5575 | 7339.4894 | 0 | 4406.1623 | 44980.2092 | 44974.3125 | 44974.3125 | 19151.6328 | 64125.9454 | 64125.9454 | 0.70144 | 0.70144 | 22580.6155 | 22580.6155 | 1.992 | 73337.551 | 2.6608 | 315.2807 | Smart thermostat | Primary Resources Industries | New
545 | IstEgsd214 | 33234.5575 | 7339.4894 | 0 | 4406.1623 | 44980.2092 | 44974.3125 | 44974.3125 | 19151.6328 | 64125.9454 | 64125.9454 | 0.70144 | 0.70144 | 29645.3178 | 29645.3178 | 1.5173 | 73337.551 | 3.4932 | 858.8462 | Smart thermostat | Stone/Clay/Glass/Concrete | Existing
546 | IstNgsd214 | 33234.5575 | 7339.4894 | 0 | 4406.1623 | 44980.2092 | 44974.3125 | 44974.3125 | 19151.6328 | 64125.9454 | 64125.9454 | 0.70144 | 0.70144 | 29645.3178 | 29645.3178 | 1.5173 | 73337.551 | 3.4932 | 858.8462 | Smart thermostat | Stone/Clay/Glass/Concrete | New
547 | IteEgsd214 | 33234.5575 | 7339.4894 | 0 | 4406.1623 | 44980.2092 | 44974.3125 | 44974.3125 | 19151.6328 | 64125.9454 | 64125.9454 | 0.70144 | 0.70144 | 19552.0632 | 19552.0632 | 2.3005 | 73337.551 | 2.3039 | 82.2606 | Smart thermostat | Textiles and Leather | Existing
548 | IteNgsd214 | 33234.5575 | 7339.4894 | 0 | 4406.1623 | 44980.2092 | 44974.3125 | 44974.3125 | 19151.6328 | 64125.9454 | 64125.9454 | 0.70144 | 0.70144 | 19552.0632 | 19552.0632 | 2.3005 | 73337.551 | 2.3039 | 82.2606 | Smart thermostat | Textiles and Leather | New
549 | ItrEgsd214 | 33234.5575 | 7339.4894 | 0 | 4406.1623 | 44980.2092 | 44974.3125 | 44974.3125 | 19151.6328 | 64125.9454 | 64125.9454 | 0.70144 | 0.70144 | 17997.9775 | 17997.9775 | 2.4992 | 73337.551 | 2.1208 | -37.3123 | Smart thermostat | Transportation Equipment | Existing
550 | ItrNgsd214 | 33234.5575 | 7339.4894 | 0 | 4406.1623 | 44980.2092 | 44974.3125 | 44974.3125 | 19151.6328 | 64125.9454 | 64125.9454 | 0.70144 | 0.70144 | 17997.9775 | 17997.9775 | 2.4992 | 73337.551 | 2.1208 | -37.3123 | Smart thermostat | Transportation Equipment | New
551 | IwaEgsd214 | 33234.5575 | 7339.4894 | 0 | 4406.1623 | 44980.2092 | 44974.3125 | 44974.3125 | 19151.6328 | 64125.9454 | 64125.9454 | 0.70144 | 0.70144 | 2083.4602 | 2083.4602 | 21.5892 | 73337.551 | 0.2455 | -1261.7922 | Smart thermostat | Water and Wastewater | Existing
552 | IwaNgsd214 | 33234.5575 | 7339.4894 | 0 | 4406.1623 | 44980.2092 | 44974.3125 | 44974.3125 | 19151.6328 | 64125.9454 | 64125.9454 | 0.70144 | 0.70144 | 2083.4602 | 2083.4602 | 21.5892 | 73337.551 | 0.2455 | -1261.7922 | Smart thermostat | Water and Wastewater | New
553 | IagEgsd215 | 33234.5575 | 7339.4894 | 0 | 4406.1623 | 44980.2092 | 44974.3125 | 44974.3125 | 19151.6328 | 64125.9454 | 64125.9454 | 0.70144 | 0.70144 | 21965.7641 | 21965.7641 | 2.0477 | 73337.551 | 2.4044 | 147.8662 | Strategic Energy Management | Agriculture and Assembly | Existing
554 | IagNgsd215 | 33234.5575 | 7339.4894 | 0 | 4406.1623 | 44980.2092 | 44974.3125 | 44974.3125 | 19151.6328 | 64125.9454 | 64125.9454 | 0.70144 | 0.70144 | 21965.7641 | 21965.7641 | 2.0477 | 73337.551 | 2.4044 | 147.8662 | Strategic Energy Management | Agriculture and Assembly | New
555 | IchEgsd215 | 33234.5575 | 7339.4894 | 0 | 4406.1623 | 44980.2092 | 44974.3125 | 44974.3125 | 19151.6328 | 64125.9454 | 64125.9454 | 0.70144 | 0.70144 | 7445.9351 | 7445.9351 | 6.0409 | 73337.551 | 0.81504 | -889.9114 | Strategic Energy Management | Chemicals and Plastics | Existing
556 | IchNgsd215 | 33234.5575 | 7339.4894 | 0 | 4406.1623 | 44980.2092 | 44974.3125 | 44974.3125 | 19151.6328 | 64125.9454 | 64125.9454 | 0.70144 | 0.70144 | 7445.9351 | 7445.9351 | 6.0409 | 73337.551 | 0.81504 | -889.9114 | Strategic Energy Management | Chemicals and Plastics | New
557 | IcoEgsd215 | 33234.5575 | 7339.4894 | 0 | 4406.1623 | 44980.2092 | 44974.3125 | 44974.3125 | 19151.6328 | 64125.9454 | 64125.9454 | 0.70144 | 0.70144 | 137525.1884 | 137525.1884 | 0.32707 | 73337.551 | 15.0536 | 8407.2606 | Strategic Energy Management | Construction | Existing
558 | IcoNgsd215 | 33234.5575 | 7339.4894 | 0 | 4406.1623 | 44980.2092 | 44974.3125 | 44974.3125 | 19151.6328 | 64125.9454 | 64125.9454 | 0.70144 | 0.70144 | 137525.1884 | 137525.1884 | 0.32707 | 73337.551 | 15.0536 | 8407.2606 | Strategic Energy Management | Construction | New
559 | IelEgsd215 | 33234.5575 | 7339.4894 | 0 | 4406.1623 | 44980.2092 | 44974.3125 | 44974.3125 | 19151.6328 | 64125.9454 | 64125.9454 | 0.70144 | 0.70144 | 30042.4899 | 30042.4899 | 1.4972 | 73337.551 | 3.2885 | 725.1352 | Strategic Energy Management | Electrical and Electronic Equip. | Existing
560 | IelNgsd215 | 33234.5575 | 7339.4894 | 0 | 4406.1623 | 44980.2092 | 44974.3125 | 44974.3125 | 19151.6328 | 64125.9454 | 64125.9454 | 0.70144 | 0.70144 | 30042.4899 | 30042.4899 | 1.4972 | 73337.551 | 3.2885 | 725.1352 | Strategic Energy Management | Electrical and Electronic Equip. | New
561 | IluEgsd215 | 33234.5575 | 7339.4894 | 0 | 4406.1623 | 44980.2092 | 44974.3125 | 44974.3125 | 19151.6328 | 64125.9454 | 64125.9454 | 0.70144 | 0.70144 | 12831.1926 | 12831.1926 | 3.5055 | 73337.551 | 1.4045 | -505.0102 | Strategic Energy Management | Lumber/Furniture/Pulp/Paper | Existing
562 | IluNgsd215 | 33234.5575 | 7339.4894 | 0 | 4406.1623 | 44980.2092 | 44974.3125 | 44974.3125 | 19151.6328 | 64125.9454 | 64125.9454 | 0.70144 | 0.70144 | 12831.1926 | 12831.1926 | 3.5055 | 73337.551 | 1.4045 | -505.0102 | Strategic Energy Management | Lumber/Furniture/Pulp/Paper | New
563 | ImeEgsd215 | 33234.5575 | 7339.4894 | 0 | 4406.1623 | 44980.2092 | 44974.3125 | 44974.3125 | 19151.6328 | 64125.9454 | 64125.9454 | 0.70144 | 0.70144 | 85032.4405 | 85032.4405 | 0.52898 | 73337.551 | 9.3077 | 4655.4396 | Strategic Energy Management | Metal Products and Machinery | Existing
564 | ImeNgsd215 | 33234.5575 | 7339.4894 | 0 | 4406.1623 | 44980.2092 | 44974.3125 | 44974.3125 | 19151.6328 | 64125.9454 | 64125.9454 | 0.70144 | 0.70144 | 85032.4405 | 85032.4405 | 0.52898 | 73337.551 | 9.3077 | 4655.4396 | Strategic Energy Management | Metal Products and Machinery | New
565 | ImiEgsd215 | 33234.5575 | 7339.4894 | 0 | 4406.1623 | 44980.2092 | 44974.3125 | 44974.3125 | 19151.6328 | 64125.9454 | 64125.9454 | 0.70144 | 0.70144 | 128460.8397 | 128460.8397 | 0.35015 | 73337.551 | 14.0614 | 7759.4037 | Strategic Energy Management | Miscellaneous Manufacturing | Existing
566 | ImiNgsd215 | 33234.5575 | 7339.4894 | 0 | 4406.1623 | 44980.2092 | 44974.3125 | 44974.3125 | 19151.6328 | 64125.9454 | 64125.9454 | 0.70144 | 0.70144 | 128460.8397 | 128460.8397 | 0.35015 | 73337.551 | 14.0614 | 7759.4037 | Strategic Energy Management | Miscellaneous Manufacturing | New
567 | IprEgsd215 | 33234.5575 | 7339.4894 | 0 | 4406.1623 | 44980.2092 | 44974.3125 | 44974.3125 | 19151.6328 | 64125.9454 | 64125.9454 | 0.70144 | 0.70144 | 2782.7149 | 2782.7149 | 16.1641 | 73337.551 | 0.3046 | -1223.2064 | Strategic Energy Management | Primary Resources Industries | Existing
568 | IprNgsd215 | 33234.5575 | 7339.4894 | 0 | 4406.1623 | 44980.2092 | 44974.3125 | 44974.3125 | 19151.6328 | 64125.9454 | 64125.9454 | 0.70144 | 0.70144 | 2782.7149 | 2782.7149 | 16.1641 | 73337.551 | 0.3046 | -1223.2064 | Strategic Energy Management | Primary Resources Industries | New
569 | IstEgsd215 | 33234.5575 | 7339.4894 | 0 | 4406.1623 | 44980.2092 | 44974.3125 | 44974.3125 | 19151.6328 | 64125.9454 | 64125.9454 | 0.70144 | 0.70144 | 27236.9122 | 27236.9122 | 1.6514 | 73337.551 | 2.9814 | 524.6117 | Strategic Energy Management | Stone/Clay/Glass/Concrete | Existing
570 | IstNgsd215 | 33234.5575 | 7339.4894 | 0 | 4406.1623 | 44980.2092 | 44974.3125 | 44974.3125 | 19151.6328 | 64125.9454 | 64125.9454 | 0.70144 | 0.70144 | 27236.9122 | 27236.9122 | 1.6514 | 73337.551 | 2.9814 | 524.6117 | Strategic Energy Management | Stone/Clay/Glass/Concrete | New
571 | IteEgsd215 | 33234.5575 | 7339.4894 | 0 | 4406.1623 | 44980.2092 | 44974.3125 | 44974.3125 | 19151.6328 | 64125.9454 | 64125.9454 | 0.70144 | 0.70144 | 36740.1994 | 36740.1994 | 1.2243 | 73337.551 | 4.0216 | 1203.8414 | Strategic Energy Management | Textiles and Leather | Existing
572 | IteNgsd215 | 33234.5575 | 7339.4894 | 0 | 4406.1623 | 44980.2092 | 44974.3125 | 44974.3125 | 19151.6328 | 64125.9454 | 64125.9454 | 0.70144 | 0.70144 | 36740.1994 | 36740.1994 | 1.2243 | 73337.551 | 4.0216 | 1203.8414 | Strategic Energy Management | Textiles and Leather | New
573 | ItrEgsd215 | 33234.5575 | 7339.4894 | 0 | 4406.1623 | 44980.2092 | 44974.3125 | 44974.3125 | 19151.6328 | 64125.9454 | 64125.9454 | 0.70144 | 0.70144 | 13975.412 | 13975.412 | 3.2185 | 73337.551 | 1.5298 | -423.2293 | Strategic Energy Management | Transportation Equipment | Existing
574 | ItrNgsd215 | 33234.5575 | 7339.4894 | 0 | 4406.1623 | 44980.2092 | 44974.3125 | 44974.3125 | 19151.6328 | 64125.9454 | 64125.9454 | 0.70144 | 0.70144 | 13975.412 | 13975.412 | 3.2185 | 73337.551 | 1.5298 | -423.2293 | Strategic Energy Management | Transportation Equipment | New
575 | IwaEgsd215 | 33234.5575 | 7339.4894 | 0 | 4406.1623 | 44980.2092 | 44974.3125 | 44974.3125 | 19151.6328 | 64125.9454 | 64125.9454 | 0.70144 | 0.70144 | 10010.9481 | 10010.9481 | 4.4931 | 73337.551 | 1.0958 | -706.5819 | Strategic Energy Management | Water and Wastewater | Existing
576 | IwaNgsd215 | 33234.5575 | 7339.4894 | 0 | 4406.1623 | 44980.2092 | 44974.3125 | 44974.3125 | 19151.6328 | 64125.9454 | 64125.9454 | 0.70144 | 0.70144 | 10010.9481 | 10010.9481 | 4.4931 | 73337.551 | 1.0958 | -706.5819 | Strategic Energy Management | Water and Wastewater | New
577 | IagEgsd216 | 34241.0375 | 7367.8051 | 0 | 4567.6945 | 46176.5371 | 46434.3173 | 46434.3173 | 19151.6328 | 65585.9501 | 65585.9501 | 0.70406 | 0.70406 | 51761.0013 | 51761.0013 | 0.89211 | 75096.5929 | 7.3758 | 3473.355 | VFD on HVAC Pump | Agriculture and Assembly | Existing
578 | IagNgsd216 | 34241.0375 | 7367.8051 | 0 | 4567.6945 | 46176.5371 | 46434.3173 | 46434.3173 | 19151.6328 | 65585.9501 | 65585.9501 | 0.70406 | 0.70406 | 51761.0013 | 51761.0013 | 0.89211 | 75096.5929 | 7.3758 | 3473.355 | VFD on HVAC Pump | Agriculture and Assembly | New
579 | IchEgsd216 | 34241.0375 | 7367.8051 | 0 | 4567.6945 | 46176.5371 | 46434.3173 | 46434.3173 | 19151.6328 | 65585.9501 | 65585.9501 | 0.70406 | 0.70406 | 51761.0013 | 51761.0013 | 0.89211 | 75096.5929 | 7.3758 | 3473.355 | VFD on HVAC Pump | Chemicals and Plastics | Existing
580 | IchNgsd216 | 34241.0375 | 7367.8051 | 0 | 4567.6945 | 46176.5371 | 46434.3173 | 46434.3173 | 19151.6328 | 65585.9501 | 65585.9501 | 0.70406 | 0.70406 | 51761.0013 | 51761.0013 | 0.89211 | 75096.5929 | 7.3758 | 3473.355 | VFD on HVAC Pump | Chemicals and Plastics | New
581 | IcoEgsd216 | 34241.0375 | 7367.8051 | 0 | 4567.6945 | 46176.5371 | 46434.3173 | 46434.3173 | 19151.6328 | 65585.9501 | 65585.9501 | 0.70406 | 0.70406 | 51761.0013 | 51761.0013 | 0.89211 | 75096.5929 | 7.3758 | 3473.355 | VFD on HVAC Pump | Construction | Existing
582 | IcoNgsd216 | 34241.0375 | 7367.8051 | 0 | 4567.6945 | 46176.5371 | 46434.3173 | 46434.3173 | 19151.6328 | 65585.9501 | 65585.9501 | 0.70406 | 0.70406 | 51761.0013 | 51761.0013 | 0.89211 | 75096.5929 | 7.3758 | 3473.355 | VFD on HVAC Pump | Construction | New
583 | IelEgsd216 | 34241.0375 | 7367.8051 | 0 | 4567.6945 | 46176.5371 | 46434.3173 | 46434.3173 | 19151.6328 | 65585.9501 | 65585.9501 | 0.70406 | 0.70406 | 51761.0013 | 51761.0013 | 0.89211 | 75096.5929 | 7.3758 | 3473.355 | VFD on HVAC Pump | Electrical and Electronic Equip. | Existing
584 | IelNgsd216 | 34241.0375 | 7367.8051 | 0 | 4567.6945 | 46176.5371 | 46434.3173 | 46434.3173 | 19151.6328 | 65585.9501 | 65585.9501 | 0.70406 | 0.70406 | 51761.0013 | 51761.0013 | 0.89211 | 75096.5929 | 7.3758 | 3473.355 | VFD on HVAC Pump | Electrical and Electronic Equip. | New
585 | IluEgsd216 | 34241.0375 | 7367.8051 | 0 | 4567.6945 | 46176.5371 | 46434.3173 | 46434.3173 | 19151.6328 | 65585.9501 | 65585.9501 | 0.70406 | 0.70406 | 51761.0013 | 51761.0013 | 0.89211 | 75096.5929 | 7.3758 | 3473.355 | VFD on HVAC Pump | Lumber/Furniture/Pulp/Paper | Existing
586 | IluNgsd216 | 34241.0375 | 7367.8051 | 0 | 4567.6945 | 46176.5371 | 46434.3173 | 46434.3173 | 19151.6328 | 65585.9501 | 65585.9501 | 0.70406 | 0.70406 | 51761.0013 | 51761.0013 | 0.89211 | 75096.5929 | 7.3758 | 3473.355 | VFD on HVAC Pump | Lumber/Furniture/Pulp/Paper | New
587 | ImeEgsd216 | 34241.0375 | 7367.8051 | 0 | 4567.6945 | 46176.5371 | 46434.3173 | 46434.3173 | 19151.6328 | 65585.9501 | 65585.9501 | 0.70406 | 0.70406 | 51761.0013 | 51761.0013 | 0.89211 | 75096.5929 | 7.3758 | 3473.355 | VFD on HVAC Pump | Metal Products and Machinery | Existing
588 | ImeNgsd216 | 34241.0375 | 7367.8051 | 0 | 4567.6945 | 46176.5371 | 46434.3173 | 46434.3173 | 19151.6328 | 65585.9501 | 65585.9501 | 0.70406 | 0.70406 | 51761.0013 | 51761.0013 | 0.89211 | 75096.5929 | 7.3758 | 3473.355 | VFD on HVAC Pump | Metal Products and Machinery | New
589 | ImiEgsd216 | 34241.0375 | 7367.8051 | 0 | 4567.6945 | 46176.5371 | 46434.3173 | 46434.3173 | 19151.6328 | 65585.9501 | 65585.9501 | 0.70406 | 0.70406 | 51761.0013 | 51761.0013 | 0.89211 | 75096.5929 | 7.3758 | 3473.355 | VFD on HVAC Pump | Miscellaneous Manufacturing | Existing
590 | ImiNgsd216 | 34241.0375 | 7367.8051 | 0 | 4567.6945 | 46176.5371 | 46434.3173 | 46434.3173 | 19151.6328 | 65585.9501 | 65585.9501 | 0.70406 | 0.70406 | 51761.0013 | 51761.0013 | 0.89211 | 75096.5929 | 7.3758 | 3473.355 | VFD on HVAC Pump | Miscellaneous Manufacturing | New
591 | IprEgsd216 | 34241.0375 | 7367.8051 | 0 | 4567.6945 | 46176.5371 | 46434.3173 | 46434.3173 | 19151.6328 | 65585.9501 | 65585.9501 | 0.70406 | 0.70406 | 51761.0013 | 51761.0013 | 0.89211 | 75096.5929 | 7.3758 | 3473.355 | VFD on HVAC Pump | Primary Resources Industries | Existing
592 | IprNgsd216 | 34241.0375 | 7367.8051 | 0 | 4567.6945 | 46176.5371 | 46434.3173 | 46434.3173 | 19151.6328 | 65585.9501 | 65585.9501 | 0.70406 | 0.70406 | 51761.0013 | 51761.0013 | 0.89211 | 75096.5929 | 7.3758 | 3473.355 | VFD on HVAC Pump | Primary Resources Industries | New
593 | IstEgsd216 | 34241.0375 | 7367.8051 | 0 | 4567.6945 | 46176.5371 | 46434.3173 | 46434.3173 | 19151.6328 | 65585.9501 | 65585.9501 | 0.70406 | 0.70406 | 51761.0013 | 51761.0013 | 0.89211 | 75096.5929 | 7.3758 | 3473.355 | VFD on HVAC Pump | Stone/Clay/Glass/Concrete | Existing
594 | IstNgsd216 | 34241.0375 | 7367.8051 | 0 | 4567.6945 | 46176.5371 | 46434.3173 | 46434.3173 | 19151.6328 | 65585.9501 | 65585.9501 | 0.70406 | 0.70406 | 51761.0013 | 51761.0013 | 0.89211 | 75096.5929 | 7.3758 | 3473.355 | VFD on HVAC Pump | Stone/Clay/Glass/Concrete | New
595 | IteEgsd216 | 34241.0375 | 7367.8051 | 0 | 4567.6945 | 46176.5371 | 46434.3173 | 46434.3173 | 19151.6328 | 65585.9501 | 65585.9501 | 0.70406 | 0.70406 | 51761.0013 | 51761.0013 | 0.89211 | 75096.5929 | 7.3758 | 3473.355 | VFD on HVAC Pump | Textiles and Leather | Existing
596 | IteNgsd216 | 34241.0375 | 7367.8051 | 0 | 4567.6945 | 46176.5371 | 46434.3173 | 46434.3173 | 19151.6328 | 65585.9501 | 65585.9501 | 0.70406 | 0.70406 | 51761.0013 | 51761.0013 | 0.89211 | 75096.5929 | 7.3758 | 3473.355 | VFD on HVAC Pump | Textiles and Leather | New
597 | ItrEgsd216 | 34241.0375 | 7367.8051 | 0 | 4567.6945 | 46176.5371 | 46434.3173 | 46434.3173 | 19151.6328 | 65585.9501 | 65585.9501 | 0.70406 | 0.70406 | 51761.0013 | 51761.0013 | 0.89211 | 75096.5929 | 7.3758 | 3473.355 | VFD on HVAC Pump | Transportation Equipment | Existing
598 | ItrNgsd216 | 34241.0375 | 7367.8051 | 0 | 4567.6945 | 46176.5371 | 46434.3173 | 46434.3173 | 19151.6328 | 65585.9501 | 65585.9501 | 0.70406 | 0.70406 | 51761.0013 | 51761.0013 | 0.89211 | 75096.5929 | 7.3758 | 3473.355 | VFD on HVAC Pump | Transportation Equipment | New
599 | IwaEgsd216 | 34132.7377 | 7365.8334 | 0 | 4548.8234 | 46047.3946 | 46264.7994 | 46264.7994 | 19151.6328 | 65416.4322 | 65416.4322 | 0.70391 | 0.70391 | 51572.0355 | 51572.0355 | 0.89288 | 74892.3545 | 7.3687 | 3459.3959 | VFD on HVAC Pump | Water and Wastewater | Existing
600 | IwaNgsd216 | 34132.7377 | 7365.8334 | 0 | 4548.8234 | 46047.3946 | 46264.7994 | 46264.7994 | 19151.6328 | 65416.4322 | 65416.4322 | 0.70391 | 0.70391 | 51572.0355 | 51572.0355 | 0.89288 | 74892.3545 | 7.3687 | 3459.3959 | VFD on HVAC Pump | Water and Wastewater | New
601 | IagEgsd217 | 33234.5575 | 7339.4894 | 0 | 4406.1623 | 44980.2092 | 44974.3125 | 44974.3125 | 19151.6328 | 64125.9454 | 64125.9454 | 0.70144 | 0.70144 | 87868.8018 | 87868.8018 | 0.5119 | 73337.551 | 9.6182 | 4858.1631 | Waterside economizer | Agriculture and Assembly | Existing
602 | IagNgsd217 | 33234.5575 | 7339.4894 | 0 | 4406.1623 | 44980.2092 | 44974.3125 | 44974.3125 | 19151.6328 | 64125.9454 | 64125.9454 | 0.70144 | 0.70144 | 87868.8018 | 87868.8018 | 0.5119 | 73337.551 | 9.6182 | 4858.1631 | Waterside economizer | Agriculture and Assembly | New
603 | IchEgsd217 | 33234.5575 | 7339.4894 | 0 | 4406.1623 | 44980.2092 | 44974.3125 | 44974.3125 | 19151.6328 | 64125.9454 | 64125.9454 | 0.70144 | 0.70144 | 87868.8018 | 87868.8018 | 0.5119 | 73337.551 | 9.6182 | 4858.1631 | Waterside economizer | Chemicals and Plastics | Existing
604 | IchNgsd217 | 33234.5575 | 7339.4894 | 0 | 4406.1623 | 44980.2092 | 44974.3125 | 44974.3125 | 19151.6328 | 64125.9454 | 64125.9454 | 0.70144 | 0.70144 | 87868.8018 | 87868.8018 | 0.5119 | 73337.551 | 9.6182 | 4858.1631 | Waterside economizer | Chemicals and Plastics | New
605 | IcoEgsd217 | 33234.5575 | 7339.4894 | 0 | 4406.1623 | 44980.2092 | 44974.3125 | 44974.3125 | 19151.6328 | 64125.9454 | 64125.9454 | 0.70144 | 0.70144 | 87868.8018 | 87868.8018 | 0.5119 | 73337.551 | 9.6182 | 4858.1631 | Waterside economizer | Construction | Existing
606 | IcoNgsd217 | 33234.5575 | 7339.4894 | 0 | 4406.1623 | 44980.2092 | 44974.3125 | 44974.3125 | 19151.6328 | 64125.9454 | 64125.9454 | 0.70144 | 0.70144 | 87868.8018 | 87868.8018 | 0.5119 | 73337.551 | 9.6182 | 4858.1631 | Waterside economizer | Construction | New
607 | IelEgsd217 | 33234.5575 | 7339.4894 | 0 | 4406.1623 | 44980.2092 | 44974.3125 | 44974.3125 | 19151.6328 | 64125.9454 | 64125.9454 | 0.70144 | 0.70144 | 87868.8018 | 87868.8018 | 0.5119 | 73337.551 | 9.6182 | 4858.1631 | Waterside economizer | Electrical and Electronic Equip. | Existing
608 | IelNgsd217 | 33234.5575 | 7339.4894 | 0 | 4406.1623 | 44980.2092 | 44974.3125 | 44974.3125 | 19151.6328 | 64125.9454 | 64125.9454 | 0.70144 | 0.70144 | 87868.8018 | 87868.8018 | 0.5119 | 73337.551 | 9.6182 | 4858.1631 | Waterside economizer | Electrical and Electronic Equip. | New
609 | IluEgsd217 | 33234.5575 | 7339.4894 | 0 | 4406.1623 | 44980.2092 | 44974.3125 | 44974.3125 | 19151.6328 | 64125.9454 | 64125.9454 | 0.70144 | 0.70144 | 87868.8018 | 87868.8018 | 0.5119 | 73337.551 | 9.6182 | 4858.1631 | Waterside economizer | Lumber/Furniture/Pulp/Paper | Existing
610 | IluNgsd217 | 33234.5575 | 7339.4894 | 0 | 4406.1623 | 44980.2092 | 44974.3125 | 44974.3125 | 19151.6328 | 64125.9454 | 64125.9454 | 0.70144 | 0.70144 | 87868.8018 | 87868.8018 | 0.5119 | 73337.551 | 9.6182 | 4858.1631 | Waterside economizer | Lumber/Furniture/Pulp/Paper | New
611 | ImeEgsd217 | 33234.5575 | 7339.4894 | 0 | 4406.1623 | 44980.2092 | 44974.3125 | 44974.3125 | 19151.6328 | 64125.9454 | 64125.9454 | 0.70144 | 0.70144 | 87868.8018 | 87868.8018 | 0.5119 | 73337.551 | 9.6182 | 4858.1631 | Waterside economizer | Metal Products and Machinery | Existing
612 | ImeNgsd217 | 33234.5575 | 7339.4894 | 0 | 4406.1623 | 44980.2092 | 44974.3125 | 44974.3125 | 19151.6328 | 64125.9454 | 64125.9454 | 0.70144 | 0.70144 | 87868.8018 | 87868.8018 | 0.5119 | 73337.551 | 9.6182 | 4858.1631 | Waterside economizer | Metal Products and Machinery | New
613 | ImiEgsd217 | 33234.5575 | 7339.4894 | 0 | 4406.1623 | 44980.2092 | 44974.3125 | 44974.3125 | 19151.6328 | 64125.9454 | 64125.9454 | 0.70144 | 0.70144 | 87868.8018 | 87868.8018 | 0.5119 | 73337.551 | 9.6182 | 4858.1631 | Waterside economizer | Miscellaneous Manufacturing | Existing
614 | ImiNgsd217 | 33234.5575 | 7339.4894 | 0 | 4406.1623 | 44980.2092 | 44974.3125 | 44974.3125 | 19151.6328 | 64125.9454 | 64125.9454 | 0.70144 | 0.70144 | 87868.8018 | 87868.8018 | 0.5119 | 73337.551 | 9.6182 | 4858.1631 | Waterside economizer | Miscellaneous Manufacturing | New
615 | IprEgsd217 | 33234.5575 | 7339.4894 | 0 | 4406.1623 | 44980.2092 | 44974.3125 | 44974.3125 | 19151.6328 | 64125.9454 | 64125.9454 | 0.70144 | 0.70144 | 87868.8018 | 87868.8018 | 0.5119 | 73337.551 | 9.6182 | 4858.1631 | Waterside economizer | Primary Resources Industries | Existing
616 | IprNgsd217 | 33234.5575 | 7339.4894 | 0 | 4406.1623 | 44980.2092 | 44974.3125 | 44974.3125 | 19151.6328 | 64125.9454 | 64125.9454 | 0.70144 | 0.70144 | 87868.8018 | 87868.8018 | 0.5119 | 73337.551 | 9.6182 | 4858.1631 | Waterside economizer | Primary Resources Industries | New
617 | IstEgsd217 | 33234.5575 | 7339.4894 | 0 | 4406.1623 | 44980.2092 | 44974.3125 | 44974.3125 | 19151.6328 | 64125.9454 | 64125.9454 | 0.70144 | 0.70144 | 87868.8018 | 87868.8018 | 0.5119 | 73337.551 | 9.6182 | 4858.1631 | Waterside economizer | Stone/Clay/Glass/Concrete | Existing
618 | IstNgsd217 | 33234.5575 | 7339.4894 | 0 | 4406.1623 | 44980.2092 | 44974.3125 | 44974.3125 | 19151.6328 | 64125.9454 | 64125.9454 | 0.70144 | 0.70144 | 87868.8018 | 87868.8018 | 0.5119 | 73337.551 | 9.6182 | 4858.1631 | Waterside economizer | Stone/Clay/Glass/Concrete | New
619 | IteEgsd217 | 33234.5575 | 7339.4894 | 0 | 4406.1623 | 44980.2092 | 44974.3125 | 44974.3125 | 19151.6328 | 64125.9454 | 64125.9454 | 0.70144 | 0.70144 | 87868.8018 | 87868.8018 | 0.5119 | 73337.551 | 9.6182 | 4858.1631 | Waterside economizer | Textiles and Leather | Existing
620 | IteNgsd217 | 33234.5575 | 7339.4894 | 0 | 4406.1623 | 44980.2092 | 44974.3125 | 44974.3125 | 19151.6328 | 64125.9454 | 64125.9454 | 0.70144 | 0.70144 | 87868.8018 | 87868.8018 | 0.5119 | 73337.551 | 9.6182 | 4858.1631 | Waterside economizer | Textiles and Leather | New
621 | ItrEgsd217 | 33234.5575 | 7339.4894 | 0 | 4406.1623 | 44980.2092 | 44974.3125 | 44974.3125 | 19151.6328 | 64125.9454 | 64125.9454 | 0.70144 | 0.70144 | 87868.8018 | 87868.8018 | 0.5119 | 73337.551 | 9.6182 | 4858.1631 | Waterside economizer | Transportation Equipment | Existing
622 | ItrNgsd217 | 33234.5575 | 7339.4894 | 0 | 4406.1623 | 44980.2092 | 44974.3125 | 44974.3125 | 19151.6328 | 64125.9454 | 64125.9454 | 0.70144 | 0.70144 | 87868.8018 | 87868.8018 | 0.5119 | 73337.551 | 9.6182 | 4858.1631 | Waterside economizer | Transportation Equipment | New
623 | IwaEgsd217 | 33234.5575 | 7339.4894 | 0 | 4406.1623 | 44980.2092 | 44974.3125 | 44974.3125 | 19151.6328 | 64125.9454 | 64125.9454 | 0.70144 | 0.70144 | 87868.8018 | 87868.8018 | 0.5119 | 73337.551 | 9.6182 | 4858.1631 | Waterside economizer | Water and Wastewater | Existing
624 | IwaNgsd217 | 33234.5575 | 7339.4894 | 0 | 4406.1623 | 44980.2092 | 44974.3125 | 44974.3125 | 19151.6328 | 64125.9454 | 64125.9454 | 0.70144 | 0.70144 | 87868.8018 | 87868.8018 | 0.5119 | 73337.551 | 9.6182 | 4858.1631 | Waterside economizer | Water and Wastewater | New
625 | IagEgsd218 | 33234.5575 | 7339.4894 | 0 | 4406.1623 | 44980.2092 | 44974.3125 | 44974.3125 | 19151.6328 | 64125.9454 | 64125.9454 | 0.70144 | 0.70144 | 3836360.0303 | 3836360.0303 | 0.011725 | 73337.551 | 559.6292 | 363991.8028 | Air curtains | Agriculture and Assembly | Existing
626 | IagNgsd218 | 33234.5575 | 7339.4894 | 0 | 4406.1623 | 44980.2092 | 44974.3125 | 44974.3125 | 19151.6328 | 64125.9454 | 64125.9454 | 0.70144 | 0.70144 | 3836360.0303 | 3836360.0303 | 0.011725 | 73337.551 | 559.6292 | 363991.8028 | Air curtains | Agriculture and Assembly | New
627 | IchEgsd218 | 33234.5575 | 7339.4894 | 0 | 4406.1623 | 44980.2092 | 44974.3125 | 44974.3125 | 19151.6328 | 64125.9454 | 64125.9454 | 0.70144 | 0.70144 | 3836360.0303 | 3836360.0303 | 0.011725 | 73337.551 | 559.6292 | 363991.8028 | Air curtains | Chemicals and Plastics | Existing
628 | IchNgsd218 | 33234.5575 | 7339.4894 | 0 | 4406.1623 | 44980.2092 | 44974.3125 | 44974.3125 | 19151.6328 | 64125.9454 | 64125.9454 | 0.70144 | 0.70144 | 3836360.0303 | 3836360.0303 | 0.011725 | 73337.551 | 559.6292 | 363991.8028 | Air curtains | Chemicals and Plastics | New
629 | IcoEgsd218 | 33234.5575 | 7339.4894 | 0 | 4406.1623 | 44980.2092 | 44974.3125 | 44974.3125 | 19151.6328 | 64125.9454 | 64125.9454 | 0.70144 | 0.70144 | 3836360.0303 | 3836360.0303 | 0.011725 | 73337.551 | 559.6292 | 363991.8028 | Air curtains | Construction | Existing
630 | IcoNgsd218 | 33234.5575 | 7339.4894 | 0 | 4406.1623 | 44980.2092 | 44974.3125 | 44974.3125 | 19151.6328 | 64125.9454 | 64125.9454 | 0.70144 | 0.70144 | 3836360.0303 | 3836360.0303 | 0.011725 | 73337.551 | 559.6292 | 363991.8028 | Air curtains | Construction | New
631 | IelEgsd218 | 33234.5575 | 7339.4894 | 0 | 4406.1623 | 44980.2092 | 44974.3125 | 44974.3125 | 19151.6328 | 64125.9454 | 64125.9454 | 0.70144 | 0.70144 | 3836360.0303 | 3836360.0303 | 0.011725 | 73337.551 | 559.6292 | 363991.8028 | Air curtains | Electrical and Electronic Equip. | Existing
632 | IelNgsd218 | 33234.5575 | 7339.4894 | 0 | 4406.1623 | 44980.2092 | 44974.3125 | 44974.3125 | 19151.6328 | 64125.9454 | 64125.9454 | 0.70144 | 0.70144 | 3836360.0303 | 3836360.0303 | 0.011725 | 73337.551 | 559.6292 | 363991.8028 | Air curtains | Electrical and Electronic Equip. | New
633 | IluEgsd218 | 33234.5575 | 7339.4894 | 0 | 4406.1623 | 44980.2092 | 44974.3125 | 44974.3125 | 19151.6328 | 64125.9454 | 64125.9454 | 0.70144 | 0.70144 | 3836360.0303 | 3836360.0303 | 0.011725 | 73337.551 | 559.6292 | 363991.8028 | Air curtains | Lumber/Furniture/Pulp/Paper | Existing
634 | IluNgsd218 | 33234.5575 | 7339.4894 | 0 | 4406.1623 | 44980.2092 | 44974.3125 | 44974.3125 | 19151.6328 | 64125.9454 | 64125.9454 | 0.70144 | 0.70144 | 3836360.0303 | 3836360.0303 | 0.011725 | 73337.551 | 559.6292 | 363991.8028 | Air curtains | Lumber/Furniture/Pulp/Paper | New
635 | ImeEgsd218 | 33234.5575 | 7339.4894 | 0 | 4406.1623 | 44980.2092 | 44974.3125 | 44974.3125 | 19151.6328 | 64125.9454 | 64125.9454 | 0.70144 | 0.70144 | 3836360.0303 | 3836360.0303 | 0.011725 | 73337.551 | 559.6292 | 363991.8028 | Air curtains | Metal Products and Machinery | Existing
636 | ImeNgsd218 | 33234.5575 | 7339.4894 | 0 | 4406.1623 | 44980.2092 | 44974.3125 | 44974.3125 | 19151.6328 | 64125.9454 | 64125.9454 | 0.70144 | 0.70144 | 3836360.0303 | 3836360.0303 | 0.011725 | 73337.551 | 559.6292 | 363991.8028 | Air curtains | Metal Products and Machinery | New
637 | ImiEgsd218 | 33234.5575 | 7339.4894 | 0 | 4406.1623 | 44980.2092 | 44974.3125 | 44974.3125 | 19151.6328 | 64125.9454 | 64125.9454 | 0.70144 | 0.70144 | 3836360.0303 | 3836360.0303 | 0.011725 | 73337.551 | 559.6292 | 363991.8028 | Air curtains | Miscellaneous Manufacturing | Existing
638 | ImiNgsd218 | 33234.5575 | 7339.4894 | 0 | 4406.1623 | 44980.2092 | 44974.3125 | 44974.3125 | 19151.6328 | 64125.9454 | 64125.9454 | 0.70144 | 0.70144 | 3836360.0303 | 3836360.0303 | 0.011725 | 73337.551 | 559.6292 | 363991.8028 | Air curtains | Miscellaneous Manufacturing | New
639 | IprEgsd218 | 33234.5575 | 7339.4894 | 0 | 4406.1623 | 44980.2092 | 44974.3125 | 44974.3125 | 19151.6328 | 64125.9454 | 64125.9454 | 0.70144 | 0.70144 | 3836360.0303 | 3836360.0303 | 0.011725 | 73337.551 | 559.6292 | 363991.8028 | Air curtains | Primary Resources Industries | Existing
640 | IprNgsd218 | 33234.5575 | 7339.4894 | 0 | 4406.1623 | 44980.2092 | 44974.3125 | 44974.3125 | 19151.6328 | 64125.9454 | 64125.9454 | 0.70144 | 0.70144 | 3836360.0303 | 3836360.0303 | 0.011725 | 73337.551 | 559.6292 | 363991.8028 | Air curtains | Primary Resources Industries | New
641 | IstEgsd218 | 33234.5575 | 7339.4894 | 0 | 4406.1623 | 44980.2092 | 44974.3125 | 44974.3125 | 19151.6328 | 64125.9454 | 64125.9454 | 0.70144 | 0.70144 | 3836360.0303 | 3836360.0303 | 0.011725 | 73337.551 | 559.6292 | 363991.8028 | Air curtains | Stone/Clay/Glass/Concrete | Existing
642 | IstNgsd218 | 33234.5575 | 7339.4894 | 0 | 4406.1623 | 44980.2092 | 44974.3125 | 44974.3125 | 19151.6328 | 64125.9454 | 64125.9454 | 0.70144 | 0.70144 | 3836360.0303 | 3836360.0303 | 0.011725 | 73337.551 | 559.6292 | 363991.8028 | Air curtains | Stone/Clay/Glass/Concrete | New
643 | IteEgsd218 | 33234.5575 | 7339.4894 | 0 | 4406.1623 | 44980.2092 | 44974.3125 | 44974.3125 | 19151.6328 | 64125.9454 | 64125.9454 | 0.70144 | 0.70144 | 3836360.0303 | 3836360.0303 | 0.011725 | 73337.551 | 559.6292 | 363991.8028 | Air curtains | Textiles and Leather | Existing
644 | IteNgsd218 | 33234.5575 | 7339.4894 | 0 | 4406.1623 | 44980.2092 | 44974.3125 | 44974.3125 | 19151.6328 | 64125.9454 | 64125.9454 | 0.70144 | 0.70144 | 3836360.0303 | 3836360.0303 | 0.011725 | 73337.551 | 559.6292 | 363991.8028 | Air curtains | Textiles and Leather | New
645 | ItrEgsd218 | 33234.5575 | 7339.4894 | 0 | 4406.1623 | 44980.2092 | 44974.3125 | 44974.3125 | 19151.6328 | 64125.9454 | 64125.9454 | 0.70144 | 0.70144 | 3836360.0303 | 3836360.0303 | 0.011725 | 73337.551 | 559.6292 | 363991.8028 | Air curtains | Transportation Equipment | Existing
646 | ItrNgsd218 | 33234.5575 | 7339.4894 | 0 | 4406.1623 | 44980.2092 | 44974.3125 | 44974.3125 | 19151.6328 | 64125.9454 | 64125.9454 | 0.70144 | 0.70144 | 3836360.0303 | 3836360.0303 | 0.011725 | 73337.551 | 559.6292 | 363991.8028 | Air curtains | Transportation Equipment | New
647 | IwaEgsd218 | 33234.5575 | 7339.4894 | 0 | 4406.1623 | 44980.2092 | 44974.3125 | 44974.3125 | 19151.6328 | 64125.9454 | 64125.9454 | 0.70144 | 0.70144 | 3836360.0303 | 3836360.0303 | 0.011725 | 73337.551 | 559.6292 | 363991.8028 | Air curtains | Water and Wastewater | Existing
648 | IwaNgsd218 | 33234.5575 | 7339.4894 | 0 | 4406.1623 | 44980.2092 | 44974.3125 | 44974.3125 | 19151.6328 | 64125.9454 | 64125.9454 | 0.70144 | 0.70144 | 3836360.0303 | 3836360.0303 | 0.011725 | 73337.551 | 559.6292 | 363991.8028 | Air curtains | Water and Wastewater | New
649 | IagTgsd219 | 33234.5575 | 7339.4894 | 0 | 4406.1623 | 44980.2092 | 44974.3125 | 44974.3125 | 19151.6328 | 64125.9454 | 64125.9454 | 0.70144 | 0.70144 | 31911.4048 | 31911.4048 | 1.4095 | 73337.551 | 4.6551 | 1617.4707 | Custom Measure - Non-Lighting | Agriculture and Assembly | Turnover
650 | IagNgsd219 | 33234.5575 | 7339.4894 | 0 | 4406.1623 | 44980.2092 | 44974.3125 | 44974.3125 | 19151.6328 | 64125.9454 | 64125.9454 | 0.70144 | 0.70144 | 31911.4048 | 31911.4048 | 1.4095 | 73337.551 | 4.6551 | 1617.4707 | Custom Measure - Non-Lighting | Agriculture and Assembly | New
651 | IchTgsd219 | 33234.5575 | 7339.4894 | 0 | 4406.1623 | 44980.2092 | 44974.3125 | 44974.3125 | 19151.6328 | 64125.9454 | 64125.9454 | 0.70144 | 0.70144 | 31911.3843 | 31911.3843 | 1.4095 | 73337.551 | 4.6551 | 1617.4687 | Custom Measure - Non-Lighting | Chemicals and Plastics | Turnover
652 | IchNgsd219 | 33234.5575 | 7339.4894 | 0 | 4406.1623 | 44980.2092 | 44974.3125 | 44974.3125 | 19151.6328 | 64125.9454 | 64125.9454 | 0.70144 | 0.70144 | 31911.3843 | 31911.3843 | 1.4095 | 73337.551 | 4.6551 | 1617.4687 | Custom Measure - Non-Lighting | Chemicals and Plastics | New
653 | IcoTgsd219 | 33234.5575 | 7339.4894 | 0 | 4406.1623 | 44980.2092 | 44974.3125 | 44974.3125 | 19151.6328 | 64125.9454 | 64125.9454 | 0.70144 | 0.70144 | 31911.4048 | 31911.4048 | 1.4095 | 73337.551 | 4.6551 | 1617.4706 | Custom Measure - Non-Lighting | Construction | Turnover
654 | IcoNgsd219 | 33234.5575 | 7339.4894 | 0 | 4406.1623 | 44980.2092 | 44974.3125 | 44974.3125 | 19151.6328 | 64125.9454 | 64125.9454 | 0.70144 | 0.70144 | 31911.4048 | 31911.4048 | 1.4095 | 73337.551 | 4.6551 | 1617.4706 | Custom Measure - Non-Lighting | Construction | New
655 | IelTgsd219 | 33234.5575 | 7339.4894 | 0 | 4406.1623 | 44980.2092 | 44974.3125 | 44974.3125 | 19151.6328 | 64125.9454 | 64125.9454 | 0.70144 | 0.70144 | 31911.3971 | 31911.3971 | 1.4095 | 73337.551 | 4.6551 | 1617.4698 | Custom Measure - Non-Lighting | Electrical and Electronic Equip. | Turnover
656 | IelNgsd219 | 33234.5575 | 7339.4894 | 0 | 4406.1623 | 44980.2092 | 44974.3125 | 44974.3125 | 19151.6328 | 64125.9454 | 64125.9454 | 0.70144 | 0.70144 | 31911.3971 | 31911.3971 | 1.4095 | 73337.551 | 4.6551 | 1617.4698 | Custom Measure - Non-Lighting | Electrical and Electronic Equip. | New
657 | IluTgsd219 | 33234.5575 | 7339.4894 | 0 | 4406.1623 | 44980.2092 | 44974.3125 | 44974.3125 | 19151.6328 | 64125.9454 | 64125.9454 | 0.70144 | 0.70144 | 31911.3714 | 31911.3714 | 1.4095 | 73337.551 | 4.6551 | 1617.4673 | Custom Measure - Non-Lighting | Lumber/Furniture/Pulp/Paper | Turnover
658 | IluNgsd219 | 33234.5575 | 7339.4894 | 0 | 4406.1623 | 44980.2092 | 44974.3125 | 44974.3125 | 19151.6328 | 64125.9454 | 64125.9454 | 0.70144 | 0.70144 | 31911.3714 | 31911.3714 | 1.4095 | 73337.551 | 4.6551 | 1617.4673 | Custom Measure - Non-Lighting | Lumber/Furniture/Pulp/Paper | New
659 | ImeTgsd219 | 33234.5575 | 7339.4894 | 0 | 4406.1623 | 44980.2092 | 44974.3125 | 44974.3125 | 19151.6328 | 64125.9454 | 64125.9454 | 0.70144 | 0.70144 | 31911.3509 | 31911.3509 | 1.4095 | 73337.551 | 4.6551 | 1617.4655 | Custom Measure - Non-Lighting | Metal Products and Machinery | Turnover
660 | ImeNgsd219 | 33234.5575 | 7339.4894 | 0 | 4406.1623 | 44980.2092 | 44974.3125 | 44974.3125 | 19151.6328 | 64125.9454 | 64125.9454 | 0.70144 | 0.70144 | 31911.3509 | 31911.3509 | 1.4095 | 73337.551 | 4.6551 | 1617.4655 | Custom Measure - Non-Lighting | Metal Products and Machinery | New
661 | ImiTgsd219 | 33234.5575 | 7339.4894 | 0 | 4406.1623 | 44980.2092 | 44974.3125 | 44974.3125 | 19151.6328 | 64125.9454 | 64125.9454 | 0.70144 | 0.70144 | 31911.4048 | 31911.4048 | 1.4095 | 73337.551 | 4.6551 | 1617.4706 | Custom Measure - Non-Lighting | Miscellaneous Manufacturing | Turnover
662 | ImiNgsd219 | 33234.5575 | 7339.4894 | 0 | 4406.1623 | 44980.2092 | 44974.3125 | 44974.3125 | 19151.6328 | 64125.9454 | 64125.9454 | 0.70144 | 0.70144 | 31911.4048 | 31911.4048 | 1.4095 | 73337.551 | 4.6551 | 1617.4706 | Custom Measure - Non-Lighting | Miscellaneous Manufacturing | New
663 | IprTgsd219 | 33234.5575 | 7339.4894 | 0 | 4406.1623 | 44980.2092 | 44974.3125 | 44974.3125 | 19151.6328 | 64125.9454 | 64125.9454 | 0.70144 | 0.70144 | 31911.392 | 31911.392 | 1.4095 | 73337.551 | 4.6551 | 1617.4694 | Custom Measure - Non-Lighting | Primary Resources Industries | Turnover
664 | IprNgsd219 | 33234.5575 | 7339.4894 | 0 | 4406.1623 | 44980.2092 | 44974.3125 | 44974.3125 | 19151.6328 | 64125.9454 | 64125.9454 | 0.70144 | 0.70144 | 31911.392 | 31911.392 | 1.4095 | 73337.551 | 4.6551 | 1617.4694 | Custom Measure - Non-Lighting | Primary Resources Industries | New
665 | IstTgsd219 | 33234.5575 | 7339.4894 | 0 | 4406.1623 | 44980.2092 | 44974.3125 | 44974.3125 | 19151.6328 | 64125.9454 | 64125.9454 | 0.70144 | 0.70144 | 31911.3945 | 31911.3945 | 1.4095 | 73337.551 | 4.6551 | 1617.4698 | Custom Measure - Non-Lighting | Stone/Clay/Glass/Concrete | Turnover
666 | IstNgsd219 | 33234.5575 | 7339.4894 | 0 | 4406.1623 | 44980.2092 | 44974.3125 | 44974.3125 | 19151.6328 | 64125.9454 | 64125.9454 | 0.70144 | 0.70144 | 31911.3945 | 31911.3945 | 1.4095 | 73337.551 | 4.6551 | 1617.4698 | Custom Measure - Non-Lighting | Stone/Clay/Glass/Concrete | New
667 | IteTgsd219 | 33234.5575 | 7339.4894 | 0 | 4406.1623 | 44980.2092 | 44974.3125 | 44974.3125 | 19151.6328 | 64125.9454 | 64125.9454 | 0.70144 | 0.70144 | 31911.3843 | 31911.3843 | 1.4095 | 73337.551 | 4.6551 | 1617.4688 | Custom Measure - Non-Lighting | Textiles and Leather | Turnover
668 | IteNgsd219 | 33234.5575 | 7339.4894 | 0 | 4406.1623 | 44980.2092 | 44974.3125 | 44974.3125 | 19151.6328 | 64125.9454 | 64125.9454 | 0.70144 | 0.70144 | 31911.3843 | 31911.3843 | 1.4095 | 73337.551 | 4.6551 | 1617.4688 | Custom Measure - Non-Lighting | Textiles and Leather | New
669 | ItrTgsd219 | 33234.5575 | 7339.4894 | 0 | 4406.1623 | 44980.2092 | 44974.3125 | 44974.3125 | 19151.6328 | 64125.9454 | 64125.9454 | 0.70144 | 0.70144 | 31911.3894 | 31911.3894 | 1.4095 | 73337.551 | 4.6551 | 1617.4693 | Custom Measure - Non-Lighting | Transportation Equipment | Turnover
670 | ItrNgsd219 | 33234.5575 | 7339.4894 | 0 | 4406.1623 | 44980.2092 | 44974.3125 | 44974.3125 | 19151.6328 | 64125.9454 | 64125.9454 | 0.70144 | 0.70144 | 31911.3894 | 31911.3894 | 1.4095 | 73337.551 | 4.6551 | 1617.4693 | Custom Measure - Non-Lighting | Transportation Equipment | New
671 | IwaTgsd219 | 33234.5575 | 7339.4894 | 0 | 4406.1623 | 44980.2092 | 44974.3125 | 44974.3125 | 19151.6328 | 64125.9454 | 64125.9454 | 0.70144 | 0.70144 | 31911.3868 | 31911.3868 | 1.4095 | 73337.551 | 4.6551 | 1617.4688 | Custom Measure - Non-Lighting | Water and Wastewater | Turnover
672 | IwaNgsd219 | 33234.5575 | 7339.4894 | 0 | 4406.1623 | 44980.2092 | 44974.3125 | 44974.3125 | 19151.6328 | 64125.9454 | 64125.9454 | 0.70144 | 0.70144 | 31911.3868 | 31911.3868 | 1.4095 | 73337.551 | 4.6551 | 1617.4688 | Custom Measure - Non-Lighting | Water and Wastewater | New
673 | IagTgsd220 | 33234.5575 | 7339.4894 | 0 | 4406.1623 | 44980.2092 | 44974.3125 | 44974.3125 | 19151.6328 | 64125.9454 | 64125.9454 | 0.70144 | 0.70144 | 455387.318 | 455387.318 | 0.098774 | 73337.551 | 66.4297 | 41953.6205 | Dedicated Outside Air System (DOAS) | Agriculture and Assembly | Turnover
674 | IagNgsd220 | 33234.5575 | 7339.4894 | 0 | 4406.1623 | 44980.2092 | 44974.3125 | 44974.3125 | 19151.6328 | 64125.9454 | 64125.9454 | 0.70144 | 0.70144 | 455387.318 | 455387.318 | 0.098774 | 73337.551 | 66.4297 | 41953.6205 | Dedicated Outside Air System (DOAS) | Agriculture and Assembly | New
675 | IchTgsd220 | 33234.5575 | 7339.4894 | 0 | 4406.1623 | 44980.2092 | 44974.3125 | 44974.3125 | 19151.6328 | 64125.9454 | 64125.9454 | 0.70144 | 0.70144 | 285771.3379 | 285771.3379 | 0.1574 | 73337.551 | 41.6869 | 25797.6696 | Dedicated Outside Air System (DOAS) | Chemicals and Plastics | Turnover
676 | IchNgsd220 | 33234.5575 | 7339.4894 | 0 | 4406.1623 | 44980.2092 | 44974.3125 | 44974.3125 | 19151.6328 | 64125.9454 | 64125.9454 | 0.70144 | 0.70144 | 285771.3379 | 285771.3379 | 0.1574 | 73337.551 | 41.6869 | 25797.6696 | Dedicated Outside Air System (DOAS) | Chemicals and Plastics | New
677 | IcoTgsd220 | 33234.5575 | 7339.4894 | 0 | 4406.1623 | 44980.2092 | 44974.3125 | 44974.3125 | 19151.6328 | 64125.9454 | 64125.9454 | 0.70144 | 0.70144 | 461668.5164 | 461668.5164 | 0.09743 | 73337.551 | 67.3459 | 42551.9051 | Dedicated Outside Air System (DOAS) | Construction | Turnover
678 | IcoNgsd220 | 33234.5575 | 7339.4894 | 0 | 4406.1623 | 44980.2092 | 44974.3125 | 44974.3125 | 19151.6328 | 64125.9454 | 64125.9454 | 0.70144 | 0.70144 | 461668.5164 | 461668.5164 | 0.09743 | 73337.551 | 67.3459 | 42551.9051 | Dedicated Outside Air System (DOAS) | Construction | New
679 | IelTgsd220 | 33234.5575 | 7339.4894 | 0 | 4406.1623 | 44980.2092 | 44974.3125 | 44974.3125 | 19151.6328 | 64125.9454 | 64125.9454 | 0.70144 | 0.70144 | 254774.2607 | 254774.2607 | 0.17655 | 73337.551 | 37.1652 | 22845.1924 | Dedicated Outside Air System (DOAS) | Electrical and Electronic Equip. | Turnover
680 | IelNgsd220 | 33234.5575 | 7339.4894 | 0 | 4406.1623 | 44980.2092 | 44974.3125 | 44974.3125 | 19151.6328 | 64125.9454 | 64125.9454 | 0.70144 | 0.70144 | 254774.2607 | 254774.2607 | 0.17655 | 73337.551 | 37.1652 | 22845.1924 | Dedicated Outside Air System (DOAS) | Electrical and Electronic Equip. | New
681 | IluTgsd220 | 33234.5575 | 7339.4894 | 0 | 4406.1623 | 44980.2092 | 44974.3125 | 44974.3125 | 19151.6328 | 64125.9454 | 64125.9454 | 0.70144 | 0.70144 | 847366.2778 | 847366.2778 | 0.053082 | 73337.551 | 123.6096 | 79289.6789 | Dedicated Outside Air System (DOAS) | Lumber/Furniture/Pulp/Paper | Turnover
682 | IluNgsd220 | 33234.5575 | 7339.4894 | 0 | 4406.1623 | 44980.2092 | 44974.3125 | 44974.3125 | 19151.6328 | 64125.9454 | 64125.9454 | 0.70144 | 0.70144 | 847366.2778 | 847366.2778 | 0.053082 | 73337.551 | 123.6096 | 79289.6789 | Dedicated Outside Air System (DOAS) | Lumber/Furniture/Pulp/Paper | New
683 | ImeTgsd220 | 33234.5575 | 7339.4894 | 0 | 4406.1623 | 44980.2092 | 44974.3125 | 44974.3125 | 19151.6328 | 64125.9454 | 64125.9454 | 0.70144 | 0.70144 | 789875.3966 | 789875.3966 | 0.056946 | 73337.551 | 115.2231 | 73813.6642 | Dedicated Outside Air System (DOAS) | Metal Products and Machinery | Turnover
684 | ImeNgsd220 | 33234.5575 | 7339.4894 | 0 | 4406.1623 | 44980.2092 | 44974.3125 | 44974.3125 | 19151.6328 | 64125.9454 | 64125.9454 | 0.70144 | 0.70144 | 789875.3966 | 789875.3966 | 0.056946 | 73337.551 | 115.2231 | 73813.6642 | Dedicated Outside Air System (DOAS) | Metal Products and Machinery | New
685 | ImiTgsd220 | 33234.5575 | 7339.4894 | 0 | 4406.1623 | 44980.2092 | 44974.3125 | 44974.3125 | 19151.6328 | 64125.9454 | 64125.9454 | 0.70144 | 0.70144 | 461668.5164 | 461668.5164 | 0.09743 | 73337.551 | 67.3459 | 42551.9051 | Dedicated Outside Air System (DOAS) | Miscellaneous Manufacturing | Turnover
686 | ImiNgsd220 | 33234.5575 | 7339.4894 | 0 | 4406.1623 | 44980.2092 | 44974.3125 | 44974.3125 | 19151.6328 | 64125.9454 | 64125.9454 | 0.70144 | 0.70144 | 461668.5164 | 461668.5164 | 0.09743 | 73337.551 | 67.3459 | 42551.9051 | Dedicated Outside Air System (DOAS) | Miscellaneous Manufacturing | New
687 | IprTgsd220 | 33234.5575 | 7339.4894 | 0 | 4406.1623 | 44980.2092 | 44974.3125 | 44974.3125 | 19151.6328 | 64125.9454 | 64125.9454 | 0.70144 | 0.70144 | 403872.9277 | 403872.9277 | 0.11137 | 73337.551 | 58.915 | 37046.8647 | Dedicated Outside Air System (DOAS) | Primary Resources Industries | Turnover
688 | IprNgsd220 | 33234.5575 | 7339.4894 | 0 | 4406.1623 | 44980.2092 | 44974.3125 | 44974.3125 | 19151.6328 | 64125.9454 | 64125.9454 | 0.70144 | 0.70144 | 403872.9277 | 403872.9277 | 0.11137 | 73337.551 | 58.915 | 37046.8647 | Dedicated Outside Air System (DOAS) | Primary Resources Industries | New
689 | IstTgsd220 | 33234.5575 | 7339.4894 | 0 | 4406.1623 | 44980.2092 | 44974.3125 | 44974.3125 | 19151.6328 | 64125.9454 | 64125.9454 | 0.70144 | 0.70144 | 528141.4609 | 528141.4609 | 0.085167 | 73337.551 | 77.0427 | 48883.4642 | Dedicated Outside Air System (DOAS) | Stone/Clay/Glass/Concrete | Turnover
690 | IstNgsd220 | 33234.5575 | 7339.4894 | 0 | 4406.1623 | 44980.2092 | 44974.3125 | 44974.3125 | 19151.6328 | 64125.9454 | 64125.9454 | 0.70144 | 0.70144 | 528141.4609 | 528141.4609 | 0.085167 | 73337.551 | 77.0427 | 48883.4642 | Dedicated Outside Air System (DOAS) | Stone/Clay/Glass/Concrete | New
691 | IteTgsd220 | 33234.5575 | 7339.4894 | 0 | 4406.1623 | 44980.2092 | 44974.3125 | 44974.3125 | 19151.6328 | 64125.9454 | 64125.9454 | 0.70144 | 0.70144 | 346849.4014 | 346849.4014 | 0.12968 | 73337.551 | 50.5967 | 31615.3652 | Dedicated Outside Air System (DOAS) | Textiles and Leather | Turnover
692 | IteNgsd220 | 33234.5575 | 7339.4894 | 0 | 4406.1623 | 44980.2092 | 44974.3125 | 44974.3125 | 19151.6328 | 64125.9454 | 64125.9454 | 0.70144 | 0.70144 | 346849.4014 | 346849.4014 | 0.12968 | 73337.551 | 50.5967 | 31615.3652 | Dedicated Outside Air System (DOAS) | Textiles and Leather | New
693 | ItrTgsd220 | 33234.5575 | 7339.4894 | 0 | 4406.1623 | 44980.2092 | 44974.3125 | 44974.3125 | 19151.6328 | 64125.9454 | 64125.9454 | 0.70144 | 0.70144 | 320296.3579 | 320296.3579 | 0.14043 | 73337.551 | 46.7232 | 29086.1826 | Dedicated Outside Air System (DOAS) | Transportation Equipment | Turnover
694 | ItrNgsd220 | 33234.5575 | 7339.4894 | 0 | 4406.1623 | 44980.2092 | 44974.3125 | 44974.3125 | 19151.6328 | 64125.9454 | 64125.9454 | 0.70144 | 0.70144 | 320296.3579 | 320296.3579 | 0.14043 | 73337.551 | 46.7232 | 29086.1826 | Dedicated Outside Air System (DOAS) | Transportation Equipment | New
695 | IwaTgsd220 | 33234.5575 | 7339.4894 | 0 | 4406.1623 | 44980.2092 | 44974.3125 | 44974.3125 | 19151.6328 | 64125.9454 | 64125.9454 | 0.70144 | 0.70144 | 35951.6293 | 35951.6293 | 1.2511 | 73337.551 | 5.2444 | 2002.3028 | Dedicated Outside Air System (DOAS) | Water and Wastewater | Turnover
696 | IwaNgsd220 | 33234.5575 | 7339.4894 | 0 | 4406.1623 | 44980.2092 | 44974.3125 | 44974.3125 | 19151.6328 | 64125.9454 | 64125.9454 | 0.70144 | 0.70144 | 35951.6293 | 35951.6293 | 1.2511 | 73337.551 | 5.2444 | 2002.3028 | Dedicated Outside Air System (DOAS) | Water and Wastewater | New
697 | IagTgsd221 | 33234.5575 | 7339.4894 | 0 | 4406.1623 | 44980.2092 | 44974.3125 | 44974.3125 | 19151.6328 | 64125.9454 | 64125.9454 | 0.70144 | 0.70144 | 2396.4521 | 2396.4521 | 18.7695 | 73337.551 | 0.41648 | -1150.1511 | Energy Efficient Laboratory Fume Hood | Agriculture and Assembly | Turnover
698 | IagNgsd221 | 33234.5575 | 7339.4894 | 0 | 4406.1623 | 44980.2092 | 44974.3125 | 44974.3125 | 19151.6328 | 64125.9454 | 64125.9454 | 0.70144 | 0.70144 | 2396.4521 | 2396.4521 | 18.7695 | 73337.551 | 0.41648 | -1150.1511 | Energy Efficient Laboratory Fume Hood | Agriculture and Assembly | New
699 | IchTgsd221 | 33234.5575 | 7339.4894 | 0 | 4406.1623 | 44980.2092 | 44974.3125 | 44974.3125 | 19151.6328 | 64125.9454 | 64125.9454 | 0.70144 | 0.70144 | 992.6602 | 992.6602 | 45.3128 | 73337.551 | 0.17252 | -1309.4507 | Energy Efficient Laboratory Fume Hood | Chemicals and Plastics | Turnover
700 | IchNgsd221 | 33234.5575 | 7339.4894 | 0 | 4406.1623 | 44980.2092 | 44974.3125 | 44974.3125 | 19151.6328 | 64125.9454 | 64125.9454 | 0.70144 | 0.70144 | 992.6602 | 992.6602 | 45.3128 | 73337.551 | 0.17252 | -1309.4507 | Energy Efficient Laboratory Fume Hood | Chemicals and Plastics | New
701 | IcoTgsd221 | 33234.5575 | 7339.4894 | 0 | 4406.1623 | 44980.2092 | 44974.3125 | 44974.3125 | 19151.6328 | 64125.9454 | 64125.9454 | 0.70144 | 0.70144 | 6148.7293 | 6148.7293 | 7.3154 | 73337.551 | 1.0686 | -724.35 | Energy Efficient Laboratory Fume Hood | Construction | Turnover
702 | IcoNgsd221 | 33234.5575 | 7339.4894 | 0 | 4406.1623 | 44980.2092 | 44974.3125 | 44974.3125 | 19151.6328 | 64125.9454 | 64125.9454 | 0.70144 | 0.70144 | 6148.7293 | 6148.7293 | 7.3154 | 73337.551 | 1.0686 | -724.35 | Energy Efficient Laboratory Fume Hood | Construction | New
703 | IelTgsd221 | 33234.5575 | 7339.4894 | 0 | 4406.1623 | 44980.2092 | 44974.3125 | 44974.3125 | 19151.6328 | 64125.9454 | 64125.9454 | 0.70144 | 0.70144 | 1265.6913 | 1265.6913 | 35.5381 | 73337.551 | 0.21997 | -1278.4676 | Energy Efficient Laboratory Fume Hood | Electrical and Electronic Equip. | Turnover
704 | IelNgsd221 | 33234.5575 | 7339.4894 | 0 | 4406.1623 | 44980.2092 | 44974.3125 | 44974.3125 | 19151.6328 | 64125.9454 | 64125.9454 | 0.70144 | 0.70144 | 1265.6913 | 1265.6913 | 35.5381 | 73337.551 | 0.21997 | -1278.4676 | Energy Efficient Laboratory Fume Hood | Electrical and Electronic Equip. | New
705 | IluTgsd221 | 33234.5575 | 7339.4894 | 0 | 4406.1623 | 44980.2092 | 44974.3125 | 44974.3125 | 19151.6328 | 64125.9454 | 64125.9454 | 0.70144 | 0.70144 | 2133.4776 | 2133.4776 | 21.083 | 73337.551 | 0.37078 | -1179.9929 | Energy Efficient Laboratory Fume Hood | Lumber/Furniture/Pulp/Paper | Turnover
706 | IluNgsd221 | 33234.5575 | 7339.4894 | 0 | 4406.1623 | 44980.2092 | 44974.3125 | 44974.3125 | 19151.6328 | 64125.9454 | 64125.9454 | 0.70144 | 0.70144 | 2133.4776 | 2133.4776 | 21.083 | 73337.551 | 0.37078 | -1179.9929 | Energy Efficient Laboratory Fume Hood | Lumber/Furniture/Pulp/Paper | New
707 | ImeTgsd221 | 33234.5575 | 7339.4894 | 0 | 4406.1623 | 44980.2092 | 44974.3125 | 44974.3125 | 19151.6328 | 64125.9454 | 64125.9454 | 0.70144 | 0.70144 | 5515.0317 | 5515.0317 | 8.1559 | 73337.551 | 0.95846 | -796.2608 | Energy Efficient Laboratory Fume Hood | Metal Products and Machinery | Turnover
708 | ImeNgsd221 | 33234.5575 | 7339.4894 | 0 | 4406.1623 | 44980.2092 | 44974.3125 | 44974.3125 | 19151.6328 | 64125.9454 | 64125.9454 | 0.70144 | 0.70144 | 5515.0317 | 5515.0317 | 8.1559 | 73337.551 | 0.95846 | -796.2608 | Energy Efficient Laboratory Fume Hood | Metal Products and Machinery | New
709 | ImiTgsd221 | 33234.5575 | 7339.4894 | 0 | 4406.1623 | 44980.2092 | 44974.3125 | 44974.3125 | 19151.6328 | 64125.9454 | 64125.9454 | 0.70144 | 0.70144 | 6148.7293 | 6148.7293 | 7.3154 | 73337.551 | 1.0686 | -724.35 | Energy Efficient Laboratory Fume Hood | Miscellaneous Manufacturing | Turnover
710 | ImiNgsd221 | 33234.5575 | 7339.4894 | 0 | 4406.1623 | 44980.2092 | 44974.3125 | 44974.3125 | 19151.6328 | 64125.9454 | 64125.9454 | 0.70144 | 0.70144 | 6148.7293 | 6148.7293 | 7.3154 | 73337.551 | 1.0686 | -724.35 | Energy Efficient Laboratory Fume Hood | Miscellaneous Manufacturing | New
711 | IprTgsd221 | 33234.5575 | 7339.4894 | 0 | 4406.1623 | 44980.2092 | 44974.3125 | 44974.3125 | 19151.6328 | 64125.9454 | 64125.9454 | 0.70144 | 0.70144 | 768.8125 | 768.8125 | 58.5061 | 73337.551 | 0.13361 | -1334.8524 | Energy Efficient Laboratory Fume Hood | Primary Resources Industries | Turnover
712 | IprNgsd221 | 33234.5575 | 7339.4894 | 0 | 4406.1623 | 44980.2092 | 44974.3125 | 44974.3125 | 19151.6328 | 64125.9454 | 64125.9454 | 0.70144 | 0.70144 | 768.8125 | 768.8125 | 58.5061 | 73337.551 | 0.13361 | -1334.8524 | Energy Efficient Laboratory Fume Hood | Primary Resources Industries | New
713 | IstTgsd221 | 33234.5575 | 7339.4894 | 0 | 4406.1623 | 44980.2092 | 44974.3125 | 44974.3125 | 19151.6328 | 64125.9454 | 64125.9454 | 0.70144 | 0.70144 | 4087.8581 | 4087.8581 | 11.0034 | 73337.551 | 0.71043 | -958.2137 | Energy Efficient Laboratory Fume Hood | Stone/Clay/Glass/Concrete | Turnover
714 | IstNgsd221 | 33234.5575 | 7339.4894 | 0 | 4406.1623 | 44980.2092 | 44974.3125 | 44974.3125 | 19151.6328 | 64125.9454 | 64125.9454 | 0.70144 | 0.70144 | 4087.8581 | 4087.8581 | 11.0034 | 73337.551 | 0.71043 | -958.2137 | Energy Efficient Laboratory Fume Hood | Stone/Clay/Glass/Concrete | New
715 | IteTgsd221 | 33234.5575 | 7339.4894 | 0 | 4406.1623 | 44980.2092 | 44974.3125 | 44974.3125 | 19151.6328 | 64125.9454 | 64125.9454 | 0.70144 | 0.70144 | 2294.5337 | 2294.5337 | 19.6032 | 73337.551 | 0.39877 | -1161.7166 | Energy Efficient Laboratory Fume Hood | Textiles and Leather | Turnover
716 | IteNgsd221 | 33234.5575 | 7339.4894 | 0 | 4406.1623 | 44980.2092 | 44974.3125 | 44974.3125 | 19151.6328 | 64125.9454 | 64125.9454 | 0.70144 | 0.70144 | 2294.5337 | 2294.5337 | 19.6032 | 73337.551 | 0.39877 | -1161.7166 | Energy Efficient Laboratory Fume Hood | Textiles and Leather | New
717 | ItrTgsd221 | 33234.5575 | 7339.4894 | 0 | 4406.1623 | 44980.2092 | 44974.3125 | 44974.3125 | 19151.6328 | 64125.9454 | 64125.9454 | 0.70144 | 0.70144 | 699.0931 | 699.0931 | 64.3408 | 73337.551 | 0.1215 | -1342.7641 | Energy Efficient Laboratory Fume Hood | Transportation Equipment | Turnover
718 | ItrNgsd221 | 33234.5575 | 7339.4894 | 0 | 4406.1623 | 44980.2092 | 44974.3125 | 44974.3125 | 19151.6328 | 64125.9454 | 64125.9454 | 0.70144 | 0.70144 | 699.0931 | 699.0931 | 64.3408 | 73337.551 | 0.1215 | -1342.7641 | Energy Efficient Laboratory Fume Hood | Transportation Equipment | New
719 | IwaTgsd221 | 33234.5575 | 7339.4894 | 0 | 4406.1623 | 44980.2092 | 44974.3125 | 44974.3125 | 19151.6328 | 64125.9454 | 64125.9454 | 0.70144 | 0.70144 | 478.8215 | 478.8215 | 93.9394 | 73337.551 | 0.083215 | -1367.7601 | Energy Efficient Laboratory Fume Hood | Water and Wastewater | Turnover
720 | IwaNgsd221 | 33234.5575 | 7339.4894 | 0 | 4406.1623 | 44980.2092 | 44974.3125 | 44974.3125 | 19151.6328 | 64125.9454 | 64125.9454 | 0.70144 | 0.70144 | 478.8215 | 478.8215 | 93.9394 | 73337.551 | 0.083215 | -1367.7601 | Energy Efficient Laboratory Fume Hood | Water and Wastewater | New
| IagEgsd222 | 33234.5575 | 7339.4894 | 0 | 4406.1623 | 44980.2092 | 44974.3125 | 44974.3125 | 19151.6328 | 64125.9454 | 64125.9454 | 0.70144 | 0.70144 | 208592.3541 | 208592.3541 | 0.21564 | 73337.551 | 30.4284 | 18446.36 | Energy Recovery Ventilation System | Agriculture and Assembly | Existing
| IagNgsd222 | 33234.5575 | 7339.4894 | 0 | 4406.1623 | 44980.2092 | 44974.3125 | 44974.3125 | 19151.6328 | 64125.9454 | 64125.9454 | 0.70144 | 0.70144 | 208592.3541 | 208592.3541 | 0.21564 | 73337.551 | 30.4284 | 18446.36 | Energy Recovery Ventilation System | Agriculture and Assembly | New
| IchEgsd222 | 33234.5575 | 7339.4894 | 0 | 4406.1623 | 44980.2092 | 44974.3125 | 44974.3125 | 19151.6328 | 64125.9454 | 64125.9454 | 0.70144 | 0.70144 | 208592.3541 | 208592.3541 | 0.21564 | 73337.551 | 30.4284 | 18446.36 | Energy Recovery Ventilation System | Chemicals and Plastics | Existing
| IchNgsd222 | 33234.5575 | 7339.4894 | 0 | 4406.1623 | 44980.2092 | 44974.3125 | 44974.3125 | 19151.6328 | 64125.9454 | 64125.9454 | 0.70144 | 0.70144 | 208592.3541 | 208592.3541 | 0.21564 | 73337.551 | 30.4284 | 18446.36 | Energy Recovery Ventilation System | Chemicals and Plastics | New
| IcoEgsd222 | 33234.5575 | 7339.4894 | 0 | 4406.1623 | 44980.2092 | 44974.3125 | 44974.3125 | 19151.6328 | 64125.9454 | 64125.9454 | 0.70144 | 0.70144 | 208592.3541 | 208592.3541 | 0.21564 | 73337.551 | 30.4284 | 18446.36 | Energy Recovery Ventilation System | Construction | Existing
| IcoNgsd222 | 33234.5575 | 7339.4894 | 0 | 4406.1623 | 44980.2092 | 44974.3125 | 44974.3125 | 19151.6328 | 64125.9454 | 64125.9454 | 0.70144 | 0.70144 | 208592.3541 | 208592.3541 | 0.21564 | 73337.551 | 30.4284 | 18446.36 | Energy Recovery Ventilation System | Construction | New
| IelEgsd222 | 33234.5575 | 7339.4894 | 0 | 4406.1623 | 44980.2092 | 44974.3125 | 44974.3125 | 19151.6328 | 64125.9454 | 64125.9454 | 0.70144 | 0.70144 | 208592.3541 | 208592.3541 | 0.21564 | 73337.551 | 30.4284 | 18446.36 | Energy Recovery Ventilation System | Electrical and Electronic Equip. | Existing
| IelNgsd222 | 33234.5575 | 7339.4894 | 0 | 4406.1623 | 44980.2092 | 44974.3125 | 44974.3125 | 19151.6328 | 64125.9454 | 64125.9454 | 0.70144 | 0.70144 | 208592.3541 | 208592.3541 | 0.21564 | 73337.551 | 30.4284 | 18446.36 | Energy Recovery Ventilation System | Electrical and Electronic Equip. | New
| IluEgsd222 | 33234.5575 | 7339.4894 | 0 | 4406.1623 | 44980.2092 | 44974.3125 | 44974.3125 | 19151.6328 | 64125.9454 | 64125.9454 | 0.70144 | 0.70144 | 208592.3541 | 208592.3541 | 0.21564 | 73337.551 | 30.4284 | 18446.36 | Energy Recovery Ventilation System | Lumber/Furniture/Pulp/Paper | Existing
| IluNgsd222 | 33234.5575 | 7339.4894 | 0 | 4406.1623 | 44980.2092 | 44974.3125 | 44974.3125 | 19151.6328 | 64125.9454 | 64125.9454 | 0.70144 | 0.70144 | 208592.3541 | 208592.3541 | 0.21564 | 73337.551 | 30.4284 | 18446.36 | Energy Recovery Ventilation System | Lumber/Furniture/Pulp/Paper | New
| ImeEgsd222 | 33234.5575 | 7339.4894 | 0 | 4406.1623 | 44980.2092 | 44974.3125 | 44974.3125 | 19151.6328 | 64125.9454 | 64125.9454 | 0.70144 | 0.70144 | 208592.3541 | 208592.3541 | 0.21564 | 73337.551 | 30.4284 | 18446.36 | Energy Recovery Ventilation System | Metal Products and Machinery | Existing
| ImeNgsd222 | 33234.5575 | 7339.4894 | 0 | 4406.1623 | 44980.2092 | 44974.3125 | 44974.3125 | 19151.6328 | 64125.9454 | 64125.9454 | 0.70144 | 0.70144 | 208592.3541 | 208592.3541 | 0.21564 | 73337.551 | 30.4284 | 18446.36 | Energy Recovery Ventilation System | Metal Products and Machinery | New
| ImiEgsd222 | 33234.5575 | 7339.4894 | 0 | 4406.1623 | 44980.2092 | 44974.3125 | 44974.3125 | 19151.6328 | 64125.9454 | 64125.9454 | 0.70144 | 0.70144 | 208592.3541 | 208592.3541 | 0.21564 | 73337.551 | 30.4284 | 18446.36 | Energy Recovery Ventilation System | Miscellaneous Manufacturing | Existing
| ImiNgsd222 | 33234.5575 | 7339.4894 | 0 | 4406.1623 | 44980.2092 | 44974.3125 | 44974.3125 | 19151.6328 | 64125.9454 | 64125.9454 | 0.70144 | 0.70144 | 208592.3541 | 208592.3541 | 0.21564 | 73337.551 | 30.4284 | 18446.36 | Energy Recovery Ventilation System | Miscellaneous Manufacturing | New
| IprEgsd222 | 33234.5575 | 7339.4894 | 0 | 4406.1623 | 44980.2092 | 44974.3125 | 44974.3125 | 19151.6328 | 64125.9454 | 64125.9454 | 0.70144 | 0.70144 | 208592.3541 | 208592.3541 | 0.21564 | 73337.551 | 30.4284 | 18446.36 | Energy Recovery Ventilation System | Primary Resources Industries | Existing
| IprNgsd222 | 33234.5575 | 7339.4894 | 0 | 4406.1623 | 44980.2092 | 44974.3125 | 44974.3125 | 19151.6328 | 64125.9454 | 64125.9454 | 0.70144 | 0.70144 | 208592.3541 | 208592.3541 | 0.21564 | 73337.551 | 30.4284 | 18446.36 | Energy Recovery Ventilation System | Primary Resources Industries | New
| IstEgsd222 | 33234.5575 | 7339.4894 | 0 | 4406.1623 | 44980.2092 | 44974.3125 | 44974.3125 | 19151.6328 | 64125.9454 | 64125.9454 | 0.70144 | 0.70144 | 208592.3541 | 208592.3541 | 0.21564 | 73337.551 | 30.4284 | 18446.36 | Energy Recovery Ventilation System | Stone/Clay/Glass/Concrete | Existing
| IstNgsd222 | 33234.5575 | 7339.4894 | 0 | 4406.1623 | 44980.2092 | 44974.3125 | 44974.3125 | 19151.6328 | 64125.9454 | 64125.9454 | 0.70144 | 0.70144 | 208592.3541 | 208592.3541 | 0.21564 | 73337.551 | 30.4284 | 18446.36 | Energy Recovery Ventilation System | Stone/Clay/Glass/Concrete | New
| IteEgsd222 | 33234.5575 | 7339.4894 | 0 | 4406.1623 | 44980.2092 | 44974.3125 | 44974.3125 | 19151.6328 | 64125.9454 | 64125.9454 | 0.70144 | 0.70144 | 208592.3541 | 208592.3541 | 0.21564 | 73337.551 | 30.4284 | 18446.36 | Energy Recovery Ventilation System | Textiles and Leather | Existing
| IteNgsd222 | 33234.5575 | 7339.4894 | 0 | 4406.1623 | 44980.2092 | 44974.3125 | 44974.3125 | 19151.6328 | 64125.9454 | 64125.9454 | 0.70144 | 0.70144 | 208592.3541 | 208592.3541 | 0.21564 | 73337.551 | 30.4284 | 18446.36 | Energy Recovery Ventilation System | Textiles and Leather | New
| ItrEgsd222 | 33234.5575 | 7339.4894 | 0 | 4406.1623 | 44980.2092 | 44974.3125 | 44974.3125 | 19151.6328 | 64125.9454 | 64125.9454 | 0.70144 | 0.70144 | 208592.3541 | 208592.3541 | 0.21564 | 73337.551 | 30.4284 | 18446.36 | Energy Recovery Ventilation System | Transportation Equipment | Existing
| ItrNgsd222 | 33234.5575 | 7339.4894 | 0 | 4406.1623 | 44980.2092 | 44974.3125 | 44974.3125 | 19151.6328 | 64125.9454 | 64125.9454 | 0.70144 | 0.70144 | 208592.3541 | 208592.3541 | 0.21564 | 73337.551 | 30.4284 | 18446.36 | Energy Recovery Ventilation System | Transportation Equipment | New
| IwaEgsd222 | 33234.5575 | 7339.4894 | 0 | 4406.1623 | 44980.2092 | 44974.3125 | 44974.3125 | 19151.6328 | 64125.9454 | 64125.9454 | 0.70144 | 0.70144 | 208592.3541 | 208592.3541 | 0.21564 | 73337.551 | 30.4284 | 18446.36 | Energy Recovery Ventilation System | Water and Wastewater | Existing
| IwaNgsd222 | 33234.5575 | 7339.4894 | 0 | 4406.1623 | 44980.2092 | 44974.3125 | 44974.3125 | 19151.6328 | 64125.9454 | 64125.9454 | 0.70144 | 0.70144 | 208592.3541 | 208592.3541 | 0.21564 | 73337.551 | 30.4284 | 18446.36 | Energy Recovery Ventilation System | Water and Wastewater | New
| IagTgsd223 | 33234.5575 | 7339.4894 | 0 | 4406.1623 | 44980.2092 | 44974.3125 | 44974.3125 | 19151.6328 | 64125.9454 | 64125.9454 | 0.70144 | 0.70144 | 8387.3671 | 8387.3671 | 5.3629 | 73337.551 | 1.0501 | -736.4463 | Energy Star room ac | Agriculture and Assembly | Turnover
| IagNgsd223 | 33234.5575 | 7339.4894 | 0 | 4406.1623 | 44980.2092 | 44974.3125 | 44974.3125 | 19151.6328 | 64125.9454 | 64125.9454 | 0.70144 | 0.70144 | 8387.3671 | 8387.3671 | 5.3629 | 73337.551 | 1.0501 | -736.4463 | Energy Star room ac | Agriculture and Assembly | New
| IchTgsd223 | 33234.5575 | 7339.4894 | 0 | 4406.1623 | 44980.2092 | 44974.3125 | 44974.3125 | 19151.6328 | 64125.9454 | 64125.9454 | 0.70144 | 0.70144 | 8387.3671 | 8387.3671 | 5.3629 | 73337.551 | 1.0501 | -736.4463 | Energy Star room ac | Chemicals and Plastics | Turnover
| IchNgsd223 | 33234.5575 | 7339.4894 | 0 | 4406.1623 | 44980.2092 | 44974.3125 | 44974.3125 | 19151.6328 | 64125.9454 | 64125.9454 | 0.70144 | 0.70144 | 8387.3671 | 8387.3671 | 5.3629 | 73337.551 | 1.0501 | -736.4463 | Energy Star room ac | Chemicals and Plastics | New
| IcoTgsd223 | 33234.5575 | 7339.4894 | 0 | 4406.1623 | 44980.2092 | 44974.3125 | 44974.3125 | 19151.6328 | 64125.9454 | 64125.9454 | 0.70144 | 0.70144 | 8387.3671 | 8387.3671 | 5.3629 | 73337.551 | 1.0501 | -736.4463 | Energy Star room ac | Construction | Turnover
| IcoNgsd223 | 33234.5575 | 7339.4894 | 0 | 4406.1623 | 44980.2092 | 44974.3125 | 44974.3125 | 19151.6328 | 64125.9454 | 64125.9454 | 0.70144 | 0.70144 | 8387.3671 | 8387.3671 | 5.3629 | 73337.551 | 1.0501 | -736.4463 | Energy Star room ac | Construction | New
| IelTgsd223 | 33234.5575 | 7339.4894 | 0 | 4406.1623 | 44980.2092 | 44974.3125 | 44974.3125 | 19151.6328 | 64125.9454 | 64125.9454 | 0.70144 | 0.70144 | 8387.3671 | 8387.3671 | 5.3629 | 73337.551 | 1.0501 | -736.4463 | Energy Star room ac | Electrical and Electronic Equip. | Turnover
| IelNgsd223 | 33234.5575 | 7339.4894 | 0 | 4406.1623 | 44980.2092 | 44974.3125 | 44974.3125 | 19151.6328 | 64125.9454 | 64125.9454 | 0.70144 | 0.70144 | 8387.3671 | 8387.3671 | 5.3629 | 73337.551 | 1.0501 | -736.4463 | Energy Star room ac | Electrical and Electronic Equip. | New
| IluTgsd223 | 33234.5575 | 7339.4894 | 0 | 4406.1623 | 44980.2092 | 44974.3125 | 44974.3125 | 19151.6328 | 64125.9454 | 64125.9454 | 0.70144 | 0.70144 | 8387.3671 | 8387.3671 | 5.3629 | 73337.551 | 1.0501 | -736.4463 | Energy Star room ac | Lumber/Furniture/Pulp/Paper | Turnover
| IluNgsd223 | 33234.5575 | 7339.4894 | 0 | 4406.1623 | 44980.2092 | 44974.3125 | 44974.3125 | 19151.6328 | 64125.9454 | 64125.9454 | 0.70144 | 0.70144 | 8387.3671 | 8387.3671 | 5.3629 | 73337.551 | 1.0501 | -736.4463 | Energy Star room ac | Lumber/Furniture/Pulp/Paper | New
| ImeTgsd223 | 33234.5575 | 7339.4894 | 0 | 4406.1623 | 44980.2092 | 44974.3125 | 44974.3125 | 19151.6328 | 64125.9454 | 64125.9454 | 0.70144 | 0.70144 | 8387.3671 | 8387.3671 | 5.3629 | 73337.551 | 1.0501 | -736.4463 | Energy Star room ac | Metal Products and Machinery | Turnover
| ImeNgsd223 | 33234.5575 | 7339.4894 | 0 | 4406.1623 | 44980.2092 | 44974.3125 | 44974.3125 | 19151.6328 | 64125.9454 | 64125.9454 | 0.70144 | 0.70144 | 8387.3671 | 8387.3671 | 5.3629 | 73337.551 | 1.0501 | -736.4463 | Energy Star room ac | Metal Products and Machinery | New
| ImiTgsd223 | 33234.5575 | 7339.4894 | 0 | 4406.1623 | 44980.2092 | 44974.3125 | 44974.3125 | 19151.6328 | 64125.9454 | 64125.9454 | 0.70144 | 0.70144 | 8387.3671 | 8387.3671 | 5.3629 | 73337.551 | 1.0501 | -736.4463 | Energy Star room ac | Miscellaneous Manufacturing | Turnover
| ImiNgsd223 | 33234.5575 | 7339.4894 | 0 | 4406.1623 | 44980.2092 | 44974.3125 | 44974.3125 | 19151.6328 | 64125.9454 | 64125.9454 | 0.70144 | 0.70144 | 8387.3671 | 8387.3671 | 5.3629 | 73337.551 | 1.0501 | -736.4463 | Energy Star room ac | Miscellaneous Manufacturing | New
| IprTgsd223 | 33234.5575 | 7339.4894 | 0 | 4406.1623 | 44980.2092 | 44974.3125 | 44974.3125 | 19151.6328 | 64125.9454 | 64125.9454 | 0.70144 | 0.70144 | 8387.3671 | 8387.3671 | 5.3629 | 73337.551 | 1.0501 | -736.4463 | Energy Star room ac | Primary Resources Industries | Turnover
| IprNgsd223 | 33234.5575 | 7339.4894 | 0 | 4406.1623 | 44980.2092 | 44974.3125 | 44974.3125 | 19151.6328 | 64125.9454 | 64125.9454 | 0.70144 | 0.70144 | 8387.3671 | 8387.3671 | 5.3629 | 73337.551 | 1.0501 | -736.4463 | Energy Star room ac | Primary Resources Industries | New
| IstTgsd223 | 33234.5575 | 7339.4894 | 0 | 4406.1623 | 44980.2092 | 44974.3125 | 44974.3125 | 19151.6328 | 64125.9454 | 64125.9454 | 0.70144 | 0.70144 | 8387.3671 | 8387.3671 | 5.3629 | 73337.551 | 1.0501 | -736.4463 | Energy Star room ac | Stone/Clay/Glass/Concrete | Turnover
| IstNgsd223 | 33234.5575 | 7339.4894 | 0 | 4406.1623 | 44980.2092 | 44974.3125 | 44974.3125 | 19151.6328 | 64125.9454 | 64125.9454 | 0.70144 | 0.70144 | 8387.3671 | 8387.3671 | 5.3629 | 73337.551 | 1.0501 | -736.4463 | Energy Star room ac | Stone/Clay/Glass/Concrete | New
| IteTgsd223 | 33234.5575 | 7339.4894 | 0 | 4406.1623 | 44980.2092 | 44974.3125 | 44974.3125 | 19151.6328 | 64125.9454 | 64125.9454 | 0.70144 | 0.70144 | 8387.3671 | 8387.3671 | 5.3629 | 73337.551 | 1.0501 | -736.4463 | Energy Star room ac | Textiles and Leather | Turnover
| IteNgsd223 | 33234.5575 | 7339.4894 | 0 | 4406.1623 | 44980.2092 | 44974.3125 | 44974.3125 | 19151.6328 | 64125.9454 | 64125.9454 | 0.70144 | 0.70144 | 8387.3671 | 8387.3671 | 5.3629 | 73337.551 | 1.0501 | -736.4463 | Energy Star room ac | Textiles and Leather | New
| ItrTgsd223 | 33234.5575 | 7339.4894 | 0 | 4406.1623 | 44980.2092 | 44974.3125 | 44974.3125 | 19151.6328 | 64125.9454 | 64125.9454 | 0.70144 | 0.70144 | 8387.3671 | 8387.3671 | 5.3629 | 73337.551 | 1.0501 | -736.4463 | Energy Star room ac | Transportation Equipment | Turnover
| ItrNgsd223 | 33234.5575 | 7339.4894 | 0 | 4406.1623 | 44980.2092 | 44974.3125 | 44974.3125 | 19151.6328 | 64125.9454 | 64125.9454 | 0.70144 | 0.70144 | 8387.3671 | 8387.3671 | 5.3629 | 73337.551 | 1.0501 | -736.4463 | Energy Star room ac | Transportation Equipment | New
| IwaTgsd223 | 33234.5575 | 7339.4894 | 0 | 4406.1623 | 44980.2092 | 44974.3125 | 44974.3125 | 19151.6328 | 64125.9454 | 64125.9454 | 0.70144 | 0.70144 | 8387.3671 | 8387.3671 | 5.3629 | 73337.551 | 1.0501 | -736.4463 | Energy Star room ac | Water and Wastewater | Turnover
| IwaNgsd223 | 33234.5575 | 7339.4894 | 0 | 4406.1623 | 44980.2092 | 44974.3125 | 44974.3125 | 19151.6328 | 64125.9454 | 64125.9454 | 0.70144 | 0.70144 | 8387.3671 | 8387.3671 | 5.3629 | 73337.551 | 1.0501 | -736.4463 | Energy Star room ac | Water and Wastewater | New
| IagTgsd224 | 33234.5575 | 7339.4894 | 0 | 4406.1623 | 44980.2092 | 44974.3125 | 44974.3125 | 19151.6328 | 64125.9454 | 64125.9454 | 0.70144 | 0.70144 | 163639.5102 | 163639.5102 | 0.27487 | 73337.551 | 30.158 | 18269.8133 | HE Air Cooled Chiller - All Compressor Types - 100 Tons | Agriculture and Assembly | Turnover
| IagNgsd224 | 33234.5575 | 7339.4894 | 0 | 4406.1623 | 44980.2092 | 44974.3125 | 44974.3125 | 19151.6328 | 64125.9454 | 64125.9454 | 0.70144 | 0.70144 | 163639.5102 | 163639.5102 | 0.27487 | 73337.551 | 30.158 | 18269.8133 | HE Air Cooled Chiller - All Compressor Types - 100 Tons | Agriculture and Assembly | New
| IchTgsd224 | 33234.5575 | 7339.4894 | 0 | 4406.1623 | 44980.2092 | 44974.3125 | 44974.3125 | 19151.6328 | 64125.9454 | 64125.9454 | 0.70144 | 0.70144 | 163639.5102 | 163639.5102 | 0.27487 | 73337.551 | 30.158 | 18269.8133 | HE Air Cooled Chiller - All Compressor Types - 100 Tons | Chemicals and Plastics | Turnover
| IchNgsd224 | 33234.5575 | 7339.4894 | 0 | 4406.1623 | 44980.2092 | 44974.3125 | 44974.3125 | 19151.6328 | 64125.9454 | 64125.9454 | 0.70144 | 0.70144 | 163639.5102 | 163639.5102 | 0.27487 | 73337.551 | 30.158 | 18269.8133 | HE Air Cooled Chiller - All Compressor Types - 100 Tons | Chemicals and Plastics | New
| IcoTgsd224 | 33234.5575 | 7339.4894 | 0 | 4406.1623 | 44980.2092 | 44974.3125 | 44974.3125 | 19151.6328 | 64125.9454 | 64125.9454 | 0.70144 | 0.70144 | 163639.5102 | 163639.5102 | 0.27487 | 73337.551 | 30.158 | 18269.8133 | HE Air Cooled Chiller - All Compressor Types - 100 Tons | Construction | Turnover
| IcoNgsd224 | 33234.5575 | 7339.4894 | 0 | 4406.1623 | 44980.2092 | 44974.3125 | 44974.3125 | 19151.6328 | 64125.9454 | 64125.9454 | 0.70144 | 0.70144 | 163639.5102 | 163639.5102 | 0.27487 | 73337.551 | 30.158 | 18269.8133 | HE Air Cooled Chiller - All Compressor Types - 100 Tons | Construction | New
| IelTgsd224 | 33234.5575 | 7339.4894 | 0 | 4406.1623 | 44980.2092 | 44974.3125 | 44974.3125 | 19151.6328 | 64125.9454 | 64125.9454 | 0.70144 | 0.70144 | 163639.5102 | 163639.5102 | 0.27487 | 73337.551 | 30.158 | 18269.8133 | HE Air Cooled Chiller - All Compressor Types - 100 Tons | Electrical and Electronic Equip. | Turnover
| IelNgsd224 | 33234.5575 | 7339.4894 | 0 | 4406.1623 | 44980.2092 | 44974.3125 | 44974.3125 | 19151.6328 | 64125.9454 | 64125.9454 | 0.70144 | 0.70144 | 163639.5102 | 163639.5102 | 0.27487 | 73337.551 | 30.158 | 18269.8133 | HE Air Cooled Chiller - All Compressor Types - 100 Tons | Electrical and Electronic Equip. | New
| IluTgsd224 | 33234.5575 | 7339.4894 | 0 | 4406.1623 | 44980.2092 | 44974.3125 | 44974.3125 | 19151.6328 | 64125.9454 | 64125.9454 | 0.70144 | 0.70144 | 163639.5102 | 163639.5102 | 0.27487 | 73337.551 | 30.158 | 18269.8133 | HE Air Cooled Chiller - All Compressor Types - 100 Tons | Lumber/Furniture/Pulp/Paper | Turnover
| IluNgsd224 | 33234.5575 | 7339.4894 | 0 | 4406.1623 | 44980.2092 | 44974.3125 | 44974.3125 | 19151.6328 | 64125.9454 | 64125.9454 | 0.70144 | 0.70144 | 163639.5102 | 163639.5102 | 0.27487 | 73337.551 | 30.158 | 18269.8133 | HE Air Cooled Chiller - All Compressor Types - 100 Tons | Lumber/Furniture/Pulp/Paper | New
| ImeTgsd224 | 33234.5575 | 7339.4894 | 0 | 4406.1623 | 44980.2092 | 44974.3125 | 44974.3125 | 19151.6328 | 64125.9454 | 64125.9454 | 0.70144 | 0.70144 | 163639.5102 | 163639.5102 | 0.27487 | 73337.551 | 30.158 | 18269.8133 | HE Air Cooled Chiller - All Compressor Types - 100 Tons | Metal Products and Machinery | Turnover
| ImeNgsd224 | 33234.5575 | 7339.4894 | 0 | 4406.1623 | 44980.2092 | 44974.3125 | 44974.3125 | 19151.6328 | 64125.9454 | 64125.9454 | 0.70144 | 0.70144 | 163639.5102 | 163639.5102 | 0.27487 | 73337.551 | 30.158 | 18269.8133 | HE Air Cooled Chiller - All Compressor Types - 100 Tons | Metal Products and Machinery | New
| ImiTgsd224 | 33234.5575 | 7339.4894 | 0 | 4406.1623 | 44980.2092 | 44974.3125 | 44974.3125 | 19151.6328 | 64125.9454 | 64125.9454 | 0.70144 | 0.70144 | 163639.5102 | 163639.5102 | 0.27487 | 73337.551 | 30.158 | 18269.8133 | HE Air Cooled Chiller - All Compressor Types - 100 Tons | Miscellaneous Manufacturing | Turnover
| ImiNgsd224 | 33234.5575 | 7339.4894 | 0 | 4406.1623 | 44980.2092 | 44974.3125 | 44974.3125 | 19151.6328 | 64125.9454 | 64125.9454 | 0.70144 | 0.70144 | 163639.5102 | 163639.5102 | 0.27487 | 73337.551 | 30.158 | 18269.8133 | HE Air Cooled Chiller - All Compressor Types - 100 Tons | Miscellaneous Manufacturing | New
| IprTgsd224 | 33234.5575 | 7339.4894 | 0 | 4406.1623 | 44980.2092 | 44974.3125 | 44974.3125 | 19151.6328 | 64125.9454 | 64125.9454 | 0.70144 | 0.70144 | 163639.5102 | 163639.5102 | 0.27487 | 73337.551 | 30.158 | 18269.8133 | HE Air Cooled Chiller - All Compressor Types - 100 Tons | Primary Resources Industries | Turnover
| IprNgsd224 | 33234.5575 | 7339.4894 | 0 | 4406.1623 | 44980.2092 | 44974.3125 | 44974.3125 | 19151.6328 | 64125.9454 | 64125.9454 | 0.70144 | 0.70144 | 163639.5102 | 163639.5102 | 0.27487 | 73337.551 | 30.158 | 18269.8133 | HE Air Cooled Chiller - All Compressor Types - 100 Tons | Primary Resources Industries | New
| IstTgsd224 | 33234.5575 | 7339.4894 | 0 | 4406.1623 | 44980.2092 | 44974.3125 | 44974.3125 | 19151.6328 | 64125.9454 | 64125.9454 | 0.70144 | 0.70144 | 163639.5102 | 163639.5102 | 0.27487 | 73337.551 | 30.158 | 18269.8133 | HE Air Cooled Chiller - All Compressor Types - 100 Tons | Stone/Clay/Glass/Concrete | Turnover
| IstNgsd224 | 33234.5575 | 7339.4894 | 0 | 4406.1623 | 44980.2092 | 44974.3125 | 44974.3125 | 19151.6328 | 64125.9454 | 64125.9454 | 0.70144 | 0.70144 | 163639.5102 | 163639.5102 | 0.27487 | 73337.551 | 30.158 | 18269.8133 | HE Air Cooled Chiller - All Compressor Types - 100 Tons | Stone/Clay/Glass/Concrete | New
| IteTgsd224 | 33234.5575 | 7339.4894 | 0 | 4406.1623 | 44980.2092 | 44974.3125 | 44974.3125 | 19151.6328 | 64125.9454 | 64125.9454 | 0.70144 | 0.70144 | 163639.5102 | 163639.5102 | 0.27487 | 73337.551 | 30.158 | 18269.8133 | HE Air Cooled Chiller - All Compressor Types - 100 Tons | Textiles and Leather | Turnover
| IteNgsd224 | 33234.5575 | 7339.4894 | 0 | 4406.1623 | 44980.2092 | 44974.3125 | 44974.3125 | 19151.6328 | 64125.9454 | 64125.9454 | 0.70144 | 0.70144 | 163639.5102 | 163639.5102 | 0.27487 | 73337.551 | 30.158 | 18269.8133 | HE Air Cooled Chiller - All Compressor Types - 100 Tons | Textiles and Leather | New
| ItrTgsd224 | 33234.5575 | 7339.4894 | 0 | 4406.1623 | 44980.2092 | 44974.3125 | 44974.3125 | 19151.6328 | 64125.9454 | 64125.9454 | 0.70144 | 0.70144 | 163639.5102 | 163639.5102 | 0.27487 | 73337.551 | 30.158 | 18269.8133 | HE Air Cooled Chiller - All Compressor Types - 100 Tons | Transportation Equipment | Turnover
| ItrNgsd224 | 33234.5575 | 7339.4894 | 0 | 4406.1623 | 44980.2092 | 44974.3125 | 44974.3125 | 19151.6328 | 64125.9454 | 64125.9454 | 0.70144 | 0.70144 | 163639.5102 | 163639.5102 | 0.27487 | 73337.551 | 30.158 | 18269.8133 | HE Air Cooled Chiller - All Compressor Types - 100 Tons | Transportation Equipment | New
| IwaTgsd224 | 33234.5575 | 7339.4894 | 0 | 4406.1623 | 44980.2092 | 44974.3125 | 44974.3125 | 19151.6328 | 64125.9454 | 64125.9454 | 0.70144 | 0.70144 | 163639.5102 | 163639.5102 | 0.27487 | 73337.551 | 30.158 | 18269.8133 | HE Air Cooled Chiller - All Compressor Types - 100 Tons | Water and Wastewater | Turnover
| IwaNgsd224 | 33234.5575 | 7339.4894 | 0 | 4406.1623 | 44980.2092 | 44974.3125 | 44974.3125 | 19151.6328 | 64125.9454 | 64125.9454 | 0.70144 | 0.70144 | 163639.5102 | 163639.5102 | 0.27487 | 73337.551 | 30.158 | 18269.8133 | HE Air Cooled Chiller - All Compressor Types - 100 Tons | Water and Wastewater | New
| IagTgsd225 | 33234.5575 | 7339.4894 | 0 | 4406.1623 | 44980.2092 | 44974.3125 | 44974.3125 | 19151.6328 | 64125.9454 | 64125.9454 | 0.70144 | 0.70144 | 63186.4815 | 63186.4815 | 0.71186 | 73337.551 | 9.2173 | 4596.4269 | HE Air Cooled Chiller - All Compressor Types - 300 Tons | Agriculture and Assembly | Turnover
| IagNgsd225 | 33234.5575 | 7339.4894 | 0 | 4406.1623 | 44980.2092 | 44974.3125 | 44974.3125 | 19151.6328 | 64125.9454 | 64125.9454 | 0.70144 | 0.70144 | 63186.4815 | 63186.4815 | 0.71186 | 73337.551 | 9.2173 | 4596.4269 | HE Air Cooled Chiller - All Compressor Types - 300 Tons | Agriculture and Assembly | New
| IchTgsd225 | 33234.5575 | 7339.4894 | 0 | 4406.1623 | 44980.2092 | 44974.3125 | 44974.3125 | 19151.6328 | 64125.9454 | 64125.9454 | 0.70144 | 0.70144 | 63186.4815 | 63186.4815 | 0.71186 | 73337.551 | 9.2173 | 4596.4269 | HE Air Cooled Chiller - All Compressor Types - 300 Tons | Chemicals and Plastics | Turnover
| IchNgsd225 | 33234.5575 | 7339.4894 | 0 | 4406.1623 | 44980.2092 | 44974.3125 | 44974.3125 | 19151.6328 | 64125.9454 | 64125.9454 | 0.70144 | 0.70144 | 63186.4815 | 63186.4815 | 0.71186 | 73337.551 | 9.2173 | 4596.4269 | HE Air Cooled Chiller - All Compressor Types - 300 Tons | Chemicals and Plastics | New
| IcoTgsd225 | 33234.5575 | 7339.4894 | 0 | 4406.1623 | 44980.2092 | 44974.3125 | 44974.3125 | 19151.6328 | 64125.9454 | 64125.9454 | 0.70144 | 0.70144 | 63186.4815 | 63186.4815 | 0.71186 | 73337.551 | 9.2173 | 4596.4269 | HE Air Cooled Chiller - All Compressor Types - 300 Tons | Construction | Turnover
| IcoNgsd225 | 33234.5575 | 7339.4894 | 0 | 4406.1623 | 44980.2092 | 44974.3125 | 44974.3125 | 19151.6328 | 64125.9454 | 64125.9454 | 0.70144 | 0.70144 | 63186.4815 | 63186.4815 | 0.71186 | 73337.551 | 9.2173 | 4596.4269 | HE Air Cooled Chiller - All Compressor Types - 300 Tons | Construction | New
| IelTgsd225 | 33234.5575 | 7339.4894 | 0 | 4406.1623 | 44980.2092 | 44974.3125 | 44974.3125 | 19151.6328 | 64125.9454 | 64125.9454 | 0.70144 | 0.70144 | 63186.4815 | 63186.4815 | 0.71186 | 73337.551 | 9.2173 | 4596.4269 | HE Air Cooled Chiller - All Compressor Types - 300 Tons | Electrical and Electronic Equip. | Turnover
| IelNgsd225 | 33234.5575 | 7339.4894 | 0 | 4406.1623 | 44980.2092 | 44974.3125 | 44974.3125 | 19151.6328 | 64125.9454 | 64125.9454 | 0.70144 | 0.70144 | 63186.4815 | 63186.4815 | 0.71186 | 73337.551 | 9.2173 | 4596.4269 | HE Air Cooled Chiller - All Compressor Types - 300 Tons | Electrical and Electronic Equip. | New
| IluTgsd225 | 33234.5575 | 7339.4894 | 0 | 4406.1623 | 44980.2092 | 44974.3125 | 44974.3125 | 19151.6328 | 64125.9454 | 64125.9454 | 0.70144 | 0.70144 | 63186.4815 | 63186.4815 | 0.71186 | 73337.551 | 9.2173 | 4596.4269 | HE Air Cooled Chiller - All Compressor Types - 300 Tons | Lumber/Furniture/Pulp/Paper | Turnover
| IluNgsd225 | 33234.5575 | 7339.4894 | 0 | 4406.1623 | 44980.2092 | 44974.3125 | 44974.3125 | 19151.6328 | 64125.9454 | 64125.9454 | 0.70144 | 0.70144 | 63186.4815 | 63186.4815 | 0.71186 | 73337.551 | 9.2173 | 4596.4269 | HE Air Cooled Chiller - All Compressor Types - 300 Tons | Lumber/Furniture/Pulp/Paper | New
| ImeTgsd225 | 33234.5575 | 7339.4894 | 0 | 4406.1623 | 44980.2092 | 44974.3125 | 44974.3125 | 19151.6328 | 64125.9454 | 64125.9454 | 0.70144 | 0.70144 | 63186.4815 | 63186.4815 | 0.71186 | 73337.551 | 9.2173 | 4596.4269 | HE Air Cooled Chiller - All Compressor Types - 300 Tons | Metal Products and Machinery | Turnover
| ImeNgsd225 | 33234.5575 | 7339.4894 | 0 | 4406.1623 | 44980.2092 | 44974.3125 | 44974.3125 | 19151.6328 | 64125.9454 | 64125.9454 | 0.70144 | 0.70144 | 63186.4815 | 63186.4815 | 0.71186 | 73337.551 | 9.2173 | 4596.4269 | HE Air Cooled Chiller - All Compressor Types - 300 Tons | Metal Products and Machinery | New
| ImiTgsd225 | 33234.5575 | 7339.4894 | 0 | 4406.1623 | 44980.2092 | 44974.3125 | 44974.3125 | 19151.6328 | 64125.9454 | 64125.9454 | 0.70144 | 0.70144 | 63186.4815 | 63186.4815 | 0.71186 | 73337.551 | 9.2173 | 4596.4269 | HE Air Cooled Chiller - All Compressor Types - 300 Tons | Miscellaneous Manufacturing | Turnover
| ImiNgsd225 | 33234.5575 | 7339.4894 | 0 | 4406.1623 | 44980.2092 | 44974.3125 | 44974.3125 | 19151.6328 | 64125.9454 | 64125.9454 | 0.70144 | 0.70144 | 63186.4815 | 63186.4815 | 0.71186 | 73337.551 | 9.2173 | 4596.4269 | HE Air Cooled Chiller - All Compressor Types - 300 Tons | Miscellaneous Manufacturing | New
| IprTgsd225 | 33234.5575 | 7339.4894 | 0 | 4406.1623 | 44980.2092 | 44974.3125 | 44974.3125 | 19151.6328 | 64125.9454 | 64125.9454 | 0.70144 | 0.70144 | 63186.4815 | 63186.4815 | 0.71186 | 73337.551 | 9.2173 | 4596.4269 | HE Air Cooled Chiller - All Compressor Types - 300 Tons | Primary Resources Industries | Turnover
| IprNgsd225 | 33234.5575 | 7339.4894 | 0 | 4406.1623 | 44980.2092 | 44974.3125 | 44974.3125 | 19151.6328 | 64125.9454 | 64125.9454 | 0.70144 | 0.70144 | 63186.4815 | 63186.4815 | 0.71186 | 73337.551 | 9.2173 | 4596.4269 | HE Air Cooled Chiller - All Compressor Types - 300 Tons | Primary Resources Industries | New
| IstTgsd225 | 33234.5575 | 7339.4894 | 0 | 4406.1623 | 44980.2092 | 44974.3125 | 44974.3125 | 19151.6328 | 64125.9454 | 64125.9454 | 0.70144 | 0.70144 | 63186.4815 | 63186.4815 | 0.71186 | 73337.551 | 9.2173 | 4596.4269 | HE Air Cooled Chiller - All Compressor Types - 300 Tons | Stone/Clay/Glass/Concrete | Turnover
| IstNgsd225 | 33234.5575 | 7339.4894 | 0 | 4406.1623 | 44980.2092 | 44974.3125 | 44974.3125 | 19151.6328 | 64125.9454 | 64125.9454 | 0.70144 | 0.70144 | 63186.4815 | 63186.4815 | 0.71186 | 73337.551 | 9.2173 | 4596.4269 | HE Air Cooled Chiller - All Compressor Types - 300 Tons | Stone/Clay/Glass/Concrete | New
| IteTgsd225 | 33234.5575 | 7339.4894 | 0 | 4406.1623 | 44980.2092 | 44974.3125 | 44974.3125 | 19151.6328 | 64125.9454 | 64125.9454 | 0.70144 | 0.70144 | 63186.4815 | 63186.4815 | 0.71186 | 73337.551 | 9.2173 | 4596.4269 | HE Air Cooled Chiller - All Compressor Types - 300 Tons | Textiles and Leather | Turnover
| IteNgsd225 | 33234.5575 | 7339.4894 | 0 | 4406.1623 | 44980.2092 | 44974.3125 | 44974.3125 | 19151.6328 | 64125.9454 | 64125.9454 | 0.70144 | 0.70144 | 63186.4815 | 63186.4815 | 0.71186 | 73337.551 | 9.2173 | 4596.4269 | HE Air Cooled Chiller - All Compressor Types - 300 Tons | Textiles and Leather | New
| ItrTgsd225 | 33234.5575 | 7339.4894 | 0 | 4406.1623 | 44980.2092 | 44974.3125 | 44974.3125 | 19151.6328 | 64125.9454 | 64125.9454 | 0.70144 | 0.70144 | 63186.4815 | 63186.4815 | 0.71186 | 73337.551 | 9.2173 | 4596.4269 | HE Air Cooled Chiller - All Compressor Types - 300 Tons | Transportation Equipment | Turnover
| ItrNgsd225 | 33234.5575 | 7339.4894 | 0 | 4406.1623 | 44980.2092 | 44974.3125 | 44974.3125 | 19151.6328 | 64125.9454 | 64125.9454 | 0.70144 | 0.70144 | 63186.4815 | 63186.4815 | 0.71186 | 73337.551 | 9.2173 | 4596.4269 | HE Air Cooled Chiller - All Compressor Types - 300 Tons | Transportation Equipment | New
| IwaTgsd225 | 33234.5575 | 7339.4894 | 0 | 4406.1623 | 44980.2092 | 44974.3125 | 44974.3125 | 19151.6328 | 64125.9454 | 64125.9454 | 0.70144 | 0.70144 | 63186.4815 | 63186.4815 | 0.71186 | 73337.551 | 9.2173 | 4596.4269 | HE Air Cooled Chiller - All Compressor Types - 300 Tons | Water and Wastewater | Turnover
| IwaNgsd225 | 33234.5575 | 7339.4894 | 0 | 4406.1623 | 44980.2092 | 44974.3125 | 44974.3125 | 19151.6328 | 64125.9454 | 64125.9454 | 0.70144 | 0.70144 | 63186.4815 | 63186.4815 | 0.71186 | 73337.551 | 9.2173 | 4596.4269 | HE Air Cooled Chiller - All Compressor Types - 300 Tons | Water and Wastewater | New
| IagTgsd226 | 33234.5575 | 7339.4894 | 0 | 4406.1623 | 44980.2092 | 44974.3125 | 44974.3125 | 19151.6328 | 64125.9454 | 64125.9454 | 0.70144 | 0.70144 | 163909.0814 | 163909.0814 | 0.27442 | 73337.551 | 23.9102 | 14190.2708 | HE DX 11.25-20.0 Tons Elec Heat | Agriculture and Assembly | Turnover
| IagNgsd226 | 33234.5575 | 7339.4894 | 0 | 4406.1623 | 44980.2092 | 44974.3125 | 44974.3125 | 19151.6328 | 64125.9454 | 64125.9454 | 0.70144 | 0.70144 | 163909.0814 | 163909.0814 | 0.27442 | 73337.551 | 23.9102 | 14190.2708 | HE DX 11.25-20.0 Tons Elec Heat | Agriculture and Assembly | New
| IchTgsd226 | 33234.5575 | 7339.4894 | 0 | 4406.1623 | 44980.2092 | 44974.3125 | 44974.3125 | 19151.6328 | 64125.9454 | 64125.9454 | 0.70144 | 0.70144 | 163909.0814 | 163909.0814 | 0.27442 | 73337.551 | 23.9102 | 14190.2708 | HE DX 11.25-20.0 Tons Elec Heat | Chemicals and Plastics | Turnover
| IchNgsd226 | 33234.5575 | 7339.4894 | 0 | 4406.1623 | 44980.2092 | 44974.3125 | 44974.3125 | 19151.6328 | 64125.9454 | 64125.9454 | 0.70144 | 0.70144 | 163909.0814 | 163909.0814 | 0.27442 | 73337.551 | 23.9102 | 14190.2708 | HE DX 11.25-20.0 Tons Elec Heat | Chemicals and Plastics | New
| IcoTgsd226 | 33234.5575 | 7339.4894 | 0 | 4406.1623 | 44980.2092 | 44974.3125 | 44974.3125 | 19151.6328 | 64125.9454 | 64125.9454 | 0.70144 | 0.70144 | 163909.0814 | 163909.0814 | 0.27442 | 73337.551 | 23.9102 | 14190.2708 | HE DX 11.25-20.0 Tons Elec Heat | Construction | Turnover
| IcoNgsd226 | 33234.5575 | 7339.4894 | 0 | 4406.1623 | 44980.2092 | 44974.3125 | 44974.3125 | 19151.6328 | 64125.9454 | 64125.9454 | 0.70144 | 0.70144 | 163909.0814 | 163909.0814 | 0.27442 | 73337.551 | 23.9102 | 14190.2708 | HE DX 11.25-20.0 Tons Elec Heat | Construction | New
| IelTgsd226 | 33234.5575 | 7339.4894 | 0 | 4406.1623 | 44980.2092 | 44974.3125 | 44974.3125 | 19151.6328 | 64125.9454 | 64125.9454 | 0.70144 | 0.70144 | 163909.0814 | 163909.0814 | 0.27442 | 73337.551 | 23.9102 | 14190.2708 | HE DX 11.25-20.0 Tons Elec Heat | Electrical and Electronic Equip. | Turnover
| IelNgsd226 | 33234.5575 | 7339.4894 | 0 | 4406.1623 | 44980.2092 | 44974.3125 | 44974.3125 | 19151.6328 | 64125.9454 | 64125.9454 | 0.70144 | 0.70144 | 163909.0814 | 163909.0814 | 0.27442 | 73337.551 | 23.9102 | 14190.2708 | HE DX 11.25-20.0 Tons Elec Heat | Electrical and Electronic Equip. | New
| IluTgsd226 | 33234.5575 | 7339.4894 | 0 | 4406.1623 | 44980.2092 | 44974.3125 | 44974.3125 | 19151.6328 | 64125.9454 | 64125.9454 | 0.70144 | 0.70144 | 163909.0814 | 163909.0814 | 0.27442 | 73337.551 | 23.9102 | 14190.2708 | HE DX 11.25-20.0 Tons Elec Heat | Lumber/Furniture/Pulp/Paper | Turnover
| IluNgsd226 | 33234.5575 | 7339.4894 | 0 | 4406.1623 | 44980.2092 | 44974.3125 | 44974.3125 | 19151.6328 | 64125.9454 | 64125.9454 | 0.70144 | 0.70144 | 163909.0814 | 163909.0814 | 0.27442 | 73337.551 | 23.9102 | 14190.2708 | HE DX 11.25-20.0 Tons Elec Heat | Lumber/Furniture/Pulp/Paper | New
| ImeTgsd226 | 33234.5575 | 7339.4894 | 0 | 4406.1623 | 44980.2092 | 44974.3125 | 44974.3125 | 19151.6328 | 64125.9454 | 64125.9454 | 0.70144 | 0.70144 | 163909.0814 | 163909.0814 | 0.27442 | 73337.551 | 23.9102 | 14190.2708 | HE DX 11.25-20.0 Tons Elec Heat | Metal Products and Machinery | Turnover
| ImeNgsd226 | 33234.5575 | 7339.4894 | 0 | 4406.1623 | 44980.2092 | 44974.3125 | 44974.3125 | 19151.6328 | 64125.9454 | 64125.9454 | 0.70144 | 0.70144 | 163909.0814 | 163909.0814 | 0.27442 | 73337.551 | 23.9102 | 14190.2708 | HE DX 11.25-20.0 Tons Elec Heat | Metal Products and Machinery | New
| ImiTgsd226 | 33234.5575 | 7339.4894 | 0 | 4406.1623 | 44980.2092 | 44974.3125 | 44974.3125 | 19151.6328 | 64125.9454 | 64125.9454 | 0.70144 | 0.70144 | 163909.0814 | 163909.0814 | 0.27442 | 73337.551 | 23.9102 | 14190.2708 | HE DX 11.25-20.0 Tons Elec Heat | Miscellaneous Manufacturing | Turnover
| ImiNgsd226 | 33234.5575 | 7339.4894 | 0 | 4406.1623 | 44980.2092 | 44974.3125 | 44974.3125 | 19151.6328 | 64125.9454 | 64125.9454 | 0.70144 | 0.70144 | 163909.0814 | 163909.0814 | 0.27442 | 73337.551 | 23.9102 | 14190.2708 | HE DX 11.25-20.0 Tons Elec Heat | Miscellaneous Manufacturing | New
| IprTgsd226 | 33234.5575 | 7339.4894 | 0 | 4406.1623 | 44980.2092 | 44974.3125 | 44974.3125 | 19151.6328 | 64125.9454 | 64125.9454 | 0.70144 | 0.70144 | 163909.0814 | 163909.0814 | 0.27442 | 73337.551 | 23.9102 | 14190.2708 | HE DX 11.25-20.0 Tons Elec Heat | Primary Resources Industries | Turnover
| IprNgsd226 | 33234.5575 | 7339.4894 | 0 | 4406.1623 | 44980.2092 | 44974.3125 | 44974.3125 | 19151.6328 | 64125.9454 | 64125.9454 | 0.70144 | 0.70144 | 163909.0814 | 163909.0814 | 0.27442 | 73337.551 | 23.9102 | 14190.2708 | HE DX 11.25-20.0 Tons Elec Heat | Primary Resources Industries | New
| IstTgsd226 | 33234.5575 | 7339.4894 | 0 | 4406.1623 | 44980.2092 | 44974.3125 | 44974.3125 | 19151.6328 | 64125.9454 | 64125.9454 | 0.70144 | 0.70144 | 163909.0814 | 163909.0814 | 0.27442 | 73337.551 | 23.9102 | 14190.2708 | HE DX 11.25-20.0 Tons Elec Heat | Stone/Clay/Glass/Concrete | Turnover
| IstNgsd226 | 33234.5575 | 7339.4894 | 0 | 4406.1623 | 44980.2092 | 44974.3125 | 44974.3125 | 19151.6328 | 64125.9454 | 64125.9454 | 0.70144 | 0.70144 | 163909.0814 | 163909.0814 | 0.27442 | 73337.551 | 23.9102 | 14190.2708 | HE DX 11.25-20.0 Tons Elec Heat | Stone/Clay/Glass/Concrete | New
| IteTgsd226 | 33234.5575 | 7339.4894 | 0 | 4406.1623 | 44980.2092 | 44974.3125 | 44974.3125 | 19151.6328 | 64125.9454 | 64125.9454 | 0.70144 | 0.70144 | 163909.0814 | 163909.0814 | 0.27442 | 73337.551 | 23.9102 | 14190.2708 | HE DX 11.25-20.0 Tons Elec Heat | Textiles and Leather | Turnover
| IteNgsd226 | 33234.5575 | 7339.4894 | 0 | 4406.1623 | 44980.2092 | 44974.3125 | 44974.3125 | 19151.6328 | 64125.9454 | 64125.9454 | 0.70144 | 0.70144 | 163909.0814 | 163909.0814 | 0.27442 | 73337.551 | 23.9102 | 14190.2708 | HE DX 11.25-20.0 Tons Elec Heat | Textiles and Leather | New
| ItrTgsd226 | 33234.5575 | 7339.4894 | 0 | 4406.1623 | 44980.2092 | 44974.3125 | 44974.3125 | 19151.6328 | 64125.9454 | 64125.9454 | 0.70144 | 0.70144 | 163909.0814 | 163909.0814 | 0.27442 | 73337.551 | 23.9102 | 14190.2708 | HE DX 11.25-20.0 Tons Elec Heat | Transportation Equipment | Turnover
| ItrNgsd226 | 33234.5575 | 7339.4894 | 0 | 4406.1623 | 44980.2092 | 44974.3125 | 44974.3125 | 19151.6328 | 64125.9454 | 64125.9454 | 0.70144 | 0.70144 | 163909.0814 | 163909.0814 | 0.27442 | 73337.551 | 23.9102 | 14190.2708 | HE DX 11.25-20.0 Tons Elec Heat | Transportation Equipment | New
| IwaTgsd226 | 33234.5575 | 7339.4894 | 0 | 4406.1623 | 44980.2092 | 44974.3125 | 44974.3125 | 19151.6328 | 64125.9454 | 64125.9454 | 0.70144 | 0.70144 | 163909.0814 | 163909.0814 | 0.27442 | 73337.551 | 23.9102 | 14190.2708 | HE DX 11.25-20.0 Tons Elec Heat | Water and Wastewater | Turnover
| IwaNgsd226 | 33234.5575 | 7339.4894 | 0 | 4406.1623 | 44980.2092 | 44974.3125 | 44974.3125 | 19151.6328 | 64125.9454 | 64125.9454 | 0.70144 | 0.70144 | 163909.0814 | 163909.0814 | 0.27442 | 73337.551 | 23.9102 | 14190.2708 | HE DX 11.25-20.0 Tons Elec Heat | Water and Wastewater | New
| IagTgsd227 | 33234.5575 | 7339.4894 | 0 | 4406.1623 | 44980.2092 | 44974.3125 | 44974.3125 | 19151.6328 | 64125.9454 | 64125.9454 | 0.70144 | 0.70144 | 169545.7292 | 169545.7292 | 0.2653 | 73337.551 | 24.7325 | 14727.1625 | HE DX 11.25-20.0 Tons Other Heat | Agriculture and Assembly | Turnover
| IagNgsd227 | 33234.5575 | 7339.4894 | 0 | 4406.1623 | 44980.2092 | 44974.3125 | 44974.3125 | 19151.6328 | 64125.9454 | 64125.9454 | 0.70144 | 0.70144 | 169545.7292 | 169545.7292 | 0.2653 | 73337.551 | 24.7325 | 14727.1625 | HE DX 11.25-20.0 Tons Other Heat | Agriculture and Assembly | New
| IchTgsd227 | 33234.5575 | 7339.4894 | 0 | 4406.1623 | 44980.2092 | 44974.3125 | 44974.3125 | 19151.6328 | 64125.9454 | 64125.9454 | 0.70144 | 0.70144 | 169545.7292 | 169545.7292 | 0.2653 | 73337.551 | 24.7325 | 14727.1625 | HE DX 11.25-20.0 Tons Other Heat | Chemicals and Plastics | Turnover
| IchNgsd227 | 33234.5575 | 7339.4894 | 0 | 4406.1623 | 44980.2092 | 44974.3125 | 44974.3125 | 19151.6328 | 64125.9454 | 64125.9454 | 0.70144 | 0.70144 | 169545.7292 | 169545.7292 | 0.2653 | 73337.551 | 24.7325 | 14727.1625 | HE DX 11.25-20.0 Tons Other Heat | Chemicals and Plastics | New
| IcoTgsd227 | 33234.5575 | 7339.4894 | 0 | 4406.1623 | 44980.2092 | 44974.3125 | 44974.3125 | 19151.6328 | 64125.9454 | 64125.9454 | 0.70144 | 0.70144 | 169545.7292 | 169545.7292 | 0.2653 | 73337.551 | 24.7325 | 14727.1625 | HE DX 11.25-20.0 Tons Other Heat | Construction | Turnover
| IcoNgsd227 | 33234.5575 | 7339.4894 | 0 | 4406.1623 | 44980.2092 | 44974.3125 | 44974.3125 | 19151.6328 | 64125.9454 | 64125.9454 | 0.70144 | 0.70144 | 169545.7292 | 169545.7292 | 0.2653 | 73337.551 | 24.7325 | 14727.1625 | HE DX 11.25-20.0 Tons Other Heat | Construction | New
| IelTgsd227 | 33234.5575 | 7339.4894 | 0 | 4406.1623 | 44980.2092 | 44974.3125 | 44974.3125 | 19151.6328 | 64125.9454 | 64125.9454 | 0.70144 | 0.70144 | 169545.7292 | 169545.7292 | 0.2653 | 73337.551 | 24.7325 | 14727.1625 | HE DX 11.25-20.0 Tons Other Heat | Electrical and Electronic Equip. | Turnover
| IelNgsd227 | 33234.5575 | 7339.4894 | 0 | 4406.1623 | 44980.2092 | 44974.3125 | 44974.3125 | 19151.6328 | 64125.9454 | 64125.9454 | 0.70144 | 0.70144 | 169545.7292 | 169545.7292 | 0.2653 | 73337.551 | 24.7325 | 14727.1625 | HE DX 11.25-20.0 Tons Other Heat | Electrical and Electronic Equip. | New
| IluTgsd227 | 33234.5575 | 7339.4894 | 0 | 4406.1623 | 44980.2092 | 44974.3125 | 44974.3125 | 19151.6328 | 64125.9454 | 64125.9454 | 0.70144 | 0.70144 | 169545.7292 | 169545.7292 | 0.2653 | 73337.551 | 24.7325 | 14727.1625 | HE DX 11.25-20.0 Tons Other Heat | Lumber/Furniture/Pulp/Paper | Turnover
| IluNgsd227 | 33234.5575 | 7339.4894 | 0 | 4406.1623 | 44980.2092 | 44974.3125 | 44974.3125 | 19151.6328 | 64125.9454 | 64125.9454 | 0.70144 | 0.70144 | 169545.7292 | 169545.7292 | 0.2653 | 73337.551 | 24.7325 | 14727.1625 | HE DX 11.25-20.0 Tons Other Heat | Lumber/Furniture/Pulp/Paper | New
| ImeTgsd227 | 33234.5575 | 7339.4894 | 0 | 4406.1623 | 44980.2092 | 44974.3125 | 44974.3125 | 19151.6328 | 64125.9454 | 64125.9454 | 0.70144 | 0.70144 | 169545.7292 | 169545.7292 | 0.2653 | 73337.551 | 24.7325 | 14727.1625 | HE DX 11.25-20.0 Tons Other Heat | Metal Products and Machinery | Turnover
| ImeNgsd227 | 33234.5575 | 7339.4894 | 0 | 4406.1623 | 44980.2092 | 44974.3125 | 44974.3125 | 19151.6328 | 64125.9454 | 64125.9454 | 0.70144 | 0.70144 | 169545.7292 | 169545.7292 | 0.2653 | 73337.551 | 24.7325 | 14727.1625 | HE DX 11.25-20.0 Tons Other Heat | Metal Products and Machinery | New
| ImiTgsd227 | 33234.5575 | 7339.4894 | 0 | 4406.1623 | 44980.2092 | 44974.3125 | 44974.3125 | 19151.6328 | 64125.9454 | 64125.9454 | 0.70144 | 0.70144 | 169545.7292 | 169545.7292 | 0.2653 | 73337.551 | 24.7325 | 14727.1625 | HE DX 11.25-20.0 Tons Other Heat | Miscellaneous Manufacturing | Turnover
| ImiNgsd227 | 33234.5575 | 7339.4894 | 0 | 4406.1623 | 44980.2092 | 44974.3125 | 44974.3125 | 19151.6328 | 64125.9454 | 64125.9454 | 0.70144 | 0.70144 | 169545.7292 | 169545.7292 | 0.2653 | 73337.551 | 24.7325 | 14727.1625 | HE DX 11.25-20.0 Tons Other Heat | Miscellaneous Manufacturing | New
| IprTgsd227 | 33234.5575 | 7339.4894 | 0 | 4406.1623 | 44980.2092 | 44974.3125 | 44974.3125 | 19151.6328 | 64125.9454 | 64125.9454 | 0.70144 | 0.70144 | 169545.7292 | 169545.7292 | 0.2653 | 73337.551 | 24.7325 | 14727.1625 | HE DX 11.25-20.0 Tons Other Heat | Primary Resources Industries | Turnover
| IprNgsd227 | 33234.5575 | 7339.4894 | 0 | 4406.1623 | 44980.2092 | 44974.3125 | 44974.3125 | 19151.6328 | 64125.9454 | 64125.9454 | 0.70144 | 0.70144 | 169545.7292 | 169545.7292 | 0.2653 | 73337.551 | 24.7325 | 14727.1625 | HE DX 11.25-20.0 Tons Other Heat | Primary Resources Industries | New
| IstTgsd227 | 33234.5575 | 7339.4894 | 0 | 4406.1623 | 44980.2092 | 44974.3125 | 44974.3125 | 19151.6328 | 64125.9454 | 64125.9454 | 0.70144 | 0.70144 | 169545.7292 | 169545.7292 | 0.2653 | 73337.551 | 24.7325 | 14727.1625 | HE DX 11.25-20.0 Tons Other Heat | Stone/Clay/Glass/Concrete | Turnover
| IstNgsd227 | 33234.5575 | 7339.4894 | 0 | 4406.1623 | 44980.2092 | 44974.3125 | 44974.3125 | 19151.6328 | 64125.9454 | 64125.9454 | 0.70144 | 0.70144 | 169545.7292 | 169545.7292 | 0.2653 | 73337.551 | 24.7325 | 14727.1625 | HE DX 11.25-20.0 Tons Other Heat | Stone/Clay/Glass/Concrete | New
| IteTgsd227 | 33234.5575 | 7339.4894 | 0 | 4406.1623 | 44980.2092 | 44974.3125 | 44974.3125 | 19151.6328 | 64125.9454 | 64125.9454 | 0.70144 | 0.70144 | 169545.7292 | 169545.7292 | 0.2653 | 73337.551 | 24.7325 | 14727.1625 | HE DX 11.25-20.0 Tons Other Heat | Textiles and Leather | Turnover
| IteNgsd227 | 33234.5575 | 7339.4894 | 0 | 4406.1623 | 44980.2092 | 44974.3125 | 44974.3125 | 19151.6328 | 64125.9454 | 64125.9454 | 0.70144 | 0.70144 | 169545.7292 | 169545.7292 | 0.2653 | 73337.551 | 24.7325 | 14727.1625 | HE DX 11.25-20.0 Tons Other Heat | Textiles and Leather | New
| ItrTgsd227 | 33234.5575 | 7339.4894 | 0 | 4406.1623 | 44980.2092 | 44974.3125 | 44974.3125 | 19151.6328 | 64125.9454 | 64125.9454 | 0.70144 | 0.70144 | 169545.7292 | 169545.7292 | 0.2653 | 73337.551 | 24.7325 | 14727.1625 | HE DX 11.25-20.0 Tons Other Heat | Transportation Equipment | Turnover
| ItrNgsd227 | 33234.5575 | 7339.4894 | 0 | 4406.1623 | 44980.2092 | 44974.3125 | 44974.3125 | 19151.6328 | 64125.9454 | 64125.9454 | 0.70144 | 0.70144 | 169545.7292 | 169545.7292 | 0.2653 | 73337.551 | 24.7325 | 14727.1625 | HE DX 11.25-20.0 Tons Other Heat | Transportation Equipment | New
| IwaTgsd227 | 33234.5575 | 7339.4894 | 0 | 4406.1623 | 44980.2092 | 44974.3125 | 44974.3125 | 19151.6328 | 64125.9454 | 64125.9454 | 0.70144 | 0.70144 | 169545.7292 | 169545.7292 | 0.2653 | 73337.551 | 24.7325 | 14727.1625 | HE DX 11.25-20.0 Tons Other Heat | Water and Wastewater | Turnover
| IwaNgsd227 | 33234.5575 | 7339.4894 | 0 | 4406.1623 | 44980.2092 | 44974.3125 | 44974.3125 | 19151.6328 | 64125.9454 | 64125.9454 | 0.70144 | 0.70144 | 169545.7292 | 169545.7292 | 0.2653 | 73337.551 | 24.7325 | 14727.1625 | HE DX 11.25-20.0 Tons Other Heat | Water and Wastewater | New
| IagTgsd228 | 33234.5575 | 7339.4894 | 0 | 4406.1623 | 44980.2092 | 44974.3125 | 44974.3125 | 19151.6328 | 64125.9454 | 64125.9454 | 0.70144 | 0.70144 | 110214.5767 | 110214.5767 | 0.40811 | 73337.551 | 16.0776 | 9075.8605 | HE DX 5.4-11.25 Tons Elect Heat | Agriculture and Assembly | Turnover
| IagNgsd228 | 33234.5575 | 7339.4894 | 0 | 4406.1623 | 44980.2092 | 44974.3125 | 44974.3125 | 19151.6328 | 64125.9454 | 64125.9454 | 0.70144 | 0.70144 | 110214.5767 | 110214.5767 | 0.40811 | 73337.551 | 16.0776 | 9075.8605 | HE DX 5.4-11.25 Tons Elect Heat | Agriculture and Assembly | New
| IchTgsd228 | 33234.5575 | 7339.4894 | 0 | 4406.1623 | 44980.2092 | 44974.3125 | 44974.3125 | 19151.6328 | 64125.9454 | 64125.9454 | 0.70144 | 0.70144 | 110214.5767 | 110214.5767 | 0.40811 | 73337.551 | 16.0776 | 9075.8605 | HE DX 5.4-11.25 Tons Elect Heat | Chemicals and Plastics | Turnover
| IchNgsd228 | 33234.5575 | 7339.4894 | 0 | 4406.1623 | 44980.2092 | 44974.3125 | 44974.3125 | 19151.6328 | 64125.9454 | 64125.9454 | 0.70144 | 0.70144 | 110214.5767 | 110214.5767 | 0.40811 | 73337.551 | 16.0776 | 9075.8605 | HE DX 5.4-11.25 Tons Elect Heat | Chemicals and Plastics | New
| IcoTgsd228 | 33234.5575 | 7339.4894 | 0 | 4406.1623 | 44980.2092 | 44974.3125 | 44974.3125 | 19151.6328 | 64125.9454 | 64125.9454 | 0.70144 | 0.70144 | 110214.5767 | 110214.5767 | 0.40811 | 73337.551 | 16.0776 | 9075.8605 | HE DX 5.4-11.25 Tons Elect Heat | Construction | Turnover
| IcoNgsd228 | 33234.5575 | 7339.4894 | 0 | 4406.1623 | 44980.2092 | 44974.3125 | 44974.3125 | 19151.6328 | 64125.9454 | 64125.9454 | 0.70144 | 0.70144 | 110214.5767 | 110214.5767 | 0.40811 | 73337.551 | 16.0776 | 9075.8605 | HE DX 5.4-11.25 Tons Elect Heat | Construction | New
| IelTgsd228 | 33234.5575 | 7339.4894 | 0 | 4406.1623 | 44980.2092 | 44974.3125 | 44974.3125 | 19151.6328 | 64125.9454 | 64125.9454 | 0.70144 | 0.70144 | 110214.5767 | 110214.5767 | 0.40811 | 73337.551 | 16.0776 | 9075.8605 | HE DX 5.4-11.25 Tons Elect Heat | Electrical and Electronic Equip. | Turnover
| IelNgsd228 | 33234.5575 | 7339.4894 | 0 | 4406.1623 | 44980.2092 | 44974.3125 | 44974.3125 | 19151.6328 | 64125.9454 | 64125.9454 | 0.70144 | 0.70144 | 110214.5767 | 110214.5767 | 0.40811 | 73337.551 | 16.0776 | 9075.8605 | HE DX 5.4-11.25 Tons Elect Heat | Electrical and Electronic Equip. | New
| IluTgsd228 | 33234.5575 | 7339.4894 | 0 | 4406.1623 | 44980.2092 | 44974.3125 | 44974.3125 | 19151.6328 | 64125.9454 | 64125.9454 | 0.70144 | 0.70144 | 110214.5767 | 110214.5767 | 0.40811 | 73337.551 | 16.0776 | 9075.8605 | HE DX 5.4-11.25 Tons Elect Heat | Lumber/Furniture/Pulp/Paper | Turnover
| IluNgsd228 | 33234.5575 | 7339.4894 | 0 | 4406.1623 | 44980.2092 | 44974.3125 | 44974.3125 | 19151.6328 | 64125.9454 | 64125.9454 | 0.70144 | 0.70144 | 110214.5767 | 110214.5767 | 0.40811 | 73337.551 | 16.0776 | 9075.8605 | HE DX 5.4-11.25 Tons Elect Heat | Lumber/Furniture/Pulp/Paper | New
| ImeTgsd228 | 33234.5575 | 7339.4894 | 0 | 4406.1623 | 44980.2092 | 44974.3125 | 44974.3125 | 19151.6328 | 64125.9454 | 64125.9454 | 0.70144 | 0.70144 | 110214.5767 | 110214.5767 | 0.40811 | 73337.551 | 16.0776 | 9075.8605 | HE DX 5.4-11.25 Tons Elect Heat | Metal Products and Machinery | Turnover
| ImeNgsd228 | 33234.5575 | 7339.4894 | 0 | 4406.1623 | 44980.2092 | 44974.3125 | 44974.3125 | 19151.6328 | 64125.9454 | 64125.9454 | 0.70144 | 0.70144 | 110214.5767 | 110214.5767 | 0.40811 | 73337.551 | 16.0776 | 9075.8605 | HE DX 5.4-11.25 Tons Elect Heat | Metal Products and Machinery | New
| ImiTgsd228 | 33234.5575 | 7339.4894 | 0 | 4406.1623 | 44980.2092 | 44974.3125 | 44974.3125 | 19151.6328 | 64125.9454 | 64125.9454 | 0.70144 | 0.70144 | 110214.5767 | 110214.5767 | 0.40811 | 73337.551 | 16.0776 | 9075.8605 | HE DX 5.4-11.25 Tons Elect Heat | Miscellaneous Manufacturing | Turnover
| ImiNgsd228 | 33234.5575 | 7339.4894 | 0 | 4406.1623 | 44980.2092 | 44974.3125 | 44974.3125 | 19151.6328 | 64125.9454 | 64125.9454 | 0.70144 | 0.70144 | 110214.5767 | 110214.5767 | 0.40811 | 73337.551 | 16.0776 | 9075.8605 | HE DX 5.4-11.25 Tons Elect Heat | Miscellaneous Manufacturing | New
| IprTgsd228 | 33234.5575 | 7339.4894 | 0 | 4406.1623 | 44980.2092 | 44974.3125 | 44974.3125 | 19151.6328 | 64125.9454 | 64125.9454 | 0.70144 | 0.70144 | 110214.5767 | 110214.5767 | 0.40811 | 73337.551 | 16.0776 | 9075.8605 | HE DX 5.4-11.25 Tons Elect Heat | Primary Resources Industries | Turnover
| IprNgsd228 | 33234.5575 | 7339.4894 | 0 | 4406.1623 | 44980.2092 | 44974.3125 | 44974.3125 | 19151.6328 | 64125.9454 | 64125.9454 | 0.70144 | 0.70144 | 110214.5767 | 110214.5767 | 0.40811 | 73337.551 | 16.0776 | 9075.8605 | HE DX 5.4-11.25 Tons Elect Heat | Primary Resources Industries | New
| IstTgsd228 | 33234.5575 | 7339.4894 | 0 | 4406.1623 | 44980.2092 | 44974.3125 | 44974.3125 | 19151.6328 | 64125.9454 | 64125.9454 | 0.70144 | 0.70144 | 110214.5767 | 110214.5767 | 0.40811 | 73337.551 | 16.0776 | 9075.8605 | HE DX 5.4-11.25 Tons Elect Heat | Stone/Clay/Glass/Concrete | Turnover
| IstNgsd228 | 33234.5575 | 7339.4894 | 0 | 4406.1623 | 44980.2092 | 44974.3125 | 44974.3125 | 19151.6328 | 64125.9454 | 64125.9454 | 0.70144 | 0.70144 | 110214.5767 | 110214.5767 | 0.40811 | 73337.551 | 16.0776 | 9075.8605 | HE DX 5.4-11.25 Tons Elect Heat | Stone/Clay/Glass/Concrete | New
| IteTgsd228 | 33234.5575 | 7339.4894 | 0 | 4406.1623 | 44980.2092 | 44974.3125 | 44974.3125 | 19151.6328 | 64125.9454 | 64125.9454 | 0.70144 | 0.70144 | 110214.5767 | 110214.5767 | 0.40811 | 73337.551 | 16.0776 | 9075.8605 | HE DX 5.4-11.25 Tons Elect Heat | Textiles and Leather | Turnover
| IteNgsd228 | 33234.5575 | 7339.4894 | 0 | 4406.1623 | 44980.2092 | 44974.3125 | 44974.3125 | 19151.6328 | 64125.9454 | 64125.9454 | 0.70144 | 0.70144 | 110214.5767 | 110214.5767 | 0.40811 | 73337.551 | 16.0776 | 9075.8605 | HE DX 5.4-11.25 Tons Elect Heat | Textiles and Leather | New
| ItrTgsd228 | 33234.5575 | 7339.4894 | 0 | 4406.1623 | 44980.2092 | 44974.3125 | 44974.3125 | 19151.6328 | 64125.9454 | 64125.9454 | 0.70144 | 0.70144 | 110214.5767 | 110214.5767 | 0.40811 | 73337.551 | 16.0776 | 9075.8605 | HE DX 5.4-11.25 Tons Elect Heat | Transportation Equipment | Turnover
| ItrNgsd228 | 33234.5575 | 7339.4894 | 0 | 4406.1623 | 44980.2092 | 44974.3125 | 44974.3125 | 19151.6328 | 64125.9454 | 64125.9454 | 0.70144 | 0.70144 | 110214.5767 | 110214.5767 | 0.40811 | 73337.551 | 16.0776 | 9075.8605 | HE DX 5.4-11.25 Tons Elect Heat | Transportation Equipment | New
| IwaTgsd228 | 33234.5575 | 7339.4894 | 0 | 4406.1623 | 44980.2092 | 44974.3125 | 44974.3125 | 19151.6328 | 64125.9454 | 64125.9454 | 0.70144 | 0.70144 | 110214.5767 | 110214.5767 | 0.40811 | 73337.551 | 16.0776 | 9075.8605 | HE DX 5.4-11.25 Tons Elect Heat | Water and Wastewater | Turnover
| IwaNgsd228 | 33234.5575 | 7339.4894 | 0 | 4406.1623 | 44980.2092 | 44974.3125 | 44974.3125 | 19151.6328 | 64125.9454 | 64125.9454 | 0.70144 | 0.70144 | 110214.5767 | 110214.5767 | 0.40811 | 73337.551 | 16.0776 | 9075.8605 | HE DX 5.4-11.25 Tons Elect Heat | Water and Wastewater | New
| IagTgsd229 | 33234.5575 | 7339.4894 | 0 | 4406.1623 | 44980.2092 | 44974.3125 | 44974.3125 | 19151.6328 | 64125.9454 | 64125.9454 | 0.70144 | 0.70144 | 112583.2161 | 112583.2161 | 0.39953 | 73337.551 | 16.4231 | 9301.4736 | HE DX 5.4-11.25 Tons Other Heat | Agriculture and Assembly | Turnover
| IagNgsd229 | 33234.5575 | 7339.4894 | 0 | 4406.1623 | 44980.2092 | 44974.3125 | 44974.3125 | 19151.6328 | 64125.9454 | 64125.9454 | 0.70144 | 0.70144 | 112583.2161 | 112583.2161 | 0.39953 | 73337.551 | 16.4231 | 9301.4736 | HE DX 5.4-11.25 Tons Other Heat | Agriculture and Assembly | New
| IchTgsd229 | 33234.5575 | 7339.4894 | 0 | 4406.1623 | 44980.2092 | 44974.3125 | 44974.3125 | 19151.6328 | 64125.9454 | 64125.9454 | 0.70144 | 0.70144 | 112583.2161 | 112583.2161 | 0.39953 | 73337.551 | 16.4231 | 9301.4736 | HE DX 5.4-11.25 Tons Other Heat | Chemicals and Plastics | Turnover
| IchNgsd229 | 33234.5575 | 7339.4894 | 0 | 4406.1623 | 44980.2092 | 44974.3125 | 44974.3125 | 19151.6328 | 64125.9454 | 64125.9454 | 0.70144 | 0.70144 | 112583.2161 | 112583.2161 | 0.39953 | 73337.551 | 16.4231 | 9301.4736 | HE DX 5.4-11.25 Tons Other Heat | Chemicals and Plastics | New
| IcoTgsd229 | 33234.5575 | 7339.4894 | 0 | 4406.1623 | 44980.2092 | 44974.3125 | 44974.3125 | 19151.6328 | 64125.9454 | 64125.9454 | 0.70144 | 0.70144 | 112583.2161 | 112583.2161 | 0.39953 | 73337.551 | 16.4231 | 9301.4736 | HE DX 5.4-11.25 Tons Other Heat | Construction | Turnover
| IcoNgsd229 | 33234.5575 | 7339.4894 | 0 | 4406.1623 | 44980.2092 | 44974.3125 | 44974.3125 | 19151.6328 | 64125.9454 | 64125.9454 | 0.70144 | 0.70144 | 112583.2161 | 112583.2161 | 0.39953 | 73337.551 | 16.4231 | 9301.4736 | HE DX 5.4-11.25 Tons Other Heat | Construction | New
| IelTgsd229 | 33234.5575 | 7339.4894 | 0 | 4406.1623 | 44980.2092 | 44974.3125 | 44974.3125 | 19151.6328 | 64125.9454 | 64125.9454 | 0.70144 | 0.70144 | 112583.2161 | 112583.2161 | 0.39953 | 73337.551 | 16.4231 | 9301.4736 | HE DX 5.4-11.25 Tons Other Heat | Electrical and Electronic Equip. | Turnover
| IelNgsd229 | 33234.5575 | 7339.4894 | 0 | 4406.1623 | 44980.2092 | 44974.3125 | 44974.3125 | 19151.6328 | 64125.9454 | 64125.9454 | 0.70144 | 0.70144 | 112583.2161 | 112583.2161 | 0.39953 | 73337.551 | 16.4231 | 9301.4736 | HE DX 5.4-11.25 Tons Other Heat | Electrical and Electronic Equip. | New
| IluTgsd229 | 33234.5575 | 7339.4894 | 0 | 4406.1623 | 44980.2092 | 44974.3125 | 44974.3125 | 19151.6328 | 64125.9454 | 64125.9454 | 0.70144 | 0.70144 | 112583.2161 | 112583.2161 | 0.39953 | 73337.551 | 16.4231 | 9301.4736 | HE DX 5.4-11.25 Tons Other Heat | Lumber/Furniture/Pulp/Paper | Turnover
| IluNgsd229 | 33234.5575 | 7339.4894 | 0 | 4406.1623 | 44980.2092 | 44974.3125 | 44974.3125 | 19151.6328 | 64125.9454 | 64125.9454 | 0.70144 | 0.70144 | 112583.2161 | 112583.2161 | 0.39953 | 73337.551 | 16.4231 | 9301.4736 | HE DX 5.4-11.25 Tons Other Heat | Lumber/Furniture/Pulp/Paper | New
| ImeTgsd229 | 33234.5575 | 7339.4894 | 0 | 4406.1623 | 44980.2092 | 44974.3125 | 44974.3125 | 19151.6328 | 64125.9454 | 64125.9454 | 0.70144 | 0.70144 | 112583.2161 | 112583.2161 | 0.39953 | 73337.551 | 16.4231 | 9301.4736 | HE DX 5.4-11.25 Tons Other Heat | Metal Products and Machinery | Turnover
| ImeNgsd229 | 33234.5575 | 7339.4894 | 0 | 4406.1623 | 44980.2092 | 44974.3125 | 44974.3125 | 19151.6328 | 64125.9454 | 64125.9454 | 0.70144 | 0.70144 | 112583.2161 | 112583.2161 | 0.39953 | 73337.551 | 16.4231 | 9301.4736 | HE DX 5.4-11.25 Tons Other Heat | Metal Products and Machinery | New
| ImiTgsd229 | 33234.5575 | 7339.4894 | 0 | 4406.1623 | 44980.2092 | 44974.3125 | 44974.3125 | 19151.6328 | 64125.9454 | 64125.9454 | 0.70144 | 0.70144 | 112583.2161 | 112583.2161 | 0.39953 | 73337.551 | 16.4231 | 9301.4736 | HE DX 5.4-11.25 Tons Other Heat | Miscellaneous Manufacturing | Turnover
| ImiNgsd229 | 33234.5575 | 7339.4894 | 0 | 4406.1623 | 44980.2092 | 44974.3125 | 44974.3125 | 19151.6328 | 64125.9454 | 64125.9454 | 0.70144 | 0.70144 | 112583.2161 | 112583.2161 | 0.39953 | 73337.551 | 16.4231 | 9301.4736 | HE DX 5.4-11.25 Tons Other Heat | Miscellaneous Manufacturing | New
| IprTgsd229 | 33234.5575 | 7339.4894 | 0 | 4406.1623 | 44980.2092 | 44974.3125 | 44974.3125 | 19151.6328 | 64125.9454 | 64125.9454 | 0.70144 | 0.70144 | 112583.2161 | 112583.2161 | 0.39953 | 73337.551 | 16.4231 | 9301.4736 | HE DX 5.4-11.25 Tons Other Heat | Primary Resources Industries | Turnover
| IprNgsd229 | 33234.5575 | 7339.4894 | 0 | 4406.1623 | 44980.2092 | 44974.3125 | 44974.3125 | 19151.6328 | 64125.9454 | 64125.9454 | 0.70144 | 0.70144 | 112583.2161 | 112583.2161 | 0.39953 | 73337.551 | 16.4231 | 9301.4736 | HE DX 5.4-11.25 Tons Other Heat | Primary Resources Industries | New
| IstTgsd229 | 33234.5575 | 7339.4894 | 0 | 4406.1623 | 44980.2092 | 44974.3125 | 44974.3125 | 19151.6328 | 64125.9454 | 64125.9454 | 0.70144 | 0.70144 | 112583.2161 | 112583.2161 | 0.39953 | 73337.551 | 16.4231 | 9301.4736 | HE DX 5.4-11.25 Tons Other Heat | Stone/Clay/Glass/Concrete | Turnover
| IstNgsd229 | 33234.5575 | 7339.4894 | 0 | 4406.1623 | 44980.2092 | 44974.3125 | 44974.3125 | 19151.6328 | 64125.9454 | 64125.9454 | 0.70144 | 0.70144 | 112583.2161 | 112583.2161 | 0.39953 | 73337.551 | 16.4231 | 9301.4736 | HE DX 5.4-11.25 Tons Other Heat | Stone/Clay/Glass/Concrete | New
| IteTgsd229 | 33234.5575 | 7339.4894 | 0 | 4406.1623 | 44980.2092 | 44974.3125 | 44974.3125 | 19151.6328 | 64125.9454 | 64125.9454 | 0.70144 | 0.70144 | 112583.2161 | 112583.2161 | 0.39953 | 73337.551 | 16.4231 | 9301.4736 | HE DX 5.4-11.25 Tons Other Heat | Textiles and Leather | Turnover
| IteNgsd229 | 33234.5575 | 7339.4894 | 0 | 4406.1623 | 44980.2092 | 44974.3125 | 44974.3125 | 19151.6328 | 64125.9454 | 64125.9454 | 0.70144 | 0.70144 | 112583.2161 | 112583.2161 | 0.39953 | 73337.551 | 16.4231 | 9301.4736 | HE DX 5.4-11.25 Tons Other Heat | Textiles and Leather | New
| ItrTgsd229 | 33234.5575 | 7339.4894 | 0 | 4406.1623 | 44980.2092 | 44974.3125 | 44974.3125 | 19151.6328 | 64125.9454 | 64125.9454 | 0.70144 | 0.70144 | 112583.2161 | 112583.2161 | 0.39953 | 73337.551 | 16.4231 | 9301.4736 | HE DX 5.4-11.25 Tons Other Heat | Transportation Equipment | Turnover
| ItrNgsd229 | 33234.5575 | 7339.4894 | 0 | 4406.1623 | 44980.2092 | 44974.3125 | 44974.3125 | 19151.6328 | 64125.9454 | 64125.9454 | 0.70144 | 0.70144 | 112583.2161 | 112583.2161 | 0.39953 | 73337.551 | 16.4231 | 9301.4736 | HE DX 5.4-11.25 Tons Other Heat | Transportation Equipment | New
| IwaTgsd229 | 33234.5575 | 7339.4894 | 0 | 4406.1623 | 44980.2092 | 44974.3125 | 44974.3125 | 19151.6328 | 64125.9454 | 64125.9454 | 0.70144 | 0.70144 | 112583.2161 | 112583.2161 | 0.39953 | 73337.551 | 16.4231 | 9301.4736 | HE DX 5.4-11.25 Tons Other Heat | Water and Wastewater | Turnover
| IwaNgsd229 | 33234.5575 | 7339.4894 | 0 | 4406.1623 | 44980.2092 | 44974.3125 | 44974.3125 | 19151.6328 | 64125.9454 | 64125.9454 | 0.70144 | 0.70144 | 112583.2161 | 112583.2161 | 0.39953 | 73337.551 | 16.4231 | 9301.4736 | HE DX 5.4-11.25 Tons Other Heat | Water and Wastewater | New
| IagTgsd230 | 33234.5575 | 7339.4894 | 0 | 4406.1623 | 44980.2092 | 44974.3125 | 44974.3125 | 19151.6328 | 64125.9454 | 64125.9454 | 0.70144 | 0.70144 | 76370.5965 | 76370.5965 | 0.58897 | 73337.551 | 11.1406 | 5852.2156 | HE DX Less than 5.4 Tons Elect Heat | Agriculture and Assembly | Turnover
| IagNgsd230 | 33234.5575 | 7339.4894 | 0 | 4406.1623 | 44980.2092 | 44974.3125 | 44974.3125 | 19151.6328 | 64125.9454 | 64125.9454 | 0.70144 | 0.70144 | 76370.5965 | 76370.5965 | 0.58897 | 73337.551 | 11.1406 | 5852.2156 | HE DX Less than 5.4 Tons Elect Heat | Agriculture and Assembly | New
| IchTgsd230 | 33234.5575 | 7339.4894 | 0 | 4406.1623 | 44980.2092 | 44974.3125 | 44974.3125 | 19151.6328 | 64125.9454 | 64125.9454 | 0.70144 | 0.70144 | 76370.5965 | 76370.5965 | 0.58897 | 73337.551 | 11.1406 | 5852.2156 | HE DX Less than 5.4 Tons Elect Heat | Chemicals and Plastics | Turnover
| IchNgsd230 | 33234.5575 | 7339.4894 | 0 | 4406.1623 | 44980.2092 | 44974.3125 | 44974.3125 | 19151.6328 | 64125.9454 | 64125.9454 | 0.70144 | 0.70144 | 76370.5965 | 76370.5965 | 0.58897 | 73337.551 | 11.1406 | 5852.2156 | HE DX Less than 5.4 Tons Elect Heat | Chemicals and Plastics | New
| IcoTgsd230 | 33234.5575 | 7339.4894 | 0 | 4406.1623 | 44980.2092 | 44974.3125 | 44974.3125 | 19151.6328 | 64125.9454 | 64125.9454 | 0.70144 | 0.70144 | 76370.5965 | 76370.5965 | 0.58897 | 73337.551 | 11.1406 | 5852.2156 | HE DX Less than 5.4 Tons Elect Heat | Construction | Turnover
| IcoNgsd230 | 33234.5575 | 7339.4894 | 0 | 4406.1623 | 44980.2092 | 44974.3125 | 44974.3125 | 19151.6328 | 64125.9454 | 64125.9454 | 0.70144 | 0.70144 | 76370.5965 | 76370.5965 | 0.58897 | 73337.551 | 11.1406 | 5852.2156 | HE DX Less than 5.4 Tons Elect Heat | Construction | New
| IelTgsd230 | 33234.5575 | 7339.4894 | 0 | 4406.1623 | 44980.2092 | 44974.3125 | 44974.3125 | 19151.6328 | 64125.9454 | 64125.9454 | 0.70144 | 0.70144 | 76370.5965 | 76370.5965 | 0.58897 | 73337.551 | 11.1406 | 5852.2156 | HE DX Less than 5.4 Tons Elect Heat | Electrical and Electronic Equip. | Turnover
| IelNgsd230 | 33234.5575 | 7339.4894 | 0 | 4406.1623 | 44980.2092 | 44974.3125 | 44974.3125 | 19151.6328 | 64125.9454 | 64125.9454 | 0.70144 | 0.70144 | 76370.5965 | 76370.5965 | 0.58897 | 73337.551 | 11.1406 | 5852.2156 | HE DX Less than 5.4 Tons Elect Heat | Electrical and Electronic Equip. | New
| IluTgsd230 | 33234.5575 | 7339.4894 | 0 | 4406.1623 | 44980.2092 | 44974.3125 | 44974.3125 | 19151.6328 | 64125.9454 | 64125.9454 | 0.70144 | 0.70144 | 76370.5965 | 76370.5965 | 0.58897 | 73337.551 | 11.1406 | 5852.2156 | HE DX Less than 5.4 Tons Elect Heat | Lumber/Furniture/Pulp/Paper | Turnover
| IluNgsd230 | 33234.5575 | 7339.4894 | 0 | 4406.1623 | 44980.2092 | 44974.3125 | 44974.3125 | 19151.6328 | 64125.9454 | 64125.9454 | 0.70144 | 0.70144 | 76370.5965 | 76370.5965 | 0.58897 | 73337.551 | 11.1406 | 5852.2156 | HE DX Less than 5.4 Tons Elect Heat | Lumber/Furniture/Pulp/Paper | New
| ImeTgsd230 | 33234.5575 | 7339.4894 | 0 | 4406.1623 | 44980.2092 | 44974.3125 | 44974.3125 | 19151.6328 | 64125.9454 | 64125.9454 | 0.70144 | 0.70144 | 76370.5965 | 76370.5965 | 0.58897 | 73337.551 | 11.1406 | 5852.2156 | HE DX Less than 5.4 Tons Elect Heat | Metal Products and Machinery | Turnover
| ImeNgsd230 | 33234.5575 | 7339.4894 | 0 | 4406.1623 | 44980.2092 | 44974.3125 | 44974.3125 | 19151.6328 | 64125.9454 | 64125.9454 | 0.70144 | 0.70144 | 76370.5965 | 76370.5965 | 0.58897 | 73337.551 | 11.1406 | 5852.2156 | HE DX Less than 5.4 Tons Elect Heat | Metal Products and Machinery | New
| ImiTgsd230 | 33234.5575 | 7339.4894 | 0 | 4406.1623 | 44980.2092 | 44974.3125 | 44974.3125 | 19151.6328 | 64125.9454 | 64125.9454 | 0.70144 | 0.70144 | 76370.5965 | 76370.5965 | 0.58897 | 73337.551 | 11.1406 | 5852.2156 | HE DX Less than 5.4 Tons Elect Heat | Miscellaneous Manufacturing | Turnover
| ImiNgsd230 | 33234.5575 | 7339.4894 | 0 | 4406.1623 | 44980.2092 | 44974.3125 | 44974.3125 | 19151.6328 | 64125.9454 | 64125.9454 | 0.70144 | 0.70144 | 76370.5965 | 76370.5965 | 0.58897 | 73337.551 | 11.1406 | 5852.2156 | HE DX Less than 5.4 Tons Elect Heat | Miscellaneous Manufacturing | New
| IprTgsd230 | 33234.5575 | 7339.4894 | 0 | 4406.1623 | 44980.2092 | 44974.3125 | 44974.3125 | 19151.6328 | 64125.9454 | 64125.9454 | 0.70144 | 0.70144 | 76370.5965 | 76370.5965 | 0.58897 | 73337.551 | 11.1406 | 5852.2156 | HE DX Less than 5.4 Tons Elect Heat | Primary Resources Industries | Turnover
| IprNgsd230 | 33234.5575 | 7339.4894 | 0 | 4406.1623 | 44980.2092 | 44974.3125 | 44974.3125 | 19151.6328 | 64125.9454 | 64125.9454 | 0.70144 | 0.70144 | 76370.5965 | 76370.5965 | 0.58897 | 73337.551 | 11.1406 | 5852.2156 | HE DX Less than 5.4 Tons Elect Heat | Primary Resources Industries | New
| IstTgsd230 | 33234.5575 | 7339.4894 | 0 | 4406.1623 | 44980.2092 | 44974.3125 | 44974.3125 | 19151.6328 | 64125.9454 | 64125.9454 | 0.70144 | 0.70144 | 76370.5965 | 76370.5965 | 0.58897 | 73337.551 | 11.1406 | 5852.2156 | HE DX Less than 5.4 Tons Elect Heat | Stone/Clay/Glass/Concrete | Turnover
| IstNgsd230 | 33234.5575 | 7339.4894 | 0 | 4406.1623 | 44980.2092 | 44974.3125 | 44974.3125 | 19151.6328 | 64125.9454 | 64125.9454 | 0.70144 | 0.70144 | 76370.5965 | 76370.5965 | 0.58897 | 73337.551 | 11.1406 | 5852.2156 | HE DX Less than 5.4 Tons Elect Heat | Stone/Clay/Glass/Concrete | New
| IteTgsd230 | 33234.5575 | 7339.4894 | 0 | 4406.1623 | 44980.2092 | 44974.3125 | 44974.3125 | 19151.6328 | 64125.9454 | 64125.9454 | 0.70144 | 0.70144 | 76370.5965 | 76370.5965 | 0.58897 | 73337.551 | 11.1406 | 5852.2156 | HE DX Less than 5.4 Tons Elect Heat | Textiles and Leather | Turnover
| IteNgsd230 | 33234.5575 | 7339.4894 | 0 | 4406.1623 | 44980.2092 | 44974.3125 | 44974.3125 | 19151.6328 | 64125.9454 | 64125.9454 | 0.70144 | 0.70144 | 76370.5965 | 76370.5965 | 0.58897 | 73337.551 | 11.1406 | 5852.2156 | HE DX Less than 5.4 Tons Elect Heat | Textiles and Leather | New
| ItrTgsd230 | 33234.5575 | 7339.4894 | 0 | 4406.1623 | 44980.2092 | 44974.3125 | 44974.3125 | 19151.6328 | 64125.9454 | 64125.9454 | 0.70144 | 0.70144 | 76370.5965 | 76370.5965 | 0.58897 | 73337.551 | 11.1406 | 5852.2156 | HE DX Less than 5.4 Tons Elect Heat | Transportation Equipment | Turnover
| ItrNgsd230 | 33234.5575 | 7339.4894 | 0 | 4406.1623 | 44980.2092 | 44974.3125 | 44974.3125 | 19151.6328 | 64125.9454 | 64125.9454 | 0.70144 | 0.70144 | 76370.5965 | 76370.5965 | 0.58897 | 73337.551 | 11.1406 | 5852.2156 | HE DX Less than 5.4 Tons Elect Heat | Transportation Equipment | New
| IwaTgsd230 | 33234.5575 | 7339.4894 | 0 | 4406.1623 | 44980.2092 | 44974.3125 | 44974.3125 | 19151.6328 | 64125.9454 | 64125.9454 | 0.70144 | 0.70144 | 76370.5965 | 76370.5965 | 0.58897 | 73337.551 | 11.1406 | 5852.2156 | HE DX Less than 5.4 Tons Elect Heat | Water and Wastewater | Turnover
| IwaNgsd230 | 33234.5575 | 7339.4894 | 0 | 4406.1623 | 44980.2092 | 44974.3125 | 44974.3125 | 19151.6328 | 64125.9454 | 64125.9454 | 0.70144 | 0.70144 | 76370.5965 | 76370.5965 | 0.58897 | 73337.551 | 11.1406 | 5852.2156 | HE DX Less than 5.4 Tons Elect Heat | Water and Wastewater | New
| IagTgsd231 | 33234.5575 | 7339.4894 | 0 | 4406.1623 | 44980.2092 | 44974.3125 | 44974.3125 | 19151.6328 | 64125.9454 | 64125.9454 | 0.70144 | 0.70144 | 84213.9078 | 84213.9078 | 0.53412 | 73337.551 | 12.2847 | 6599.2926 | HE DX Less than 5.4 Tons Other Heat | Agriculture and Assembly | Turnover
| IagNgsd231 | 33234.5575 | 7339.4894 | 0 | 4406.1623 | 44980.2092 | 44974.3125 | 44974.3125 | 19151.6328 | 64125.9454 | 64125.9454 | 0.70144 | 0.70144 | 84213.9078 | 84213.9078 | 0.53412 | 73337.551 | 12.2847 | 6599.2926 | HE DX Less than 5.4 Tons Other Heat | Agriculture and Assembly | New
| IchTgsd231 | 33234.5575 | 7339.4894 | 0 | 4406.1623 | 44980.2092 | 44974.3125 | 44974.3125 | 19151.6328 | 64125.9454 | 64125.9454 | 0.70144 | 0.70144 | 84213.9078 | 84213.9078 | 0.53412 | 73337.551 | 12.2847 | 6599.2926 | HE DX Less than 5.4 Tons Other Heat | Chemicals and Plastics | Turnover
| IchNgsd231 | 33234.5575 | 7339.4894 | 0 | 4406.1623 | 44980.2092 | 44974.3125 | 44974.3125 | 19151.6328 | 64125.9454 | 64125.9454 | 0.70144 | 0.70144 | 84213.9078 | 84213.9078 | 0.53412 | 73337.551 | 12.2847 | 6599.2926 | HE DX Less than 5.4 Tons Other Heat | Chemicals and Plastics | New
| IcoTgsd231 | 33234.5575 | 7339.4894 | 0 | 4406.1623 | 44980.2092 | 44974.3125 | 44974.3125 | 19151.6328 | 64125.9454 | 64125.9454 | 0.70144 | 0.70144 | 84213.9078 | 84213.9078 | 0.53412 | 73337.551 | 12.2847 | 6599.2926 | HE DX Less than 5.4 Tons Other Heat | Construction | Turnover
| IcoNgsd231 | 33234.5575 | 7339.4894 | 0 | 4406.1623 | 44980.2092 | 44974.3125 | 44974.3125 | 19151.6328 | 64125.9454 | 64125.9454 | 0.70144 | 0.70144 | 84213.9078 | 84213.9078 | 0.53412 | 73337.551 | 12.2847 | 6599.2926 | HE DX Less than 5.4 Tons Other Heat | Construction | New
| IelTgsd231 | 33234.5575 | 7339.4894 | 0 | 4406.1623 | 44980.2092 | 44974.3125 | 44974.3125 | 19151.6328 | 64125.9454 | 64125.9454 | 0.70144 | 0.70144 | 84213.9078 | 84213.9078 | 0.53412 | 73337.551 | 12.2847 | 6599.2926 | HE DX Less than 5.4 Tons Other Heat | Electrical and Electronic Equip. | Turnover
| IelNgsd231 | 33234.5575 | 7339.4894 | 0 | 4406.1623 | 44980.2092 | 44974.3125 | 44974.3125 | 19151.6328 | 64125.9454 | 64125.9454 | 0.70144 | 0.70144 | 84213.9078 | 84213.9078 | 0.53412 | 73337.551 | 12.2847 | 6599.2926 | HE DX Less than 5.4 Tons Other Heat | Electrical and Electronic Equip. | New
| IluTgsd231 | 33234.5575 | 7339.4894 | 0 | 4406.1623 | 44980.2092 | 44974.3125 | 44974.3125 | 19151.6328 | 64125.9454 | 64125.9454 | 0.70144 | 0.70144 | 84213.9078 | 84213.9078 | 0.53412 | 73337.551 | 12.2847 | 6599.2926 | HE DX Less than 5.4 Tons Other Heat | Lumber/Furniture/Pulp/Paper | Turnover
| IluNgsd231 | 33234.5575 | 7339.4894 | 0 | 4406.1623 | 44980.2092 | 44974.3125 | 44974.3125 | 19151.6328 | 64125.9454 | 64125.9454 | 0.70144 | 0.70144 | 84213.9078 | 84213.9078 | 0.53412 | 73337.551 | 12.2847 | 6599.2926 | HE DX Less than 5.4 Tons Other Heat | Lumber/Furniture/Pulp/Paper | New
| ImeTgsd231 | 33234.5575 | 7339.4894 | 0 | 4406.1623 | 44980.2092 | 44974.3125 | 44974.3125 | 19151.6328 | 64125.9454 | 64125.9454 | 0.70144 | 0.70144 | 84213.9078 | 84213.9078 | 0.53412 | 73337.551 | 12.2847 | 6599.2926 | HE DX Less than 5.4 Tons Other Heat | Metal Products and Machinery | Turnover
| ImeNgsd231 | 33234.5575 | 7339.4894 | 0 | 4406.1623 | 44980.2092 | 44974.3125 | 44974.3125 | 19151.6328 | 64125.9454 | 64125.9454 | 0.70144 | 0.70144 | 84213.9078 | 84213.9078 | 0.53412 | 73337.551 | 12.2847 | 6599.2926 | HE DX Less than 5.4 Tons Other Heat | Metal Products and Machinery | New
| ImiTgsd231 | 33234.5575 | 7339.4894 | 0 | 4406.1623 | 44980.2092 | 44974.3125 | 44974.3125 | 19151.6328 | 64125.9454 | 64125.9454 | 0.70144 | 0.70144 | 84213.9078 | 84213.9078 | 0.53412 | 73337.551 | 12.2847 | 6599.2926 | HE DX Less than 5.4 Tons Other Heat | Miscellaneous Manufacturing | Turnover
| ImiNgsd231 | 33234.5575 | 7339.4894 | 0 | 4406.1623 | 44980.2092 | 44974.3125 | 44974.3125 | 19151.6328 | 64125.9454 | 64125.9454 | 0.70144 | 0.70144 | 84213.9078 | 84213.9078 | 0.53412 | 73337.551 | 12.2847 | 6599.2926 | HE DX Less than 5.4 Tons Other Heat | Miscellaneous Manufacturing | New
| IprTgsd231 | 33234.5575 | 7339.4894 | 0 | 4406.1623 | 44980.2092 | 44974.3125 | 44974.3125 | 19151.6328 | 64125.9454 | 64125.9454 | 0.70144 | 0.70144 | 84213.9078 | 84213.9078 | 0.53412 | 73337.551 | 12.2847 | 6599.2926 | HE DX Less than 5.4 Tons Other Heat | Primary Resources Industries | Turnover
| IprNgsd231 | 33234.5575 | 7339.4894 | 0 | 4406.1623 | 44980.2092 | 44974.3125 | 44974.3125 | 19151.6328 | 64125.9454 | 64125.9454 | 0.70144 | 0.70144 | 84213.9078 | 84213.9078 | 0.53412 | 73337.551 | 12.2847 | 6599.2926 | HE DX Less than 5.4 Tons Other Heat | Primary Resources Industries | New
| IstTgsd231 | 33234.5575 | 7339.4894 | 0 | 4406.1623 | 44980.2092 | 44974.3125 | 44974.3125 | 19151.6328 | 64125.9454 | 64125.9454 | 0.70144 | 0.70144 | 84213.9078 | 84213.9078 | 0.53412 | 73337.551 | 12.2847 | 6599.2926 | HE DX Less than 5.4 Tons Other Heat | Stone/Clay/Glass/Concrete | Turnover
| IstNgsd231 | 33234.5575 | 7339.4894 | 0 | 4406.1623 | 44980.2092 | 44974.3125 | 44974.3125 | 19151.6328 | 64125.9454 | 64125.9454 | 0.70144 | 0.70144 | 84213.9078 | 84213.9078 | 0.53412 | 73337.551 | 12.2847 | 6599.2926 | HE DX Less than 5.4 Tons Other Heat | Stone/Clay/Glass/Concrete | New
| IteTgsd231 | 33234.5575 | 7339.4894 | 0 | 4406.1623 | 44980.2092 | 44974.3125 | 44974.3125 | 19151.6328 | 64125.9454 | 64125.9454 | 0.70144 | 0.70144 | 84213.9078 | 84213.9078 | 0.53412 | 73337.551 | 12.2847 | 6599.2926 | HE DX Less than 5.4 Tons Other Heat | Textiles and Leather | Turnover
| IteNgsd231 | 33234.5575 | 7339.4894 | 0 | 4406.1623 | 44980.2092 | 44974.3125 | 44974.3125 | 19151.6328 | 64125.9454 | 64125.9454 | 0.70144 | 0.70144 | 84213.9078 | 84213.9078 | 0.53412 | 73337.551 | 12.2847 | 6599.2926 | HE DX Less than 5.4 Tons Other Heat | Textiles and Leather | New
| ItrTgsd231 | 33234.5575 | 7339.4894 | 0 | 4406.1623 | 44980.2092 | 44974.3125 | 44974.3125 | 19151.6328 | 64125.9454 | 64125.9454 | 0.70144 | 0.70144 | 84213.9078 | 84213.9078 | 0.53412 | 73337.551 | 12.2847 | 6599.2926 | HE DX Less than 5.4 Tons Other Heat | Transportation Equipment | Turnover
| ItrNgsd231 | 33234.5575 | 7339.4894 | 0 | 4406.1623 | 44980.2092 | 44974.3125 | 44974.3125 | 19151.6328 | 64125.9454 | 64125.9454 | 0.70144 | 0.70144 | 84213.9078 | 84213.9078 | 0.53412 | 73337.551 | 12.2847 | 6599.2926 | HE DX Less than 5.4 Tons Other Heat | Transportation Equipment | New
| IwaTgsd231 | 33234.5575 | 7339.4894 | 0 | 4406.1623 | 44980.2092 | 44974.3125 | 44974.3125 | 19151.6328 | 64125.9454 | 64125.9454 | 0.70144 | 0.70144 | 84213.9078 | 84213.9078 | 0.53412 | 73337.551 | 12.2847 | 6599.2926 | HE DX Less than 5.4 Tons Other Heat | Water and Wastewater | Turnover
| IwaNgsd231 | 33234.5575 | 7339.4894 | 0 | 4406.1623 | 44980.2092 | 44974.3125 | 44974.3125 | 19151.6328 | 64125.9454 | 64125.9454 | 0.70144 | 0.70144 | 84213.9078 | 84213.9078 | 0.53412 | 73337.551 | 12.2847 | 6599.2926 | HE DX Less than 5.4 Tons Other Heat | Water and Wastewater | New
| IagTgsd232 | 33234.5575 | 7339.4894 | 0 | 4406.1623 | 44980.2092 | 44974.3125 | 44974.3125 | 19151.6328 | 64125.9454 | 64125.9454 | 0.70144 | 0.70144 | 60134.7414 | 60134.7414 | 0.74799 | 73337.551 | 11.0826 | 5814.3461 | HE Water Cooled Chiller - Centrifugal Compressor - 200 Tons | Agriculture and Assembly | Turnover
| IagNgsd232 | 33234.5575 | 7339.4894 | 0 | 4406.1623 | 44980.2092 | 44974.3125 | 44974.3125 | 19151.6328 | 64125.9454 | 64125.9454 | 0.70144 | 0.70144 | 60134.7414 | 60134.7414 | 0.74799 | 73337.551 | 11.0826 | 5814.3461 | HE Water Cooled Chiller - Centrifugal Compressor - 200 Tons | Agriculture and Assembly | New
| IchTgsd232 | 33234.5575 | 7339.4894 | 0 | 4406.1623 | 44980.2092 | 44974.3125 | 44974.3125 | 19151.6328 | 64125.9454 | 64125.9454 | 0.70144 | 0.70144 | 60134.7414 | 60134.7414 | 0.74799 | 73337.551 | 11.0826 | 5814.3461 | HE Water Cooled Chiller - Centrifugal Compressor - 200 Tons | Chemicals and Plastics | Turnover
| IchNgsd232 | 33234.5575 | 7339.4894 | 0 | 4406.1623 | 44980.2092 | 44974.3125 | 44974.3125 | 19151.6328 | 64125.9454 | 64125.9454 | 0.70144 | 0.70144 | 60134.7414 | 60134.7414 | 0.74799 | 73337.551 | 11.0826 | 5814.3461 | HE Water Cooled Chiller - Centrifugal Compressor - 200 Tons | Chemicals and Plastics | New
| IcoTgsd232 | 33234.5575 | 7339.4894 | 0 | 4406.1623 | 44980.2092 | 44974.3125 | 44974.3125 | 19151.6328 | 64125.9454 | 64125.9454 | 0.70144 | 0.70144 | 60134.7414 | 60134.7414 | 0.74799 | 73337.551 | 11.0826 | 5814.3461 | HE Water Cooled Chiller - Centrifugal Compressor - 200 Tons | Construction | Turnover
| IcoNgsd232 | 33234.5575 | 7339.4894 | 0 | 4406.1623 | 44980.2092 | 44974.3125 | 44974.3125 | 19151.6328 | 64125.9454 | 64125.9454 | 0.70144 | 0.70144 | 60134.7414 | 60134.7414 | 0.74799 | 73337.551 | 11.0826 | 5814.3461 | HE Water Cooled Chiller - Centrifugal Compressor - 200 Tons | Construction | New
| IelTgsd232 | 33234.5575 | 7339.4894 | 0 | 4406.1623 | 44980.2092 | 44974.3125 | 44974.3125 | 19151.6328 | 64125.9454 | 64125.9454 | 0.70144 | 0.70144 | 60134.7414 | 60134.7414 | 0.74799 | 73337.551 | 11.0826 | 5814.3461 | HE Water Cooled Chiller - Centrifugal Compressor - 200 Tons | Electrical and Electronic Equip. | Turnover
| IelNgsd232 | 33234.5575 | 7339.4894 | 0 | 4406.1623 | 44980.2092 | 44974.3125 | 44974.3125 | 19151.6328 | 64125.9454 | 64125.9454 | 0.70144 | 0.70144 | 60134.7414 | 60134.7414 | 0.74799 | 73337.551 | 11.0826 | 5814.3461 | HE Water Cooled Chiller - Centrifugal Compressor - 200 Tons | Electrical and Electronic Equip. | New
| IluTgsd232 | 33234.5575 | 7339.4894 | 0 | 4406.1623 | 44980.2092 | 44974.3125 | 44974.3125 | 19151.6328 | 64125.9454 | 64125.9454 | 0.70144 | 0.70144 | 60134.7414 | 60134.7414 | 0.74799 | 73337.551 | 11.0826 | 5814.3461 | HE Water Cooled Chiller - Centrifugal Compressor - 200 Tons | Lumber/Furniture/Pulp/Paper | Turnover
| IluNgsd232 | 33234.5575 | 7339.4894 | 0 | 4406.1623 | 44980.2092 | 44974.3125 | 44974.3125 | 19151.6328 | 64125.9454 | 64125.9454 | 0.70144 | 0.70144 | 60134.7414 | 60134.7414 | 0.74799 | 73337.551 | 11.0826 | 5814.3461 | HE Water Cooled Chiller - Centrifugal Compressor - 200 Tons | Lumber/Furniture/Pulp/Paper | New
| ImeTgsd232 | 33234.5575 | 7339.4894 | 0 | 4406.1623 | 44980.2092 | 44974.3125 | 44974.3125 | 19151.6328 | 64125.9454 | 64125.9454 | 0.70144 | 0.70144 | 60134.7414 | 60134.7414 | 0.74799 | 73337.551 | 11.0826 | 5814.3461 | HE Water Cooled Chiller - Centrifugal Compressor - 200 Tons | Metal Products and Machinery | Turnover
| ImeNgsd232 | 33234.5575 | 7339.4894 | 0 | 4406.1623 | 44980.2092 | 44974.3125 | 44974.3125 | 19151.6328 | 64125.9454 | 64125.9454 | 0.70144 | 0.70144 | 60134.7414 | 60134.7414 | 0.74799 | 73337.551 | 11.0826 | 5814.3461 | HE Water Cooled Chiller - Centrifugal Compressor - 200 Tons | Metal Products and Machinery | New
| ImiTgsd232 | 33234.5575 | 7339.4894 | 0 | 4406.1623 | 44980.2092 | 44974.3125 | 44974.3125 | 19151.6328 | 64125.9454 | 64125.9454 | 0.70144 | 0.70144 | 60134.7414 | 60134.7414 | 0.74799 | 73337.551 | 11.0826 | 5814.3461 | HE Water Cooled Chiller - Centrifugal Compressor - 200 Tons | Miscellaneous Manufacturing | Turnover
| ImiNgsd232 | 33234.5575 | 7339.4894 | 0 | 4406.1623 | 44980.2092 | 44974.3125 | 44974.3125 | 19151.6328 | 64125.9454 | 64125.9454 | 0.70144 | 0.70144 | 60134.7414 | 60134.7414 | 0.74799 | 73337.551 | 11.0826 | 5814.3461 | HE Water Cooled Chiller - Centrifugal Compressor - 200 Tons | Miscellaneous Manufacturing | New
| IprTgsd232 | 33234.5575 | 7339.4894 | 0 | 4406.1623 | 44980.2092 | 44974.3125 | 44974.3125 | 19151.6328 | 64125.9454 | 64125.9454 | 0.70144 | 0.70144 | 60134.7414 | 60134.7414 | 0.74799 | 73337.551 | 11.0826 | 5814.3461 | HE Water Cooled Chiller - Centrifugal Compressor - 200 Tons | Primary Resources Industries | Turnover
| IprNgsd232 | 33234.5575 | 7339.4894 | 0 | 4406.1623 | 44980.2092 | 44974.3125 | 44974.3125 | 19151.6328 | 64125.9454 | 64125.9454 | 0.70144 | 0.70144 | 60134.7414 | 60134.7414 | 0.74799 | 73337.551 | 11.0826 | 5814.3461 | HE Water Cooled Chiller - Centrifugal Compressor - 200 Tons | Primary Resources Industries | New
| IstTgsd232 | 33234.5575 | 7339.4894 | 0 | 4406.1623 | 44980.2092 | 44974.3125 | 44974.3125 | 19151.6328 | 64125.9454 | 64125.9454 | 0.70144 | 0.70144 | 60134.7414 | 60134.7414 | 0.74799 | 73337.551 | 11.0826 | 5814.3461 | HE Water Cooled Chiller - Centrifugal Compressor - 200 Tons | Stone/Clay/Glass/Concrete | Turnover
| IstNgsd232 | 33234.5575 | 7339.4894 | 0 | 4406.1623 | 44980.2092 | 44974.3125 | 44974.3125 | 19151.6328 | 64125.9454 | 64125.9454 | 0.70144 | 0.70144 | 60134.7414 | 60134.7414 | 0.74799 | 73337.551 | 11.0826 | 5814.3461 | HE Water Cooled Chiller - Centrifugal Compressor - 200 Tons | Stone/Clay/Glass/Concrete | New
| IteTgsd232 | 33234.5575 | 7339.4894 | 0 | 4406.1623 | 44980.2092 | 44974.3125 | 44974.3125 | 19151.6328 | 64125.9454 | 64125.9454 | 0.70144 | 0.70144 | 60134.7414 | 60134.7414 | 0.74799 | 73337.551 | 11.0826 | 5814.3461 | HE Water Cooled Chiller - Centrifugal Compressor - 200 Tons | Textiles and Leather | Turnover
| IteNgsd232 | 33234.5575 | 7339.4894 | 0 | 4406.1623 | 44980.2092 | 44974.3125 | 44974.3125 | 19151.6328 | 64125.9454 | 64125.9454 | 0.70144 | 0.70144 | 60134.7414 | 60134.7414 | 0.74799 | 73337.551 | 11.0826 | 5814.3461 | HE Water Cooled Chiller - Centrifugal Compressor - 200 Tons | Textiles and Leather | New
| ItrTgsd232 | 33234.5575 | 7339.4894 | 0 | 4406.1623 | 44980.2092 | 44974.3125 | 44974.3125 | 19151.6328 | 64125.9454 | 64125.9454 | 0.70144 | 0.70144 | 60134.7414 | 60134.7414 | 0.74799 | 73337.551 | 11.0826 | 5814.3461 | HE Water Cooled Chiller - Centrifugal Compressor - 200 Tons | Transportation Equipment | Turnover
| ItrNgsd232 | 33234.5575 | 7339.4894 | 0 | 4406.1623 | 44980.2092 | 44974.3125 | 44974.3125 | 19151.6328 | 64125.9454 | 64125.9454 | 0.70144 | 0.70144 | 60134.7414 | 60134.7414 | 0.74799 | 73337.551 | 11.0826 | 5814.3461 | HE Water Cooled Chiller - Centrifugal Compressor - 200 Tons | Transportation Equipment | New
| IwaTgsd232 | 33234.5575 | 7339.4894 | 0 | 4406.1623 | 44980.2092 | 44974.3125 | 44974.3125 | 19151.6328 | 64125.9454 | 64125.9454 | 0.70144 | 0.70144 | 60134.7414 | 60134.7414 | 0.74799 | 73337.551 | 11.0826 | 5814.3461 | HE Water Cooled Chiller - Centrifugal Compressor - 200 Tons | Water and Wastewater | Turnover
| IwaNgsd232 | 33234.5575 | 7339.4894 | 0 | 4406.1623 | 44980.2092 | 44974.3125 | 44974.3125 | 19151.6328 | 64125.9454 | 64125.9454 | 0.70144 | 0.70144 | 60134.7414 | 60134.7414 | 0.74799 | 73337.551 | 11.0826 | 5814.3461 | HE Water Cooled Chiller - Centrifugal Compressor - 200 Tons | Water and Wastewater | New
| IagTgsd233 | 33234.5575 | 7339.4894 | 0 | 4406.1623 | 44980.2092 | 44974.3125 | 44974.3125 | 19151.6328 | 64125.9454 | 64125.9454 | 0.70144 | 0.70144 | 48118.1465 | 48118.1465 | 0.93479 | 73337.551 | 8.868 | 4368.3034 | HE Water Cooled Chiller - Centrifugal Compressor - 500 Tons | Agriculture and Assembly | Turnover
| IagNgsd233 | 33234.5575 | 7339.4894 | 0 | 4406.1623 | 44980.2092 | 44974.3125 | 44974.3125 | 19151.6328 | 64125.9454 | 64125.9454 | 0.70144 | 0.70144 | 48118.1465 | 48118.1465 | 0.93479 | 73337.551 | 8.868 | 4368.3034 | HE Water Cooled Chiller - Centrifugal Compressor - 500 Tons | Agriculture and Assembly | New
| IchTgsd233 | 33234.5575 | 7339.4894 | 0 | 4406.1623 | 44980.2092 | 44974.3125 | 44974.3125 | 19151.6328 | 64125.9454 | 64125.9454 | 0.70144 | 0.70144 | 48118.1465 | 48118.1465 | 0.93479 | 73337.551 | 8.868 | 4368.3034 | HE Water Cooled Chiller - Centrifugal Compressor - 500 Tons | Chemicals and Plastics | Turnover
| IchNgsd233 | 33234.5575 | 7339.4894 | 0 | 4406.1623 | 44980.2092 | 44974.3125 | 44974.3125 | 19151.6328 | 64125.9454 | 64125.9454 | 0.70144 | 0.70144 | 48118.1465 | 48118.1465 | 0.93479 | 73337.551 | 8.868 | 4368.3034 | HE Water Cooled Chiller - Centrifugal Compressor - 500 Tons | Chemicals and Plastics | New
| IcoTgsd233 | 33234.5575 | 7339.4894 | 0 | 4406.1623 | 44980.2092 | 44974.3125 | 44974.3125 | 19151.6328 | 64125.9454 | 64125.9454 | 0.70144 | 0.70144 | 48118.1465 | 48118.1465 | 0.93479 | 73337.551 | 8.868 | 4368.3034 | HE Water Cooled Chiller - Centrifugal Compressor - 500 Tons | Construction | Turnover
| IcoNgsd233 | 33234.5575 | 7339.4894 | 0 | 4406.1623 | 44980.2092 | 44974.3125 | 44974.3125 | 19151.6328 | 64125.9454 | 64125.9454 | 0.70144 | 0.70144 | 48118.1465 | 48118.1465 | 0.93479 | 73337.551 | 8.868 | 4368.3034 | HE Water Cooled Chiller - Centrifugal Compressor - 500 Tons | Construction | New
| IelTgsd233 | 33234.5575 | 7339.4894 | 0 | 4406.1623 | 44980.2092 | 44974.3125 | 44974.3125 | 19151.6328 | 64125.9454 | 64125.9454 | 0.70144 | 0.70144 | 48118.1465 | 48118.1465 | 0.93479 | 73337.551 | 8.868 | 4368.3034 | HE Water Cooled Chiller - Centrifugal Compressor - 500 Tons | Electrical and Electronic Equip. | Turnover
| IelNgsd233 | 33234.5575 | 7339.4894 | 0 | 4406.1623 | 44980.2092 | 44974.3125 | 44974.3125 | 19151.6328 | 64125.9454 | 64125.9454 | 0.70144 | 0.70144 | 48118.1465 | 48118.1465 | 0.93479 | 73337.551 | 8.868 | 4368.3034 | HE Water Cooled Chiller - Centrifugal Compressor - 500 Tons | Electrical and Electronic Equip. | New
| IluTgsd233 | 33234.5575 | 7339.4894 | 0 | 4406.1623 | 44980.2092 | 44974.3125 | 44974.3125 | 19151.6328 | 64125.9454 | 64125.9454 | 0.70144 | 0.70144 | 48118.1465 | 48118.1465 | 0.93479 | 73337.551 | 8.868 | 4368.3034 | HE Water Cooled Chiller - Centrifugal Compressor - 500 Tons | Lumber/Furniture/Pulp/Paper | Turnover
| IluNgsd233 | 33234.5575 | 7339.4894 | 0 | 4406.1623 | 44980.2092 | 44974.3125 | 44974.3125 | 19151.6328 | 64125.9454 | 64125.9454 | 0.70144 | 0.70144 | 48118.1465 | 48118.1465 | 0.93479 | 73337.551 | 8.868 | 4368.3034 | HE Water Cooled Chiller - Centrifugal Compressor - 500 Tons | Lumber/Furniture/Pulp/Paper | New
| ImeTgsd233 | 33234.5575 | 7339.4894 | 0 | 4406.1623 | 44980.2092 | 44974.3125 | 44974.3125 | 19151.6328 | 64125.9454 | 64125.9454 | 0.70144 | 0.70144 | 48118.1465 | 48118.1465 | 0.93479 | 73337.551 | 8.868 | 4368.3034 | HE Water Cooled Chiller - Centrifugal Compressor - 500 Tons | Metal Products and Machinery | Turnover
| ImeNgsd233 | 33234.5575 | 7339.4894 | 0 | 4406.1623 | 44980.2092 | 44974.3125 | 44974.3125 | 19151.6328 | 64125.9454 | 64125.9454 | 0.70144 | 0.70144 | 48118.1465 | 48118.1465 | 0.93479 | 73337.551 | 8.868 | 4368.3034 | HE Water Cooled Chiller - Centrifugal Compressor - 500 Tons | Metal Products and Machinery | New
| ImiTgsd233 | 33234.5575 | 7339.4894 | 0 | 4406.1623 | 44980.2092 | 44974.3125 | 44974.3125 | 19151.6328 | 64125.9454 | 64125.9454 | 0.70144 | 0.70144 | 48118.1465 | 48118.1465 | 0.93479 | 73337.551 | 8.868 | 4368.3034 | HE Water Cooled Chiller - Centrifugal Compressor - 500 Tons | Miscellaneous Manufacturing | Turnover
| ImiNgsd233 | 33234.5575 | 7339.4894 | 0 | 4406.1623 | 44980.2092 | 44974.3125 | 44974.3125 | 19151.6328 | 64125.9454 | 64125.9454 | 0.70144 | 0.70144 | 48118.1465 | 48118.1465 | 0.93479 | 73337.551 | 8.868 | 4368.3034 | HE Water Cooled Chiller - Centrifugal Compressor - 500 Tons | Miscellaneous Manufacturing | New
| IprTgsd233 | 33234.5575 | 7339.4894 | 0 | 4406.1623 | 44980.2092 | 44974.3125 | 44974.3125 | 19151.6328 | 64125.9454 | 64125.9454 | 0.70144 | 0.70144 | 48118.1465 | 48118.1465 | 0.93479 | 73337.551 | 8.868 | 4368.3034 | HE Water Cooled Chiller - Centrifugal Compressor - 500 Tons | Primary Resources Industries | Turnover
| IprNgsd233 | 33234.5575 | 7339.4894 | 0 | 4406.1623 | 44980.2092 | 44974.3125 | 44974.3125 | 19151.6328 | 64125.9454 | 64125.9454 | 0.70144 | 0.70144 | 48118.1465 | 48118.1465 | 0.93479 | 73337.551 | 8.868 | 4368.3034 | HE Water Cooled Chiller - Centrifugal Compressor - 500 Tons | Primary Resources Industries | New
| IstTgsd233 | 33234.5575 | 7339.4894 | 0 | 4406.1623 | 44980.2092 | 44974.3125 | 44974.3125 | 19151.6328 | 64125.9454 | 64125.9454 | 0.70144 | 0.70144 | 48118.1465 | 48118.1465 | 0.93479 | 73337.551 | 8.868 | 4368.3034 | HE Water Cooled Chiller - Centrifugal Compressor - 500 Tons | Stone/Clay/Glass/Concrete | Turnover
| IstNgsd233 | 33234.5575 | 7339.4894 | 0 | 4406.1623 | 44980.2092 | 44974.3125 | 44974.3125 | 19151.6328 | 64125.9454 | 64125.9454 | 0.70144 | 0.70144 | 48118.1465 | 48118.1465 | 0.93479 | 73337.551 | 8.868 | 4368.3034 | HE Water Cooled Chiller - Centrifugal Compressor - 500 Tons | Stone/Clay/Glass/Concrete | New
| IteTgsd233 | 33234.5575 | 7339.4894 | 0 | 4406.1623 | 44980.2092 | 44974.3125 | 44974.3125 | 19151.6328 | 64125.9454 | 64125.9454 | 0.70144 | 0.70144 | 48118.1465 | 48118.1465 | 0.93479 | 73337.551 | 8.868 | 4368.3034 | HE Water Cooled Chiller - Centrifugal Compressor - 500 Tons | Textiles and Leather | Turnover
| IteNgsd233 | 33234.5575 | 7339.4894 | 0 | 4406.1623 | 44980.2092 | 44974.3125 | 44974.3125 | 19151.6328 | 64125.9454 | 64125.9454 | 0.70144 | 0.70144 | 48118.1465 | 48118.1465 | 0.93479 | 73337.551 | 8.868 | 4368.3034 | HE Water Cooled Chiller - Centrifugal Compressor - 500 Tons | Textiles and Leather | New
| ItrTgsd233 | 33234.5575 | 7339.4894 | 0 | 4406.1623 | 44980.2092 | 44974.3125 | 44974.3125 | 19151.6328 | 64125.9454 | 64125.9454 | 0.70144 | 0.70144 | 48118.1465 | 48118.1465 | 0.93479 | 73337.551 | 8.868 | 4368.3034 | HE Water Cooled Chiller - Centrifugal Compressor - 500 Tons | Transportation Equipment | Turnover
| ItrNgsd233 | 33234.5575 | 7339.4894 | 0 | 4406.1623 | 44980.2092 | 44974.3125 | 44974.3125 | 19151.6328 | 64125.9454 | 64125.9454 | 0.70144 | 0.70144 | 48118.1465 | 48118.1465 | 0.93479 | 73337.551 | 8.868 | 4368.3034 | HE Water Cooled Chiller - Centrifugal Compressor - 500 Tons | Transportation Equipment | New
| IwaTgsd233 | 33234.5575 | 7339.4894 | 0 | 4406.1623 | 44980.2092 | 44974.3125 | 44974.3125 | 19151.6328 | 64125.9454 | 64125.9454 | 0.70144 | 0.70144 | 48118.1465 | 48118.1465 | 0.93479 | 73337.551 | 8.868 | 4368.3034 | HE Water Cooled Chiller - Centrifugal Compressor - 500 Tons | Water and Wastewater | Turnover
| IwaNgsd233 | 33234.5575 | 7339.4894 | 0 | 4406.1623 | 44980.2092 | 44974.3125 | 44974.3125 | 19151.6328 | 64125.9454 | 64125.9454 | 0.70144 | 0.70144 | 48118.1465 | 48118.1465 | 0.93479 | 73337.551 | 8.868 | 4368.3034 | HE Water Cooled Chiller - Centrifugal Compressor - 500 Tons | Water and Wastewater | New
| IagTgsd234 | 33234.5575 | 7339.4894 | 0 | 4406.1623 | 44980.2092 | 44974.3125 | 44974.3125 | 19151.6328 | 64125.9454 | 64125.9454 | 0.70144 | 0.70144 | 114358.7688 | 114358.7688 | 0.39333 | 73337.551 | 21.0758 | 12339.5099 | HE Water Cooled Chiller - Rotary or Screw Compressor - 175 Tons | Agriculture and Assembly | Turnover
| IagNgsd234 | 33234.5575 | 7339.4894 | 0 | 4406.1623 | 44980.2092 | 44974.3125 | 44974.3125 | 19151.6328 | 64125.9454 | 64125.9454 | 0.70144 | 0.70144 | 114358.7688 | 114358.7688 | 0.39333 | 73337.551 | 21.0758 | 12339.5099 | HE Water Cooled Chiller - Rotary or Screw Compressor - 175 Tons | Agriculture and Assembly | New
| IchTgsd234 | 33234.5575 | 7339.4894 | 0 | 4406.1623 | 44980.2092 | 44974.3125 | 44974.3125 | 19151.6328 | 64125.9454 | 64125.9454 | 0.70144 | 0.70144 | 114358.7688 | 114358.7688 | 0.39333 | 73337.551 | 21.0758 | 12339.5099 | HE Water Cooled Chiller - Rotary or Screw Compressor - 175 Tons | Chemicals and Plastics | Turnover
| IchNgsd234 | 33234.5575 | 7339.4894 | 0 | 4406.1623 | 44980.2092 | 44974.3125 | 44974.3125 | 19151.6328 | 64125.9454 | 64125.9454 | 0.70144 | 0.70144 | 114358.7688 | 114358.7688 | 0.39333 | 73337.551 | 21.0758 | 12339.5099 | HE Water Cooled Chiller - Rotary or Screw Compressor - 175 Tons | Chemicals and Plastics | New
| IcoTgsd234 | 33234.5575 | 7339.4894 | 0 | 4406.1623 | 44980.2092 | 44974.3125 | 44974.3125 | 19151.6328 | 64125.9454 | 64125.9454 | 0.70144 | 0.70144 | 114358.7688 | 114358.7688 | 0.39333 | 73337.551 | 21.0758 | 12339.5099 | HE Water Cooled Chiller - Rotary or Screw Compressor - 175 Tons | Construction | Turnover
| IcoNgsd234 | 33234.5575 | 7339.4894 | 0 | 4406.1623 | 44980.2092 | 44974.3125 | 44974.3125 | 19151.6328 | 64125.9454 | 64125.9454 | 0.70144 | 0.70144 | 114358.7688 | 114358.7688 | 0.39333 | 73337.551 | 21.0758 | 12339.5099 | HE Water Cooled Chiller - Rotary or Screw Compressor - 175 Tons | Construction | New
| IelTgsd234 | 33234.5575 | 7339.4894 | 0 | 4406.1623 | 44980.2092 | 44974.3125 | 44974.3125 | 19151.6328 | 64125.9454 | 64125.9454 | 0.70144 | 0.70144 | 114358.7688 | 114358.7688 | 0.39333 | 73337.551 | 21.0758 | 12339.5099 | HE Water Cooled Chiller - Rotary or Screw Compressor - 175 Tons | Electrical and Electronic Equip. | Turnover
| IelNgsd234 | 33234.5575 | 7339.4894 | 0 | 4406.1623 | 44980.2092 | 44974.3125 | 44974.3125 | 19151.6328 | 64125.9454 | 64125.9454 | 0.70144 | 0.70144 | 114358.7688 | 114358.7688 | 0.39333 | 73337.551 | 21.0758 | 12339.5099 | HE Water Cooled Chiller - Rotary or Screw Compressor - 175 Tons | Electrical and Electronic Equip. | New
| IluTgsd234 | 33234.5575 | 7339.4894 | 0 | 4406.1623 | 44980.2092 | 44974.3125 | 44974.3125 | 19151.6328 | 64125.9454 | 64125.9454 | 0.70144 | 0.70144 | 114358.7688 | 114358.7688 | 0.39333 | 73337.551 | 21.0758 | 12339.5099 | HE Water Cooled Chiller - Rotary or Screw Compressor - 175 Tons | Lumber/Furniture/Pulp/Paper | Turnover
| IluNgsd234 | 33234.5575 | 7339.4894 | 0 | 4406.1623 | 44980.2092 | 44974.3125 | 44974.3125 | 19151.6328 | 64125.9454 | 64125.9454 | 0.70144 | 0.70144 | 114358.7688 | 114358.7688 | 0.39333 | 73337.551 | 21.0758 | 12339.5099 | HE Water Cooled Chiller - Rotary or Screw Compressor - 175 Tons | Lumber/Furniture/Pulp/Paper | New
| ImeTgsd234 | 33234.5575 | 7339.4894 | 0 | 4406.1623 | 44980.2092 | 44974.3125 | 44974.3125 | 19151.6328 | 64125.9454 | 64125.9454 | 0.70144 | 0.70144 | 114358.7688 | 114358.7688 | 0.39333 | 73337.551 | 21.0758 | 12339.5099 | HE Water Cooled Chiller - Rotary or Screw Compressor - 175 Tons | Metal Products and Machinery | Turnover
| ImeNgsd234 | 33234.5575 | 7339.4894 | 0 | 4406.1623 | 44980.2092 | 44974.3125 | 44974.3125 | 19151.6328 | 64125.9454 | 64125.9454 | 0.70144 | 0.70144 | 114358.7688 | 114358.7688 | 0.39333 | 73337.551 | 21.0758 | 12339.5099 | HE Water Cooled Chiller - Rotary or Screw Compressor - 175 Tons | Metal Products and Machinery | New
| ImiTgsd234 | 33234.5575 | 7339.4894 | 0 | 4406.1623 | 44980.2092 | 44974.3125 | 44974.3125 | 19151.6328 | 64125.9454 | 64125.9454 | 0.70144 | 0.70144 | 114358.7688 | 114358.7688 | 0.39333 | 73337.551 | 21.0758 | 12339.5099 | HE Water Cooled Chiller - Rotary or Screw Compressor - 175 Tons | Miscellaneous Manufacturing | Turnover
| ImiNgsd234 | 33234.5575 | 7339.4894 | 0 | 4406.1623 | 44980.2092 | 44974.3125 | 44974.3125 | 19151.6328 | 64125.9454 | 64125.9454 | 0.70144 | 0.70144 | 114358.7688 | 114358.7688 | 0.39333 | 73337.551 | 21.0758 | 12339.5099 | HE Water Cooled Chiller - Rotary or Screw Compressor - 175 Tons | Miscellaneous Manufacturing | New
| IprTgsd234 | 33234.5575 | 7339.4894 | 0 | 4406.1623 | 44980.2092 | 44974.3125 | 44974.3125 | 19151.6328 | 64125.9454 | 64125.9454 | 0.70144 | 0.70144 | 114358.7688 | 114358.7688 | 0.39333 | 73337.551 | 21.0758 | 12339.5099 | HE Water Cooled Chiller - Rotary or Screw Compressor - 175 Tons | Primary Resources Industries | Turnover
| IprNgsd234 | 33234.5575 | 7339.4894 | 0 | 4406.1623 | 44980.2092 | 44974.3125 | 44974.3125 | 19151.6328 | 64125.9454 | 64125.9454 | 0.70144 | 0.70144 | 114358.7688 | 114358.7688 | 0.39333 | 73337.551 | 21.0758 | 12339.5099 | HE Water Cooled Chiller - Rotary or Screw Compressor - 175 Tons | Primary Resources Industries | New
| IstTgsd234 | 33234.5575 | 7339.4894 | 0 | 4406.1623 | 44980.2092 | 44974.3125 | 44974.3125 | 19151.6328 | 64125.9454 | 64125.9454 | 0.70144 | 0.70144 | 114358.7688 | 114358.7688 | 0.39333 | 73337.551 | 21.0758 | 12339.5099 | HE Water Cooled Chiller - Rotary or Screw Compressor - 175 Tons | Stone/Clay/Glass/Concrete | Turnover
| IstNgsd234 | 33234.5575 | 7339.4894 | 0 | 4406.1623 | 44980.2092 | 44974.3125 | 44974.3125 | 19151.6328 | 64125.9454 | 64125.9454 | 0.70144 | 0.70144 | 114358.7688 | 114358.7688 | 0.39333 | 73337.551 | 21.0758 | 12339.5099 | HE Water Cooled Chiller - Rotary or Screw Compressor - 175 Tons | Stone/Clay/Glass/Concrete | New
| IteTgsd234 | 33234.5575 | 7339.4894 | 0 | 4406.1623 | 44980.2092 | 44974.3125 | 44974.3125 | 19151.6328 | 64125.9454 | 64125.9454 | 0.70144 | 0.70144 | 114358.7688 | 114358.7688 | 0.39333 | 73337.551 | 21.0758 | 12339.5099 | HE Water Cooled Chiller - Rotary or Screw Compressor - 175 Tons | Textiles and Leather | Turnover
| IteNgsd234 | 33234.5575 | 7339.4894 | 0 | 4406.1623 | 44980.2092 | 44974.3125 | 44974.3125 | 19151.6328 | 64125.9454 | 64125.9454 | 0.70144 | 0.70144 | 114358.7688 | 114358.7688 | 0.39333 | 73337.551 | 21.0758 | 12339.5099 | HE Water Cooled Chiller - Rotary or Screw Compressor - 175 Tons | Textiles and Leather | New
| ItrTgsd234 | 33234.5575 | 7339.4894 | 0 | 4406.1623 | 44980.2092 | 44974.3125 | 44974.3125 | 19151.6328 | 64125.9454 | 64125.9454 | 0.70144 | 0.70144 | 114358.7688 | 114358.7688 | 0.39333 | 73337.551 | 21.0758 | 12339.5099 | HE Water Cooled Chiller - Rotary or Screw Compressor - 175 Tons | Transportation Equipment | Turnover
| ItrNgsd234 | 33234.5575 | 7339.4894 | 0 | 4406.1623 | 44980.2092 | 44974.3125 | 44974.3125 | 19151.6328 | 64125.9454 | 64125.9454 | 0.70144 | 0.70144 | 114358.7688 | 114358.7688 | 0.39333 | 73337.551 | 21.0758 | 12339.5099 | HE Water Cooled Chiller - Rotary or Screw Compressor - 175 Tons | Transportation Equipment | New
| IwaTgsd234 | 33234.5575 | 7339.4894 | 0 | 4406.1623 | 44980.2092 | 44974.3125 | 44974.3125 | 19151.6328 | 64125.9454 | 64125.9454 | 0.70144 | 0.70144 | 114358.7688 | 114358.7688 | 0.39333 | 73337.551 | 21.0758 | 12339.5099 | HE Water Cooled Chiller - Rotary or Screw Compressor - 175 Tons | Water and Wastewater | Turnover
| IwaNgsd234 | 33234.5575 | 7339.4894 | 0 | 4406.1623 | 44980.2092 | 44974.3125 | 44974.3125 | 19151.6328 | 64125.9454 | 64125.9454 | 0.70144 | 0.70144 | 114358.7688 | 114358.7688 | 0.39333 | 73337.551 | 21.0758 | 12339.5099 | HE Water Cooled Chiller - Rotary or Screw Compressor - 175 Tons | Water and Wastewater | New
| IagTgsd235 | 33234.5575 | 7339.4894 | 0 | 4406.1623 | 44980.2092 | 44974.3125 | 44974.3125 | 19151.6328 | 64125.9454 | 64125.9454 | 0.70144 | 0.70144 | 231642.1664 | 231642.1664 | 0.19418 | 73337.551 | 42.6906 | 26453.0563 | HE Water Cooled Chiller - Rotary or Screw Compressor - 50 Tons | Agriculture and Assembly | Turnover
| IagNgsd235 | 33234.5575 | 7339.4894 | 0 | 4406.1623 | 44980.2092 | 44974.3125 | 44974.3125 | 19151.6328 | 64125.9454 | 64125.9454 | 0.70144 | 0.70144 | 231642.1664 | 231642.1664 | 0.19418 | 73337.551 | 42.6906 | 26453.0563 | HE Water Cooled Chiller - Rotary or Screw Compressor - 50 Tons | Agriculture and Assembly | New
| IchTgsd235 | 33234.5575 | 7339.4894 | 0 | 4406.1623 | 44980.2092 | 44974.3125 | 44974.3125 | 19151.6328 | 64125.9454 | 64125.9454 | 0.70144 | 0.70144 | 231642.1664 | 231642.1664 | 0.19418 | 73337.551 | 42.6906 | 26453.0563 | HE Water Cooled Chiller - Rotary or Screw Compressor - 50 Tons | Chemicals and Plastics | Turnover
| IchNgsd235 | 33234.5575 | 7339.4894 | 0 | 4406.1623 | 44980.2092 | 44974.3125 | 44974.3125 | 19151.6328 | 64125.9454 | 64125.9454 | 0.70144 | 0.70144 | 231642.1664 | 231642.1664 | 0.19418 | 73337.551 | 42.6906 | 26453.0563 | HE Water Cooled Chiller - Rotary or Screw Compressor - 50 Tons | Chemicals and Plastics | New
| IcoTgsd235 | 33234.5575 | 7339.4894 | 0 | 4406.1623 | 44980.2092 | 44974.3125 | 44974.3125 | 19151.6328 | 64125.9454 | 64125.9454 | 0.70144 | 0.70144 | 231642.1664 | 231642.1664 | 0.19418 | 73337.551 | 42.6906 | 26453.0563 | HE Water Cooled Chiller - Rotary or Screw Compressor - 50 Tons | Construction | Turnover
| IcoNgsd235 | 33234.5575 | 7339.4894 | 0 | 4406.1623 | 44980.2092 | 44974.3125 | 44974.3125 | 19151.6328 | 64125.9454 | 64125.9454 | 0.70144 | 0.70144 | 231642.1664 | 231642.1664 | 0.19418 | 73337.551 | 42.6906 | 26453.0563 | HE Water Cooled Chiller - Rotary or Screw Compressor - 50 Tons | Construction | New
| IelTgsd235 | 33234.5575 | 7339.4894 | 0 | 4406.1623 | 44980.2092 | 44974.3125 | 44974.3125 | 19151.6328 | 64125.9454 | 64125.9454 | 0.70144 | 0.70144 | 231642.1664 | 231642.1664 | 0.19418 | 73337.551 | 42.6906 | 26453.0563 | HE Water Cooled Chiller - Rotary or Screw Compressor - 50 Tons | Electrical and Electronic Equip. | Turnover
| IelNgsd235 | 33234.5575 | 7339.4894 | 0 | 4406.1623 | 44980.2092 | 44974.3125 | 44974.3125 | 19151.6328 | 64125.9454 | 64125.9454 | 0.70144 | 0.70144 | 231642.1664 | 231642.1664 | 0.19418 | 73337.551 | 42.6906 | 26453.0563 | HE Water Cooled Chiller - Rotary or Screw Compressor - 50 Tons | Electrical and Electronic Equip. | New
| IluTgsd235 | 33234.5575 | 7339.4894 | 0 | 4406.1623 | 44980.2092 | 44974.3125 | 44974.3125 | 19151.6328 | 64125.9454 | 64125.9454 | 0.70144 | 0.70144 | 231642.1664 | 231642.1664 | 0.19418 | 73337.551 | 42.6906 | 26453.0563 | HE Water Cooled Chiller - Rotary or Screw Compressor - 50 Tons | Lumber/Furniture/Pulp/Paper | Turnover
| IluNgsd235 | 33234.5575 | 7339.4894 | 0 | 4406.1623 | 44980.2092 | 44974.3125 | 44974.3125 | 19151.6328 | 64125.9454 | 64125.9454 | 0.70144 | 0.70144 | 231642.1664 | 231642.1664 | 0.19418 | 73337.551 | 42.6906 | 26453.0563 | HE Water Cooled Chiller - Rotary or Screw Compressor - 50 Tons | Lumber/Furniture/Pulp/Paper | New
| ImeTgsd235 | 33234.5575 | 7339.4894 | 0 | 4406.1623 | 44980.2092 | 44974.3125 | 44974.3125 | 19151.6328 | 64125.9454 | 64125.9454 | 0.70144 | 0.70144 | 231642.1664 | 231642.1664 | 0.19418 | 73337.551 | 42.6906 | 26453.0563 | HE Water Cooled Chiller - Rotary or Screw Compressor - 50 Tons | Metal Products and Machinery | Turnover
| ImeNgsd235 | 33234.5575 | 7339.4894 | 0 | 4406.1623 | 44980.2092 | 44974.3125 | 44974.3125 | 19151.6328 | 64125.9454 | 64125.9454 | 0.70144 | 0.70144 | 231642.1664 | 231642.1664 | 0.19418 | 73337.551 | 42.6906 | 26453.0563 | HE Water Cooled Chiller - Rotary or Screw Compressor - 50 Tons | Metal Products and Machinery | New
| ImiTgsd235 | 33234.5575 | 7339.4894 | 0 | 4406.1623 | 44980.2092 | 44974.3125 | 44974.3125 | 19151.6328 | 64125.9454 | 64125.9454 | 0.70144 | 0.70144 | 231642.1664 | 231642.1664 | 0.19418 | 73337.551 | 42.6906 | 26453.0563 | HE Water Cooled Chiller - Rotary or Screw Compressor - 50 Tons | Miscellaneous Manufacturing | Turnover
| ImiNgsd235 | 33234.5575 | 7339.4894 | 0 | 4406.1623 | 44980.2092 | 44974.3125 | 44974.3125 | 19151.6328 | 64125.9454 | 64125.9454 | 0.70144 | 0.70144 | 231642.1664 | 231642.1664 | 0.19418 | 73337.551 | 42.6906 | 26453.0563 | HE Water Cooled Chiller - Rotary or Screw Compressor - 50 Tons | Miscellaneous Manufacturing | New
| IprTgsd235 | 33234.5575 | 7339.4894 | 0 | 4406.1623 | 44980.2092 | 44974.3125 | 44974.3125 | 19151.6328 | 64125.9454 | 64125.9454 | 0.70144 | 0.70144 | 231642.1664 | 231642.1664 | 0.19418 | 73337.551 | 42.6906 | 26453.0563 | HE Water Cooled Chiller - Rotary or Screw Compressor - 50 Tons | Primary Resources Industries | Turnover
| IprNgsd235 | 33234.5575 | 7339.4894 | 0 | 4406.1623 | 44980.2092 | 44974.3125 | 44974.3125 | 19151.6328 | 64125.9454 | 64125.9454 | 0.70144 | 0.70144 | 231642.1664 | 231642.1664 | 0.19418 | 73337.551 | 42.6906 | 26453.0563 | HE Water Cooled Chiller - Rotary or Screw Compressor - 50 Tons | Primary Resources Industries | New
| IstTgsd235 | 33234.5575 | 7339.4894 | 0 | 4406.1623 | 44980.2092 | 44974.3125 | 44974.3125 | 19151.6328 | 64125.9454 | 64125.9454 | 0.70144 | 0.70144 | 231642.1664 | 231642.1664 | 0.19418 | 73337.551 | 42.6906 | 26453.0563 | HE Water Cooled Chiller - Rotary or Screw Compressor - 50 Tons | Stone/Clay/Glass/Concrete | Turnover
| IstNgsd235 | 33234.5575 | 7339.4894 | 0 | 4406.1623 | 44980.2092 | 44974.3125 | 44974.3125 | 19151.6328 | 64125.9454 | 64125.9454 | 0.70144 | 0.70144 | 231642.1664 | 231642.1664 | 0.19418 | 73337.551 | 42.6906 | 26453.0563 | HE Water Cooled Chiller - Rotary or Screw Compressor - 50 Tons | Stone/Clay/Glass/Concrete | New
| IteTgsd235 | 33234.5575 | 7339.4894 | 0 | 4406.1623 | 44980.2092 | 44974.3125 | 44974.3125 | 19151.6328 | 64125.9454 | 64125.9454 | 0.70144 | 0.70144 | 231642.1664 | 231642.1664 | 0.19418 | 73337.551 | 42.6906 | 26453.0563 | HE Water Cooled Chiller - Rotary or Screw Compressor - 50 Tons | Textiles and Leather | Turnover
| IteNgsd235 | 33234.5575 | 7339.4894 | 0 | 4406.1623 | 44980.2092 | 44974.3125 | 44974.3125 | 19151.6328 | 64125.9454 | 64125.9454 | 0.70144 | 0.70144 | 231642.1664 | 231642.1664 | 0.19418 | 73337.551 | 42.6906 | 26453.0563 | HE Water Cooled Chiller - Rotary or Screw Compressor - 50 Tons | Textiles and Leather | New
| ItrTgsd235 | 33234.5575 | 7339.4894 | 0 | 4406.1623 | 44980.2092 | 44974.3125 | 44974.3125 | 19151.6328 | 64125.9454 | 64125.9454 | 0.70144 | 0.70144 | 231642.1664 | 231642.1664 | 0.19418 | 73337.551 | 42.6906 | 26453.0563 | HE Water Cooled Chiller - Rotary or Screw Compressor - 50 Tons | Transportation Equipment | Turnover
| ItrNgsd235 | 33234.5575 | 7339.4894 | 0 | 4406.1623 | 44980.2092 | 44974.3125 | 44974.3125 | 19151.6328 | 64125.9454 | 64125.9454 | 0.70144 | 0.70144 | 231642.1664 | 231642.1664 | 0.19418 | 73337.551 | 42.6906 | 26453.0563 | HE Water Cooled Chiller - Rotary or Screw Compressor - 50 Tons | Transportation Equipment | New
| IwaTgsd235 | 33234.5575 | 7339.4894 | 0 | 4406.1623 | 44980.2092 | 44974.3125 | 44974.3125 | 19151.6328 | 64125.9454 | 64125.9454 | 0.70144 | 0.70144 | 231642.1664 | 231642.1664 | 0.19418 | 73337.551 | 42.6906 | 26453.0563 | HE Water Cooled Chiller - Rotary or Screw Compressor - 50 Tons | Water and Wastewater | Turnover
| IwaNgsd235 | 33234.5575 | 7339.4894 | 0 | 4406.1623 | 44980.2092 | 44974.3125 | 44974.3125 | 19151.6328 | 64125.9454 | 64125.9454 | 0.70144 | 0.70144 | 231642.1664 | 231642.1664 | 0.19418 | 73337.551 | 42.6906 | 26453.0563 | HE Water Cooled Chiller - Rotary or Screw Compressor - 50 Tons | Water and Wastewater | New
| IagTgsd236 | 33234.5575 | 7339.4894 | 0 | 4406.1623 | 44980.2092 | 44974.3125 | 44974.3125 | 19151.6328 | 64125.9454 | 64125.9454 | 0.70144 | 0.70144 | 44825.7398 | 44825.7398 | 1.0034 | 73337.551 | 3.7175 | 1005.2742 | High Speed Fans | Agriculture and Assembly | Turnover
| IagNgsd236 | 33234.5575 | 7339.4894 | 0 | 4406.1623 | 44980.2092 | 44974.3125 | 44974.3125 | 19151.6328 | 64125.9454 | 64125.9454 | 0.70144 | 0.70144 | 44825.7398 | 44825.7398 | 1.0034 | 73337.551 | 3.7175 | 1005.2742 | High Speed Fans | Agriculture and Assembly | New
| IchTgsd236 | 33234.5575 | 7339.4894 | 0 | 4406.1623 | 44980.2092 | 44974.3125 | 44974.3125 | 19151.6328 | 64125.9454 | 64125.9454 | 0.70144 | 0.70144 | 44825.7398 | 44825.7398 | 1.0034 | 73337.551 | 3.7175 | 1005.2742 | High Speed Fans | Chemicals and Plastics | Turnover
| IchNgsd236 | 33234.5575 | 7339.4894 | 0 | 4406.1623 | 44980.2092 | 44974.3125 | 44974.3125 | 19151.6328 | 64125.9454 | 64125.9454 | 0.70144 | 0.70144 | 44825.7398 | 44825.7398 | 1.0034 | 73337.551 | 3.7175 | 1005.2742 | High Speed Fans | Chemicals and Plastics | New
| IcoTgsd236 | 33234.5575 | 7339.4894 | 0 | 4406.1623 | 44980.2092 | 44974.3125 | 44974.3125 | 19151.6328 | 64125.9454 | 64125.9454 | 0.70144 | 0.70144 | 44825.7398 | 44825.7398 | 1.0034 | 73337.551 | 3.7175 | 1005.2742 | High Speed Fans | Construction | Turnover
| IcoNgsd236 | 33234.5575 | 7339.4894 | 0 | 4406.1623 | 44980.2092 | 44974.3125 | 44974.3125 | 19151.6328 | 64125.9454 | 64125.9454 | 0.70144 | 0.70144 | 44825.7398 | 44825.7398 | 1.0034 | 73337.551 | 3.7175 | 1005.2742 | High Speed Fans | Construction | New
| IelTgsd236 | 33234.5575 | 7339.4894 | 0 | 4406.1623 | 44980.2092 | 44974.3125 | 44974.3125 | 19151.6328 | 64125.9454 | 64125.9454 | 0.70144 | 0.70144 | 44825.7398 | 44825.7398 | 1.0034 | 73337.551 | 3.7175 | 1005.2742 | High Speed Fans | Electrical and Electronic Equip. | Turnover
| IelNgsd236 | 33234.5575 | 7339.4894 | 0 | 4406.1623 | 44980.2092 | 44974.3125 | 44974.3125 | 19151.6328 | 64125.9454 | 64125.9454 | 0.70144 | 0.70144 | 44825.7398 | 44825.7398 | 1.0034 | 73337.551 | 3.7175 | 1005.2742 | High Speed Fans | Electrical and Electronic Equip. | New
| IluTgsd236 | 33234.5575 | 7339.4894 | 0 | 4406.1623 | 44980.2092 | 44974.3125 | 44974.3125 | 19151.6328 | 64125.9454 | 64125.9454 | 0.70144 | 0.70144 | 44825.7398 | 44825.7398 | 1.0034 | 73337.551 | 3.7175 | 1005.2742 | High Speed Fans | Lumber/Furniture/Pulp/Paper | Turnover
| IluNgsd236 | 33234.5575 | 7339.4894 | 0 | 4406.1623 | 44980.2092 | 44974.3125 | 44974.3125 | 19151.6328 | 64125.9454 | 64125.9454 | 0.70144 | 0.70144 | 44825.7398 | 44825.7398 | 1.0034 | 73337.551 | 3.7175 | 1005.2742 | High Speed Fans | Lumber/Furniture/Pulp/Paper | New
| ImeTgsd236 | 33234.5575 | 7339.4894 | 0 | 4406.1623 | 44980.2092 | 44974.3125 | 44974.3125 | 19151.6328 | 64125.9454 | 64125.9454 | 0.70144 | 0.70144 | 44825.7398 | 44825.7398 | 1.0034 | 73337.551 | 3.7175 | 1005.2742 | High Speed Fans | Metal Products and Machinery | Turnover
| ImeNgsd236 | 33234.5575 | 7339.4894 | 0 | 4406.1623 | 44980.2092 | 44974.3125 | 44974.3125 | 19151.6328 | 64125.9454 | 64125.9454 | 0.70144 | 0.70144 | 44825.7398 | 44825.7398 | 1.0034 | 73337.551 | 3.7175 | 1005.2742 | High Speed Fans | Metal Products and Machinery | New
| ImiTgsd236 | 33234.5575 | 7339.4894 | 0 | 4406.1623 | 44980.2092 | 44974.3125 | 44974.3125 | 19151.6328 | 64125.9454 | 64125.9454 | 0.70144 | 0.70144 | 44825.7398 | 44825.7398 | 1.0034 | 73337.551 | 3.7175 | 1005.2742 | High Speed Fans | Miscellaneous Manufacturing | Turnover
| ImiNgsd236 | 33234.5575 | 7339.4894 | 0 | 4406.1623 | 44980.2092 | 44974.3125 | 44974.3125 | 19151.6328 | 64125.9454 | 64125.9454 | 0.70144 | 0.70144 | 44825.7398 | 44825.7398 | 1.0034 | 73337.551 | 3.7175 | 1005.2742 | High Speed Fans | Miscellaneous Manufacturing | New
| IprTgsd236 | 33234.5575 | 7339.4894 | 0 | 4406.1623 | 44980.2092 | 44974.3125 | 44974.3125 | 19151.6328 | 64125.9454 | 64125.9454 | 0.70144 | 0.70144 | 44825.7398 | 44825.7398 | 1.0034 | 73337.551 | 3.7175 | 1005.2742 | High Speed Fans | Primary Resources Industries | Turnover
| IprNgsd236 | 33234.5575 | 7339.4894 | 0 | 4406.1623 | 44980.2092 | 44974.3125 | 44974.3125 | 19151.6328 | 64125.9454 | 64125.9454 | 0.70144 | 0.70144 | 44825.7398 | 44825.7398 | 1.0034 | 73337.551 | 3.7175 | 1005.2742 | High Speed Fans | Primary Resources Industries | New
| IstTgsd236 | 33234.5575 | 7339.4894 | 0 | 4406.1623 | 44980.2092 | 44974.3125 | 44974.3125 | 19151.6328 | 64125.9454 | 64125.9454 | 0.70144 | 0.70144 | 44825.7398 | 44825.7398 | 1.0034 | 73337.551 | 3.7175 | 1005.2742 | High Speed Fans | Stone/Clay/Glass/Concrete | Turnover
| IstNgsd236 | 33234.5575 | 7339.4894 | 0 | 4406.1623 | 44980.2092 | 44974.3125 | 44974.3125 | 19151.6328 | 64125.9454 | 64125.9454 | 0.70144 | 0.70144 | 44825.7398 | 44825.7398 | 1.0034 | 73337.551 | 3.7175 | 1005.2742 | High Speed Fans | Stone/Clay/Glass/Concrete | New
| IteTgsd236 | 33234.5575 | 7339.4894 | 0 | 4406.1623 | 44980.2092 | 44974.3125 | 44974.3125 | 19151.6328 | 64125.9454 | 64125.9454 | 0.70144 | 0.70144 | 44825.7398 | 44825.7398 | 1.0034 | 73337.551 | 3.7175 | 1005.2742 | High Speed Fans | Textiles and Leather | Turnover
| IteNgsd236 | 33234.5575 | 7339.4894 | 0 | 4406.1623 | 44980.2092 | 44974.3125 | 44974.3125 | 19151.6328 | 64125.9454 | 64125.9454 | 0.70144 | 0.70144 | 44825.7398 | 44825.7398 | 1.0034 | 73337.551 | 3.7175 | 1005.2742 | High Speed Fans | Textiles and Leather | New
| ItrTgsd236 | 33234.5575 | 7339.4894 | 0 | 4406.1623 | 44980.2092 | 44974.3125 | 44974.3125 | 19151.6328 | 64125.9454 | 64125.9454 | 0.70144 | 0.70144 | 44825.7398 | 44825.7398 | 1.0034 | 73337.551 | 3.7175 | 1005.2742 | High Speed Fans | Transportation Equipment | Turnover
| ItrNgsd236 | 33234.5575 | 7339.4894 | 0 | 4406.1623 | 44980.2092 | 44974.3125 | 44974.3125 | 19151.6328 | 64125.9454 | 64125.9454 | 0.70144 | 0.70144 | 44825.7398 | 44825.7398 | 1.0034 | 73337.551 | 3.7175 | 1005.2742 | High Speed Fans | Transportation Equipment | New
| IwaTgsd236 | 33234.5575 | 7339.4894 | 0 | 4406.1623 | 44980.2092 | 44974.3125 | 44974.3125 | 19151.6328 | 64125.9454 | 64125.9454 | 0.70144 | 0.70144 | 44825.7398 | 44825.7398 | 1.0034 | 73337.551 | 3.7175 | 1005.2742 | High Speed Fans | Water and Wastewater | Turnover
| IwaNgsd236 | 33234.5575 | 7339.4894 | 0 | 4406.1623 | 44980.2092 | 44974.3125 | 44974.3125 | 19151.6328 | 64125.9454 | 64125.9454 | 0.70144 | 0.70144 | 44825.7398 | 44825.7398 | 1.0034 | 73337.551 | 3.7175 | 1005.2742 | High Speed Fans | Water and Wastewater | New
| IagTgsd237 | 33234.5575 | 7339.4894 | 0 | 4406.1623 | 44980.2092 | 44974.3125 | 44974.3125 | 19151.6328 | 64125.9454 | 64125.9454 | 0.70144 | 0.70144 | 34347.0666 | 34347.0666 | 1.3096 | 73337.551 | 3.1739 | 650.2956 | Packaged Terminal AC | Agriculture and Assembly | Turnover
| IagNgsd237 | 33234.5575 | 7339.4894 | 0 | 4406.1623 | 44980.2092 | 44974.3125 | 44974.3125 | 19151.6328 | 64125.9454 | 64125.9454 | 0.70144 | 0.70144 | 34347.0666 | 34347.0666 | 1.3096 | 73337.551 | 3.1739 | 650.2956 | Packaged Terminal AC | Agriculture and Assembly | New
| IchTgsd237 | 33234.5575 | 7339.4894 | 0 | 4406.1623 | 44980.2092 | 44974.3125 | 44974.3125 | 19151.6328 | 64125.9454 | 64125.9454 | 0.70144 | 0.70144 | 34347.0666 | 34347.0666 | 1.3096 | 73337.551 | 3.1739 | 650.2956 | Packaged Terminal AC | Chemicals and Plastics | Turnover
| IchNgsd237 | 33234.5575 | 7339.4894 | 0 | 4406.1623 | 44980.2092 | 44974.3125 | 44974.3125 | 19151.6328 | 64125.9454 | 64125.9454 | 0.70144 | 0.70144 | 34347.0666 | 34347.0666 | 1.3096 | 73337.551 | 3.1739 | 650.2956 | Packaged Terminal AC | Chemicals and Plastics | New
| IcoTgsd237 | 33234.5575 | 7339.4894 | 0 | 4406.1623 | 44980.2092 | 44974.3125 | 44974.3125 | 19151.6328 | 64125.9454 | 64125.9454 | 0.70144 | 0.70144 | 34347.0666 | 34347.0666 | 1.3096 | 73337.551 | 3.1739 | 650.2956 | Packaged Terminal AC | Construction | Turnover
| IcoNgsd237 | 33234.5575 | 7339.4894 | 0 | 4406.1623 | 44980.2092 | 44974.3125 | 44974.3125 | 19151.6328 | 64125.9454 | 64125.9454 | 0.70144 | 0.70144 | 34347.0666 | 34347.0666 | 1.3096 | 73337.551 | 3.1739 | 650.2956 | Packaged Terminal AC | Construction | New
| IelTgsd237 | 33234.5575 | 7339.4894 | 0 | 4406.1623 | 44980.2092 | 44974.3125 | 44974.3125 | 19151.6328 | 64125.9454 | 64125.9454 | 0.70144 | 0.70144 | 34347.0666 | 34347.0666 | 1.3096 | 73337.551 | 3.1739 | 650.2956 | Packaged Terminal AC | Electrical and Electronic Equip. | Turnover
| IelNgsd237 | 33234.5575 | 7339.4894 | 0 | 4406.1623 | 44980.2092 | 44974.3125 | 44974.3125 | 19151.6328 | 64125.9454 | 64125.9454 | 0.70144 | 0.70144 | 34347.0666 | 34347.0666 | 1.3096 | 73337.551 | 3.1739 | 650.2956 | Packaged Terminal AC | Electrical and Electronic Equip. | New
| IluTgsd237 | 33234.5575 | 7339.4894 | 0 | 4406.1623 | 44980.2092 | 44974.3125 | 44974.3125 | 19151.6328 | 64125.9454 | 64125.9454 | 0.70144 | 0.70144 | 34347.0666 | 34347.0666 | 1.3096 | 73337.551 | 3.1739 | 650.2956 | Packaged Terminal AC | Lumber/Furniture/Pulp/Paper | Turnover
| IluNgsd237 | 33234.5575 | 7339.4894 | 0 | 4406.1623 | 44980.2092 | 44974.3125 | 44974.3125 | 19151.6328 | 64125.9454 | 64125.9454 | 0.70144 | 0.70144 | 34347.0666 | 34347.0666 | 1.3096 | 73337.551 | 3.1739 | 650.2956 | Packaged Terminal AC | Lumber/Furniture/Pulp/Paper | New
| ImeTgsd237 | 33234.5575 | 7339.4894 | 0 | 4406.1623 | 44980.2092 | 44974.3125 | 44974.3125 | 19151.6328 | 64125.9454 | 64125.9454 | 0.70144 | 0.70144 | 34347.0666 | 34347.0666 | 1.3096 | 73337.551 | 3.1739 | 650.2956 | Packaged Terminal AC | Metal Products and Machinery | Turnover
| ImeNgsd237 | 33234.5575 | 7339.4894 | 0 | 4406.1623 | 44980.2092 | 44974.3125 | 44974.3125 | 19151.6328 | 64125.9454 | 64125.9454 | 0.70144 | 0.70144 | 34347.0666 | 34347.0666 | 1.3096 | 73337.551 | 3.1739 | 650.2956 | Packaged Terminal AC | Metal Products and Machinery | New
| ImiTgsd237 | 33234.5575 | 7339.4894 | 0 | 4406.1623 | 44980.2092 | 44974.3125 | 44974.3125 | 19151.6328 | 64125.9454 | 64125.9454 | 0.70144 | 0.70144 | 34347.0666 | 34347.0666 | 1.3096 | 73337.551 | 3.1739 | 650.2956 | Packaged Terminal AC | Miscellaneous Manufacturing | Turnover
| ImiNgsd237 | 33234.5575 | 7339.4894 | 0 | 4406.1623 | 44980.2092 | 44974.3125 | 44974.3125 | 19151.6328 | 64125.9454 | 64125.9454 | 0.70144 | 0.70144 | 34347.0666 | 34347.0666 | 1.3096 | 73337.551 | 3.1739 | 650.2956 | Packaged Terminal AC | Miscellaneous Manufacturing | New
| IprTgsd237 | 33234.5575 | 7339.4894 | 0 | 4406.1623 | 44980.2092 | 44974.3125 | 44974.3125 | 19151.6328 | 64125.9454 | 64125.9454 | 0.70144 | 0.70144 | 34347.0666 | 34347.0666 | 1.3096 | 73337.551 | 3.1739 | 650.2956 | Packaged Terminal AC | Primary Resources Industries | Turnover
| IprNgsd237 | 33234.5575 | 7339.4894 | 0 | 4406.1623 | 44980.2092 | 44974.3125 | 44974.3125 | 19151.6328 | 64125.9454 | 64125.9454 | 0.70144 | 0.70144 | 34347.0666 | 34347.0666 | 1.3096 | 73337.551 | 3.1739 | 650.2956 | Packaged Terminal AC | Primary Resources Industries | New
| IstTgsd237 | 33234.5575 | 7339.4894 | 0 | 4406.1623 | 44980.2092 | 44974.3125 | 44974.3125 | 19151.6328 | 64125.9454 | 64125.9454 | 0.70144 | 0.70144 | 34347.0666 | 34347.0666 | 1.3096 | 73337.551 | 3.1739 | 650.2956 | Packaged Terminal AC | Stone/Clay/Glass/Concrete | Turnover
| IstNgsd237 | 33234.5575 | 7339.4894 | 0 | 4406.1623 | 44980.2092 | 44974.3125 | 44974.3125 | 19151.6328 | 64125.9454 | 64125.9454 | 0.70144 | 0.70144 | 34347.0666 | 34347.0666 | 1.3096 | 73337.551 | 3.1739 | 650.2956 | Packaged Terminal AC | Stone/Clay/Glass/Concrete | New
| IteTgsd237 | 33234.5575 | 7339.4894 | 0 | 4406.1623 | 44980.2092 | 44974.3125 | 44974.3125 | 19151.6328 | 64125.9454 | 64125.9454 | 0.70144 | 0.70144 | 34347.0666 | 34347.0666 | 1.3096 | 73337.551 | 3.1739 | 650.2956 | Packaged Terminal AC | Textiles and Leather | Turnover
| IteNgsd237 | 33234.5575 | 7339.4894 | 0 | 4406.1623 | 44980.2092 | 44974.3125 | 44974.3125 | 19151.6328 | 64125.9454 | 64125.9454 | 0.70144 | 0.70144 | 34347.0666 | 34347.0666 | 1.3096 | 73337.551 | 3.1739 | 650.2956 | Packaged Terminal AC | Textiles and Leather | New
| ItrTgsd237 | 33234.5575 | 7339.4894 | 0 | 4406.1623 | 44980.2092 | 44974.3125 | 44974.3125 | 19151.6328 | 64125.9454 | 64125.9454 | 0.70144 | 0.70144 | 34347.0666 | 34347.0666 | 1.3096 | 73337.551 | 3.1739 | 650.2956 | Packaged Terminal AC | Transportation Equipment | Turnover
| ItrNgsd237 | 33234.5575 | 7339.4894 | 0 | 4406.1623 | 44980.2092 | 44974.3125 | 44974.3125 | 19151.6328 | 64125.9454 | 64125.9454 | 0.70144 | 0.70144 | 34347.0666 | 34347.0666 | 1.3096 | 73337.551 | 3.1739 | 650.2956 | Packaged Terminal AC | Transportation Equipment | New
| IwaTgsd237 | 33234.5575 | 7339.4894 | 0 | 4406.1623 | 44980.2092 | 44974.3125 | 44974.3125 | 19151.6328 | 64125.9454 | 64125.9454 | 0.70144 | 0.70144 | 34347.0666 | 34347.0666 | 1.3096 | 73337.551 | 3.1739 | 650.2956 | Packaged Terminal AC | Water and Wastewater | Turnover
| IwaNgsd237 | 33234.5575 | 7339.4894 | 0 | 4406.1623 | 44980.2092 | 44974.3125 | 44974.3125 | 19151.6328 | 64125.9454 | 64125.9454 | 0.70144 | 0.70144 | 34347.0666 | 34347.0666 | 1.3096 | 73337.551 | 3.1739 | 650.2956 | Packaged Terminal AC | Water and Wastewater | New
| IagEgsd238 | 3005.3871 | 6326.9476 | 0 | -752.6688 | 8579.666 | -1738.5061 | 1738.5061 | 19151.6328 | 17413.1267 | 20890.1389 | 0.49271 | 0.4107 | 20132.9719 | 20132.9719 | 0.42615 | 17057.0466 | 17.6281 | 2472.7605 | Thermal energy storage | Agriculture and Assembly | Existing
| IagNgsd238 | 3005.3871 | 6326.9476 | 0 | -752.6688 | 8579.666 | -1738.5061 | 1738.5061 | 19151.6328 | 17413.1267 | 20890.1389 | 0.49271 | 0.4107 | 20132.9719 | 20132.9719 | 0.42615 | 17057.0466 | 17.6281 | 2472.7605 | Thermal energy storage | Agriculture and Assembly | New
| IchEgsd238 | 3005.3871 | 6326.9476 | 0 | -752.6688 | 8579.666 | -1738.5061 | 1738.5061 | 19151.6328 | 17413.1267 | 20890.1389 | 0.49271 | 0.4107 | 20132.9719 | 20132.9719 | 0.42615 | 17057.0466 | 17.6281 | 2472.7605 | Thermal energy storage | Chemicals and Plastics | Existing
| IchNgsd238 | 3005.3871 | 6326.9476 | 0 | -752.6688 | 8579.666 | -1738.5061 | 1738.5061 | 19151.6328 | 17413.1267 | 20890.1389 | 0.49271 | 0.4107 | 20132.9719 | 20132.9719 | 0.42615 | 17057.0466 | 17.6281 | 2472.7605 | Thermal energy storage | Chemicals and Plastics | New
| IcoEgsd238 | 3005.3871 | 6326.9476 | 0 | -752.6688 | 8579.666 | -1738.5061 | 1738.5061 | 19151.6328 | 17413.1267 | 20890.1389 | 0.49271 | 0.4107 | 20132.9719 | 20132.9719 | 0.42615 | 17057.0466 | 17.6281 | 2472.7605 | Thermal energy storage | Construction | Existing
| IcoNgsd238 | 3005.3871 | 6326.9476 | 0 | -752.6688 | 8579.666 | -1738.5061 | 1738.5061 | 19151.6328 | 17413.1267 | 20890.1389 | 0.49271 | 0.4107 | 20132.9719 | 20132.9719 | 0.42615 | 17057.0466 | 17.6281 | 2472.7605 | Thermal energy storage | Construction | New
| IelEgsd238 | 3005.3871 | 6326.9476 | 0 | -752.6688 | 8579.666 | -1738.5061 | 1738.5061 | 19151.6328 | 17413.1267 | 20890.1389 | 0.49271 | 0.4107 | 20132.9719 | 20132.9719 | 0.42615 | 17057.0466 | 17.6281 | 2472.7605 | Thermal energy storage | Electrical and Electronic Equip. | Existing
| IelNgsd238 | 3005.3871 | 6326.9476 | 0 | -752.6688 | 8579.666 | -1738.5061 | 1738.5061 | 19151.6328 | 17413.1267 | 20890.1389 | 0.49271 | 0.4107 | 20132.9719 | 20132.9719 | 0.42615 | 17057.0466 | 17.6281 | 2472.7605 | Thermal energy storage | Electrical and Electronic Equip. | New
| IluEgsd238 | 3005.3871 | 6326.9476 | 0 | -752.6688 | 8579.666 | -1738.5061 | 1738.5061 | 19151.6328 | 17413.1267 | 20890.1389 | 0.49271 | 0.4107 | 20132.9719 | 20132.9719 | 0.42615 | 17057.0466 | 17.6281 | 2472.7605 | Thermal energy storage | Lumber/Furniture/Pulp/Paper | Existing
| IluNgsd238 | 3005.3871 | 6326.9476 | 0 | -752.6688 | 8579.666 | -1738.5061 | 1738.5061 | 19151.6328 | 17413.1267 | 20890.1389 | 0.49271 | 0.4107 | 20132.9719 | 20132.9719 | 0.42615 | 17057.0466 | 17.6281 | 2472.7605 | Thermal energy storage | Lumber/Furniture/Pulp/Paper | New
| ImeEgsd238 | 3005.3871 | 6326.9476 | 0 | -752.6688 | 8579.666 | -1738.5061 | 1738.5061 | 19151.6328 | 17413.1267 | 20890.1389 | 0.49271 | 0.4107 | 20132.9719 | 20132.9719 | 0.42615 | 17057.0466 | 17.6281 | 2472.7605 | Thermal energy storage | Metal Products and Machinery | Existing
| ImeNgsd238 | 3005.3871 | 6326.9476 | 0 | -752.6688 | 8579.666 | -1738.5061 | 1738.5061 | 19151.6328 | 17413.1267 | 20890.1389 | 0.49271 | 0.4107 | 20132.9719 | 20132.9719 | 0.42615 | 17057.0466 | 17.6281 | 2472.7605 | Thermal energy storage | Metal Products and Machinery | New
| ImiEgsd238 | 3005.3871 | 6326.9476 | 0 | -752.6688 | 8579.666 | -1738.5061 | 1738.5061 | 19151.6328 | 17413.1267 | 20890.1389 | 0.49271 | 0.4107 | 20132.9719 | 20132.9719 | 0.42615 | 17057.0466 | 17.6281 | 2472.7605 | Thermal energy storage | Miscellaneous Manufacturing | Existing
| ImiNgsd238 | 3005.3871 | 6326.9476 | 0 | -752.6688 | 8579.666 | -1738.5061 | 1738.5061 | 19151.6328 | 17413.1267 | 20890.1389 | 0.49271 | 0.4107 | 20132.9719 | 20132.9719 | 0.42615 | 17057.0466 | 17.6281 | 2472.7605 | Thermal energy storage | Miscellaneous Manufacturing | New
| IprEgsd238 | 3005.3871 | 6326.9476 | 0 | -752.6688 | 8579.666 | -1738.5061 | 1738.5061 | 19151.6328 | 17413.1267 | 20890.1389 | 0.49271 | 0.4107 | 20132.9719 | 20132.9719 | 0.42615 | 17057.0466 | 17.6281 | 2472.7605 | Thermal energy storage | Primary Resources Industries | Existing
| IprNgsd238 | 3005.3871 | 6326.9476 | 0 | -752.6688 | 8579.666 | -1738.5061 | 1738.5061 | 19151.6328 | 17413.1267 | 20890.1389 | 0.49271 | 0.4107 | 20132.9719 | 20132.9719 | 0.42615 | 17057.0466 | 17.6281 | 2472.7605 | Thermal energy storage | Primary Resources Industries | New
| IstEgsd238 | 3005.3871 | 6326.9476 | 0 | -752.6688 | 8579.666 | -1738.5061 | 1738.5061 | 19151.6328 | 17413.1267 | 20890.1389 | 0.49271 | 0.4107 | 20132.9719 | 20132.9719 | 0.42615 | 17057.0466 | 17.6281 | 2472.7605 | Thermal energy storage | Stone/Clay/Glass/Concrete | Existing
| IstNgsd238 | 3005.3871 | 6326.9476 | 0 | -752.6688 | 8579.666 | -1738.5061 | 1738.5061 | 19151.6328 | 17413.1267 | 20890.1389 | 0.49271 | 0.4107 | 20132.9719 | 20132.9719 | 0.42615 | 17057.0466 | 17.6281 | 2472.7605 | Thermal energy storage | Stone/Clay/Glass/Concrete | New
| IteEgsd238 | 3005.3871 | 6326.9476 | 0 | -752.6688 | 8579.666 | -1738.5061 | 1738.5061 | 19151.6328 | 17413.1267 | 20890.1389 | 0.49271 | 0.4107 | 20132.9719 | 20132.9719 | 0.42615 | 17057.0466 | 17.6281 | 2472.7605 | Thermal energy storage | Textiles and Leather | Existing
| IteNgsd238 | 3005.3871 | 6326.9476 | 0 | -752.6688 | 8579.666 | -1738.5061 | 1738.5061 | 19151.6328 | 17413.1267 | 20890.1389 | 0.49271 | 0.4107 | 20132.9719 | 20132.9719 | 0.42615 | 17057.0466 | 17.6281 | 2472.7605 | Thermal energy storage | Textiles and Leather | New
| ItrEgsd238 | 3005.3871 | 6326.9476 | 0 | -752.6688 | 8579.666 | -1738.5061 | 1738.5061 | 19151.6328 | 17413.1267 | 20890.1389 | 0.49271 | 0.4107 | 20132.9719 | 20132.9719 | 0.42615 | 17057.0466 | 17.6281 | 2472.7605 | Thermal energy storage | Transportation Equipment | Existing
| ItrNgsd238 | 3005.3871 | 6326.9476 | 0 | -752.6688 | 8579.666 | -1738.5061 | 1738.5061 | 19151.6328 | 17413.1267 | 20890.1389 | 0.49271 | 0.4107 | 20132.9719 | 20132.9719 | 0.42615 | 17057.0466 | 17.6281 | 2472.7605 | Thermal energy storage | Transportation Equipment | New
| IwaEgsd238 | 3005.3871 | 6326.9476 | 0 | -752.6688 | 8579.666 | -1738.5061 | 1738.5061 | 19151.6328 | 17413.1267 | 20890.1389 | 0.49271 | 0.4107 | 20132.9719 | 20132.9719 | 0.42615 | 17057.0466 | 17.6281 | 2472.7605 | Thermal energy storage | Water and Wastewater | Existing
| IwaNgsd238 | 3005.3871 | 6326.9476 | 0 | -752.6688 | 8579.666 | -1738.5061 | 1738.5061 | 19151.6328 | 17413.1267 | 20890.1389 | 0.49271 | 0.4107 | 20132.9719 | 20132.9719 | 0.42615 | 17057.0466 | 17.6281 | 2472.7605 | Thermal energy storage | Water and Wastewater | New
| IagEgsd239 | 33234.5575 | 7339.4894 | 0 | 4406.1623 | 44980.2092 | 44974.3125 | 44974.3125 | 19151.6328 | 64125.9454 | 64125.9454 | 0.70144 | 0.70144 | 42663.4053 | 42663.4053 | 1.0543 | 73337.551 | 4.67 | 1627.1915 | VAV System | Agriculture and Assembly | Existing
| IagNgsd239 | 33234.5575 | 7339.4894 | 0 | 4406.1623 | 44980.2092 | 44974.3125 | 44974.3125 | 19151.6328 | 64125.9454 | 64125.9454 | 0.70144 | 0.70144 | 42663.4053 | 42663.4053 | 1.0543 | 73337.551 | 4.67 | 1627.1915 | VAV System | Agriculture and Assembly | New
| IchEgsd239 | 33234.5575 | 7339.4894 | 0 | 4406.1623 | 44980.2092 | 44974.3125 | 44974.3125 | 19151.6328 | 64125.9454 | 64125.9454 | 0.70144 | 0.70144 | 42663.4053 | 42663.4053 | 1.0543 | 73337.551 | 4.67 | 1627.1915 | VAV System | Chemicals and Plastics | Existing
| IchNgsd239 | 33234.5575 | 7339.4894 | 0 | 4406.1623 | 44980.2092 | 44974.3125 | 44974.3125 | 19151.6328 | 64125.9454 | 64125.9454 | 0.70144 | 0.70144 | 42663.4053 | 42663.4053 | 1.0543 | 73337.551 | 4.67 | 1627.1915 | VAV System | Chemicals and Plastics | New
| IcoEgsd239 | 33234.5575 | 7339.4894 | 0 | 4406.1623 | 44980.2092 | 44974.3125 | 44974.3125 | 19151.6328 | 64125.9454 | 64125.9454 | 0.70144 | 0.70144 | 42663.4053 | 42663.4053 | 1.0543 | 73337.551 | 4.67 | 1627.1915 | VAV System | Construction | Existing
| IcoNgsd239 | 33234.5575 | 7339.4894 | 0 | 4406.1623 | 44980.2092 | 44974.3125 | 44974.3125 | 19151.6328 | 64125.9454 | 64125.9454 | 0.70144 | 0.70144 | 42663.4053 | 42663.4053 | 1.0543 | 73337.551 | 4.67 | 1627.1915 | VAV System | Construction | New
| IelEgsd239 | 33234.5575 | 7339.4894 | 0 | 4406.1623 | 44980.2092 | 44974.3125 | 44974.3125 | 19151.6328 | 64125.9454 | 64125.9454 | 0.70144 | 0.70144 | 42663.4053 | 42663.4053 | 1.0543 | 73337.551 | 4.67 | 1627.1915 | VAV System | Electrical and Electronic Equip. | Existing
| IelNgsd239 | 33234.5575 | 7339.4894 | 0 | 4406.1623 | 44980.2092 | 44974.3125 | 44974.3125 | 19151.6328 | 64125.9454 | 64125.9454 | 0.70144 | 0.70144 | 42663.4053 | 42663.4053 | 1.0543 | 73337.551 | 4.67 | 1627.1915 | VAV System | Electrical and Electronic Equip. | New
| IluEgsd239 | 33234.5575 | 7339.4894 | 0 | 4406.1623 | 44980.2092 | 44974.3125 | 44974.3125 | 19151.6328 | 64125.9454 | 64125.9454 | 0.70144 | 0.70144 | 42663.4053 | 42663.4053 | 1.0543 | 73337.551 | 4.67 | 1627.1915 | VAV System | Lumber/Furniture/Pulp/Paper | Existing
| IluNgsd239 | 33234.5575 | 7339.4894 | 0 | 4406.1623 | 44980.2092 | 44974.3125 | 44974.3125 | 19151.6328 | 64125.9454 | 64125.9454 | 0.70144 | 0.70144 | 42663.4053 | 42663.4053 | 1.0543 | 73337.551 | 4.67 | 1627.1915 | VAV System | Lumber/Furniture/Pulp/Paper | New
| ImeEgsd239 | 33234.5575 | 7339.4894 | 0 | 4406.1623 | 44980.2092 | 44974.3125 | 44974.3125 | 19151.6328 | 64125.9454 | 64125.9454 | 0.70144 | 0.70144 | 42663.4053 | 42663.4053 | 1.0543 | 73337.551 | 4.67 | 1627.1915 | VAV System | Metal Products and Machinery | Existing
| ImeNgsd239 | 33234.5575 | 7339.4894 | 0 | 4406.1623 | 44980.2092 | 44974.3125 | 44974.3125 | 19151.6328 | 64125.9454 | 64125.9454 | 0.70144 | 0.70144 | 42663.4053 | 42663.4053 | 1.0543 | 73337.551 | 4.67 | 1627.1915 | VAV System | Metal Products and Machinery | New
| ImiEgsd239 | 33234.5575 | 7339.4894 | 0 | 4406.1623 | 44980.2092 | 44974.3125 | 44974.3125 | 19151.6328 | 64125.9454 | 64125.9454 | 0.70144 | 0.70144 | 42663.4053 | 42663.4053 | 1.0543 | 73337.551 | 4.67 | 1627.1915 | VAV System | Miscellaneous Manufacturing | Existing
| ImiNgsd239 | 33234.5575 | 7339.4894 | 0 | 4406.1623 | 44980.2092 | 44974.3125 | 44974.3125 | 19151.6328 | 64125.9454 | 64125.9454 | 0.70144 | 0.70144 | 42663.4053 | 42663.4053 | 1.0543 | 73337.551 | 4.67 | 1627.1915 | VAV System | Miscellaneous Manufacturing | New
| IprEgsd239 | 33234.5575 | 7339.4894 | 0 | 4406.1623 | 44980.2092 | 44974.3125 | 44974.3125 | 19151.6328 | 64125.9454 | 64125.9454 | 0.70144 | 0.70144 | 42663.4053 | 42663.4053 | 1.0543 | 73337.551 | 4.67 | 1627.1915 | VAV System | Primary Resources Industries | Existing
| IprNgsd239 | 33234.5575 | 7339.4894 | 0 | 4406.1623 | 44980.2092 | 44974.3125 | 44974.3125 | 19151.6328 | 64125.9454 | 64125.9454 | 0.70144 | 0.70144 | 42663.4053 | 42663.4053 | 1.0543 | 73337.551 | 4.67 | 1627.1915 | VAV System | Primary Resources Industries | New
| IstEgsd239 | 33234.5575 | 7339.4894 | 0 | 4406.1623 | 44980.2092 | 44974.3125 | 44974.3125 | 19151.6328 | 64125.9454 | 64125.9454 | 0.70144 | 0.70144 | 42663.4053 | 42663.4053 | 1.0543 | 73337.551 | 4.67 | 1627.1915 | VAV System | Stone/Clay/Glass/Concrete | Existing
| IstNgsd239 | 33234.5575 | 7339.4894 | 0 | 4406.1623 | 44980.2092 | 44974.3125 | 44974.3125 | 19151.6328 | 64125.9454 | 64125.9454 | 0.70144 | 0.70144 | 42663.4053 | 42663.4053 | 1.0543 | 73337.551 | 4.67 | 1627.1915 | VAV System | Stone/Clay/Glass/Concrete | New
| IteEgsd239 | 33234.5575 | 7339.4894 | 0 | 4406.1623 | 44980.2092 | 44974.3125 | 44974.3125 | 19151.6328 | 64125.9454 | 64125.9454 | 0.70144 | 0.70144 | 42663.4053 | 42663.4053 | 1.0543 | 73337.551 | 4.67 | 1627.1915 | VAV System | Textiles and Leather | Existing
| IteNgsd239 | 33234.5575 | 7339.4894 | 0 | 4406.1623 | 44980.2092 | 44974.3125 | 44974.3125 | 19151.6328 | 64125.9454 | 64125.9454 | 0.70144 | 0.70144 | 42663.4053 | 42663.4053 | 1.0543 | 73337.551 | 4.67 | 1627.1915 | VAV System | Textiles and Leather | New
| ItrEgsd239 | 33234.5575 | 7339.4894 | 0 | 4406.1623 | 44980.2092 | 44974.3125 | 44974.3125 | 19151.6328 | 64125.9454 | 64125.9454 | 0.70144 | 0.70144 | 42663.4053 | 42663.4053 | 1.0543 | 73337.551 | 4.67 | 1627.1915 | VAV System | Transportation Equipment | Existing
| ItrNgsd239 | 33234.5575 | 7339.4894 | 0 | 4406.1623 | 44980.2092 | 44974.3125 | 44974.3125 | 19151.6328 | 64125.9454 | 64125.9454 | 0.70144 | 0.70144 | 42663.4053 | 42663.4053 | 1.0543 | 73337.551 | 4.67 | 1627.1915 | VAV System | Transportation Equipment | New
| IwaEgsd239 | 33234.5575 | 7339.4894 | 0 | 4406.1623 | 44980.2092 | 44974.3125 | 44974.3125 | 19151.6328 | 64125.9454 | 64125.9454 | 0.70144 | 0.70144 | 42663.4053 | 42663.4053 | 1.0543 | 73337.551 | 4.67 | 1627.1915 | VAV System | Water and Wastewater | Existing
| IwaNgsd239 | 33234.5575 | 7339.4894 | 0 | 4406.1623 | 44980.2092 | 44974.3125 | 44974.3125 | 19151.6328 | 64125.9454 | 64125.9454 | 0.70144 | 0.70144 | 42663.4053 | 42663.4053 | 1.0543 | 73337.551 | 4.67 | 1627.1915 | VAV System | Water and Wastewater | New
| IagTgsd240 | 33234.5575 | 7339.4894 | 0 | 4406.1623 | 44980.2092 | 44974.3125 | 44974.3125 | 19151.6328 | 64125.9454 | 64125.9454 | 0.70144 | 0.70144 | 31560.4939 | 31560.4939 | 1.4252 | 73337.551 | 4.6039 | 1584.0464 | Water source heat pump | Agriculture and Assembly | Turnover
| IagNgsd240 | 33234.5575 | 7339.4894 | 0 | 4406.1623 | 44980.2092 | 44974.3125 | 44974.3125 | 19151.6328 | 64125.9454 | 64125.9454 | 0.70144 | 0.70144 | 31560.4939 | 31560.4939 | 1.4252 | 73337.551 | 4.6039 | 1584.0464 | Water source heat pump | Agriculture and Assembly | New
| IchTgsd240 | 33234.5575 | 7339.4894 | 0 | 4406.1623 | 44980.2092 | 44974.3125 | 44974.3125 | 19151.6328 | 64125.9454 | 64125.9454 | 0.70144 | 0.70144 | 31560.4939 | 31560.4939 | 1.4252 | 73337.551 | 4.6039 | 1584.0464 | Water source heat pump | Chemicals and Plastics | Turnover
| IchNgsd240 | 33234.5575 | 7339.4894 | 0 | 4406.1623 | 44980.2092 | 44974.3125 | 44974.3125 | 19151.6328 | 64125.9454 | 64125.9454 | 0.70144 | 0.70144 | 31560.4939 | 31560.4939 | 1.4252 | 73337.551 | 4.6039 | 1584.0464 | Water source heat pump | Chemicals and Plastics | New
| IcoTgsd240 | 33234.5575 | 7339.4894 | 0 | 4406.1623 | 44980.2092 | 44974.3125 | 44974.3125 | 19151.6328 | 64125.9454 | 64125.9454 | 0.70144 | 0.70144 | 31560.4939 | 31560.4939 | 1.4252 | 73337.551 | 4.6039 | 1584.0464 | Water source heat pump | Construction | Turnover
| IcoNgsd240 | 33234.5575 | 7339.4894 | 0 | 4406.1623 | 44980.2092 | 44974.3125 | 44974.3125 | 19151.6328 | 64125.9454 | 64125.9454 | 0.70144 | 0.70144 | 31560.4939 | 31560.4939 | 1.4252 | 73337.551 | 4.6039 | 1584.0464 | Water source heat pump | Construction | New
| IelTgsd240 | 33234.5575 | 7339.4894 | 0 | 4406.1623 | 44980.2092 | 44974.3125 | 44974.3125 | 19151.6328 | 64125.9454 | 64125.9454 | 0.70144 | 0.70144 | 31560.4939 | 31560.4939 | 1.4252 | 73337.551 | 4.6039 | 1584.0464 | Water source heat pump | Electrical and Electronic Equip. | Turnover
| IelNgsd240 | 33234.5575 | 7339.4894 | 0 | 4406.1623 | 44980.2092 | 44974.3125 | 44974.3125 | 19151.6328 | 64125.9454 | 64125.9454 | 0.70144 | 0.70144 | 31560.4939 | 31560.4939 | 1.4252 | 73337.551 | 4.6039 | 1584.0464 | Water source heat pump | Electrical and Electronic Equip. | New
| IluTgsd240 | 33234.5575 | 7339.4894 | 0 | 4406.1623 | 44980.2092 | 44974.3125 | 44974.3125 | 19151.6328 | 64125.9454 | 64125.9454 | 0.70144 | 0.70144 | 31560.4939 | 31560.4939 | 1.4252 | 73337.551 | 4.6039 | 1584.0464 | Water source heat pump | Lumber/Furniture/Pulp/Paper | Turnover
| IluNgsd240 | 33234.5575 | 7339.4894 | 0 | 4406.1623 | 44980.2092 | 44974.3125 | 44974.3125 | 19151.6328 | 64125.9454 | 64125.9454 | 0.70144 | 0.70144 | 31560.4939 | 31560.4939 | 1.4252 | 73337.551 | 4.6039 | 1584.0464 | Water source heat pump | Lumber/Furniture/Pulp/Paper | New
| ImeTgsd240 | 33234.5575 | 7339.4894 | 0 | 4406.1623 | 44980.2092 | 44974.3125 | 44974.3125 | 19151.6328 | 64125.9454 | 64125.9454 | 0.70144 | 0.70144 | 31560.4939 | 31560.4939 | 1.4252 | 73337.551 | 4.6039 | 1584.0464 | Water source heat pump | Metal Products and Machinery | Turnover
| ImeNgsd240 | 33234.5575 | 7339.4894 | 0 | 4406.1623 | 44980.2092 | 44974.3125 | 44974.3125 | 19151.6328 | 64125.9454 | 64125.9454 | 0.70144 | 0.70144 | 31560.4939 | 31560.4939 | 1.4252 | 73337.551 | 4.6039 | 1584.0464 | Water source heat pump | Metal Products and Machinery | New
| ImiTgsd240 | 33234.5575 | 7339.4894 | 0 | 4406.1623 | 44980.2092 | 44974.3125 | 44974.3125 | 19151.6328 | 64125.9454 | 64125.9454 | 0.70144 | 0.70144 | 31560.4939 | 31560.4939 | 1.4252 | 73337.551 | 4.6039 | 1584.0464 | Water source heat pump | Miscellaneous Manufacturing | Turnover
| ImiNgsd240 | 33234.5575 | 7339.4894 | 0 | 4406.1623 | 44980.2092 | 44974.3125 | 44974.3125 | 19151.6328 | 64125.9454 | 64125.9454 | 0.70144 | 0.70144 | 31560.4939 | 31560.4939 | 1.4252 | 73337.551 | 4.6039 | 1584.0464 | Water source heat pump | Miscellaneous Manufacturing | New
| IprTgsd240 | 33234.5575 | 7339.4894 | 0 | 4406.1623 | 44980.2092 | 44974.3125 | 44974.3125 | 19151.6328 | 64125.9454 | 64125.9454 | 0.70144 | 0.70144 | 31560.4939 | 31560.4939 | 1.4252 | 73337.551 | 4.6039 | 1584.0464 | Water source heat pump | Primary Resources Industries | Turnover
| IprNgsd240 | 33234.5575 | 7339.4894 | 0 | 4406.1623 | 44980.2092 | 44974.3125 | 44974.3125 | 19151.6328 | 64125.9454 | 64125.9454 | 0.70144 | 0.70144 | 31560.4939 | 31560.4939 | 1.4252 | 73337.551 | 4.6039 | 1584.0464 | Water source heat pump | Primary Resources Industries | New
| IstTgsd240 | 33234.5575 | 7339.4894 | 0 | 4406.1623 | 44980.2092 | 44974.3125 | 44974.3125 | 19151.6328 | 64125.9454 | 64125.9454 | 0.70144 | 0.70144 | 31560.4939 | 31560.4939 | 1.4252 | 73337.551 | 4.6039 | 1584.0464 | Water source heat pump | Stone/Clay/Glass/Concrete | Turnover
| IstNgsd240 | 33234.5575 | 7339.4894 | 0 | 4406.1623 | 44980.2092 | 44974.3125 | 44974.3125 | 19151.6328 | 64125.9454 | 64125.9454 | 0.70144 | 0.70144 | 31560.4939 | 31560.4939 | 1.4252 | 73337.551 | 4.6039 | 1584.0464 | Water source heat pump | Stone/Clay/Glass/Concrete | New
| IteTgsd240 | 33234.5575 | 7339.4894 | 0 | 4406.1623 | 44980.2092 | 44974.3125 | 44974.3125 | 19151.6328 | 64125.9454 | 64125.9454 | 0.70144 | 0.70144 | 31560.4939 | 31560.4939 | 1.4252 | 73337.551 | 4.6039 | 1584.0464 | Water source heat pump | Textiles and Leather | Turnover
| IteNgsd240 | 33234.5575 | 7339.4894 | 0 | 4406.1623 | 44980.2092 | 44974.3125 | 44974.3125 | 19151.6328 | 64125.9454 | 64125.9454 | 0.70144 | 0.70144 | 31560.4939 | 31560.4939 | 1.4252 | 73337.551 | 4.6039 | 1584.0464 | Water source heat pump | Textiles and Leather | New
| ItrTgsd240 | 33234.5575 | 7339.4894 | 0 | 4406.1623 | 44980.2092 | 44974.3125 | 44974.3125 | 19151.6328 | 64125.9454 | 64125.9454 | 0.70144 | 0.70144 | 31560.4939 | 31560.4939 | 1.4252 | 73337.551 | 4.6039 | 1584.0464 | Water source heat pump | Transportation Equipment | Turnover
| ItrNgsd240 | 33234.5575 | 7339.4894 | 0 | 4406.1623 | 44980.2092 | 44974.3125 | 44974.3125 | 19151.6328 | 64125.9454 | 64125.9454 | 0.70144 | 0.70144 | 31560.4939 | 31560.4939 | 1.4252 | 73337.551 | 4.6039 | 1584.0464 | Water source heat pump | Transportation Equipment | New
| IwaTgsd240 | 33234.5575 | 7339.4894 | 0 | 4406.1623 | 44980.2092 | 44974.3125 | 44974.3125 | 19151.6328 | 64125.9454 | 64125.9454 | 0.70144 | 0.70144 | 31560.4939 | 31560.4939 | 1.4252 | 73337.551 | 4.6039 | 1584.0464 | Water source heat pump | Water and Wastewater | Turnover
| IwaNgsd240 | 33234.5575 | 7339.4894 | 0 | 4406.1623 | 44980.2092 | 44974.3125 | 44974.3125 | 19151.6328 | 64125.9454 | 64125.9454 | 0.70144 | 0.70144 | 31560.4939 | 31560.4939 | 1.4252 | 73337.551 | 4.6039 | 1584.0464 | Water source heat pump | Water and Wastewater | New
| IagEgsd241 | 33234.5575 | 7339.4894 | 0 | 4406.1623 | 44980.2092 | 44974.3125 | 44974.3125 | 19151.6328 | 64125.9454 | 64125.9454 | 0.70144 | 0.70144 | 143866.9877 | 143866.9877 | 0.31265 | 73337.551 | 5.694 | 2295.8315 | DX Coil Cleaning | Agriculture and Assembly | Existing
| IagNgsd241 | 33234.5575 | 7339.4894 | 0 | 4406.1623 | 44980.2092 | 44974.3125 | 44974.3125 | 19151.6328 | 64125.9454 | 64125.9454 | 0.70144 | 0.70144 | 143866.9877 | 143866.9877 | 0.31265 | 73337.551 | 5.694 | 2295.8315 | DX Coil Cleaning | Agriculture and Assembly | New
| IchEgsd241 | 33234.5575 | 7339.4894 | 0 | 4406.1623 | 44980.2092 | 44974.3125 | 44974.3125 | 19151.6328 | 64125.9454 | 64125.9454 | 0.70144 | 0.70144 | 143866.9877 | 143866.9877 | 0.31265 | 73337.551 | 5.694 | 2295.8315 | DX Coil Cleaning | Chemicals and Plastics | Existing
| IchNgsd241 | 33234.5575 | 7339.4894 | 0 | 4406.1623 | 44980.2092 | 44974.3125 | 44974.3125 | 19151.6328 | 64125.9454 | 64125.9454 | 0.70144 | 0.70144 | 143866.9877 | 143866.9877 | 0.31265 | 73337.551 | 5.694 | 2295.8315 | DX Coil Cleaning | Chemicals and Plastics | New
| IcoEgsd241 | 33234.5575 | 7339.4894 | 0 | 4406.1623 | 44980.2092 | 44974.3125 | 44974.3125 | 19151.6328 | 64125.9454 | 64125.9454 | 0.70144 | 0.70144 | 143866.9877 | 143866.9877 | 0.31265 | 73337.551 | 5.694 | 2295.8315 | DX Coil Cleaning | Construction | Existing
| IcoNgsd241 | 33234.5575 | 7339.4894 | 0 | 4406.1623 | 44980.2092 | 44974.3125 | 44974.3125 | 19151.6328 | 64125.9454 | 64125.9454 | 0.70144 | 0.70144 | 143866.9877 | 143866.9877 | 0.31265 | 73337.551 | 5.694 | 2295.8315 | DX Coil Cleaning | Construction | New
| IelEgsd241 | 33234.5575 | 7339.4894 | 0 | 4406.1623 | 44980.2092 | 44974.3125 | 44974.3125 | 19151.6328 | 64125.9454 | 64125.9454 | 0.70144 | 0.70144 | 143866.9877 | 143866.9877 | 0.31265 | 73337.551 | 5.694 | 2295.8315 | DX Coil Cleaning | Electrical and Electronic Equip. | Existing
| IelNgsd241 | 33234.5575 | 7339.4894 | 0 | 4406.1623 | 44980.2092 | 44974.3125 | 44974.3125 | 19151.6328 | 64125.9454 | 64125.9454 | 0.70144 | 0.70144 | 143866.9877 | 143866.9877 | 0.31265 | 73337.551 | 5.694 | 2295.8315 | DX Coil Cleaning | Electrical and Electronic Equip. | New
| IluEgsd241 | 33234.5575 | 7339.4894 | 0 | 4406.1623 | 44980.2092 | 44974.3125 | 44974.3125 | 19151.6328 | 64125.9454 | 64125.9454 | 0.70144 | 0.70144 | 143866.9877 | 143866.9877 | 0.31265 | 73337.551 | 5.694 | 2295.8315 | DX Coil Cleaning | Lumber/Furniture/Pulp/Paper | Existing
| IluNgsd241 | 33234.5575 | 7339.4894 | 0 | 4406.1623 | 44980.2092 | 44974.3125 | 44974.3125 | 19151.6328 | 64125.9454 | 64125.9454 | 0.70144 | 0.70144 | 143866.9877 | 143866.9877 | 0.31265 | 73337.551 | 5.694 | 2295.8315 | DX Coil Cleaning | Lumber/Furniture/Pulp/Paper | New
| ImeEgsd241 | 33234.5575 | 7339.4894 | 0 | 4406.1623 | 44980.2092 | 44974.3125 | 44974.3125 | 19151.6328 | 64125.9454 | 64125.9454 | 0.70144 | 0.70144 | 143866.9877 | 143866.9877 | 0.31265 | 73337.551 | 5.694 | 2295.8315 | DX Coil Cleaning | Metal Products and Machinery | Existing
| ImeNgsd241 | 33234.5575 | 7339.4894 | 0 | 4406.1623 | 44980.2092 | 44974.3125 | 44974.3125 | 19151.6328 | 64125.9454 | 64125.9454 | 0.70144 | 0.70144 | 143866.9877 | 143866.9877 | 0.31265 | 73337.551 | 5.694 | 2295.8315 | DX Coil Cleaning | Metal Products and Machinery | New
| ImiEgsd241 | 33234.5575 | 7339.4894 | 0 | 4406.1623 | 44980.2092 | 44974.3125 | 44974.3125 | 19151.6328 | 64125.9454 | 64125.9454 | 0.70144 | 0.70144 | 143866.9877 | 143866.9877 | 0.31265 | 73337.551 | 5.694 | 2295.8315 | DX Coil Cleaning | Miscellaneous Manufacturing | Existing
| ImiNgsd241 | 33234.5575 | 7339.4894 | 0 | 4406.1623 | 44980.2092 | 44974.3125 | 44974.3125 | 19151.6328 | 64125.9454 | 64125.9454 | 0.70144 | 0.70144 | 143866.9877 | 143866.9877 | 0.31265 | 73337.551 | 5.694 | 2295.8315 | DX Coil Cleaning | Miscellaneous Manufacturing | New
| IprEgsd241 | 33234.5575 | 7339.4894 | 0 | 4406.1623 | 44980.2092 | 44974.3125 | 44974.3125 | 19151.6328 | 64125.9454 | 64125.9454 | 0.70144 | 0.70144 | 143866.9877 | 143866.9877 | 0.31265 | 73337.551 | 5.694 | 2295.8315 | DX Coil Cleaning | Primary Resources Industries | Existing
| IprNgsd241 | 33234.5575 | 7339.4894 | 0 | 4406.1623 | 44980.2092 | 44974.3125 | 44974.3125 | 19151.6328 | 64125.9454 | 64125.9454 | 0.70144 | 0.70144 | 143866.9877 | 143866.9877 | 0.31265 | 73337.551 | 5.694 | 2295.8315 | DX Coil Cleaning | Primary Resources Industries | New
| IstEgsd241 | 33234.5575 | 7339.4894 | 0 | 4406.1623 | 44980.2092 | 44974.3125 | 44974.3125 | 19151.6328 | 64125.9454 | 64125.9454 | 0.70144 | 0.70144 | 143866.9877 | 143866.9877 | 0.31265 | 73337.551 | 5.694 | 2295.8315 | DX Coil Cleaning | Stone/Clay/Glass/Concrete | Existing
| IstNgsd241 | 33234.5575 | 7339.4894 | 0 | 4406.1623 | 44980.2092 | 44974.3125 | 44974.3125 | 19151.6328 | 64125.9454 | 64125.9454 | 0.70144 | 0.70144 | 143866.9877 | 143866.9877 | 0.31265 | 73337.551 | 5.694 | 2295.8315 | DX Coil Cleaning | Stone/Clay/Glass/Concrete | New
| IteEgsd241 | 33234.5575 | 7339.4894 | 0 | 4406.1623 | 44980.2092 | 44974.3125 | 44974.3125 | 19151.6328 | 64125.9454 | 64125.9454 | 0.70144 | 0.70144 | 143866.9877 | 143866.9877 | 0.31265 | 73337.551 | 5.694 | 2295.8315 | DX Coil Cleaning | Textiles and Leather | Existing
| IteNgsd241 | 33234.5575 | 7339.4894 | 0 | 4406.1623 | 44980.2092 | 44974.3125 | 44974.3125 | 19151.6328 | 64125.9454 | 64125.9454 | 0.70144 | 0.70144 | 143866.9877 | 143866.9877 | 0.31265 | 73337.551 | 5.694 | 2295.8315 | DX Coil Cleaning | Textiles and Leather | New
| ItrEgsd241 | 33234.5575 | 7339.4894 | 0 | 4406.1623 | 44980.2092 | 44974.3125 | 44974.3125 | 19151.6328 | 64125.9454 | 64125.9454 | 0.70144 | 0.70144 | 143866.9877 | 143866.9877 | 0.31265 | 73337.551 | 5.694 | 2295.8315 | DX Coil Cleaning | Transportation Equipment | Existing
| ItrNgsd241 | 33234.5575 | 7339.4894 | 0 | 4406.1623 | 44980.2092 | 44974.3125 | 44974.3125 | 19151.6328 | 64125.9454 | 64125.9454 | 0.70144 | 0.70144 | 143866.9877 | 143866.9877 | 0.31265 | 73337.551 | 5.694 | 2295.8315 | DX Coil Cleaning | Transportation Equipment | New
| IwaEgsd241 | 33234.5575 | 7339.4894 | 0 | 4406.1623 | 44980.2092 | 44974.3125 | 44974.3125 | 19151.6328 | 64125.9454 | 64125.9454 | 0.70144 | 0.70144 | 143866.9877 | 143866.9877 | 0.31265 | 73337.551 | 5.694 | 2295.8315 | DX Coil Cleaning | Water and Wastewater | Existing
| IwaNgsd241 | 33234.5575 | 7339.4894 | 0 | 4406.1623 | 44980.2092 | 44974.3125 | 44974.3125 | 19151.6328 | 64125.9454 | 64125.9454 | 0.70144 | 0.70144 | 143866.9877 | 143866.9877 | 0.31265 | 73337.551 | 5.694 | 2295.8315 | DX Coil Cleaning | Water and Wastewater | New
| IagEgsd242 | 33234.5575 | 7339.4894 | 0 | 4406.1623 | 44980.2092 | 44974.3125 | 44974.3125 | 19151.6328 | 64125.9454 | 64125.9454 | 0.70144 | 0.70144 | 205794.5014 | 205794.5014 | 0.21857 | 73337.551 | 22.5264 | 13286.6827 | Facility Commissioning | Agriculture and Assembly | Existing
| IagNgsd242 | 33234.5575 | 7339.4894 | 0 | 4406.1623 | 44980.2092 | 44974.3125 | 44974.3125 | 19151.6328 | 64125.9454 | 64125.9454 | 0.70144 | 0.70144 | 205794.5014 | 205794.5014 | 0.21857 | 73337.551 | 22.5264 | 13286.6827 | Facility Commissioning | Agriculture and Assembly | New
| IchEgsd242 | 33234.5575 | 7339.4894 | 0 | 4406.1623 | 44980.2092 | 44974.3125 | 44974.3125 | 19151.6328 | 64125.9454 | 64125.9454 | 0.70144 | 0.70144 | 129143.2011 | 129143.2011 | 0.3483 | 73337.551 | 14.1361 | 7808.1734 | Facility Commissioning | Chemicals and Plastics | Existing
| IchNgsd242 | 33234.5575 | 7339.4894 | 0 | 4406.1623 | 44980.2092 | 44974.3125 | 44974.3125 | 19151.6328 | 64125.9454 | 64125.9454 | 0.70144 | 0.70144 | 129143.2011 | 129143.2011 | 0.3483 | 73337.551 | 14.1361 | 7808.1734 | Facility Commissioning | Chemicals and Plastics | New
| IcoEgsd242 | 33234.5575 | 7339.4894 | 0 | 4406.1623 | 44980.2092 | 44974.3125 | 44974.3125 | 19151.6328 | 64125.9454 | 64125.9454 | 0.70144 | 0.70144 | 208633.0215 | 208633.0215 | 0.21559 | 73337.551 | 22.8371 | 13489.5606 | Facility Commissioning | Construction | Existing
| IcoNgsd242 | 33234.5575 | 7339.4894 | 0 | 4406.1623 | 44980.2092 | 44974.3125 | 44974.3125 | 19151.6328 | 64125.9454 | 64125.9454 | 0.70144 | 0.70144 | 208633.0215 | 208633.0215 | 0.21559 | 73337.551 | 22.8371 | 13489.5606 | Facility Commissioning | Construction | New
| IelEgsd242 | 33234.5575 | 7339.4894 | 0 | 4406.1623 | 44980.2092 | 44974.3125 | 44974.3125 | 19151.6328 | 64125.9454 | 64125.9454 | 0.70144 | 0.70144 | 115135.2746 | 115135.2746 | 0.39067 | 73337.551 | 12.6028 | 6806.9829 | Facility Commissioning | Electrical and Electronic Equip. | Existing
| IelNgsd242 | 33234.5575 | 7339.4894 | 0 | 4406.1623 | 44980.2092 | 44974.3125 | 44974.3125 | 19151.6328 | 64125.9454 | 64125.9454 | 0.70144 | 0.70144 | 115135.2746 | 115135.2746 | 0.39067 | 73337.551 | 12.6028 | 6806.9829 | Facility Commissioning | Electrical and Electronic Equip. | New
| IluEgsd242 | 33234.5575 | 7339.4894 | 0 | 4406.1623 | 44980.2092 | 44974.3125 | 44974.3125 | 19151.6328 | 64125.9454 | 64125.9454 | 0.70144 | 0.70144 | 382934.115 | 382934.115 | 0.11746 | 73337.551 | 41.9162 | 25947.4052 | Facility Commissioning | Lumber/Furniture/Pulp/Paper | Existing
| IluNgsd242 | 33234.5575 | 7339.4894 | 0 | 4406.1623 | 44980.2092 | 44974.3125 | 44974.3125 | 19151.6328 | 64125.9454 | 64125.9454 | 0.70144 | 0.70144 | 382934.115 | 382934.115 | 0.11746 | 73337.551 | 41.9162 | 25947.4052 | Facility Commissioning | Lumber/Furniture/Pulp/Paper | New
| ImeEgsd242 | 33234.5575 | 7339.4894 | 0 | 4406.1623 | 44980.2092 | 44974.3125 | 44974.3125 | 19151.6328 | 64125.9454 | 64125.9454 | 0.70144 | 0.70144 | 356953.2815 | 356953.2815 | 0.12601 | 73337.551 | 39.0723 | 24090.4737 | Facility Commissioning | Metal Products and Machinery | Existing
| ImeNgsd242 | 33234.5575 | 7339.4894 | 0 | 4406.1623 | 44980.2092 | 44974.3125 | 44974.3125 | 19151.6328 | 64125.9454 | 64125.9454 | 0.70144 | 0.70144 | 356953.2815 | 356953.2815 | 0.12601 | 73337.551 | 39.0723 | 24090.4737 | Facility Commissioning | Metal Products and Machinery | New
| ImiEgsd242 | 33234.5575 | 7339.4894 | 0 | 4406.1623 | 44980.2092 | 44974.3125 | 44974.3125 | 19151.6328 | 64125.9454 | 64125.9454 | 0.70144 | 0.70144 | 208633.0215 | 208633.0215 | 0.21559 | 73337.551 | 22.8371 | 13489.5606 | Facility Commissioning | Miscellaneous Manufacturing | Existing
| ImiNgsd242 | 33234.5575 | 7339.4894 | 0 | 4406.1623 | 44980.2092 | 44974.3125 | 44974.3125 | 19151.6328 | 64125.9454 | 64125.9454 | 0.70144 | 0.70144 | 208633.0215 | 208633.0215 | 0.21559 | 73337.551 | 22.8371 | 13489.5606 | Facility Commissioning | Miscellaneous Manufacturing | New
| IprEgsd242 | 33234.5575 | 7339.4894 | 0 | 4406.1623 | 44980.2092 | 44974.3125 | 44974.3125 | 19151.6328 | 64125.9454 | 64125.9454 | 0.70144 | 0.70144 | 182514.5844 | 182514.5844 | 0.24645 | 73337.551 | 19.9782 | 11622.7943 | Facility Commissioning | Primary Resources Industries | Existing
| IprNgsd242 | 33234.5575 | 7339.4894 | 0 | 4406.1623 | 44980.2092 | 44974.3125 | 44974.3125 | 19151.6328 | 64125.9454 | 64125.9454 | 0.70144 | 0.70144 | 182514.5844 | 182514.5844 | 0.24645 | 73337.551 | 19.9782 | 11622.7943 | Facility Commissioning | Primary Resources Industries | New
| IstEgsd242 | 33234.5575 | 7339.4894 | 0 | 4406.1623 | 44980.2092 | 44974.3125 | 44974.3125 | 19151.6328 | 64125.9454 | 64125.9454 | 0.70144 | 0.70144 | 238672.9359 | 238672.9359 | 0.18846 | 73337.551 | 26.1253 | 15636.6068 | Facility Commissioning | Stone/Clay/Glass/Concrete | Existing
| IstNgsd242 | 33234.5575 | 7339.4894 | 0 | 4406.1623 | 44980.2092 | 44974.3125 | 44974.3125 | 19151.6328 | 64125.9454 | 64125.9454 | 0.70144 | 0.70144 | 238672.9359 | 238672.9359 | 0.18846 | 73337.551 | 26.1253 | 15636.6068 | Facility Commissioning | Stone/Clay/Glass/Concrete | New
| IteEgsd242 | 33234.5575 | 7339.4894 | 0 | 4406.1623 | 44980.2092 | 44974.3125 | 44974.3125 | 19151.6328 | 64125.9454 | 64125.9454 | 0.70144 | 0.70144 | 156745.0545 | 156745.0545 | 0.28696 | 73337.551 | 17.1574 | 9780.9643 | Facility Commissioning | Textiles and Leather | Existing
| IteNgsd242 | 33234.5575 | 7339.4894 | 0 | 4406.1623 | 44980.2092 | 44974.3125 | 44974.3125 | 19151.6328 | 64125.9454 | 64125.9454 | 0.70144 | 0.70144 | 156745.0545 | 156745.0545 | 0.28696 | 73337.551 | 17.1574 | 9780.9643 | Facility Commissioning | Textiles and Leather | New
| ItrEgsd242 | 33234.5575 | 7339.4894 | 0 | 4406.1623 | 44980.2092 | 44974.3125 | 44974.3125 | 19151.6328 | 64125.9454 | 64125.9454 | 0.70144 | 0.70144 | 144745.422 | 144745.422 | 0.31075 | 73337.551 | 15.8439 | 8923.3133 | Facility Commissioning | Transportation Equipment | Existing
| ItrNgsd242 | 33234.5575 | 7339.4894 | 0 | 4406.1623 | 44980.2092 | 44974.3125 | 44974.3125 | 19151.6328 | 64125.9454 | 64125.9454 | 0.70144 | 0.70144 | 144745.422 | 144745.422 | 0.31075 | 73337.551 | 15.8439 | 8923.3133 | Facility Commissioning | Transportation Equipment | New
| IwaEgsd242 | 33234.5575 | 7339.4894 | 0 | 4406.1623 | 44980.2092 | 44974.3125 | 44974.3125 | 19151.6328 | 64125.9454 | 64125.9454 | 0.70144 | 0.70144 | 16246.9346 | 16246.9346 | 2.7685 | 73337.551 | 1.7784 | -260.8764 | Facility Commissioning | Water and Wastewater | Existing
| IwaNgsd242 | 33234.5575 | 7339.4894 | 0 | 4406.1623 | 44980.2092 | 44974.3125 | 44974.3125 | 19151.6328 | 64125.9454 | 64125.9454 | 0.70144 | 0.70144 | 16246.9346 | 16246.9346 | 2.7685 | 73337.551 | 1.7784 | -260.8764 | Facility Commissioning | Water and Wastewater | New
| IagEgsd243 | 33234.5575 | 7339.4894 | 0 | 4406.1623 | 44980.2092 | 44974.3125 | 44974.3125 | 19151.6328 | 64125.9454 | 64125.9454 | 0.70144 | 0.70144 | 93856.916 | 93856.916 | 0.47924 | 73337.551 | 5.8595 | 2403.8871 | Retro-Commissioning (Existing Construction) | Agriculture and Assembly | Existing
| IchEgsd243 | 33234.5575 | 7339.4894 | 0 | 4406.1623 | 44980.2092 | 44974.3125 | 44974.3125 | 19151.6328 | 64125.9454 | 64125.9454 | 0.70144 | 0.70144 | 58898.471 | 58898.471 | 0.76369 | 73337.551 | 3.677 | 978.8413 | Retro-Commissioning (Existing Construction) | Chemicals and Plastics | Existing
| IcoEgsd243 | 33234.5575 | 7339.4894 | 0 | 4406.1623 | 44980.2092 | 44974.3125 | 44974.3125 | 19151.6328 | 64125.9454 | 64125.9454 | 0.70144 | 0.70144 | 95151.4831 | 95151.4831 | 0.47272 | 73337.551 | 5.9403 | 2456.6588 | Retro-Commissioning (Existing Construction) | Construction | Existing
| IelEgsd243 | 33234.5575 | 7339.4894 | 0 | 4406.1623 | 44980.2092 | 44974.3125 | 44974.3125 | 19151.6328 | 64125.9454 | 64125.9454 | 0.70144 | 0.70144 | 52509.8604 | 52509.8604 | 0.85661 | 73337.551 | 3.2782 | 718.416 | Retro-Commissioning (Existing Construction) | Electrical and Electronic Equip. | Existing
| IluEgsd243 | 33234.5575 | 7339.4894 | 0 | 4406.1623 | 44980.2092 | 44974.3125 | 44974.3125 | 19151.6328 | 64125.9454 | 64125.9454 | 0.70144 | 0.70144 | 174645.1562 | 174645.1562 | 0.25755 | 73337.551 | 10.9031 | 5697.1386 | Retro-Commissioning (Existing Construction) | Lumber/Furniture/Pulp/Paper | Existing
| ImeEgsd243 | 33234.5575 | 7339.4894 | 0 | 4406.1623 | 44980.2092 | 44974.3125 | 44974.3125 | 19151.6328 | 64125.9454 | 64125.9454 | 0.70144 | 0.70144 | 162796.0456 | 162796.0456 | 0.2763 | 73337.551 | 10.1633 | 5214.1217 | Retro-Commissioning (Existing Construction) | Metal Products and Machinery | Existing
| ImiEgsd243 | 33234.5575 | 7339.4894 | 0 | 4406.1623 | 44980.2092 | 44974.3125 | 44974.3125 | 19151.6328 | 64125.9454 | 64125.9454 | 0.70144 | 0.70144 | 95151.4831 | 95151.4831 | 0.47272 | 73337.551 | 5.9403 | 2456.6588 | Retro-Commissioning (Existing Construction) | Miscellaneous Manufacturing | Existing
| IprEgsd243 | 33234.5575 | 7339.4894 | 0 | 4406.1623 | 44980.2092 | 44974.3125 | 44974.3125 | 19151.6328 | 64125.9454 | 64125.9454 | 0.70144 | 0.70144 | 83239.6186 | 83239.6186 | 0.54037 | 73337.551 | 5.1966 | 1971.0837 | Retro-Commissioning (Existing Construction) | Primary Resources Industries | Existing
| IstEgsd243 | 33234.5575 | 7339.4894 | 0 | 4406.1623 | 44980.2092 | 44974.3125 | 44974.3125 | 19151.6328 | 64125.9454 | 64125.9454 | 0.70144 | 0.70144 | 108851.8139 | 108851.8139 | 0.41322 | 73337.551 | 6.7956 | 3015.139 | Retro-Commissioning (Existing Construction) | Stone/Clay/Glass/Concrete | Existing
| IteEgsd243 | 33234.5575 | 7339.4894 | 0 | 4406.1623 | 44980.2092 | 44974.3125 | 44974.3125 | 19151.6328 | 64125.9454 | 64125.9454 | 0.70144 | 0.70144 | 71486.879 | 71486.879 | 0.62921 | 73337.551 | 4.4629 | 1491.995 | Retro-Commissioning (Existing Construction) | Textiles and Leather | Existing
| ItrEgsd243 | 33234.5575 | 7339.4894 | 0 | 4406.1623 | 44980.2092 | 44974.3125 | 44974.3125 | 19151.6328 | 64125.9454 | 64125.9454 | 0.70144 | 0.70144 | 66014.1972 | 66014.1972 | 0.68137 | 73337.551 | 4.1213 | 1268.9066 | Retro-Commissioning (Existing Construction) | Transportation Equipment | Existing
| IwaEgsd243 | 33234.5575 | 7339.4894 | 0 | 4406.1623 | 44980.2092 | 44974.3125 | 44974.3125 | 19151.6328 | 64125.9454 | 64125.9454 | 0.70144 | 0.70144 | 7409.7562 | 7409.7562 | 6.0704 | 73337.551 | 0.46259 | -1120.0445 | Retro-Commissioning (Existing Construction) | Water and Wastewater | Existing
| IagEgsd301 | 33145.6023 | 7319.7602 | 0 | 4394.6034 | 44859.9659 | 44867.3405 | 44867.3405 | 17330.6309 | 62197.9714 | 62197.9714 | 0.72124 | 0.72124 | 84943.4453 | 84943.4453 | 0.52812 | 71387.6671 | 8.0702 | 3738.9563 | Bi-Level Lighting Control (Exterior) | Agriculture and Assembly | Existing
| IagNgsd301 | 33145.6023 | 7319.7602 | 0 | 4394.6034 | 44859.9659 | 44867.3405 | 44867.3405 | 17330.6309 | 62197.9714 | 62197.9714 | 0.72124 | 0.72124 | 84943.4453 | 84943.4453 | 0.52812 | 71387.6671 | 8.0702 | 3738.9563 | Bi-Level Lighting Control (Exterior) | Agriculture and Assembly | New
| IchEgsd301 | 33145.6023 | 7319.7602 | 0 | 4394.6034 | 44859.9659 | 44867.3405 | 44867.3405 | 17330.6309 | 62197.9714 | 62197.9714 | 0.72124 | 0.72124 | 84943.4453 | 84943.4453 | 0.52812 | 71387.6671 | 8.0702 | 3738.9563 | Bi-Level Lighting Control (Exterior) | Chemicals and Plastics | Existing
| IchNgsd301 | 33145.6023 | 7319.7602 | 0 | 4394.6034 | 44859.9659 | 44867.3405 | 44867.3405 | 17330.6309 | 62197.9714 | 62197.9714 | 0.72124 | 0.72124 | 84943.4453 | 84943.4453 | 0.52812 | 71387.6671 | 8.0702 | 3738.9563 | Bi-Level Lighting Control (Exterior) | Chemicals and Plastics | New
| IcoEgsd301 | 33145.6023 | 7319.7602 | 0 | 4394.6034 | 44859.9659 | 44867.3405 | 44867.3405 | 17330.6309 | 62197.9714 | 62197.9714 | 0.72124 | 0.72124 | 84943.4453 | 84943.4453 | 0.52812 | 71387.6671 | 8.0702 | 3738.9563 | Bi-Level Lighting Control (Exterior) | Construction | Existing
| IcoNgsd301 | 33145.6023 | 7319.7602 | 0 | 4394.6034 | 44859.9659 | 44867.3405 | 44867.3405 | 17330.6309 | 62197.9714 | 62197.9714 | 0.72124 | 0.72124 | 84943.4453 | 84943.4453 | 0.52812 | 71387.6671 | 8.0702 | 3738.9563 | Bi-Level Lighting Control (Exterior) | Construction | New
| IelEgsd301 | 33145.6023 | 7319.7602 | 0 | 4394.6034 | 44859.9659 | 44867.3405 | 44867.3405 | 17330.6309 | 62197.9714 | 62197.9714 | 0.72124 | 0.72124 | 84943.4453 | 84943.4453 | 0.52812 | 71387.6671 | 8.0702 | 3738.9563 | Bi-Level Lighting Control (Exterior) | Electrical and Electronic Equip. | Existing
| IelNgsd301 | 33145.6023 | 7319.7602 | 0 | 4394.6034 | 44859.9659 | 44867.3405 | 44867.3405 | 17330.6309 | 62197.9714 | 62197.9714 | 0.72124 | 0.72124 | 84943.4453 | 84943.4453 | 0.52812 | 71387.6671 | 8.0702 | 3738.9563 | Bi-Level Lighting Control (Exterior) | Electrical and Electronic Equip. | New
| IluEgsd301 | 33145.6023 | 7319.7602 | 0 | 4394.6034 | 44859.9659 | 44867.3405 | 44867.3405 | 17330.6309 | 62197.9714 | 62197.9714 | 0.72124 | 0.72124 | 84943.4453 | 84943.4453 | 0.52812 | 71387.6671 | 8.0702 | 3738.9563 | Bi-Level Lighting Control (Exterior) | Lumber/Furniture/Pulp/Paper | Existing
| IluNgsd301 | 33145.6023 | 7319.7602 | 0 | 4394.6034 | 44859.9659 | 44867.3405 | 44867.3405 | 17330.6309 | 62197.9714 | 62197.9714 | 0.72124 | 0.72124 | 84943.4453 | 84943.4453 | 0.52812 | 71387.6671 | 8.0702 | 3738.9563 | Bi-Level Lighting Control (Exterior) | Lumber/Furniture/Pulp/Paper | New
| ImeEgsd301 | 33145.6023 | 7319.7602 | 0 | 4394.6034 | 44859.9659 | 44867.3405 | 44867.3405 | 17330.6309 | 62197.9714 | 62197.9714 | 0.72124 | 0.72124 | 84943.4453 | 84943.4453 | 0.52812 | 71387.6671 | 8.0702 | 3738.9563 | Bi-Level Lighting Control (Exterior) | Metal Products and Machinery | Existing
| ImeNgsd301 | 33145.6023 | 7319.7602 | 0 | 4394.6034 | 44859.9659 | 44867.3405 | 44867.3405 | 17330.6309 | 62197.9714 | 62197.9714 | 0.72124 | 0.72124 | 84943.4453 | 84943.4453 | 0.52812 | 71387.6671 | 8.0702 | 3738.9563 | Bi-Level Lighting Control (Exterior) | Metal Products and Machinery | New
| ImiEgsd301 | 33145.6023 | 7319.7602 | 0 | 4394.6034 | 44859.9659 | 44867.3405 | 44867.3405 | 17330.6309 | 62197.9714 | 62197.9714 | 0.72124 | 0.72124 | 84943.4453 | 84943.4453 | 0.52812 | 71387.6671 | 8.0702 | 3738.9563 | Bi-Level Lighting Control (Exterior) | Miscellaneous Manufacturing | Existing
| ImiNgsd301 | 33145.6023 | 7319.7602 | 0 | 4394.6034 | 44859.9659 | 44867.3405 | 44867.3405 | 17330.6309 | 62197.9714 | 62197.9714 | 0.72124 | 0.72124 | 84943.4453 | 84943.4453 | 0.52812 | 71387.6671 | 8.0702 | 3738.9563 | Bi-Level Lighting Control (Exterior) | Miscellaneous Manufacturing | New
| IprEgsd301 | 33145.6023 | 7319.7602 | 0 | 4394.6034 | 44859.9659 | 44867.3405 | 44867.3405 | 17330.6309 | 62197.9714 | 62197.9714 | 0.72124 | 0.72124 | 84943.4453 | 84943.4453 | 0.52812 | 71387.6671 | 8.0702 | 3738.9563 | Bi-Level Lighting Control (Exterior) | Primary Resources Industries | Existing
| IprNgsd301 | 33145.6023 | 7319.7602 | 0 | 4394.6034 | 44859.9659 | 44867.3405 | 44867.3405 | 17330.6309 | 62197.9714 | 62197.9714 | 0.72124 | 0.72124 | 84943.4453 | 84943.4453 | 0.52812 | 71387.6671 | 8.0702 | 3738.9563 | Bi-Level Lighting Control (Exterior) | Primary Resources Industries | New
| IstEgsd301 | 33145.6023 | 7319.7602 | 0 | 4394.6034 | 44859.9659 | 44867.3405 | 44867.3405 | 17330.6309 | 62197.9714 | 62197.9714 | 0.72124 | 0.72124 | 84943.4453 | 84943.4453 | 0.52812 | 71387.6671 | 8.0702 | 3738.9563 | Bi-Level Lighting Control (Exterior) | Stone/Clay/Glass/Concrete | Existing
| IstNgsd301 | 33145.6023 | 7319.7602 | 0 | 4394.6034 | 44859.9659 | 44867.3405 | 44867.3405 | 17330.6309 | 62197.9714 | 62197.9714 | 0.72124 | 0.72124 | 84943.4453 | 84943.4453 | 0.52812 | 71387.6671 | 8.0702 | 3738.9563 | Bi-Level Lighting Control (Exterior) | Stone/Clay/Glass/Concrete | New
| IteEgsd301 | 33145.6023 | 7319.7602 | 0 | 4394.6034 | 44859.9659 | 44867.3405 | 44867.3405 | 17330.6309 | 62197.9714 | 62197.9714 | 0.72124 | 0.72124 | 84943.4453 | 84943.4453 | 0.52812 | 71387.6671 | 8.0702 | 3738.9563 | Bi-Level Lighting Control (Exterior) | Textiles and Leather | Existing
| IteNgsd301 | 33145.6023 | 7319.7602 | 0 | 4394.6034 | 44859.9659 | 44867.3405 | 44867.3405 | 17330.6309 | 62197.9714 | 62197.9714 | 0.72124 | 0.72124 | 84943.4453 | 84943.4453 | 0.52812 | 71387.6671 | 8.0702 | 3738.9563 | Bi-Level Lighting Control (Exterior) | Textiles and Leather | New
| ItrEgsd301 | 33145.6023 | 7319.7602 | 0 | 4394.6034 | 44859.9659 | 44867.3405 | 44867.3405 | 17330.6309 | 62197.9714 | 62197.9714 | 0.72124 | 0.72124 | 84943.4453 | 84943.4453 | 0.52812 | 71387.6671 | 8.0702 | 3738.9563 | Bi-Level Lighting Control (Exterior) | Transportation Equipment | Existing
| ItrNgsd301 | 33145.6023 | 7319.7602 | 0 | 4394.6034 | 44859.9659 | 44867.3405 | 44867.3405 | 17330.6309 | 62197.9714 | 62197.9714 | 0.72124 | 0.72124 | 84943.4453 | 84943.4453 | 0.52812 | 71387.6671 | 8.0702 | 3738.9563 | Bi-Level Lighting Control (Exterior) | Transportation Equipment | New
| IwaEgsd301 | 33216.432 | 7324.9614 | 0 | 4406.1623 | 44947.5557 | 44974.3125 | 44974.3125 | 17330.6309 | 62304.9434 | 62304.9434 | 0.72141 | 0.72141 | 85145.9625 | 85145.9625 | 0.52789 | 71516.5491 | 8.075 | 3748.6266 | Bi-Level Lighting Control (Exterior) | Water and Wastewater | Existing
| IwaNgsd301 | 33216.432 | 7324.9614 | 0 | 4406.1623 | 44947.5557 | 44974.3125 | 44974.3125 | 17330.6309 | 62304.9434 | 62304.9434 | 0.72141 | 0.72141 | 85145.9625 | 85145.9625 | 0.52789 | 71516.5491 | 8.075 | 3748.6266 | Bi-Level Lighting Control (Exterior) | Water and Wastewater | New
| IagEgsd302 | 33145.6023 | 7319.7602 | 0 | 4394.6034 | 44859.9659 | 44867.3405 | 44867.3405 | 17330.6309 | 62197.9714 | 62197.9714 | 0.72124 | 0.72124 | 14587.6539 | 14587.6539 | 3.0752 | 71387.6671 | 1.6417 | -343.632 | Outdoor Lighting Controls | Agriculture and Assembly | Existing
| IagNgsd302 | 33145.6023 | 7319.7602 | 0 | 4394.6034 | 44859.9659 | 44867.3405 | 44867.3405 | 17330.6309 | 62197.9714 | 62197.9714 | 0.72124 | 0.72124 | 14587.6539 | 14587.6539 | 3.0752 | 71387.6671 | 1.6417 | -343.632 | Outdoor Lighting Controls | Agriculture and Assembly | New
| IchEgsd302 | 33145.6023 | 7319.7602 | 0 | 4394.6034 | 44859.9659 | 44867.3405 | 44867.3405 | 17330.6309 | 62197.9714 | 62197.9714 | 0.72124 | 0.72124 | 14587.6539 | 14587.6539 | 3.0752 | 71387.6671 | 1.6417 | -343.632 | Outdoor Lighting Controls | Chemicals and Plastics | Existing
| IchNgsd302 | 33145.6023 | 7319.7602 | 0 | 4394.6034 | 44859.9659 | 44867.3405 | 44867.3405 | 17330.6309 | 62197.9714 | 62197.9714 | 0.72124 | 0.72124 | 14587.6539 | 14587.6539 | 3.0752 | 71387.6671 | 1.6417 | -343.632 | Outdoor Lighting Controls | Chemicals and Plastics | New
| IcoEgsd302 | 33145.6023 | 7319.7602 | 0 | 4394.6034 | 44859.9659 | 44867.3405 | 44867.3405 | 17330.6309 | 62197.9714 | 62197.9714 | 0.72124 | 0.72124 | 14587.6539 | 14587.6539 | 3.0752 | 71387.6671 | 1.6417 | -343.632 | Outdoor Lighting Controls | Construction | Existing
| IcoNgsd302 | 33145.6023 | 7319.7602 | 0 | 4394.6034 | 44859.9659 | 44867.3405 | 44867.3405 | 17330.6309 | 62197.9714 | 62197.9714 | 0.72124 | 0.72124 | 14587.6539 | 14587.6539 | 3.0752 | 71387.6671 | 1.6417 | -343.632 | Outdoor Lighting Controls | Construction | New
| IelEgsd302 | 33145.6023 | 7319.7602 | 0 | 4394.6034 | 44859.9659 | 44867.3405 | 44867.3405 | 17330.6309 | 62197.9714 | 62197.9714 | 0.72124 | 0.72124 | 14587.6539 | 14587.6539 | 3.0752 | 71387.6671 | 1.6417 | -343.632 | Outdoor Lighting Controls | Electrical and Electronic Equip. | Existing
| IelNgsd302 | 33145.6023 | 7319.7602 | 0 | 4394.6034 | 44859.9659 | 44867.3405 | 44867.3405 | 17330.6309 | 62197.9714 | 62197.9714 | 0.72124 | 0.72124 | 14587.6539 | 14587.6539 | 3.0752 | 71387.6671 | 1.6417 | -343.632 | Outdoor Lighting Controls | Electrical and Electronic Equip. | New
| IluEgsd302 | 33145.6023 | 7319.7602 | 0 | 4394.6034 | 44859.9659 | 44867.3405 | 44867.3405 | 17330.6309 | 62197.9714 | 62197.9714 | 0.72124 | 0.72124 | 14587.6539 | 14587.6539 | 3.0752 | 71387.6671 | 1.6417 | -343.632 | Outdoor Lighting Controls | Lumber/Furniture/Pulp/Paper | Existing
| IluNgsd302 | 33145.6023 | 7319.7602 | 0 | 4394.6034 | 44859.9659 | 44867.3405 | 44867.3405 | 17330.6309 | 62197.9714 | 62197.9714 | 0.72124 | 0.72124 | 14587.6539 | 14587.6539 | 3.0752 | 71387.6671 | 1.6417 | -343.632 | Outdoor Lighting Controls | Lumber/Furniture/Pulp/Paper | New
| ImeEgsd302 | 33145.6023 | 7319.7602 | 0 | 4394.6034 | 44859.9659 | 44867.3405 | 44867.3405 | 17330.6309 | 62197.9714 | 62197.9714 | 0.72124 | 0.72124 | 14587.6539 | 14587.6539 | 3.0752 | 71387.6671 | 1.6417 | -343.632 | Outdoor Lighting Controls | Metal Products and Machinery | Existing
| ImeNgsd302 | 33145.6023 | 7319.7602 | 0 | 4394.6034 | 44859.9659 | 44867.3405 | 44867.3405 | 17330.6309 | 62197.9714 | 62197.9714 | 0.72124 | 0.72124 | 14587.6539 | 14587.6539 | 3.0752 | 71387.6671 | 1.6417 | -343.632 | Outdoor Lighting Controls | Metal Products and Machinery | New
| ImiEgsd302 | 33145.6023 | 7319.7602 | 0 | 4394.6034 | 44859.9659 | 44867.3405 | 44867.3405 | 17330.6309 | 62197.9714 | 62197.9714 | 0.72124 | 0.72124 | 14587.6539 | 14587.6539 | 3.0752 | 71387.6671 | 1.6417 | -343.632 | Outdoor Lighting Controls | Miscellaneous Manufacturing | Existing
| ImiNgsd302 | 33145.6023 | 7319.7602 | 0 | 4394.6034 | 44859.9659 | 44867.3405 | 44867.3405 | 17330.6309 | 62197.9714 | 62197.9714 | 0.72124 | 0.72124 | 14587.6539 | 14587.6539 | 3.0752 | 71387.6671 | 1.6417 | -343.632 | Outdoor Lighting Controls | Miscellaneous Manufacturing | New
| IprEgsd302 | 33145.6023 | 7319.7602 | 0 | 4394.6034 | 44859.9659 | 44867.3405 | 44867.3405 | 17330.6309 | 62197.9714 | 62197.9714 | 0.72124 | 0.72124 | 14587.6539 | 14587.6539 | 3.0752 | 71387.6671 | 1.6417 | -343.632 | Outdoor Lighting Controls | Primary Resources Industries | Existing
| IprNgsd302 | 33145.6023 | 7319.7602 | 0 | 4394.6034 | 44859.9659 | 44867.3405 | 44867.3405 | 17330.6309 | 62197.9714 | 62197.9714 | 0.72124 | 0.72124 | 14587.6539 | 14587.6539 | 3.0752 | 71387.6671 | 1.6417 | -343.632 | Outdoor Lighting Controls | Primary Resources Industries | New
| IstEgsd302 | 33145.6023 | 7319.7602 | 0 | 4394.6034 | 44859.9659 | 44867.3405 | 44867.3405 | 17330.6309 | 62197.9714 | 62197.9714 | 0.72124 | 0.72124 | 14587.6539 | 14587.6539 | 3.0752 | 71387.6671 | 1.6417 | -343.632 | Outdoor Lighting Controls | Stone/Clay/Glass/Concrete | Existing
| IstNgsd302 | 33145.6023 | 7319.7602 | 0 | 4394.6034 | 44859.9659 | 44867.3405 | 44867.3405 | 17330.6309 | 62197.9714 | 62197.9714 | 0.72124 | 0.72124 | 14587.6539 | 14587.6539 | 3.0752 | 71387.6671 | 1.6417 | -343.632 | Outdoor Lighting Controls | Stone/Clay/Glass/Concrete | New
| IteEgsd302 | 33145.6023 | 7319.7602 | 0 | 4394.6034 | 44859.9659 | 44867.3405 | 44867.3405 | 17330.6309 | 62197.9714 | 62197.9714 | 0.72124 | 0.72124 | 14587.6539 | 14587.6539 | 3.0752 | 71387.6671 | 1.6417 | -343.632 | Outdoor Lighting Controls | Textiles and Leather | Existing
| IteNgsd302 | 33145.6023 | 7319.7602 | 0 | 4394.6034 | 44859.9659 | 44867.3405 | 44867.3405 | 17330.6309 | 62197.9714 | 62197.9714 | 0.72124 | 0.72124 | 14587.6539 | 14587.6539 | 3.0752 | 71387.6671 | 1.6417 | -343.632 | Outdoor Lighting Controls | Textiles and Leather | New
| ItrEgsd302 | 33145.6023 | 7319.7602 | 0 | 4394.6034 | 44859.9659 | 44867.3405 | 44867.3405 | 17330.6309 | 62197.9714 | 62197.9714 | 0.72124 | 0.72124 | 14587.6539 | 14587.6539 | 3.0752 | 71387.6671 | 1.6417 | -343.632 | Outdoor Lighting Controls | Transportation Equipment | Existing
| ItrNgsd302 | 33145.6023 | 7319.7602 | 0 | 4394.6034 | 44859.9659 | 44867.3405 | 44867.3405 | 17330.6309 | 62197.9714 | 62197.9714 | 0.72124 | 0.72124 | 14587.6539 | 14587.6539 | 3.0752 | 71387.6671 | 1.6417 | -343.632 | Outdoor Lighting Controls | Transportation Equipment | New
| IwaEgsd302 | 33216.432 | 7324.9614 | 0 | 4406.1623 | 44947.5557 | 44974.3125 | 44974.3125 | 17330.6309 | 62304.9434 | 62304.9434 | 0.72141 | 0.72141 | 14622.434 | 14622.434 | 3.0739 | 71516.5491 | 1.6427 | -343.6954 | Outdoor Lighting Controls | Water and Wastewater | Existing
| IwaNgsd302 | 33216.432 | 7324.9614 | 0 | 4406.1623 | 44947.5557 | 44974.3125 | 44974.3125 | 17330.6309 | 62304.9434 | 62304.9434 | 0.72141 | 0.72141 | 14622.434 | 14622.434 | 3.0739 | 71516.5491 | 1.6427 | -343.6954 | Outdoor Lighting Controls | Water and Wastewater | New
| IagEgsd303 | 33145.6023 | 7319.7602 | 0 | 4394.6034 | 44859.9659 | 44867.3405 | 44867.3405 | 17330.6309 | 62197.9714 | 62197.9714 | 0.72124 | 0.72124 | 19450.8639 | 19450.8639 | 2.3063 | 71387.6671 | 2.189 | 3.9568 | Outdoor motion sensor | Agriculture and Assembly | Existing
| IagNgsd303 | 33145.6023 | 7319.7602 | 0 | 4394.6034 | 44859.9659 | 44867.3405 | 44867.3405 | 17330.6309 | 62197.9714 | 62197.9714 | 0.72124 | 0.72124 | 19450.8639 | 19450.8639 | 2.3063 | 71387.6671 | 2.189 | 3.9568 | Outdoor motion sensor | Agriculture and Assembly | New
| IchEgsd303 | 33145.6023 | 7319.7602 | 0 | 4394.6034 | 44859.9659 | 44867.3405 | 44867.3405 | 17330.6309 | 62197.9714 | 62197.9714 | 0.72124 | 0.72124 | 19450.8639 | 19450.8639 | 2.3063 | 71387.6671 | 2.189 | 3.9568 | Outdoor motion sensor | Chemicals and Plastics | Existing
| IchNgsd303 | 33145.6023 | 7319.7602 | 0 | 4394.6034 | 44859.9659 | 44867.3405 | 44867.3405 | 17330.6309 | 62197.9714 | 62197.9714 | 0.72124 | 0.72124 | 19450.8639 | 19450.8639 | 2.3063 | 71387.6671 | 2.189 | 3.9568 | Outdoor motion sensor | Chemicals and Plastics | New
| IcoEgsd303 | 33145.6023 | 7319.7602 | 0 | 4394.6034 | 44859.9659 | 44867.3405 | 44867.3405 | 17330.6309 | 62197.9714 | 62197.9714 | 0.72124 | 0.72124 | 19450.8639 | 19450.8639 | 2.3063 | 71387.6671 | 2.189 | 3.9568 | Outdoor motion sensor | Construction | Existing
| IcoNgsd303 | 33145.6023 | 7319.7602 | 0 | 4394.6034 | 44859.9659 | 44867.3405 | 44867.3405 | 17330.6309 | 62197.9714 | 62197.9714 | 0.72124 | 0.72124 | 19450.8639 | 19450.8639 | 2.3063 | 71387.6671 | 2.189 | 3.9568 | Outdoor motion sensor | Construction | New
| IelEgsd303 | 33145.6023 | 7319.7602 | 0 | 4394.6034 | 44859.9659 | 44867.3405 | 44867.3405 | 17330.6309 | 62197.9714 | 62197.9714 | 0.72124 | 0.72124 | 19450.8639 | 19450.8639 | 2.3063 | 71387.6671 | 2.189 | 3.9568 | Outdoor motion sensor | Electrical and Electronic Equip. | Existing
| IelNgsd303 | 33145.6023 | 7319.7602 | 0 | 4394.6034 | 44859.9659 | 44867.3405 | 44867.3405 | 17330.6309 | 62197.9714 | 62197.9714 | 0.72124 | 0.72124 | 19450.8639 | 19450.8639 | 2.3063 | 71387.6671 | 2.189 | 3.9568 | Outdoor motion sensor | Electrical and Electronic Equip. | New
| IluEgsd303 | 33145.6023 | 7319.7602 | 0 | 4394.6034 | 44859.9659 | 44867.3405 | 44867.3405 | 17330.6309 | 62197.9714 | 62197.9714 | 0.72124 | 0.72124 | 19450.8639 | 19450.8639 | 2.3063 | 71387.6671 | 2.189 | 3.9568 | Outdoor motion sensor | Lumber/Furniture/Pulp/Paper | Existing
| IluNgsd303 | 33145.6023 | 7319.7602 | 0 | 4394.6034 | 44859.9659 | 44867.3405 | 44867.3405 | 17330.6309 | 62197.9714 | 62197.9714 | 0.72124 | 0.72124 | 19450.8639 | 19450.8639 | 2.3063 | 71387.6671 | 2.189 | 3.9568 | Outdoor motion sensor | Lumber/Furniture/Pulp/Paper | New
| ImeEgsd303 | 33145.6023 | 7319.7602 | 0 | 4394.6034 | 44859.9659 | 44867.3405 | 44867.3405 | 17330.6309 | 62197.9714 | 62197.9714 | 0.72124 | 0.72124 | 19450.8639 | 19450.8639 | 2.3063 | 71387.6671 | 2.189 | 3.9568 | Outdoor motion sensor | Metal Products and Machinery | Existing
| ImeNgsd303 | 33145.6023 | 7319.7602 | 0 | 4394.6034 | 44859.9659 | 44867.3405 | 44867.3405 | 17330.6309 | 62197.9714 | 62197.9714 | 0.72124 | 0.72124 | 19450.8639 | 19450.8639 | 2.3063 | 71387.6671 | 2.189 | 3.9568 | Outdoor motion sensor | Metal Products and Machinery | New
| ImiEgsd303 | 33145.6023 | 7319.7602 | 0 | 4394.6034 | 44859.9659 | 44867.3405 | 44867.3405 | 17330.6309 | 62197.9714 | 62197.9714 | 0.72124 | 0.72124 | 19450.8639 | 19450.8639 | 2.3063 | 71387.6671 | 2.189 | 3.9568 | Outdoor motion sensor | Miscellaneous Manufacturing | Existing
| ImiNgsd303 | 33145.6023 | 7319.7602 | 0 | 4394.6034 | 44859.9659 | 44867.3405 | 44867.3405 | 17330.6309 | 62197.9714 | 62197.9714 | 0.72124 | 0.72124 | 19450.8639 | 19450.8639 | 2.3063 | 71387.6671 | 2.189 | 3.9568 | Outdoor motion sensor | Miscellaneous Manufacturing | New
| IprEgsd303 | 33145.6023 | 7319.7602 | 0 | 4394.6034 | 44859.9659 | 44867.3405 | 44867.3405 | 17330.6309 | 62197.9714 | 62197.9714 | 0.72124 | 0.72124 | 19450.8639 | 19450.8639 | 2.3063 | 71387.6671 | 2.189 | 3.9568 | Outdoor motion sensor | Primary Resources Industries | Existing
| IprNgsd303 | 33145.6023 | 7319.7602 | 0 | 4394.6034 | 44859.9659 | 44867.3405 | 44867.3405 | 17330.6309 | 62197.9714 | 62197.9714 | 0.72124 | 0.72124 | 19450.8639 | 19450.8639 | 2.3063 | 71387.6671 | 2.189 | 3.9568 | Outdoor motion sensor | Primary Resources Industries | New
| IstEgsd303 | 33145.6023 | 7319.7602 | 0 | 4394.6034 | 44859.9659 | 44867.3405 | 44867.3405 | 17330.6309 | 62197.9714 | 62197.9714 | 0.72124 | 0.72124 | 19450.8639 | 19450.8639 | 2.3063 | 71387.6671 | 2.189 | 3.9568 | Outdoor motion sensor | Stone/Clay/Glass/Concrete | Existing
| IstNgsd303 | 33145.6023 | 7319.7602 | 0 | 4394.6034 | 44859.9659 | 44867.3405 | 44867.3405 | 17330.6309 | 62197.9714 | 62197.9714 | 0.72124 | 0.72124 | 19450.8639 | 19450.8639 | 2.3063 | 71387.6671 | 2.189 | 3.9568 | Outdoor motion sensor | Stone/Clay/Glass/Concrete | New
| IteEgsd303 | 33145.6023 | 7319.7602 | 0 | 4394.6034 | 44859.9659 | 44867.3405 | 44867.3405 | 17330.6309 | 62197.9714 | 62197.9714 | 0.72124 | 0.72124 | 19450.8639 | 19450.8639 | 2.3063 | 71387.6671 | 2.189 | 3.9568 | Outdoor motion sensor | Textiles and Leather | Existing
| IteNgsd303 | 33145.6023 | 7319.7602 | 0 | 4394.6034 | 44859.9659 | 44867.3405 | 44867.3405 | 17330.6309 | 62197.9714 | 62197.9714 | 0.72124 | 0.72124 | 19450.8639 | 19450.8639 | 2.3063 | 71387.6671 | 2.189 | 3.9568 | Outdoor motion sensor | Textiles and Leather | New
| ItrEgsd303 | 33145.6023 | 7319.7602 | 0 | 4394.6034 | 44859.9659 | 44867.3405 | 44867.3405 | 17330.6309 | 62197.9714 | 62197.9714 | 0.72124 | 0.72124 | 19450.8639 | 19450.8639 | 2.3063 | 71387.6671 | 2.189 | 3.9568 | Outdoor motion sensor | Transportation Equipment | Existing
| ItrNgsd303 | 33145.6023 | 7319.7602 | 0 | 4394.6034 | 44859.9659 | 44867.3405 | 44867.3405 | 17330.6309 | 62197.9714 | 62197.9714 | 0.72124 | 0.72124 | 19450.8639 | 19450.8639 | 2.3063 | 71387.6671 | 2.189 | 3.9568 | Outdoor motion sensor | Transportation Equipment | New
| IwaEgsd303 | 33216.432 | 7324.9614 | 0 | 4406.1623 | 44947.5557 | 44974.3125 | 44974.3125 | 17330.6309 | 62304.9434 | 62304.9434 | 0.72141 | 0.72141 | 19497.2373 | 19497.2373 | 2.3053 | 71516.5491 | 2.1904 | 4.7222 | Outdoor motion sensor | Water and Wastewater | Existing
| IwaNgsd303 | 33216.432 | 7324.9614 | 0 | 4406.1623 | 44947.5557 | 44974.3125 | 44974.3125 | 17330.6309 | 62304.9434 | 62304.9434 | 0.72141 | 0.72141 | 19497.2373 | 19497.2373 | 2.3053 | 71516.5491 | 2.1904 | 4.7222 | Outdoor motion sensor | Water and Wastewater | New
| IagTgsd304 | 33145.6023 | 7319.7602 | 0 | 4394.6034 | 44859.9659 | 44867.3405 | 44867.3405 | 17330.6309 | 62197.9714 | 62197.9714 | 0.72124 | 0.72124 | 44625.607 | 44625.607 | 1.0053 | 71387.6671 | 6.0588 | 2461.5294 | LED Canopy Lighting (Exterior) | Agriculture and Assembly | Turnover
| IagNgsd304 | 33145.6023 | 7319.7602 | 0 | 4394.6034 | 44859.9659 | 44867.3405 | 44867.3405 | 17330.6309 | 62197.9714 | 62197.9714 | 0.72124 | 0.72124 | 44625.607 | 44625.607 | 1.0053 | 71387.6671 | 6.0588 | 2461.5294 | LED Canopy Lighting (Exterior) | Agriculture and Assembly | New
| IchTgsd304 | 33145.6023 | 7319.7602 | 0 | 4394.6034 | 44859.9659 | 44867.3405 | 44867.3405 | 17330.6309 | 62197.9714 | 62197.9714 | 0.72124 | 0.72124 | 44625.607 | 44625.607 | 1.0053 | 71387.6671 | 6.0588 | 2461.5294 | LED Canopy Lighting (Exterior) | Chemicals and Plastics | Turnover
| IchNgsd304 | 33145.6023 | 7319.7602 | 0 | 4394.6034 | 44859.9659 | 44867.3405 | 44867.3405 | 17330.6309 | 62197.9714 | 62197.9714 | 0.72124 | 0.72124 | 44625.607 | 44625.607 | 1.0053 | 71387.6671 | 6.0588 | 2461.5294 | LED Canopy Lighting (Exterior) | Chemicals and Plastics | New
| IcoTgsd304 | 33145.6023 | 7319.7602 | 0 | 4394.6034 | 44859.9659 | 44867.3405 | 44867.3405 | 17330.6309 | 62197.9714 | 62197.9714 | 0.72124 | 0.72124 | 44625.607 | 44625.607 | 1.0053 | 71387.6671 | 6.0588 | 2461.5294 | LED Canopy Lighting (Exterior) | Construction | Turnover
| IcoNgsd304 | 33145.6023 | 7319.7602 | 0 | 4394.6034 | 44859.9659 | 44867.3405 | 44867.3405 | 17330.6309 | 62197.9714 | 62197.9714 | 0.72124 | 0.72124 | 44625.607 | 44625.607 | 1.0053 | 71387.6671 | 6.0588 | 2461.5294 | LED Canopy Lighting (Exterior) | Construction | New
| IelTgsd304 | 33145.6023 | 7319.7602 | 0 | 4394.6034 | 44859.9659 | 44867.3405 | 44867.3405 | 17330.6309 | 62197.9714 | 62197.9714 | 0.72124 | 0.72124 | 44625.607 | 44625.607 | 1.0053 | 71387.6671 | 6.0588 | 2461.5294 | LED Canopy Lighting (Exterior) | Electrical and Electronic Equip. | Turnover
| IelNgsd304 | 33145.6023 | 7319.7602 | 0 | 4394.6034 | 44859.9659 | 44867.3405 | 44867.3405 | 17330.6309 | 62197.9714 | 62197.9714 | 0.72124 | 0.72124 | 44625.607 | 44625.607 | 1.0053 | 71387.6671 | 6.0588 | 2461.5294 | LED Canopy Lighting (Exterior) | Electrical and Electronic Equip. | New
| IluTgsd304 | 33145.6023 | 7319.7602 | 0 | 4394.6034 | 44859.9659 | 44867.3405 | 44867.3405 | 17330.6309 | 62197.9714 | 62197.9714 | 0.72124 | 0.72124 | 44625.607 | 44625.607 | 1.0053 | 71387.6671 | 6.0588 | 2461.5294 | LED Canopy Lighting (Exterior) | Lumber/Furniture/Pulp/Paper | Turnover
| IluNgsd304 | 33145.6023 | 7319.7602 | 0 | 4394.6034 | 44859.9659 | 44867.3405 | 44867.3405 | 17330.6309 | 62197.9714 | 62197.9714 | 0.72124 | 0.72124 | 44625.607 | 44625.607 | 1.0053 | 71387.6671 | 6.0588 | 2461.5294 | LED Canopy Lighting (Exterior) | Lumber/Furniture/Pulp/Paper | New
| ImeTgsd304 | 33145.6023 | 7319.7602 | 0 | 4394.6034 | 44859.9659 | 44867.3405 | 44867.3405 | 17330.6309 | 62197.9714 | 62197.9714 | 0.72124 | 0.72124 | 44625.607 | 44625.607 | 1.0053 | 71387.6671 | 6.0588 | 2461.5294 | LED Canopy Lighting (Exterior) | Metal Products and Machinery | Turnover
| ImeNgsd304 | 33145.6023 | 7319.7602 | 0 | 4394.6034 | 44859.9659 | 44867.3405 | 44867.3405 | 17330.6309 | 62197.9714 | 62197.9714 | 0.72124 | 0.72124 | 44625.607 | 44625.607 | 1.0053 | 71387.6671 | 6.0588 | 2461.5294 | LED Canopy Lighting (Exterior) | Metal Products and Machinery | New
| ImiTgsd304 | 33145.6023 | 7319.7602 | 0 | 4394.6034 | 44859.9659 | 44867.3405 | 44867.3405 | 17330.6309 | 62197.9714 | 62197.9714 | 0.72124 | 0.72124 | 44625.607 | 44625.607 | 1.0053 | 71387.6671 | 6.0588 | 2461.5294 | LED Canopy Lighting (Exterior) | Miscellaneous Manufacturing | Turnover
| ImiNgsd304 | 33145.6023 | 7319.7602 | 0 | 4394.6034 | 44859.9659 | 44867.3405 | 44867.3405 | 17330.6309 | 62197.9714 | 62197.9714 | 0.72124 | 0.72124 | 44625.607 | 44625.607 | 1.0053 | 71387.6671 | 6.0588 | 2461.5294 | LED Canopy Lighting (Exterior) | Miscellaneous Manufacturing | New
| IprTgsd304 | 33145.6023 | 7319.7602 | 0 | 4394.6034 | 44859.9659 | 44867.3405 | 44867.3405 | 17330.6309 | 62197.9714 | 62197.9714 | 0.72124 | 0.72124 | 44625.607 | 44625.607 | 1.0053 | 71387.6671 | 6.0588 | 2461.5294 | LED Canopy Lighting (Exterior) | Primary Resources Industries | Turnover
| IprNgsd304 | 33145.6023 | 7319.7602 | 0 | 4394.6034 | 44859.9659 | 44867.3405 | 44867.3405 | 17330.6309 | 62197.9714 | 62197.9714 | 0.72124 | 0.72124 | 44625.607 | 44625.607 | 1.0053 | 71387.6671 | 6.0588 | 2461.5294 | LED Canopy Lighting (Exterior) | Primary Resources Industries | New
| IstTgsd304 | 33145.6023 | 7319.7602 | 0 | 4394.6034 | 44859.9659 | 44867.3405 | 44867.3405 | 17330.6309 | 62197.9714 | 62197.9714 | 0.72124 | 0.72124 | 44625.607 | 44625.607 | 1.0053 | 71387.6671 | 6.0588 | 2461.5294 | LED Canopy Lighting (Exterior) | Stone/Clay/Glass/Concrete | Turnover
| IstNgsd304 | 33145.6023 | 7319.7602 | 0 | 4394.6034 | 44859.9659 | 44867.3405 | 44867.3405 | 17330.6309 | 62197.9714 | 62197.9714 | 0.72124 | 0.72124 | 44625.607 | 44625.607 | 1.0053 | 71387.6671 | 6.0588 | 2461.5294 | LED Canopy Lighting (Exterior) | Stone/Clay/Glass/Concrete | New
| IteTgsd304 | 33145.6023 | 7319.7602 | 0 | 4394.6034 | 44859.9659 | 44867.3405 | 44867.3405 | 17330.6309 | 62197.9714 | 62197.9714 | 0.72124 | 0.72124 | 44625.607 | 44625.607 | 1.0053 | 71387.6671 | 6.0588 | 2461.5294 | LED Canopy Lighting (Exterior) | Textiles and Leather | Turnover
| IteNgsd304 | 33145.6023 | 7319.7602 | 0 | 4394.6034 | 44859.9659 | 44867.3405 | 44867.3405 | 17330.6309 | 62197.9714 | 62197.9714 | 0.72124 | 0.72124 | 44625.607 | 44625.607 | 1.0053 | 71387.6671 | 6.0588 | 2461.5294 | LED Canopy Lighting (Exterior) | Textiles and Leather | New
| ItrTgsd304 | 33145.6023 | 7319.7602 | 0 | 4394.6034 | 44859.9659 | 44867.3405 | 44867.3405 | 17330.6309 | 62197.9714 | 62197.9714 | 0.72124 | 0.72124 | 44625.607 | 44625.607 | 1.0053 | 71387.6671 | 6.0588 | 2461.5294 | LED Canopy Lighting (Exterior) | Transportation Equipment | Turnover
| ItrNgsd304 | 33145.6023 | 7319.7602 | 0 | 4394.6034 | 44859.9659 | 44867.3405 | 44867.3405 | 17330.6309 | 62197.9714 | 62197.9714 | 0.72124 | 0.72124 | 44625.607 | 44625.607 | 1.0053 | 71387.6671 | 6.0588 | 2461.5294 | LED Canopy Lighting (Exterior) | Transportation Equipment | New
| IwaTgsd304 | 33216.432 | 7324.9614 | 0 | 4406.1623 | 44947.5557 | 44974.3125 | 44974.3125 | 17330.6309 | 62304.9434 | 62304.9434 | 0.72141 | 0.72141 | 44732.0055 | 44732.0055 | 1.0048 | 71516.5491 | 6.0624 | 2468.154 | LED Canopy Lighting (Exterior) | Water and Wastewater | Turnover
| IwaNgsd304 | 33216.432 | 7324.9614 | 0 | 4406.1623 | 44947.5557 | 44974.3125 | 44974.3125 | 17330.6309 | 62304.9434 | 62304.9434 | 0.72141 | 0.72141 | 44732.0055 | 44732.0055 | 1.0048 | 71516.5491 | 6.0624 | 2468.154 | LED Canopy Lighting (Exterior) | Water and Wastewater | New
| IagTgsd305 | 33145.6023 | 7319.7602 | 0 | 4394.6034 | 44859.9659 | 44867.3405 | 44867.3405 | 17330.6309 | 62197.9714 | 62197.9714 | 0.72124 | 0.72124 | 62465.5941 | 62465.5941 | 0.71815 | 71387.6671 | 7.5678 | 3419.9117 | LED Display Lighting (Exterior) | Agriculture and Assembly | Turnover
| IagNgsd305 | 33145.6023 | 7319.7602 | 0 | 4394.6034 | 44859.9659 | 44867.3405 | 44867.3405 | 17330.6309 | 62197.9714 | 62197.9714 | 0.72124 | 0.72124 | 62465.5941 | 62465.5941 | 0.71815 | 71387.6671 | 7.5678 | 3419.9117 | LED Display Lighting (Exterior) | Agriculture and Assembly | New
| IchTgsd305 | 33145.6023 | 7319.7602 | 0 | 4394.6034 | 44859.9659 | 44867.3405 | 44867.3405 | 17330.6309 | 62197.9714 | 62197.9714 | 0.72124 | 0.72124 | 62465.5941 | 62465.5941 | 0.71815 | 71387.6671 | 7.5678 | 3419.9117 | LED Display Lighting (Exterior) | Chemicals and Plastics | Turnover
| IchNgsd305 | 33145.6023 | 7319.7602 | 0 | 4394.6034 | 44859.9659 | 44867.3405 | 44867.3405 | 17330.6309 | 62197.9714 | 62197.9714 | 0.72124 | 0.72124 | 62465.5941 | 62465.5941 | 0.71815 | 71387.6671 | 7.5678 | 3419.9117 | LED Display Lighting (Exterior) | Chemicals and Plastics | New
| IcoTgsd305 | 33145.6023 | 7319.7602 | 0 | 4394.6034 | 44859.9659 | 44867.3405 | 44867.3405 | 17330.6309 | 62197.9714 | 62197.9714 | 0.72124 | 0.72124 | 62465.5941 | 62465.5941 | 0.71815 | 71387.6671 | 7.5678 | 3419.9117 | LED Display Lighting (Exterior) | Construction | Turnover
| IcoNgsd305 | 33145.6023 | 7319.7602 | 0 | 4394.6034 | 44859.9659 | 44867.3405 | 44867.3405 | 17330.6309 | 62197.9714 | 62197.9714 | 0.72124 | 0.72124 | 62465.5941 | 62465.5941 | 0.71815 | 71387.6671 | 7.5678 | 3419.9117 | LED Display Lighting (Exterior) | Construction | New
| IelTgsd305 | 33145.6023 | 7319.7602 | 0 | 4394.6034 | 44859.9659 | 44867.3405 | 44867.3405 | 17330.6309 | 62197.9714 | 62197.9714 | 0.72124 | 0.72124 | 62465.5941 | 62465.5941 | 0.71815 | 71387.6671 | 7.5678 | 3419.9117 | LED Display Lighting (Exterior) | Electrical and Electronic Equip. | Turnover
| IelNgsd305 | 33145.6023 | 7319.7602 | 0 | 4394.6034 | 44859.9659 | 44867.3405 | 44867.3405 | 17330.6309 | 62197.9714 | 62197.9714 | 0.72124 | 0.72124 | 62465.5941 | 62465.5941 | 0.71815 | 71387.6671 | 7.5678 | 3419.9117 | LED Display Lighting (Exterior) | Electrical and Electronic Equip. | New
| IluTgsd305 | 33145.6023 | 7319.7602 | 0 | 4394.6034 | 44859.9659 | 44867.3405 | 44867.3405 | 17330.6309 | 62197.9714 | 62197.9714 | 0.72124 | 0.72124 | 62465.5941 | 62465.5941 | 0.71815 | 71387.6671 | 7.5678 | 3419.9117 | LED Display Lighting (Exterior) | Lumber/Furniture/Pulp/Paper | Turnover
| IluNgsd305 | 33145.6023 | 7319.7602 | 0 | 4394.6034 | 44859.9659 | 44867.3405 | 44867.3405 | 17330.6309 | 62197.9714 | 62197.9714 | 0.72124 | 0.72124 | 62465.5941 | 62465.5941 | 0.71815 | 71387.6671 | 7.5678 | 3419.9117 | LED Display Lighting (Exterior) | Lumber/Furniture/Pulp/Paper | New
| ImeTgsd305 | 33145.6023 | 7319.7602 | 0 | 4394.6034 | 44859.9659 | 44867.3405 | 44867.3405 | 17330.6309 | 62197.9714 | 62197.9714 | 0.72124 | 0.72124 | 62465.5941 | 62465.5941 | 0.71815 | 71387.6671 | 7.5678 | 3419.9117 | LED Display Lighting (Exterior) | Metal Products and Machinery | Turnover
| ImeNgsd305 | 33145.6023 | 7319.7602 | 0 | 4394.6034 | 44859.9659 | 44867.3405 | 44867.3405 | 17330.6309 | 62197.9714 | 62197.9714 | 0.72124 | 0.72124 | 62465.5941 | 62465.5941 | 0.71815 | 71387.6671 | 7.5678 | 3419.9117 | LED Display Lighting (Exterior) | Metal Products and Machinery | New
| ImiTgsd305 | 33145.6023 | 7319.7602 | 0 | 4394.6034 | 44859.9659 | 44867.3405 | 44867.3405 | 17330.6309 | 62197.9714 | 62197.9714 | 0.72124 | 0.72124 | 62465.5941 | 62465.5941 | 0.71815 | 71387.6671 | 7.5678 | 3419.9117 | LED Display Lighting (Exterior) | Miscellaneous Manufacturing | Turnover
| ImiNgsd305 | 33145.6023 | 7319.7602 | 0 | 4394.6034 | 44859.9659 | 44867.3405 | 44867.3405 | 17330.6309 | 62197.9714 | 62197.9714 | 0.72124 | 0.72124 | 62465.5941 | 62465.5941 | 0.71815 | 71387.6671 | 7.5678 | 3419.9117 | LED Display Lighting (Exterior) | Miscellaneous Manufacturing | New
| IprTgsd305 | 33145.6023 | 7319.7602 | 0 | 4394.6034 | 44859.9659 | 44867.3405 | 44867.3405 | 17330.6309 | 62197.9714 | 62197.9714 | 0.72124 | 0.72124 | 62465.5941 | 62465.5941 | 0.71815 | 71387.6671 | 7.5678 | 3419.9117 | LED Display Lighting (Exterior) | Primary Resources Industries | Turnover
| IprNgsd305 | 33145.6023 | 7319.7602 | 0 | 4394.6034 | 44859.9659 | 44867.3405 | 44867.3405 | 17330.6309 | 62197.9714 | 62197.9714 | 0.72124 | 0.72124 | 62465.5941 | 62465.5941 | 0.71815 | 71387.6671 | 7.5678 | 3419.9117 | LED Display Lighting (Exterior) | Primary Resources Industries | New
| IstTgsd305 | 33145.6023 | 7319.7602 | 0 | 4394.6034 | 44859.9659 | 44867.3405 | 44867.3405 | 17330.6309 | 62197.9714 | 62197.9714 | 0.72124 | 0.72124 | 62465.5941 | 62465.5941 | 0.71815 | 71387.6671 | 7.5678 | 3419.9117 | LED Display Lighting (Exterior) | Stone/Clay/Glass/Concrete | Turnover
| IstNgsd305 | 33145.6023 | 7319.7602 | 0 | 4394.6034 | 44859.9659 | 44867.3405 | 44867.3405 | 17330.6309 | 62197.9714 | 62197.9714 | 0.72124 | 0.72124 | 62465.5941 | 62465.5941 | 0.71815 | 71387.6671 | 7.5678 | 3419.9117 | LED Display Lighting (Exterior) | Stone/Clay/Glass/Concrete | New
| IteTgsd305 | 33145.6023 | 7319.7602 | 0 | 4394.6034 | 44859.9659 | 44867.3405 | 44867.3405 | 17330.6309 | 62197.9714 | 62197.9714 | 0.72124 | 0.72124 | 62465.5941 | 62465.5941 | 0.71815 | 71387.6671 | 7.5678 | 3419.9117 | LED Display Lighting (Exterior) | Textiles and Leather | Turnover
| IteNgsd305 | 33145.6023 | 7319.7602 | 0 | 4394.6034 | 44859.9659 | 44867.3405 | 44867.3405 | 17330.6309 | 62197.9714 | 62197.9714 | 0.72124 | 0.72124 | 62465.5941 | 62465.5941 | 0.71815 | 71387.6671 | 7.5678 | 3419.9117 | LED Display Lighting (Exterior) | Textiles and Leather | New
| ItrTgsd305 | 33145.6023 | 7319.7602 | 0 | 4394.6034 | 44859.9659 | 44867.3405 | 44867.3405 | 17330.6309 | 62197.9714 | 62197.9714 | 0.72124 | 0.72124 | 62465.5941 | 62465.5941 | 0.71815 | 71387.6671 | 7.5678 | 3419.9117 | LED Display Lighting (Exterior) | Transportation Equipment | Turnover
| ItrNgsd305 | 33145.6023 | 7319.7602 | 0 | 4394.6034 | 44859.9659 | 44867.3405 | 44867.3405 | 17330.6309 | 62197.9714 | 62197.9714 | 0.72124 | 0.72124 | 62465.5941 | 62465.5941 | 0.71815 | 71387.6671 | 7.5678 | 3419.9117 | LED Display Lighting (Exterior) | Transportation Equipment | New
| IwaTgsd305 | 33216.432 | 7324.9614 | 0 | 4406.1623 | 44947.5557 | 44974.3125 | 44974.3125 | 17330.6309 | 62304.9434 | 62304.9434 | 0.72141 | 0.72141 | 62614.5261 | 62614.5261 | 0.71785 | 71516.5491 | 7.5724 | 3428.8214 | LED Display Lighting (Exterior) | Water and Wastewater | Turnover
| IwaNgsd305 | 33216.432 | 7324.9614 | 0 | 4406.1623 | 44947.5557 | 44974.3125 | 44974.3125 | 17330.6309 | 62304.9434 | 62304.9434 | 0.72141 | 0.72141 | 62614.5261 | 62614.5261 | 0.71785 | 71516.5491 | 7.5724 | 3428.8214 | LED Display Lighting (Exterior) | Water and Wastewater | New
| IagTgsd306 | 33145.6023 | 7319.7602 | 0 | 4394.6034 | 44859.9659 | 44867.3405 | 44867.3405 | 17330.6309 | 62197.9714 | 62197.9714 | 0.72124 | 0.72124 | 25169.6182 | 25169.6182 | 1.7823 | 71387.6671 | 3.775 | 1011.1528 | LED Exterior Wall Packs | Agriculture and Assembly | Turnover
| IagNgsd306 | 33145.6023 | 7319.7602 | 0 | 4394.6034 | 44859.9659 | 44867.3405 | 44867.3405 | 17330.6309 | 62197.9714 | 62197.9714 | 0.72124 | 0.72124 | 25169.6182 | 25169.6182 | 1.7823 | 71387.6671 | 3.775 | 1011.1528 | LED Exterior Wall Packs | Agriculture and Assembly | New
| IchTgsd306 | 33145.6023 | 7319.7602 | 0 | 4394.6034 | 44859.9659 | 44867.3405 | 44867.3405 | 17330.6309 | 62197.9714 | 62197.9714 | 0.72124 | 0.72124 | 25169.6182 | 25169.6182 | 1.7823 | 71387.6671 | 3.775 | 1011.1528 | LED Exterior Wall Packs | Chemicals and Plastics | Turnover
| IchNgsd306 | 33145.6023 | 7319.7602 | 0 | 4394.6034 | 44859.9659 | 44867.3405 | 44867.3405 | 17330.6309 | 62197.9714 | 62197.9714 | 0.72124 | 0.72124 | 25169.6182 | 25169.6182 | 1.7823 | 71387.6671 | 3.775 | 1011.1528 | LED Exterior Wall Packs | Chemicals and Plastics | New
| IcoTgsd306 | 33145.6023 | 7319.7602 | 0 | 4394.6034 | 44859.9659 | 44867.3405 | 44867.3405 | 17330.6309 | 62197.9714 | 62197.9714 | 0.72124 | 0.72124 | 25169.6182 | 25169.6182 | 1.7823 | 71387.6671 | 3.775 | 1011.1528 | LED Exterior Wall Packs | Construction | Turnover
| IcoNgsd306 | 33145.6023 | 7319.7602 | 0 | 4394.6034 | 44859.9659 | 44867.3405 | 44867.3405 | 17330.6309 | 62197.9714 | 62197.9714 | 0.72124 | 0.72124 | 25169.6182 | 25169.6182 | 1.7823 | 71387.6671 | 3.775 | 1011.1528 | LED Exterior Wall Packs | Construction | New
| IelTgsd306 | 33145.6023 | 7319.7602 | 0 | 4394.6034 | 44859.9659 | 44867.3405 | 44867.3405 | 17330.6309 | 62197.9714 | 62197.9714 | 0.72124 | 0.72124 | 25169.6182 | 25169.6182 | 1.7823 | 71387.6671 | 3.775 | 1011.1528 | LED Exterior Wall Packs | Electrical and Electronic Equip. | Turnover
| IelNgsd306 | 33145.6023 | 7319.7602 | 0 | 4394.6034 | 44859.9659 | 44867.3405 | 44867.3405 | 17330.6309 | 62197.9714 | 62197.9714 | 0.72124 | 0.72124 | 25169.6182 | 25169.6182 | 1.7823 | 71387.6671 | 3.775 | 1011.1528 | LED Exterior Wall Packs | Electrical and Electronic Equip. | New
| IluTgsd306 | 33145.6023 | 7319.7602 | 0 | 4394.6034 | 44859.9659 | 44867.3405 | 44867.3405 | 17330.6309 | 62197.9714 | 62197.9714 | 0.72124 | 0.72124 | 25169.6182 | 25169.6182 | 1.7823 | 71387.6671 | 3.775 | 1011.1528 | LED Exterior Wall Packs | Lumber/Furniture/Pulp/Paper | Turnover
| IluNgsd306 | 33145.6023 | 7319.7602 | 0 | 4394.6034 | 44859.9659 | 44867.3405 | 44867.3405 | 17330.6309 | 62197.9714 | 62197.9714 | 0.72124 | 0.72124 | 25169.6182 | 25169.6182 | 1.7823 | 71387.6671 | 3.775 | 1011.1528 | LED Exterior Wall Packs | Lumber/Furniture/Pulp/Paper | New
| ImeTgsd306 | 33145.6023 | 7319.7602 | 0 | 4394.6034 | 44859.9659 | 44867.3405 | 44867.3405 | 17330.6309 | 62197.9714 | 62197.9714 | 0.72124 | 0.72124 | 25169.6182 | 25169.6182 | 1.7823 | 71387.6671 | 3.775 | 1011.1528 | LED Exterior Wall Packs | Metal Products and Machinery | Turnover
| ImeNgsd306 | 33145.6023 | 7319.7602 | 0 | 4394.6034 | 44859.9659 | 44867.3405 | 44867.3405 | 17330.6309 | 62197.9714 | 62197.9714 | 0.72124 | 0.72124 | 25169.6182 | 25169.6182 | 1.7823 | 71387.6671 | 3.775 | 1011.1528 | LED Exterior Wall Packs | Metal Products and Machinery | New
| ImiTgsd306 | 33145.6023 | 7319.7602 | 0 | 4394.6034 | 44859.9659 | 44867.3405 | 44867.3405 | 17330.6309 | 62197.9714 | 62197.9714 | 0.72124 | 0.72124 | 25169.6182 | 25169.6182 | 1.7823 | 71387.6671 | 3.775 | 1011.1528 | LED Exterior Wall Packs | Miscellaneous Manufacturing | Turnover
| ImiNgsd306 | 33145.6023 | 7319.7602 | 0 | 4394.6034 | 44859.9659 | 44867.3405 | 44867.3405 | 17330.6309 | 62197.9714 | 62197.9714 | 0.72124 | 0.72124 | 25169.6182 | 25169.6182 | 1.7823 | 71387.6671 | 3.775 | 1011.1528 | LED Exterior Wall Packs | Miscellaneous Manufacturing | New
| IprTgsd306 | 33145.6023 | 7319.7602 | 0 | 4394.6034 | 44859.9659 | 44867.3405 | 44867.3405 | 17330.6309 | 62197.9714 | 62197.9714 | 0.72124 | 0.72124 | 25169.6182 | 25169.6182 | 1.7823 | 71387.6671 | 3.775 | 1011.1528 | LED Exterior Wall Packs | Primary Resources Industries | Turnover
| IprNgsd306 | 33145.6023 | 7319.7602 | 0 | 4394.6034 | 44859.9659 | 44867.3405 | 44867.3405 | 17330.6309 | 62197.9714 | 62197.9714 | 0.72124 | 0.72124 | 25169.6182 | 25169.6182 | 1.7823 | 71387.6671 | 3.775 | 1011.1528 | LED Exterior Wall Packs | Primary Resources Industries | New
| IstTgsd306 | 33145.6023 | 7319.7602 | 0 | 4394.6034 | 44859.9659 | 44867.3405 | 44867.3405 | 17330.6309 | 62197.9714 | 62197.9714 | 0.72124 | 0.72124 | 25169.6182 | 25169.6182 | 1.7823 | 71387.6671 | 3.775 | 1011.1528 | LED Exterior Wall Packs | Stone/Clay/Glass/Concrete | Turnover
| IstNgsd306 | 33145.6023 | 7319.7602 | 0 | 4394.6034 | 44859.9659 | 44867.3405 | 44867.3405 | 17330.6309 | 62197.9714 | 62197.9714 | 0.72124 | 0.72124 | 25169.6182 | 25169.6182 | 1.7823 | 71387.6671 | 3.775 | 1011.1528 | LED Exterior Wall Packs | Stone/Clay/Glass/Concrete | New
| IteTgsd306 | 33145.6023 | 7319.7602 | 0 | 4394.6034 | 44859.9659 | 44867.3405 | 44867.3405 | 17330.6309 | 62197.9714 | 62197.9714 | 0.72124 | 0.72124 | 25169.6182 | 25169.6182 | 1.7823 | 71387.6671 | 3.775 | 1011.1528 | LED Exterior Wall Packs | Textiles and Leather | Turnover
| IteNgsd306 | 33145.6023 | 7319.7602 | 0 | 4394.6034 | 44859.9659 | 44867.3405 | 44867.3405 | 17330.6309 | 62197.9714 | 62197.9714 | 0.72124 | 0.72124 | 25169.6182 | 25169.6182 | 1.7823 | 71387.6671 | 3.775 | 1011.1528 | LED Exterior Wall Packs | Textiles and Leather | New
| ItrTgsd306 | 33145.6023 | 7319.7602 | 0 | 4394.6034 | 44859.9659 | 44867.3405 | 44867.3405 | 17330.6309 | 62197.9714 | 62197.9714 | 0.72124 | 0.72124 | 25169.6182 | 25169.6182 | 1.7823 | 71387.6671 | 3.775 | 1011.1528 | LED Exterior Wall Packs | Transportation Equipment | Turnover
| ItrNgsd306 | 33145.6023 | 7319.7602 | 0 | 4394.6034 | 44859.9659 | 44867.3405 | 44867.3405 | 17330.6309 | 62197.9714 | 62197.9714 | 0.72124 | 0.72124 | 25169.6182 | 25169.6182 | 1.7823 | 71387.6671 | 3.775 | 1011.1528 | LED Exterior Wall Packs | Transportation Equipment | New
| IwaTgsd306 | 33216.432 | 7324.9614 | 0 | 4406.1623 | 44947.5557 | 44974.3125 | 44974.3125 | 17330.6309 | 62304.9434 | 62304.9434 | 0.72141 | 0.72141 | 25229.6293 | 25229.6293 | 1.7815 | 71516.5491 | 3.7772 | 1014.3195 | LED Exterior Wall Packs | Water and Wastewater | Turnover
| IwaNgsd306 | 33216.432 | 7324.9614 | 0 | 4406.1623 | 44947.5557 | 44974.3125 | 44974.3125 | 17330.6309 | 62304.9434 | 62304.9434 | 0.72141 | 0.72141 | 25229.6293 | 25229.6293 | 1.7815 | 71516.5491 | 3.7772 | 1014.3195 | LED Exterior Wall Packs | Water and Wastewater | New
| IagTgsd307 | 33145.6023 | 7319.7602 | 0 | 4394.6034 | 44859.9659 | 44867.3405 | 44867.3405 | 17330.6309 | 62197.9714 | 62197.9714 | 0.72124 | 0.72124 | 34979.3489 | 34979.3489 | 1.2825 | 71387.6671 | 5.2463 | 1945.5312 | LED Parking Lighting | Agriculture and Assembly | Turnover
| IagNgsd307 | 33145.6023 | 7319.7602 | 0 | 4394.6034 | 44859.9659 | 44867.3405 | 44867.3405 | 17330.6309 | 62197.9714 | 62197.9714 | 0.72124 | 0.72124 | 34979.3489 | 34979.3489 | 1.2825 | 71387.6671 | 5.2463 | 1945.5312 | LED Parking Lighting | Agriculture and Assembly | New
| IchTgsd307 | 33145.6023 | 7319.7602 | 0 | 4394.6034 | 44859.9659 | 44867.3405 | 44867.3405 | 17330.6309 | 62197.9714 | 62197.9714 | 0.72124 | 0.72124 | 34979.3489 | 34979.3489 | 1.2825 | 71387.6671 | 5.2463 | 1945.5312 | LED Parking Lighting | Chemicals and Plastics | Turnover
| IchNgsd307 | 33145.6023 | 7319.7602 | 0 | 4394.6034 | 44859.9659 | 44867.3405 | 44867.3405 | 17330.6309 | 62197.9714 | 62197.9714 | 0.72124 | 0.72124 | 34979.3489 | 34979.3489 | 1.2825 | 71387.6671 | 5.2463 | 1945.5312 | LED Parking Lighting | Chemicals and Plastics | New
| IcoTgsd307 | 33145.6023 | 7319.7602 | 0 | 4394.6034 | 44859.9659 | 44867.3405 | 44867.3405 | 17330.6309 | 62197.9714 | 62197.9714 | 0.72124 | 0.72124 | 34979.3489 | 34979.3489 | 1.2825 | 71387.6671 | 5.2463 | 1945.5312 | LED Parking Lighting | Construction | Turnover
| IcoNgsd307 | 33145.6023 | 7319.7602 | 0 | 4394.6034 | 44859.9659 | 44867.3405 | 44867.3405 | 17330.6309 | 62197.9714 | 62197.9714 | 0.72124 | 0.72124 | 34979.3489 | 34979.3489 | 1.2825 | 71387.6671 | 5.2463 | 1945.5312 | LED Parking Lighting | Construction | New
| IelTgsd307 | 33145.6023 | 7319.7602 | 0 | 4394.6034 | 44859.9659 | 44867.3405 | 44867.3405 | 17330.6309 | 62197.9714 | 62197.9714 | 0.72124 | 0.72124 | 34979.3489 | 34979.3489 | 1.2825 | 71387.6671 | 5.2463 | 1945.5312 | LED Parking Lighting | Electrical and Electronic Equip. | Turnover
| IelNgsd307 | 33145.6023 | 7319.7602 | 0 | 4394.6034 | 44859.9659 | 44867.3405 | 44867.3405 | 17330.6309 | 62197.9714 | 62197.9714 | 0.72124 | 0.72124 | 34979.3489 | 34979.3489 | 1.2825 | 71387.6671 | 5.2463 | 1945.5312 | LED Parking Lighting | Electrical and Electronic Equip. | New
| IluTgsd307 | 33145.6023 | 7319.7602 | 0 | 4394.6034 | 44859.9659 | 44867.3405 | 44867.3405 | 17330.6309 | 62197.9714 | 62197.9714 | 0.72124 | 0.72124 | 34979.3489 | 34979.3489 | 1.2825 | 71387.6671 | 5.2463 | 1945.5312 | LED Parking Lighting | Lumber/Furniture/Pulp/Paper | Turnover
| IluNgsd307 | 33145.6023 | 7319.7602 | 0 | 4394.6034 | 44859.9659 | 44867.3405 | 44867.3405 | 17330.6309 | 62197.9714 | 62197.9714 | 0.72124 | 0.72124 | 34979.3489 | 34979.3489 | 1.2825 | 71387.6671 | 5.2463 | 1945.5312 | LED Parking Lighting | Lumber/Furniture/Pulp/Paper | New
| ImeTgsd307 | 33145.6023 | 7319.7602 | 0 | 4394.6034 | 44859.9659 | 44867.3405 | 44867.3405 | 17330.6309 | 62197.9714 | 62197.9714 | 0.72124 | 0.72124 | 34979.3489 | 34979.3489 | 1.2825 | 71387.6671 | 5.2463 | 1945.5312 | LED Parking Lighting | Metal Products and Machinery | Turnover
| ImeNgsd307 | 33145.6023 | 7319.7602 | 0 | 4394.6034 | 44859.9659 | 44867.3405 | 44867.3405 | 17330.6309 | 62197.9714 | 62197.9714 | 0.72124 | 0.72124 | 34979.3489 | 34979.3489 | 1.2825 | 71387.6671 | 5.2463 | 1945.5312 | LED Parking Lighting | Metal Products and Machinery | New
| ImiTgsd307 | 33145.6023 | 7319.7602 | 0 | 4394.6034 | 44859.9659 | 44867.3405 | 44867.3405 | 17330.6309 | 62197.9714 | 62197.9714 | 0.72124 | 0.72124 | 34979.3489 | 34979.3489 | 1.2825 | 71387.6671 | 5.2463 | 1945.5312 | LED Parking Lighting | Miscellaneous Manufacturing | Turnover
| ImiNgsd307 | 33145.6023 | 7319.7602 | 0 | 4394.6034 | 44859.9659 | 44867.3405 | 44867.3405 | 17330.6309 | 62197.9714 | 62197.9714 | 0.72124 | 0.72124 | 34979.3489 | 34979.3489 | 1.2825 | 71387.6671 | 5.2463 | 1945.5312 | LED Parking Lighting | Miscellaneous Manufacturing | New
| IprTgsd307 | 33145.6023 | 7319.7602 | 0 | 4394.6034 | 44859.9659 | 44867.3405 | 44867.3405 | 17330.6309 | 62197.9714 | 62197.9714 | 0.72124 | 0.72124 | 34979.3489 | 34979.3489 | 1.2825 | 71387.6671 | 5.2463 | 1945.5312 | LED Parking Lighting | Primary Resources Industries | Turnover
| IprNgsd307 | 33145.6023 | 7319.7602 | 0 | 4394.6034 | 44859.9659 | 44867.3405 | 44867.3405 | 17330.6309 | 62197.9714 | 62197.9714 | 0.72124 | 0.72124 | 34979.3489 | 34979.3489 | 1.2825 | 71387.6671 | 5.2463 | 1945.5312 | LED Parking Lighting | Primary Resources Industries | New
| IstTgsd307 | 33145.6023 | 7319.7602 | 0 | 4394.6034 | 44859.9659 | 44867.3405 | 44867.3405 | 17330.6309 | 62197.9714 | 62197.9714 | 0.72124 | 0.72124 | 34979.3489 | 34979.3489 | 1.2825 | 71387.6671 | 5.2463 | 1945.5312 | LED Parking Lighting | Stone/Clay/Glass/Concrete | Turnover
| IstNgsd307 | 33145.6023 | 7319.7602 | 0 | 4394.6034 | 44859.9659 | 44867.3405 | 44867.3405 | 17330.6309 | 62197.9714 | 62197.9714 | 0.72124 | 0.72124 | 34979.3489 | 34979.3489 | 1.2825 | 71387.6671 | 5.2463 | 1945.5312 | LED Parking Lighting | Stone/Clay/Glass/Concrete | New
| IteTgsd307 | 33145.6023 | 7319.7602 | 0 | 4394.6034 | 44859.9659 | 44867.3405 | 44867.3405 | 17330.6309 | 62197.9714 | 62197.9714 | 0.72124 | 0.72124 | 34979.3489 | 34979.3489 | 1.2825 | 71387.6671 | 5.2463 | 1945.5312 | LED Parking Lighting | Textiles and Leather | Turnover
| IteNgsd307 | 33145.6023 | 7319.7602 | 0 | 4394.6034 | 44859.9659 | 44867.3405 | 44867.3405 | 17330.6309 | 62197.9714 | 62197.9714 | 0.72124 | 0.72124 | 34979.3489 | 34979.3489 | 1.2825 | 71387.6671 | 5.2463 | 1945.5312 | LED Parking Lighting | Textiles and Leather | New
| ItrTgsd307 | 33145.6023 | 7319.7602 | 0 | 4394.6034 | 44859.9659 | 44867.3405 | 44867.3405 | 17330.6309 | 62197.9714 | 62197.9714 | 0.72124 | 0.72124 | 34979.3489 | 34979.3489 | 1.2825 | 71387.6671 | 5.2463 | 1945.5312 | LED Parking Lighting | Transportation Equipment | Turnover
| ItrNgsd307 | 33145.6023 | 7319.7602 | 0 | 4394.6034 | 44859.9659 | 44867.3405 | 44867.3405 | 17330.6309 | 62197.9714 | 62197.9714 | 0.72124 | 0.72124 | 34979.3489 | 34979.3489 | 1.2825 | 71387.6671 | 5.2463 | 1945.5312 | LED Parking Lighting | Transportation Equipment | New
| IwaTgsd307 | 33216.432 | 7324.9614 | 0 | 4406.1623 | 44947.5557 | 44974.3125 | 44974.3125 | 17330.6309 | 62304.9434 | 62304.9434 | 0.72141 | 0.72141 | 35062.7462 | 35062.7462 | 1.2819 | 71516.5491 | 5.2494 | 1950.9256 | LED Parking Lighting | Water and Wastewater | Turnover
| IwaNgsd307 | 33216.432 | 7324.9614 | 0 | 4406.1623 | 44947.5557 | 44974.3125 | 44974.3125 | 17330.6309 | 62304.9434 | 62304.9434 | 0.72141 | 0.72141 | 35062.7462 | 35062.7462 | 1.2819 | 71516.5491 | 5.2494 | 1950.9256 | LED Parking Lighting | Water and Wastewater | New
| IagEgsd401 | 33163.715 | 7334.2778 | 0 | 4394.6034 | 44892.5962 | 44867.3405 | 44867.3405 | 19151.6328 | 64018.9733 | 64018.9733 | 0.70124 | 0.70124 | 55294.5613 | 55294.5613 | 0.81188 | 73208.669 | 6.0631 | 2532.5292 | Auto Off Time Switch | Agriculture and Assembly | Existing
| IagNgsd401 | 33163.715 | 7334.2778 | 0 | 4394.6034 | 44892.5962 | 44867.3405 | 44867.3405 | 19151.6328 | 64018.9733 | 64018.9733 | 0.70124 | 0.70124 | 55294.5613 | 55294.5613 | 0.81188 | 73208.669 | 6.0631 | 2532.5292 | Auto Off Time Switch | Agriculture and Assembly | New
| IchEgsd401 | 33163.715 | 7334.2778 | 0 | 4394.6034 | 44892.5962 | 44867.3405 | 44867.3405 | 19151.6328 | 64018.9733 | 64018.9733 | 0.70124 | 0.70124 | 55294.5613 | 55294.5613 | 0.81188 | 73208.669 | 6.0631 | 2532.5292 | Auto Off Time Switch | Chemicals and Plastics | Existing
| IchNgsd401 | 33163.715 | 7334.2778 | 0 | 4394.6034 | 44892.5962 | 44867.3405 | 44867.3405 | 19151.6328 | 64018.9733 | 64018.9733 | 0.70124 | 0.70124 | 55294.5613 | 55294.5613 | 0.81188 | 73208.669 | 6.0631 | 2532.5292 | Auto Off Time Switch | Chemicals and Plastics | New
| IcoEgsd401 | 33163.715 | 7334.2778 | 0 | 4394.6034 | 44892.5962 | 44867.3405 | 44867.3405 | 19151.6328 | 64018.9733 | 64018.9733 | 0.70124 | 0.70124 | 55294.5613 | 55294.5613 | 0.81188 | 73208.669 | 6.0631 | 2532.5292 | Auto Off Time Switch | Construction | Existing
| IcoNgsd401 | 33163.715 | 7334.2778 | 0 | 4394.6034 | 44892.5962 | 44867.3405 | 44867.3405 | 19151.6328 | 64018.9733 | 64018.9733 | 0.70124 | 0.70124 | 55294.5613 | 55294.5613 | 0.81188 | 73208.669 | 6.0631 | 2532.5292 | Auto Off Time Switch | Construction | New
| IelEgsd401 | 33163.715 | 7334.2778 | 0 | 4394.6034 | 44892.5962 | 44867.3405 | 44867.3405 | 19151.6328 | 64018.9733 | 64018.9733 | 0.70124 | 0.70124 | 55294.5613 | 55294.5613 | 0.81188 | 73208.669 | 6.0631 | 2532.5292 | Auto Off Time Switch | Electrical and Electronic Equip. | Existing
| IelNgsd401 | 33163.715 | 7334.2778 | 0 | 4394.6034 | 44892.5962 | 44867.3405 | 44867.3405 | 19151.6328 | 64018.9733 | 64018.9733 | 0.70124 | 0.70124 | 55294.5613 | 55294.5613 | 0.81188 | 73208.669 | 6.0631 | 2532.5292 | Auto Off Time Switch | Electrical and Electronic Equip. | New
| IluEgsd401 | 33163.715 | 7334.2778 | 0 | 4394.6034 | 44892.5962 | 44867.3405 | 44867.3405 | 19151.6328 | 64018.9733 | 64018.9733 | 0.70124 | 0.70124 | 57500.0447 | 57500.0447 | 0.78074 | 73208.669 | 6.3049 | 2690.1618 | Auto Off Time Switch | Lumber/Furniture/Pulp/Paper | Existing
| IluNgsd401 | 33163.715 | 7334.2778 | 0 | 4394.6034 | 44892.5962 | 44867.3405 | 44867.3405 | 19151.6328 | 64018.9733 | 64018.9733 | 0.70124 | 0.70124 | 57500.0447 | 57500.0447 | 0.78074 | 73208.669 | 6.3049 | 2690.1618 | Auto Off Time Switch | Lumber/Furniture/Pulp/Paper | New
| ImeEgsd401 | 33163.715 | 7334.2778 | 0 | 4394.6034 | 44892.5962 | 44867.3405 | 44867.3405 | 19151.6328 | 64018.9733 | 64018.9733 | 0.70124 | 0.70124 | 55294.5613 | 55294.5613 | 0.81188 | 73208.669 | 6.0631 | 2532.5292 | Auto Off Time Switch | Metal Products and Machinery | Existing
| ImeNgsd401 | 33163.715 | 7334.2778 | 0 | 4394.6034 | 44892.5962 | 44867.3405 | 44867.3405 | 19151.6328 | 64018.9733 | 64018.9733 | 0.70124 | 0.70124 | 55294.5613 | 55294.5613 | 0.81188 | 73208.669 | 6.0631 | 2532.5292 | Auto Off Time Switch | Metal Products and Machinery | New
| ImiEgsd401 | 33163.715 | 7334.2778 | 0 | 4394.6034 | 44892.5962 | 44867.3405 | 44867.3405 | 19151.6328 | 64018.9733 | 64018.9733 | 0.70124 | 0.70124 | 56158.5394 | 56158.5394 | 0.79939 | 73208.669 | 6.1578 | 2594.2804 | Auto Off Time Switch | Miscellaneous Manufacturing | Existing
| ImiNgsd401 | 33163.715 | 7334.2778 | 0 | 4394.6034 | 44892.5962 | 44867.3405 | 44867.3405 | 19151.6328 | 64018.9733 | 64018.9733 | 0.70124 | 0.70124 | 56158.5394 | 56158.5394 | 0.79939 | 73208.669 | 6.1578 | 2594.2804 | Auto Off Time Switch | Miscellaneous Manufacturing | New
| IprEgsd401 | 33163.715 | 7334.2778 | 0 | 4394.6034 | 44892.5962 | 44867.3405 | 44867.3405 | 19151.6328 | 64018.9733 | 64018.9733 | 0.70124 | 0.70124 | 55294.5613 | 55294.5613 | 0.81188 | 73208.669 | 6.0631 | 2532.5292 | Auto Off Time Switch | Primary Resources Industries | Existing
| IprNgsd401 | 33163.715 | 7334.2778 | 0 | 4394.6034 | 44892.5962 | 44867.3405 | 44867.3405 | 19151.6328 | 64018.9733 | 64018.9733 | 0.70124 | 0.70124 | 55294.5613 | 55294.5613 | 0.81188 | 73208.669 | 6.0631 | 2532.5292 | Auto Off Time Switch | Primary Resources Industries | New
| IstEgsd401 | 33163.715 | 7334.2778 | 0 | 4394.6034 | 44892.5962 | 44867.3405 | 44867.3405 | 19151.6328 | 64018.9733 | 64018.9733 | 0.70124 | 0.70124 | 55294.5613 | 55294.5613 | 0.81188 | 73208.669 | 6.0631 | 2532.5292 | Auto Off Time Switch | Stone/Clay/Glass/Concrete | Existing
| IstNgsd401 | 33163.715 | 7334.2778 | 0 | 4394.6034 | 44892.5962 | 44867.3405 | 44867.3405 | 19151.6328 | 64018.9733 | 64018.9733 | 0.70124 | 0.70124 | 55294.5613 | 55294.5613 | 0.81188 | 73208.669 | 6.0631 | 2532.5292 | Auto Off Time Switch | Stone/Clay/Glass/Concrete | New
| IteEgsd401 | 33163.715 | 7334.2778 | 0 | 4394.6034 | 44892.5962 | 44867.3405 | 44867.3405 | 19151.6328 | 64018.9733 | 64018.9733 | 0.70124 | 0.70124 | 55294.5613 | 55294.5613 | 0.81188 | 73208.669 | 6.0631 | 2532.5292 | Auto Off Time Switch | Textiles and Leather | Existing
| IteNgsd401 | 33163.715 | 7334.2778 | 0 | 4394.6034 | 44892.5962 | 44867.3405 | 44867.3405 | 19151.6328 | 64018.9733 | 64018.9733 | 0.70124 | 0.70124 | 55294.5613 | 55294.5613 | 0.81188 | 73208.669 | 6.0631 | 2532.5292 | Auto Off Time Switch | Textiles and Leather | New
| ItrEgsd401 | 33163.715 | 7334.2778 | 0 | 4394.6034 | 44892.5962 | 44867.3405 | 44867.3405 | 19151.6328 | 64018.9733 | 64018.9733 | 0.70124 | 0.70124 | 57049.9466 | 57049.9466 | 0.7869 | 73208.669 | 6.2556 | 2657.9919 | Auto Off Time Switch | Transportation Equipment | Existing
| ItrNgsd401 | 33163.715 | 7334.2778 | 0 | 4394.6034 | 44892.5962 | 44867.3405 | 44867.3405 | 19151.6328 | 64018.9733 | 64018.9733 | 0.70124 | 0.70124 | 57049.9466 | 57049.9466 | 0.7869 | 73208.669 | 6.2556 | 2657.9919 | Auto Off Time Switch | Transportation Equipment | New
| IwaEgsd401 | 34241.0375 | 7367.8051 | 0 | 4567.6945 | 46176.5371 | 46434.3173 | 46434.3173 | 19151.6328 | 65585.9501 | 65585.9501 | 0.70406 | 0.70406 | 57225.7051 | 57225.7051 | 0.80692 | 75096.5929 | 6.1189 | 2633.2119 | Auto Off Time Switch | Water and Wastewater | Existing
| IwaNgsd401 | 34241.0375 | 7367.8051 | 0 | 4567.6945 | 46176.5371 | 46434.3173 | 46434.3173 | 19151.6328 | 65585.9501 | 65585.9501 | 0.70406 | 0.70406 | 57225.7051 | 57225.7051 | 0.80692 | 75096.5929 | 6.1189 | 2633.2119 | Auto Off Time Switch | Water and Wastewater | New
| IagEgsd402 | 33163.715 | 7334.2778 | 0 | 4394.6034 | 44892.5962 | 44867.3405 | 44867.3405 | 19151.6328 | 64018.9733 | 64018.9733 | 0.70124 | 0.70124 | 119221.3808 | 119221.3808 | 0.37655 | 73208.669 | 11.0359 | 5773.8876 | Bi-Level Lighting Control (Interior) | Agriculture and Assembly | Existing
| IagNgsd402 | 33163.715 | 7334.2778 | 0 | 4394.6034 | 44892.5962 | 44867.3405 | 44867.3405 | 19151.6328 | 64018.9733 | 64018.9733 | 0.70124 | 0.70124 | 119221.3808 | 119221.3808 | 0.37655 | 73208.669 | 11.0359 | 5773.8876 | Bi-Level Lighting Control (Interior) | Agriculture and Assembly | New
| IchEgsd402 | 33163.715 | 7334.2778 | 0 | 4394.6034 | 44892.5962 | 44867.3405 | 44867.3405 | 19151.6328 | 64018.9733 | 64018.9733 | 0.70124 | 0.70124 | 119221.3808 | 119221.3808 | 0.37655 | 73208.669 | 11.0359 | 5773.8876 | Bi-Level Lighting Control (Interior) | Chemicals and Plastics | Existing
| IchNgsd402 | 33163.715 | 7334.2778 | 0 | 4394.6034 | 44892.5962 | 44867.3405 | 44867.3405 | 19151.6328 | 64018.9733 | 64018.9733 | 0.70124 | 0.70124 | 119221.3808 | 119221.3808 | 0.37655 | 73208.669 | 11.0359 | 5773.8876 | Bi-Level Lighting Control (Interior) | Chemicals and Plastics | New
| IcoEgsd402 | 33163.715 | 7334.2778 | 0 | 4394.6034 | 44892.5962 | 44867.3405 | 44867.3405 | 19151.6328 | 64018.9733 | 64018.9733 | 0.70124 | 0.70124 | 119221.3808 | 119221.3808 | 0.37655 | 73208.669 | 11.0359 | 5773.8876 | Bi-Level Lighting Control (Interior) | Construction | Existing
| IcoNgsd402 | 33163.715 | 7334.2778 | 0 | 4394.6034 | 44892.5962 | 44867.3405 | 44867.3405 | 19151.6328 | 64018.9733 | 64018.9733 | 0.70124 | 0.70124 | 119221.3808 | 119221.3808 | 0.37655 | 73208.669 | 11.0359 | 5773.8876 | Bi-Level Lighting Control (Interior) | Construction | New
| IelEgsd402 | 33163.715 | 7334.2778 | 0 | 4394.6034 | 44892.5962 | 44867.3405 | 44867.3405 | 19151.6328 | 64018.9733 | 64018.9733 | 0.70124 | 0.70124 | 119221.3808 | 119221.3808 | 0.37655 | 73208.669 | 11.0359 | 5773.8876 | Bi-Level Lighting Control (Interior) | Electrical and Electronic Equip. | Existing
| IelNgsd402 | 33163.715 | 7334.2778 | 0 | 4394.6034 | 44892.5962 | 44867.3405 | 44867.3405 | 19151.6328 | 64018.9733 | 64018.9733 | 0.70124 | 0.70124 | 119221.3808 | 119221.3808 | 0.37655 | 73208.669 | 11.0359 | 5773.8876 | Bi-Level Lighting Control (Interior) | Electrical and Electronic Equip. | New
| IluEgsd402 | 33163.715 | 7334.2778 | 0 | 4394.6034 | 44892.5962 | 44867.3405 | 44867.3405 | 19151.6328 | 64018.9733 | 64018.9733 | 0.70124 | 0.70124 | 123976.6153 | 123976.6153 | 0.36211 | 73208.669 | 11.476 | 6060.8032 | Bi-Level Lighting Control (Interior) | Lumber/Furniture/Pulp/Paper | Existing
| IluNgsd402 | 33163.715 | 7334.2778 | 0 | 4394.6034 | 44892.5962 | 44867.3405 | 44867.3405 | 19151.6328 | 64018.9733 | 64018.9733 | 0.70124 | 0.70124 | 123976.6153 | 123976.6153 | 0.36211 | 73208.669 | 11.476 | 6060.8032 | Bi-Level Lighting Control (Interior) | Lumber/Furniture/Pulp/Paper | New
| ImeEgsd402 | 33163.715 | 7334.2778 | 0 | 4394.6034 | 44892.5962 | 44867.3405 | 44867.3405 | 19151.6328 | 64018.9733 | 64018.9733 | 0.70124 | 0.70124 | 119221.3808 | 119221.3808 | 0.37655 | 73208.669 | 11.0359 | 5773.8876 | Bi-Level Lighting Control (Interior) | Metal Products and Machinery | Existing
| ImeNgsd402 | 33163.715 | 7334.2778 | 0 | 4394.6034 | 44892.5962 | 44867.3405 | 44867.3405 | 19151.6328 | 64018.9733 | 64018.9733 | 0.70124 | 0.70124 | 119221.3808 | 119221.3808 | 0.37655 | 73208.669 | 11.0359 | 5773.8876 | Bi-Level Lighting Control (Interior) | Metal Products and Machinery | New
| ImiEgsd402 | 33163.715 | 7334.2778 | 0 | 4394.6034 | 44892.5962 | 44867.3405 | 44867.3405 | 19151.6328 | 64018.9733 | 64018.9733 | 0.70124 | 0.70124 | 121085.0412 | 121085.0412 | 0.37075 | 73208.669 | 11.2084 | 5886.3347 | Bi-Level Lighting Control (Interior) | Miscellaneous Manufacturing | Existing
| ImiNgsd402 | 33163.715 | 7334.2778 | 0 | 4394.6034 | 44892.5962 | 44867.3405 | 44867.3405 | 19151.6328 | 64018.9733 | 64018.9733 | 0.70124 | 0.70124 | 121085.0412 | 121085.0412 | 0.37075 | 73208.669 | 11.2084 | 5886.3347 | Bi-Level Lighting Control (Interior) | Miscellaneous Manufacturing | New
| IprEgsd402 | 33163.715 | 7334.2778 | 0 | 4394.6034 | 44892.5962 | 44867.3405 | 44867.3405 | 19151.6328 | 64018.9733 | 64018.9733 | 0.70124 | 0.70124 | 119221.3808 | 119221.3808 | 0.37655 | 73208.669 | 11.0359 | 5773.8876 | Bi-Level Lighting Control (Interior) | Primary Resources Industries | Existing
| IprNgsd402 | 33163.715 | 7334.2778 | 0 | 4394.6034 | 44892.5962 | 44867.3405 | 44867.3405 | 19151.6328 | 64018.9733 | 64018.9733 | 0.70124 | 0.70124 | 119221.3808 | 119221.3808 | 0.37655 | 73208.669 | 11.0359 | 5773.8876 | Bi-Level Lighting Control (Interior) | Primary Resources Industries | New
| IstEgsd402 | 33163.715 | 7334.2778 | 0 | 4394.6034 | 44892.5962 | 44867.3405 | 44867.3405 | 19151.6328 | 64018.9733 | 64018.9733 | 0.70124 | 0.70124 | 119221.3808 | 119221.3808 | 0.37655 | 73208.669 | 11.0359 | 5773.8876 | Bi-Level Lighting Control (Interior) | Stone/Clay/Glass/Concrete | Existing
| IstNgsd402 | 33163.715 | 7334.2778 | 0 | 4394.6034 | 44892.5962 | 44867.3405 | 44867.3405 | 19151.6328 | 64018.9733 | 64018.9733 | 0.70124 | 0.70124 | 119221.3808 | 119221.3808 | 0.37655 | 73208.669 | 11.0359 | 5773.8876 | Bi-Level Lighting Control (Interior) | Stone/Clay/Glass/Concrete | New
| IteEgsd402 | 33163.715 | 7334.2778 | 0 | 4394.6034 | 44892.5962 | 44867.3405 | 44867.3405 | 19151.6328 | 64018.9733 | 64018.9733 | 0.70124 | 0.70124 | 119221.3808 | 119221.3808 | 0.37655 | 73208.669 | 11.0359 | 5773.8876 | Bi-Level Lighting Control (Interior) | Textiles and Leather | Existing
| IteNgsd402 | 33163.715 | 7334.2778 | 0 | 4394.6034 | 44892.5962 | 44867.3405 | 44867.3405 | 19151.6328 | 64018.9733 | 64018.9733 | 0.70124 | 0.70124 | 119221.3808 | 119221.3808 | 0.37655 | 73208.669 | 11.0359 | 5773.8876 | Bi-Level Lighting Control (Interior) | Textiles and Leather | New
| ItrEgsd402 | 33163.715 | 7334.2778 | 0 | 4394.6034 | 44892.5962 | 44867.3405 | 44867.3405 | 19151.6328 | 64018.9733 | 64018.9733 | 0.70124 | 0.70124 | 123006.1591 | 123006.1591 | 0.36496 | 73208.669 | 11.3862 | 6002.249 | Bi-Level Lighting Control (Interior) | Transportation Equipment | Existing
| ItrNgsd402 | 33163.715 | 7334.2778 | 0 | 4394.6034 | 44892.5962 | 44867.3405 | 44867.3405 | 19151.6328 | 64018.9733 | 64018.9733 | 0.70124 | 0.70124 | 123006.1591 | 123006.1591 | 0.36496 | 73208.669 | 11.3862 | 6002.249 | Bi-Level Lighting Control (Interior) | Transportation Equipment | New
| IwaEgsd402 | 34241.0375 | 7367.8051 | 0 | 4567.6945 | 46176.5371 | 46434.3173 | 46434.3173 | 19151.6328 | 65585.9501 | 65585.9501 | 0.70406 | 0.70406 | 123385.1435 | 123385.1435 | 0.37425 | 75096.5929 | 11.1375 | 5987.7736 | Bi-Level Lighting Control (Interior) | Water and Wastewater | Existing
| IwaNgsd402 | 34241.0375 | 7367.8051 | 0 | 4567.6945 | 46176.5371 | 46434.3173 | 46434.3173 | 19151.6328 | 65585.9501 | 65585.9501 | 0.70406 | 0.70406 | 123385.1435 | 123385.1435 | 0.37425 | 75096.5929 | 11.1375 | 5987.7736 | Bi-Level Lighting Control (Interior) | Water and Wastewater | New
| IagEgsd403 | 33163.715 | 7334.2778 | 0 | 4394.6034 | 44892.5962 | 44867.3405 | 44867.3405 | 19151.6328 | 64018.9733 | 64018.9733 | 0.70124 | 0.70124 | 8455.9504 | 8455.9504 | 5.309 | 73208.669 | 0.9272 | -815.1733 | High Bay Occupancy Sensors, Ceiling Mounted | Agriculture and Assembly | Existing
| IagNgsd403 | 33163.715 | 7334.2778 | 0 | 4394.6034 | 44892.5962 | 44867.3405 | 44867.3405 | 19151.6328 | 64018.9733 | 64018.9733 | 0.70124 | 0.70124 | 8455.9504 | 8455.9504 | 5.309 | 73208.669 | 0.9272 | -815.1733 | High Bay Occupancy Sensors, Ceiling Mounted | Agriculture and Assembly | New
| IchEgsd403 | 33163.715 | 7334.2778 | 0 | 4394.6034 | 44892.5962 | 44867.3405 | 44867.3405 | 19151.6328 | 64018.9733 | 64018.9733 | 0.70124 | 0.70124 | 8455.9504 | 8455.9504 | 5.309 | 73208.669 | 0.9272 | -815.1733 | High Bay Occupancy Sensors, Ceiling Mounted | Chemicals and Plastics | Existing
| IchNgsd403 | 33163.715 | 7334.2778 | 0 | 4394.6034 | 44892.5962 | 44867.3405 | 44867.3405 | 19151.6328 | 64018.9733 | 64018.9733 | 0.70124 | 0.70124 | 8455.9504 | 8455.9504 | 5.309 | 73208.669 | 0.9272 | -815.1733 | High Bay Occupancy Sensors, Ceiling Mounted | Chemicals and Plastics | New
| IcoEgsd403 | 33163.715 | 7334.2778 | 0 | 4394.6034 | 44892.5962 | 44867.3405 | 44867.3405 | 19151.6328 | 64018.9733 | 64018.9733 | 0.70124 | 0.70124 | 8455.9504 | 8455.9504 | 5.309 | 73208.669 | 0.9272 | -815.1733 | High Bay Occupancy Sensors, Ceiling Mounted | Construction | Existing
| IcoNgsd403 | 33163.715 | 7334.2778 | 0 | 4394.6034 | 44892.5962 | 44867.3405 | 44867.3405 | 19151.6328 | 64018.9733 | 64018.9733 | 0.70124 | 0.70124 | 8455.9504 | 8455.9504 | 5.309 | 73208.669 | 0.9272 | -815.1733 | High Bay Occupancy Sensors, Ceiling Mounted | Construction | New
| IelEgsd403 | 33163.715 | 7334.2778 | 0 | 4394.6034 | 44892.5962 | 44867.3405 | 44867.3405 | 19151.6328 | 64018.9733 | 64018.9733 | 0.70124 | 0.70124 | 8455.9504 | 8455.9504 | 5.309 | 73208.669 | 0.9272 | -815.1733 | High Bay Occupancy Sensors, Ceiling Mounted | Electrical and Electronic Equip. | Existing
| IelNgsd403 | 33163.715 | 7334.2778 | 0 | 4394.6034 | 44892.5962 | 44867.3405 | 44867.3405 | 19151.6328 | 64018.9733 | 64018.9733 | 0.70124 | 0.70124 | 8455.9504 | 8455.9504 | 5.309 | 73208.669 | 0.9272 | -815.1733 | High Bay Occupancy Sensors, Ceiling Mounted | Electrical and Electronic Equip. | New
| IluEgsd403 | 33163.715 | 7334.2778 | 0 | 4394.6034 | 44892.5962 | 44867.3405 | 44867.3405 | 19151.6328 | 64018.9733 | 64018.9733 | 0.70124 | 0.70124 | 8794.1884 | 8794.1884 | 5.1048 | 73208.669 | 0.96429 | -790.9983 | High Bay Occupancy Sensors, Ceiling Mounted | Lumber/Furniture/Pulp/Paper | Existing
| IluNgsd403 | 33163.715 | 7334.2778 | 0 | 4394.6034 | 44892.5962 | 44867.3405 | 44867.3405 | 19151.6328 | 64018.9733 | 64018.9733 | 0.70124 | 0.70124 | 8794.1884 | 8794.1884 | 5.1048 | 73208.669 | 0.96429 | -790.9983 | High Bay Occupancy Sensors, Ceiling Mounted | Lumber/Furniture/Pulp/Paper | New
| ImeEgsd403 | 33163.715 | 7334.2778 | 0 | 4394.6034 | 44892.5962 | 44867.3405 | 44867.3405 | 19151.6328 | 64018.9733 | 64018.9733 | 0.70124 | 0.70124 | 8455.9504 | 8455.9504 | 5.309 | 73208.669 | 0.9272 | -815.1733 | High Bay Occupancy Sensors, Ceiling Mounted | Metal Products and Machinery | Existing
| ImeNgsd403 | 33163.715 | 7334.2778 | 0 | 4394.6034 | 44892.5962 | 44867.3405 | 44867.3405 | 19151.6328 | 64018.9733 | 64018.9733 | 0.70124 | 0.70124 | 8455.9504 | 8455.9504 | 5.309 | 73208.669 | 0.9272 | -815.1733 | High Bay Occupancy Sensors, Ceiling Mounted | Metal Products and Machinery | New
| ImiEgsd403 | 33163.715 | 7334.2778 | 0 | 4394.6034 | 44892.5962 | 44867.3405 | 44867.3405 | 19151.6328 | 64018.9733 | 64018.9733 | 0.70124 | 0.70124 | 8588.1126 | 8588.1126 | 5.2273 | 73208.669 | 0.9417 | -805.7272 | High Bay Occupancy Sensors, Ceiling Mounted | Miscellaneous Manufacturing | Existing
| ImiNgsd403 | 33163.715 | 7334.2778 | 0 | 4394.6034 | 44892.5962 | 44867.3405 | 44867.3405 | 19151.6328 | 64018.9733 | 64018.9733 | 0.70124 | 0.70124 | 8588.1126 | 8588.1126 | 5.2273 | 73208.669 | 0.9417 | -805.7272 | High Bay Occupancy Sensors, Ceiling Mounted | Miscellaneous Manufacturing | New
| IprEgsd403 | 33163.715 | 7334.2778 | 0 | 4394.6034 | 44892.5962 | 44867.3405 | 44867.3405 | 19151.6328 | 64018.9733 | 64018.9733 | 0.70124 | 0.70124 | 8455.9504 | 8455.9504 | 5.309 | 73208.669 | 0.9272 | -815.1733 | High Bay Occupancy Sensors, Ceiling Mounted | Primary Resources Industries | Existing
| IprNgsd403 | 33163.715 | 7334.2778 | 0 | 4394.6034 | 44892.5962 | 44867.3405 | 44867.3405 | 19151.6328 | 64018.9733 | 64018.9733 | 0.70124 | 0.70124 | 8455.9504 | 8455.9504 | 5.309 | 73208.669 | 0.9272 | -815.1733 | High Bay Occupancy Sensors, Ceiling Mounted | Primary Resources Industries | New
| IstEgsd403 | 33163.715 | 7334.2778 | 0 | 4394.6034 | 44892.5962 | 44867.3405 | 44867.3405 | 19151.6328 | 64018.9733 | 64018.9733 | 0.70124 | 0.70124 | 8455.9504 | 8455.9504 | 5.309 | 73208.669 | 0.9272 | -815.1733 | High Bay Occupancy Sensors, Ceiling Mounted | Stone/Clay/Glass/Concrete | Existing
| IstNgsd403 | 33163.715 | 7334.2778 | 0 | 4394.6034 | 44892.5962 | 44867.3405 | 44867.3405 | 19151.6328 | 64018.9733 | 64018.9733 | 0.70124 | 0.70124 | 8455.9504 | 8455.9504 | 5.309 | 73208.669 | 0.9272 | -815.1733 | High Bay Occupancy Sensors, Ceiling Mounted | Stone/Clay/Glass/Concrete | New
| IteEgsd403 | 33163.715 | 7334.2778 | 0 | 4394.6034 | 44892.5962 | 44867.3405 | 44867.3405 | 19151.6328 | 64018.9733 | 64018.9733 | 0.70124 | 0.70124 | 8455.9504 | 8455.9504 | 5.309 | 73208.669 | 0.9272 | -815.1733 | High Bay Occupancy Sensors, Ceiling Mounted | Textiles and Leather | Existing
| IteNgsd403 | 33163.715 | 7334.2778 | 0 | 4394.6034 | 44892.5962 | 44867.3405 | 44867.3405 | 19151.6328 | 64018.9733 | 64018.9733 | 0.70124 | 0.70124 | 8455.9504 | 8455.9504 | 5.309 | 73208.669 | 0.9272 | -815.1733 | High Bay Occupancy Sensors, Ceiling Mounted | Textiles and Leather | New
| ItrEgsd403 | 33163.715 | 7334.2778 | 0 | 4394.6034 | 44892.5962 | 44867.3405 | 44867.3405 | 19151.6328 | 64018.9733 | 64018.9733 | 0.70124 | 0.70124 | 8724.3738 | 8724.3738 | 5.1457 | 73208.669 | 0.95664 | -795.9882 | High Bay Occupancy Sensors, Ceiling Mounted | Transportation Equipment | Existing
| ItrNgsd403 | 33163.715 | 7334.2778 | 0 | 4394.6034 | 44892.5962 | 44867.3405 | 44867.3405 | 19151.6328 | 64018.9733 | 64018.9733 | 0.70124 | 0.70124 | 8724.3738 | 8724.3738 | 5.1457 | 73208.669 | 0.95664 | -795.9882 | High Bay Occupancy Sensors, Ceiling Mounted | Transportation Equipment | New
| IwaEgsd403 | 34241.0375 | 7367.8051 | 0 | 4567.6945 | 46176.5371 | 46434.3173 | 46434.3173 | 19151.6328 | 65585.9501 | 65585.9501 | 0.70406 | 0.70406 | 8751.2709 | 8751.2709 | 5.2766 | 75096.5929 | 0.93574 | -831.4078 | High Bay Occupancy Sensors, Ceiling Mounted | Water and Wastewater | Existing
| IwaNgsd403 | 34241.0375 | 7367.8051 | 0 | 4567.6945 | 46176.5371 | 46434.3173 | 46434.3173 | 19151.6328 | 65585.9501 | 65585.9501 | 0.70406 | 0.70406 | 8751.2709 | 8751.2709 | 5.2766 | 75096.5929 | 0.93574 | -831.4078 | High Bay Occupancy Sensors, Ceiling Mounted | Water and Wastewater | New
| IagEgsd404 | 33163.715 | 7334.2778 | 0 | 4394.6034 | 44892.5962 | 44867.3405 | 44867.3405 | 19151.6328 | 64018.9733 | 64018.9733 | 0.70124 | 0.70124 | 8571.4971 | 8571.4971 | 5.2374 | 73208.669 | 0.93987 | -806.9148 | Indoor daylight sensor | Agriculture and Assembly | Existing
| IagNgsd404 | 33163.715 | 7334.2778 | 0 | 4394.6034 | 44892.5962 | 44867.3405 | 44867.3405 | 19151.6328 | 64018.9733 | 64018.9733 | 0.70124 | 0.70124 | 8571.4971 | 8571.4971 | 5.2374 | 73208.669 | 0.93987 | -806.9148 | Indoor daylight sensor | Agriculture and Assembly | New
| IchEgsd404 | 33163.715 | 7334.2778 | 0 | 4394.6034 | 44892.5962 | 44867.3405 | 44867.3405 | 19151.6328 | 64018.9733 | 64018.9733 | 0.70124 | 0.70124 | 8571.4971 | 8571.4971 | 5.2374 | 73208.669 | 0.93987 | -806.9148 | Indoor daylight sensor | Chemicals and Plastics | Existing
| IchNgsd404 | 33163.715 | 7334.2778 | 0 | 4394.6034 | 44892.5962 | 44867.3405 | 44867.3405 | 19151.6328 | 64018.9733 | 64018.9733 | 0.70124 | 0.70124 | 8571.4971 | 8571.4971 | 5.2374 | 73208.669 | 0.93987 | -806.9148 | Indoor daylight sensor | Chemicals and Plastics | New
| IcoEgsd404 | 33163.715 | 7334.2778 | 0 | 4394.6034 | 44892.5962 | 44867.3405 | 44867.3405 | 19151.6328 | 64018.9733 | 64018.9733 | 0.70124 | 0.70124 | 8571.4971 | 8571.4971 | 5.2374 | 73208.669 | 0.93987 | -806.9148 | Indoor daylight sensor | Construction | Existing
| IcoNgsd404 | 33163.715 | 7334.2778 | 0 | 4394.6034 | 44892.5962 | 44867.3405 | 44867.3405 | 19151.6328 | 64018.9733 | 64018.9733 | 0.70124 | 0.70124 | 8571.4971 | 8571.4971 | 5.2374 | 73208.669 | 0.93987 | -806.9148 | Indoor daylight sensor | Construction | New
| IelEgsd404 | 33163.715 | 7334.2778 | 0 | 4394.6034 | 44892.5962 | 44867.3405 | 44867.3405 | 19151.6328 | 64018.9733 | 64018.9733 | 0.70124 | 0.70124 | 8571.4971 | 8571.4971 | 5.2374 | 73208.669 | 0.93987 | -806.9148 | Indoor daylight sensor | Electrical and Electronic Equip. | Existing
| IelNgsd404 | 33163.715 | 7334.2778 | 0 | 4394.6034 | 44892.5962 | 44867.3405 | 44867.3405 | 19151.6328 | 64018.9733 | 64018.9733 | 0.70124 | 0.70124 | 8571.4971 | 8571.4971 | 5.2374 | 73208.669 | 0.93987 | -806.9148 | Indoor daylight sensor | Electrical and Electronic Equip. | New
| IluEgsd404 | 33163.715 | 7334.2778 | 0 | 4394.6034 | 44892.5962 | 44867.3405 | 44867.3405 | 19151.6328 | 64018.9733 | 64018.9733 | 0.70124 | 0.70124 | 8913.3806 | 8913.3806 | 5.0365 | 73208.669 | 0.97736 | -782.4793 | Indoor daylight sensor | Lumber/Furniture/Pulp/Paper | Existing
| IluNgsd404 | 33163.715 | 7334.2778 | 0 | 4394.6034 | 44892.5962 | 44867.3405 | 44867.3405 | 19151.6328 | 64018.9733 | 64018.9733 | 0.70124 | 0.70124 | 8913.3806 | 8913.3806 | 5.0365 | 73208.669 | 0.97736 | -782.4793 | Indoor daylight sensor | Lumber/Furniture/Pulp/Paper | New
| ImeEgsd404 | 33163.715 | 7334.2778 | 0 | 4394.6034 | 44892.5962 | 44867.3405 | 44867.3405 | 19151.6328 | 64018.9733 | 64018.9733 | 0.70124 | 0.70124 | 8571.4971 | 8571.4971 | 5.2374 | 73208.669 | 0.93987 | -806.9148 | Indoor daylight sensor | Metal Products and Machinery | Existing
| ImeNgsd404 | 33163.715 | 7334.2778 | 0 | 4394.6034 | 44892.5962 | 44867.3405 | 44867.3405 | 19151.6328 | 64018.9733 | 64018.9733 | 0.70124 | 0.70124 | 8571.4971 | 8571.4971 | 5.2374 | 73208.669 | 0.93987 | -806.9148 | Indoor daylight sensor | Metal Products and Machinery | New
| ImiEgsd404 | 33163.715 | 7334.2778 | 0 | 4394.6034 | 44892.5962 | 44867.3405 | 44867.3405 | 19151.6328 | 64018.9733 | 64018.9733 | 0.70124 | 0.70124 | 8705.427 | 8705.427 | 5.1569 | 73208.669 | 0.95456 | -797.3424 | Indoor daylight sensor | Miscellaneous Manufacturing | Existing
| ImiNgsd404 | 33163.715 | 7334.2778 | 0 | 4394.6034 | 44892.5962 | 44867.3405 | 44867.3405 | 19151.6328 | 64018.9733 | 64018.9733 | 0.70124 | 0.70124 | 8705.427 | 8705.427 | 5.1569 | 73208.669 | 0.95456 | -797.3424 | Indoor daylight sensor | Miscellaneous Manufacturing | New
| IprEgsd404 | 33163.715 | 7334.2778 | 0 | 4394.6034 | 44892.5962 | 44867.3405 | 44867.3405 | 19151.6328 | 64018.9733 | 64018.9733 | 0.70124 | 0.70124 | 8571.4971 | 8571.4971 | 5.2374 | 73208.669 | 0.93987 | -806.9148 | Indoor daylight sensor | Primary Resources Industries | Existing
| IprNgsd404 | 33163.715 | 7334.2778 | 0 | 4394.6034 | 44892.5962 | 44867.3405 | 44867.3405 | 19151.6328 | 64018.9733 | 64018.9733 | 0.70124 | 0.70124 | 8571.4971 | 8571.4971 | 5.2374 | 73208.669 | 0.93987 | -806.9148 | Indoor daylight sensor | Primary Resources Industries | New
| IstEgsd404 | 33163.715 | 7334.2778 | 0 | 4394.6034 | 44892.5962 | 44867.3405 | 44867.3405 | 19151.6328 | 64018.9733 | 64018.9733 | 0.70124 | 0.70124 | 8571.4971 | 8571.4971 | 5.2374 | 73208.669 | 0.93987 | -806.9148 | Indoor daylight sensor | Stone/Clay/Glass/Concrete | Existing
| IstNgsd404 | 33163.715 | 7334.2778 | 0 | 4394.6034 | 44892.5962 | 44867.3405 | 44867.3405 | 19151.6328 | 64018.9733 | 64018.9733 | 0.70124 | 0.70124 | 8571.4971 | 8571.4971 | 5.2374 | 73208.669 | 0.93987 | -806.9148 | Indoor daylight sensor | Stone/Clay/Glass/Concrete | New
| IteEgsd404 | 33163.715 | 7334.2778 | 0 | 4394.6034 | 44892.5962 | 44867.3405 | 44867.3405 | 19151.6328 | 64018.9733 | 64018.9733 | 0.70124 | 0.70124 | 8571.4971 | 8571.4971 | 5.2374 | 73208.669 | 0.93987 | -806.9148 | Indoor daylight sensor | Textiles and Leather | Existing
| IteNgsd404 | 33163.715 | 7334.2778 | 0 | 4394.6034 | 44892.5962 | 44867.3405 | 44867.3405 | 19151.6328 | 64018.9733 | 64018.9733 | 0.70124 | 0.70124 | 8571.4971 | 8571.4971 | 5.2374 | 73208.669 | 0.93987 | -806.9148 | Indoor daylight sensor | Textiles and Leather | New
| ItrEgsd404 | 33163.715 | 7334.2778 | 0 | 4394.6034 | 44892.5962 | 44867.3405 | 44867.3405 | 19151.6328 | 64018.9733 | 64018.9733 | 0.70124 | 0.70124 | 8843.6087 | 8843.6087 | 5.0763 | 73208.669 | 0.96971 | -787.4661 | Indoor daylight sensor | Transportation Equipment | Existing
| ItrNgsd404 | 33163.715 | 7334.2778 | 0 | 4394.6034 | 44892.5962 | 44867.3405 | 44867.3405 | 19151.6328 | 64018.9733 | 64018.9733 | 0.70124 | 0.70124 | 8843.6087 | 8843.6087 | 5.0763 | 73208.669 | 0.96971 | -787.4661 | Indoor daylight sensor | Transportation Equipment | New
| IwaEgsd404 | 34241.0375 | 7367.8051 | 0 | 4567.6945 | 46176.5371 | 46434.3173 | 46434.3173 | 19151.6328 | 65585.9501 | 65585.9501 | 0.70406 | 0.70406 | 8870.8534 | 8870.8534 | 5.2054 | 75096.5929 | 0.94853 | -822.8608 | Indoor daylight sensor | Water and Wastewater | Existing
| IwaNgsd404 | 34241.0375 | 7367.8051 | 0 | 4567.6945 | 46176.5371 | 46434.3173 | 46434.3173 | 19151.6328 | 65585.9501 | 65585.9501 | 0.70406 | 0.70406 | 8870.8534 | 8870.8534 | 5.2054 | 75096.5929 | 0.94853 | -822.8608 | Indoor daylight sensor | Water and Wastewater | New
| IagEgsd405 | 33163.715 | 7334.2778 | 0 | 4394.6034 | 44892.5962 | 44867.3405 | 44867.3405 | 19151.6328 | 64018.9733 | 64018.9733 | 0.70124 | 0.70124 | 3429963.0747 | 3429963.0747 | 0.013088 | 73208.669 | 501.2165 | 325284.9909 | Networked Lighting Controls | Agriculture and Assembly | Existing
| IagNgsd405 | 33163.715 | 7334.2778 | 0 | 4394.6034 | 44892.5962 | 44867.3405 | 44867.3405 | 19151.6328 | 64018.9733 | 64018.9733 | 0.70124 | 0.70124 | 3429963.0747 | 3429963.0747 | 0.013088 | 73208.669 | 501.2165 | 325284.9909 | Networked Lighting Controls | Agriculture and Assembly | New
| IchEgsd405 | 33163.715 | 7334.2778 | 0 | 4394.6034 | 44892.5962 | 44867.3405 | 44867.3405 | 19151.6328 | 64018.9733 | 64018.9733 | 0.70124 | 0.70124 | 5196313.4562 | 5196313.4562 | 0.0086393 | 73208.669 | 759.3312 | 493530.156 | Networked Lighting Controls | Chemicals and Plastics | Existing
| IchNgsd405 | 33163.715 | 7334.2778 | 0 | 4394.6034 | 44892.5962 | 44867.3405 | 44867.3405 | 19151.6328 | 64018.9733 | 64018.9733 | 0.70124 | 0.70124 | 5196313.4562 | 5196313.4562 | 0.0086393 | 73208.669 | 759.3312 | 493530.156 | Networked Lighting Controls | Chemicals and Plastics | New
| IcoEgsd405 | 33163.715 | 7334.2778 | 0 | 4394.6034 | 44892.5962 | 44867.3405 | 44867.3405 | 19151.6328 | 64018.9733 | 64018.9733 | 0.70124 | 0.70124 | 1355258.7159 | 1355258.7159 | 0.033125 | 73208.669 | 198.0424 | 127669.0664 | Networked Lighting Controls | Construction | Existing
| IcoNgsd405 | 33163.715 | 7334.2778 | 0 | 4394.6034 | 44892.5962 | 44867.3405 | 44867.3405 | 19151.6328 | 64018.9733 | 64018.9733 | 0.70124 | 0.70124 | 1355258.7159 | 1355258.7159 | 0.033125 | 73208.669 | 198.0424 | 127669.0664 | Networked Lighting Controls | Construction | New
| IelEgsd405 | 33163.715 | 7334.2778 | 0 | 4394.6034 | 44892.5962 | 44867.3405 | 44867.3405 | 19151.6328 | 64018.9733 | 64018.9733 | 0.70124 | 0.70124 | 3633331.4997 | 3633331.4997 | 0.012356 | 73208.669 | 530.9344 | 344655.8652 | Networked Lighting Controls | Electrical and Electronic Equip. | Existing
| IelNgsd405 | 33163.715 | 7334.2778 | 0 | 4394.6034 | 44892.5962 | 44867.3405 | 44867.3405 | 19151.6328 | 64018.9733 | 64018.9733 | 0.70124 | 0.70124 | 3633331.4997 | 3633331.4997 | 0.012356 | 73208.669 | 530.9344 | 344655.8652 | Networked Lighting Controls | Electrical and Electronic Equip. | New
| IluEgsd405 | 33163.715 | 7334.2778 | 0 | 4394.6034 | 44892.5962 | 44867.3405 | 44867.3405 | 19151.6328 | 64018.9733 | 64018.9733 | 0.70124 | 0.70124 | 7454973.7069 | 7454973.7069 | 0.0060218 | 73208.669 | 1089.3865 | 708667.8818 | Networked Lighting Controls | Lumber/Furniture/Pulp/Paper | Existing
| IluNgsd405 | 33163.715 | 7334.2778 | 0 | 4394.6034 | 44892.5962 | 44867.3405 | 44867.3405 | 19151.6328 | 64018.9733 | 64018.9733 | 0.70124 | 0.70124 | 7454973.7069 | 7454973.7069 | 0.0060218 | 73208.669 | 1089.3865 | 708667.8818 | Networked Lighting Controls | Lumber/Furniture/Pulp/Paper | New
| ImeEgsd405 | 33163.715 | 7334.2778 | 0 | 4394.6034 | 44892.5962 | 44867.3405 | 44867.3405 | 19151.6328 | 64018.9733 | 64018.9733 | 0.70124 | 0.70124 | 2585162.3273 | 2585162.3273 | 0.017365 | 73208.669 | 377.7667 | 244817.5848 | Networked Lighting Controls | Metal Products and Machinery | Existing
| ImeNgsd405 | 33163.715 | 7334.2778 | 0 | 4394.6034 | 44892.5962 | 44867.3405 | 44867.3405 | 19151.6328 | 64018.9733 | 64018.9733 | 0.70124 | 0.70124 | 2585162.3273 | 2585162.3273 | 0.017365 | 73208.669 | 377.7667 | 244817.5848 | Networked Lighting Controls | Metal Products and Machinery | New
| ImiEgsd405 | 33163.715 | 7334.2778 | 0 | 4394.6034 | 44892.5962 | 44867.3405 | 44867.3405 | 19151.6328 | 64018.9733 | 64018.9733 | 0.70124 | 0.70124 | 1376434.6975 | 1376434.6975 | 0.032615 | 73208.669 | 201.1368 | 129686.076 | Networked Lighting Controls | Miscellaneous Manufacturing | Existing
| ImiNgsd405 | 33163.715 | 7334.2778 | 0 | 4394.6034 | 44892.5962 | 44867.3405 | 44867.3405 | 19151.6328 | 64018.9733 | 64018.9733 | 0.70124 | 0.70124 | 1376434.6975 | 1376434.6975 | 0.032615 | 73208.669 | 201.1368 | 129686.076 | Networked Lighting Controls | Miscellaneous Manufacturing | New
| IprEgsd405 | 33163.715 | 7334.2778 | 0 | 4394.6034 | 44892.5962 | 44867.3405 | 44867.3405 | 19151.6328 | 64018.9733 | 64018.9733 | 0.70124 | 0.70124 | 9482035.265 | 9482035.265 | 0.0047345 | 73208.669 | 1385.5986 | 901745.7985 | Networked Lighting Controls | Primary Resources Industries | Existing
| IprNgsd405 | 33163.715 | 7334.2778 | 0 | 4394.6034 | 44892.5962 | 44867.3405 | 44867.3405 | 19151.6328 | 64018.9733 | 64018.9733 | 0.70124 | 0.70124 | 9482035.265 | 9482035.265 | 0.0047345 | 73208.669 | 1385.5986 | 901745.7985 | Networked Lighting Controls | Primary Resources Industries | New
| IstEgsd405 | 33163.715 | 7334.2778 | 0 | 4394.6034 | 44892.5962 | 44867.3405 | 44867.3405 | 19151.6328 | 64018.9733 | 64018.9733 | 0.70124 | 0.70124 | 2332017.247 | 2332017.247 | 0.019251 | 73208.669 | 340.7749 | 220705.4626 | Networked Lighting Controls | Stone/Clay/Glass/Concrete | Existing
| IstNgsd405 | 33163.715 | 7334.2778 | 0 | 4394.6034 | 44892.5962 | 44867.3405 | 44867.3405 | 19151.6328 | 64018.9733 | 64018.9733 | 0.70124 | 0.70124 | 2332017.247 | 2332017.247 | 0.019251 | 73208.669 | 340.7749 | 220705.4626 | Networked Lighting Controls | Stone/Clay/Glass/Concrete | New
| IteEgsd405 | 33163.715 | 7334.2778 | 0 | 4394.6034 | 44892.5962 | 44867.3405 | 44867.3405 | 19151.6328 | 64018.9733 | 64018.9733 | 0.70124 | 0.70124 | 2728499.029 | 2728499.029 | 0.016453 | 73208.669 | 398.7123 | 258470.4161 | Networked Lighting Controls | Textiles and Leather | Existing
| IteNgsd405 | 33163.715 | 7334.2778 | 0 | 4394.6034 | 44892.5962 | 44867.3405 | 44867.3405 | 19151.6328 | 64018.9733 | 64018.9733 | 0.70124 | 0.70124 | 2728499.029 | 2728499.029 | 0.016453 | 73208.669 | 398.7123 | 258470.4161 | Networked Lighting Controls | Textiles and Leather | New
| ItrEgsd405 | 33163.715 | 7334.2778 | 0 | 4394.6034 | 44892.5962 | 44867.3405 | 44867.3405 | 19151.6328 | 64018.9733 | 64018.9733 | 0.70124 | 0.70124 | 8532317.6991 | 8532317.6991 | 0.0052615 | 73208.669 | 1246.8175 | 811285.0916 | Networked Lighting Controls | Transportation Equipment | Existing
| ItrNgsd405 | 33163.715 | 7334.2778 | 0 | 4394.6034 | 44892.5962 | 44867.3405 | 44867.3405 | 19151.6328 | 64018.9733 | 64018.9733 | 0.70124 | 0.70124 | 8532317.6991 | 8532317.6991 | 0.0052615 | 73208.669 | 1246.8175 | 811285.0916 | Networked Lighting Controls | Transportation Equipment | New
| IwaEgsd405 | 34241.0375 | 7367.8051 | 0 | 4567.6945 | 46176.5371 | 46434.3173 | 46434.3173 | 19151.6328 | 65585.9501 | 65585.9501 | 0.70406 | 0.70406 | 1402590.6575 | 1402590.6575 | 0.032922 | 75096.5929 | 199.8658 | 132140.0958 | Networked Lighting Controls | Water and Wastewater | Existing
| IwaNgsd405 | 34241.0375 | 7367.8051 | 0 | 4567.6945 | 46176.5371 | 46434.3173 | 46434.3173 | 19151.6328 | 65585.9501 | 65585.9501 | 0.70406 | 0.70406 | 1402590.6575 | 1402590.6575 | 0.032922 | 75096.5929 | 199.8658 | 132140.0958 | Networked Lighting Controls | Water and Wastewater | New
| IagEgsd406 | 33163.715 | 7334.2778 | 0 | 4394.6034 | 44892.5962 | 44867.3405 | 44867.3405 | 19151.6328 | 64018.9733 | 64018.9733 | 0.70124 | 0.70124 | 25294.3202 | 25294.3202 | 1.7748 | 73208.669 | 2.7736 | 388.3179 | Occupancy Sensors, Ceiling Mounted | Agriculture and Assembly | Existing
| IagNgsd406 | 33163.715 | 7334.2778 | 0 | 4394.6034 | 44892.5962 | 44867.3405 | 44867.3405 | 19151.6328 | 64018.9733 | 64018.9733 | 0.70124 | 0.70124 | 25294.3202 | 25294.3202 | 1.7748 | 73208.669 | 2.7736 | 388.3179 | Occupancy Sensors, Ceiling Mounted | Agriculture and Assembly | New
| IchEgsd406 | 33163.715 | 7334.2778 | 0 | 4394.6034 | 44892.5962 | 44867.3405 | 44867.3405 | 19151.6328 | 64018.9733 | 64018.9733 | 0.70124 | 0.70124 | 25294.3202 | 25294.3202 | 1.7748 | 73208.669 | 2.7736 | 388.3179 | Occupancy Sensors, Ceiling Mounted | Chemicals and Plastics | Existing
| IchNgsd406 | 33163.715 | 7334.2778 | 0 | 4394.6034 | 44892.5962 | 44867.3405 | 44867.3405 | 19151.6328 | 64018.9733 | 64018.9733 | 0.70124 | 0.70124 | 25294.3202 | 25294.3202 | 1.7748 | 73208.669 | 2.7736 | 388.3179 | Occupancy Sensors, Ceiling Mounted | Chemicals and Plastics | New
| IcoEgsd406 | 33163.715 | 7334.2778 | 0 | 4394.6034 | 44892.5962 | 44867.3405 | 44867.3405 | 19151.6328 | 64018.9733 | 64018.9733 | 0.70124 | 0.70124 | 25294.3202 | 25294.3202 | 1.7748 | 73208.669 | 2.7736 | 388.3179 | Occupancy Sensors, Ceiling Mounted | Construction | Existing
| IcoNgsd406 | 33163.715 | 7334.2778 | 0 | 4394.6034 | 44892.5962 | 44867.3405 | 44867.3405 | 19151.6328 | 64018.9733 | 64018.9733 | 0.70124 | 0.70124 | 25294.3202 | 25294.3202 | 1.7748 | 73208.669 | 2.7736 | 388.3179 | Occupancy Sensors, Ceiling Mounted | Construction | New
| IelEgsd406 | 33163.715 | 7334.2778 | 0 | 4394.6034 | 44892.5962 | 44867.3405 | 44867.3405 | 19151.6328 | 64018.9733 | 64018.9733 | 0.70124 | 0.70124 | 25294.3202 | 25294.3202 | 1.7748 | 73208.669 | 2.7736 | 388.3179 | Occupancy Sensors, Ceiling Mounted | Electrical and Electronic Equip. | Existing
| IelNgsd406 | 33163.715 | 7334.2778 | 0 | 4394.6034 | 44892.5962 | 44867.3405 | 44867.3405 | 19151.6328 | 64018.9733 | 64018.9733 | 0.70124 | 0.70124 | 25294.3202 | 25294.3202 | 1.7748 | 73208.669 | 2.7736 | 388.3179 | Occupancy Sensors, Ceiling Mounted | Electrical and Electronic Equip. | New
| IluEgsd406 | 33163.715 | 7334.2778 | 0 | 4394.6034 | 44892.5962 | 44867.3405 | 44867.3405 | 19151.6328 | 64018.9733 | 64018.9733 | 0.70124 | 0.70124 | 26303.2118 | 26303.2118 | 1.7067 | 73208.669 | 2.8842 | 460.4264 | Occupancy Sensors, Ceiling Mounted | Lumber/Furniture/Pulp/Paper | Existing
| IluNgsd406 | 33163.715 | 7334.2778 | 0 | 4394.6034 | 44892.5962 | 44867.3405 | 44867.3405 | 19151.6328 | 64018.9733 | 64018.9733 | 0.70124 | 0.70124 | 26303.2118 | 26303.2118 | 1.7067 | 73208.669 | 2.8842 | 460.4264 | Occupancy Sensors, Ceiling Mounted | Lumber/Furniture/Pulp/Paper | New
| ImeEgsd406 | 33163.715 | 7334.2778 | 0 | 4394.6034 | 44892.5962 | 44867.3405 | 44867.3405 | 19151.6328 | 64018.9733 | 64018.9733 | 0.70124 | 0.70124 | 25294.3202 | 25294.3202 | 1.7748 | 73208.669 | 2.7736 | 388.3179 | Occupancy Sensors, Ceiling Mounted | Metal Products and Machinery | Existing
| ImeNgsd406 | 33163.715 | 7334.2778 | 0 | 4394.6034 | 44892.5962 | 44867.3405 | 44867.3405 | 19151.6328 | 64018.9733 | 64018.9733 | 0.70124 | 0.70124 | 25294.3202 | 25294.3202 | 1.7748 | 73208.669 | 2.7736 | 388.3179 | Occupancy Sensors, Ceiling Mounted | Metal Products and Machinery | New
| ImiEgsd406 | 33163.715 | 7334.2778 | 0 | 4394.6034 | 44892.5962 | 44867.3405 | 44867.3405 | 19151.6328 | 64018.9733 | 64018.9733 | 0.70124 | 0.70124 | 25689.5446 | 25689.5446 | 1.7475 | 73208.669 | 2.8169 | 416.5658 | Occupancy Sensors, Ceiling Mounted | Miscellaneous Manufacturing | Existing
| ImiNgsd406 | 33163.715 | 7334.2778 | 0 | 4394.6034 | 44892.5962 | 44867.3405 | 44867.3405 | 19151.6328 | 64018.9733 | 64018.9733 | 0.70124 | 0.70124 | 25689.5446 | 25689.5446 | 1.7475 | 73208.669 | 2.8169 | 416.5658 | Occupancy Sensors, Ceiling Mounted | Miscellaneous Manufacturing | New
| IprEgsd406 | 33163.715 | 7334.2778 | 0 | 4394.6034 | 44892.5962 | 44867.3405 | 44867.3405 | 19151.6328 | 64018.9733 | 64018.9733 | 0.70124 | 0.70124 | 25294.3202 | 25294.3202 | 1.7748 | 73208.669 | 2.7736 | 388.3179 | Occupancy Sensors, Ceiling Mounted | Primary Resources Industries | Existing
| IprNgsd406 | 33163.715 | 7334.2778 | 0 | 4394.6034 | 44892.5962 | 44867.3405 | 44867.3405 | 19151.6328 | 64018.9733 | 64018.9733 | 0.70124 | 0.70124 | 25294.3202 | 25294.3202 | 1.7748 | 73208.669 | 2.7736 | 388.3179 | Occupancy Sensors, Ceiling Mounted | Primary Resources Industries | New
| IstEgsd406 | 33163.715 | 7334.2778 | 0 | 4394.6034 | 44892.5962 | 44867.3405 | 44867.3405 | 19151.6328 | 64018.9733 | 64018.9733 | 0.70124 | 0.70124 | 25294.3202 | 25294.3202 | 1.7748 | 73208.669 | 2.7736 | 388.3179 | Occupancy Sensors, Ceiling Mounted | Stone/Clay/Glass/Concrete | Existing
| IstNgsd406 | 33163.715 | 7334.2778 | 0 | 4394.6034 | 44892.5962 | 44867.3405 | 44867.3405 | 19151.6328 | 64018.9733 | 64018.9733 | 0.70124 | 0.70124 | 25294.3202 | 25294.3202 | 1.7748 | 73208.669 | 2.7736 | 388.3179 | Occupancy Sensors, Ceiling Mounted | Stone/Clay/Glass/Concrete | New
| IteEgsd406 | 33163.715 | 7334.2778 | 0 | 4394.6034 | 44892.5962 | 44867.3405 | 44867.3405 | 19151.6328 | 64018.9733 | 64018.9733 | 0.70124 | 0.70124 | 25294.3202 | 25294.3202 | 1.7748 | 73208.669 | 2.7736 | 388.3179 | Occupancy Sensors, Ceiling Mounted | Textiles and Leather | Existing
| IteNgsd406 | 33163.715 | 7334.2778 | 0 | 4394.6034 | 44892.5962 | 44867.3405 | 44867.3405 | 19151.6328 | 64018.9733 | 64018.9733 | 0.70124 | 0.70124 | 25294.3202 | 25294.3202 | 1.7748 | 73208.669 | 2.7736 | 388.3179 | Occupancy Sensors, Ceiling Mounted | Textiles and Leather | New
| ItrEgsd406 | 33163.715 | 7334.2778 | 0 | 4394.6034 | 44892.5962 | 44867.3405 | 44867.3405 | 19151.6328 | 64018.9733 | 64018.9733 | 0.70124 | 0.70124 | 26097.3153 | 26097.3153 | 1.7202 | 73208.669 | 2.8616 | 445.7104 | Occupancy Sensors, Ceiling Mounted | Transportation Equipment | Existing
| ItrNgsd406 | 33163.715 | 7334.2778 | 0 | 4394.6034 | 44892.5962 | 44867.3405 | 44867.3405 | 19151.6328 | 64018.9733 | 64018.9733 | 0.70124 | 0.70124 | 26097.3153 | 26097.3153 | 1.7202 | 73208.669 | 2.8616 | 445.7104 | Occupancy Sensors, Ceiling Mounted | Transportation Equipment | New
| IwaEgsd406 | 34241.0375 | 7367.8051 | 0 | 4567.6945 | 46176.5371 | 46434.3173 | 46434.3173 | 19151.6328 | 65585.9501 | 65585.9501 | 0.70406 | 0.70406 | 26177.7156 | 26177.7156 | 1.764 | 75096.5929 | 2.7991 | 414.1148 | Occupancy Sensors, Ceiling Mounted | Water and Wastewater | Existing
| IwaNgsd406 | 34241.0375 | 7367.8051 | 0 | 4567.6945 | 46176.5371 | 46434.3173 | 46434.3173 | 19151.6328 | 65585.9501 | 65585.9501 | 0.70406 | 0.70406 | 26177.7156 | 26177.7156 | 1.764 | 75096.5929 | 2.7991 | 414.1148 | Occupancy Sensors, Ceiling Mounted | Water and Wastewater | New
| IagEgsd407 | 33163.715 | 7334.2778 | 0 | 4394.6034 | 44892.5962 | 44867.3405 | 44867.3405 | 19151.6328 | 64018.9733 | 64018.9733 | 0.70124 | 0.70124 | 11096.1674 | 11096.1674 | 4.0458 | 73208.669 | 1.2167 | -626.4687 | Occupancy sensors, switch mounted | Agriculture and Assembly | Existing
| IagNgsd407 | 33163.715 | 7334.2778 | 0 | 4394.6034 | 44892.5962 | 44867.3405 | 44867.3405 | 19151.6328 | 64018.9733 | 64018.9733 | 0.70124 | 0.70124 | 11096.1674 | 11096.1674 | 4.0458 | 73208.669 | 1.2167 | -626.4687 | Occupancy sensors, switch mounted | Agriculture and Assembly | New
| IchEgsd407 | 33163.715 | 7334.2778 | 0 | 4394.6034 | 44892.5962 | 44867.3405 | 44867.3405 | 19151.6328 | 64018.9733 | 64018.9733 | 0.70124 | 0.70124 | 11096.1674 | 11096.1674 | 4.0458 | 73208.669 | 1.2167 | -626.4687 | Occupancy sensors, switch mounted | Chemicals and Plastics | Existing
| IchNgsd407 | 33163.715 | 7334.2778 | 0 | 4394.6034 | 44892.5962 | 44867.3405 | 44867.3405 | 19151.6328 | 64018.9733 | 64018.9733 | 0.70124 | 0.70124 | 11096.1674 | 11096.1674 | 4.0458 | 73208.669 | 1.2167 | -626.4687 | Occupancy sensors, switch mounted | Chemicals and Plastics | New
| IcoEgsd407 | 33163.715 | 7334.2778 | 0 | 4394.6034 | 44892.5962 | 44867.3405 | 44867.3405 | 19151.6328 | 64018.9733 | 64018.9733 | 0.70124 | 0.70124 | 11096.1674 | 11096.1674 | 4.0458 | 73208.669 | 1.2167 | -626.4687 | Occupancy sensors, switch mounted | Construction | Existing
| IcoNgsd407 | 33163.715 | 7334.2778 | 0 | 4394.6034 | 44892.5962 | 44867.3405 | 44867.3405 | 19151.6328 | 64018.9733 | 64018.9733 | 0.70124 | 0.70124 | 11096.1674 | 11096.1674 | 4.0458 | 73208.669 | 1.2167 | -626.4687 | Occupancy sensors, switch mounted | Construction | New
| IelEgsd407 | 33163.715 | 7334.2778 | 0 | 4394.6034 | 44892.5962 | 44867.3405 | 44867.3405 | 19151.6328 | 64018.9733 | 64018.9733 | 0.70124 | 0.70124 | 11096.1674 | 11096.1674 | 4.0458 | 73208.669 | 1.2167 | -626.4687 | Occupancy sensors, switch mounted | Electrical and Electronic Equip. | Existing
| IelNgsd407 | 33163.715 | 7334.2778 | 0 | 4394.6034 | 44892.5962 | 44867.3405 | 44867.3405 | 19151.6328 | 64018.9733 | 64018.9733 | 0.70124 | 0.70124 | 11096.1674 | 11096.1674 | 4.0458 | 73208.669 | 1.2167 | -626.4687 | Occupancy sensors, switch mounted | Electrical and Electronic Equip. | New
| IluEgsd407 | 33163.715 | 7334.2778 | 0 | 4394.6034 | 44892.5962 | 44867.3405 | 44867.3405 | 19151.6328 | 64018.9733 | 64018.9733 | 0.70124 | 0.70124 | 11538.7498 | 11538.7498 | 3.8906 | 73208.669 | 1.2652 | -594.8359 | Occupancy sensors, switch mounted | Lumber/Furniture/Pulp/Paper | Existing
| IluNgsd407 | 33163.715 | 7334.2778 | 0 | 4394.6034 | 44892.5962 | 44867.3405 | 44867.3405 | 19151.6328 | 64018.9733 | 64018.9733 | 0.70124 | 0.70124 | 11538.7498 | 11538.7498 | 3.8906 | 73208.669 | 1.2652 | -594.8359 | Occupancy sensors, switch mounted | Lumber/Furniture/Pulp/Paper | New
| ImeEgsd407 | 33163.715 | 7334.2778 | 0 | 4394.6034 | 44892.5962 | 44867.3405 | 44867.3405 | 19151.6328 | 64018.9733 | 64018.9733 | 0.70124 | 0.70124 | 11096.1674 | 11096.1674 | 4.0458 | 73208.669 | 1.2167 | -626.4687 | Occupancy sensors, switch mounted | Metal Products and Machinery | Existing
| ImeNgsd407 | 33163.715 | 7334.2778 | 0 | 4394.6034 | 44892.5962 | 44867.3405 | 44867.3405 | 19151.6328 | 64018.9733 | 64018.9733 | 0.70124 | 0.70124 | 11096.1674 | 11096.1674 | 4.0458 | 73208.669 | 1.2167 | -626.4687 | Occupancy sensors, switch mounted | Metal Products and Machinery | New
| ImiEgsd407 | 33163.715 | 7334.2778 | 0 | 4394.6034 | 44892.5962 | 44867.3405 | 44867.3405 | 19151.6328 | 64018.9733 | 64018.9733 | 0.70124 | 0.70124 | 11269.5451 | 11269.5451 | 3.9835 | 73208.669 | 1.2357 | -614.0768 | Occupancy sensors, switch mounted | Miscellaneous Manufacturing | Existing
| ImiNgsd407 | 33163.715 | 7334.2778 | 0 | 4394.6034 | 44892.5962 | 44867.3405 | 44867.3405 | 19151.6328 | 64018.9733 | 64018.9733 | 0.70124 | 0.70124 | 11269.5451 | 11269.5451 | 3.9835 | 73208.669 | 1.2357 | -614.0768 | Occupancy sensors, switch mounted | Miscellaneous Manufacturing | New
| IprEgsd407 | 33163.715 | 7334.2778 | 0 | 4394.6034 | 44892.5962 | 44867.3405 | 44867.3405 | 19151.6328 | 64018.9733 | 64018.9733 | 0.70124 | 0.70124 | 11096.1674 | 11096.1674 | 4.0458 | 73208.669 | 1.2167 | -626.4687 | Occupancy sensors, switch mounted | Primary Resources Industries | Existing
| IprNgsd407 | 33163.715 | 7334.2778 | 0 | 4394.6034 | 44892.5962 | 44867.3405 | 44867.3405 | 19151.6328 | 64018.9733 | 64018.9733 | 0.70124 | 0.70124 | 11096.1674 | 11096.1674 | 4.0458 | 73208.669 | 1.2167 | -626.4687 | Occupancy sensors, switch mounted | Primary Resources Industries | New
| IstEgsd407 | 33163.715 | 7334.2778 | 0 | 4394.6034 | 44892.5962 | 44867.3405 | 44867.3405 | 19151.6328 | 64018.9733 | 64018.9733 | 0.70124 | 0.70124 | 11096.1674 | 11096.1674 | 4.0458 | 73208.669 | 1.2167 | -626.4687 | Occupancy sensors, switch mounted | Stone/Clay/Glass/Concrete | Existing
| IstNgsd407 | 33163.715 | 7334.2778 | 0 | 4394.6034 | 44892.5962 | 44867.3405 | 44867.3405 | 19151.6328 | 64018.9733 | 64018.9733 | 0.70124 | 0.70124 | 11096.1674 | 11096.1674 | 4.0458 | 73208.669 | 1.2167 | -626.4687 | Occupancy sensors, switch mounted | Stone/Clay/Glass/Concrete | New
| IteEgsd407 | 33163.715 | 7334.2778 | 0 | 4394.6034 | 44892.5962 | 44867.3405 | 44867.3405 | 19151.6328 | 64018.9733 | 64018.9733 | 0.70124 | 0.70124 | 11096.1674 | 11096.1674 | 4.0458 | 73208.669 | 1.2167 | -626.4687 | Occupancy sensors, switch mounted | Textiles and Leather | Existing
| IteNgsd407 | 33163.715 | 7334.2778 | 0 | 4394.6034 | 44892.5962 | 44867.3405 | 44867.3405 | 19151.6328 | 64018.9733 | 64018.9733 | 0.70124 | 0.70124 | 11096.1674 | 11096.1674 | 4.0458 | 73208.669 | 1.2167 | -626.4687 | Occupancy sensors, switch mounted | Textiles and Leather | New
| ItrEgsd407 | 33163.715 | 7334.2778 | 0 | 4394.6034 | 44892.5962 | 44867.3405 | 44867.3405 | 19151.6328 | 64018.9733 | 64018.9733 | 0.70124 | 0.70124 | 11448.4265 | 11448.4265 | 3.9213 | 73208.669 | 1.2553 | -601.2916 | Occupancy sensors, switch mounted | Transportation Equipment | Existing
| ItrNgsd407 | 33163.715 | 7334.2778 | 0 | 4394.6034 | 44892.5962 | 44867.3405 | 44867.3405 | 19151.6328 | 64018.9733 | 64018.9733 | 0.70124 | 0.70124 | 11448.4265 | 11448.4265 | 3.9213 | 73208.669 | 1.2553 | -601.2916 | Occupancy sensors, switch mounted | Transportation Equipment | New
| IwaEgsd407 | 34241.0375 | 7367.8051 | 0 | 4567.6945 | 46176.5371 | 46434.3173 | 46434.3173 | 19151.6328 | 65585.9501 | 65585.9501 | 0.70406 | 0.70406 | 11483.6968 | 11483.6968 | 4.0211 | 75096.5929 | 1.2279 | -636.1127 | Occupancy sensors, switch mounted | Water and Wastewater | Existing
| IwaNgsd407 | 34241.0375 | 7367.8051 | 0 | 4567.6945 | 46176.5371 | 46434.3173 | 46434.3173 | 19151.6328 | 65585.9501 | 65585.9501 | 0.70406 | 0.70406 | 11483.6968 | 11483.6968 | 4.0211 | 75096.5929 | 1.2279 | -636.1127 | Occupancy sensors, switch mounted | Water and Wastewater | New
| IagEgsd408 | 33163.715 | 7334.2778 | 0 | 4394.6034 | 44892.5962 | 44867.3405 | 44867.3405 | 19151.6328 | 64018.9733 | 64018.9733 | 0.70124 | 0.70124 | 6034.3873 | 6034.3873 | 7.4395 | 73208.669 | 0.55858 | -1055.4511 | Time Clock Control | Agriculture and Assembly | Existing
| IagNgsd408 | 33163.715 | 7334.2778 | 0 | 4394.6034 | 44892.5962 | 44867.3405 | 44867.3405 | 19151.6328 | 64018.9733 | 64018.9733 | 0.70124 | 0.70124 | 6034.3873 | 6034.3873 | 7.4395 | 73208.669 | 0.55858 | -1055.4511 | Time Clock Control | Agriculture and Assembly | New
| IchEgsd408 | 33163.715 | 7334.2778 | 0 | 4394.6034 | 44892.5962 | 44867.3405 | 44867.3405 | 19151.6328 | 64018.9733 | 64018.9733 | 0.70124 | 0.70124 | 6034.3873 | 6034.3873 | 7.4395 | 73208.669 | 0.55858 | -1055.4511 | Time Clock Control | Chemicals and Plastics | Existing
| IchNgsd408 | 33163.715 | 7334.2778 | 0 | 4394.6034 | 44892.5962 | 44867.3405 | 44867.3405 | 19151.6328 | 64018.9733 | 64018.9733 | 0.70124 | 0.70124 | 6034.3873 | 6034.3873 | 7.4395 | 73208.669 | 0.55858 | -1055.4511 | Time Clock Control | Chemicals and Plastics | New
| IcoEgsd408 | 33163.715 | 7334.2778 | 0 | 4394.6034 | 44892.5962 | 44867.3405 | 44867.3405 | 19151.6328 | 64018.9733 | 64018.9733 | 0.70124 | 0.70124 | 6034.3873 | 6034.3873 | 7.4395 | 73208.669 | 0.55858 | -1055.4511 | Time Clock Control | Construction | Existing
| IcoNgsd408 | 33163.715 | 7334.2778 | 0 | 4394.6034 | 44892.5962 | 44867.3405 | 44867.3405 | 19151.6328 | 64018.9733 | 64018.9733 | 0.70124 | 0.70124 | 6034.3873 | 6034.3873 | 7.4395 | 73208.669 | 0.55858 | -1055.4511 | Time Clock Control | Construction | New
| IelEgsd408 | 33163.715 | 7334.2778 | 0 | 4394.6034 | 44892.5962 | 44867.3405 | 44867.3405 | 19151.6328 | 64018.9733 | 64018.9733 | 0.70124 | 0.70124 | 6034.3873 | 6034.3873 | 7.4395 | 73208.669 | 0.55858 | -1055.4511 | Time Clock Control | Electrical and Electronic Equip. | Existing
| IelNgsd408 | 33163.715 | 7334.2778 | 0 | 4394.6034 | 44892.5962 | 44867.3405 | 44867.3405 | 19151.6328 | 64018.9733 | 64018.9733 | 0.70124 | 0.70124 | 6034.3873 | 6034.3873 | 7.4395 | 73208.669 | 0.55858 | -1055.4511 | Time Clock Control | Electrical and Electronic Equip. | New
| IluEgsd408 | 33163.715 | 7334.2778 | 0 | 4394.6034 | 44892.5962 | 44867.3405 | 44867.3405 | 19151.6328 | 64018.9733 | 64018.9733 | 0.70124 | 0.70124 | 6275.0753 | 6275.0753 | 7.1541 | 73208.669 | 0.58086 | -1040.9287 | Time Clock Control | Lumber/Furniture/Pulp/Paper | Existing
| IluNgsd408 | 33163.715 | 7334.2778 | 0 | 4394.6034 | 44892.5962 | 44867.3405 | 44867.3405 | 19151.6328 | 64018.9733 | 64018.9733 | 0.70124 | 0.70124 | 6275.0753 | 6275.0753 | 7.1541 | 73208.669 | 0.58086 | -1040.9287 | Time Clock Control | Lumber/Furniture/Pulp/Paper | New
| ImeEgsd408 | 33163.715 | 7334.2778 | 0 | 4394.6034 | 44892.5962 | 44867.3405 | 44867.3405 | 19151.6328 | 64018.9733 | 64018.9733 | 0.70124 | 0.70124 | 6034.3873 | 6034.3873 | 7.4395 | 73208.669 | 0.55858 | -1055.4511 | Time Clock Control | Metal Products and Machinery | Existing
| ImeNgsd408 | 33163.715 | 7334.2778 | 0 | 4394.6034 | 44892.5962 | 44867.3405 | 44867.3405 | 19151.6328 | 64018.9733 | 64018.9733 | 0.70124 | 0.70124 | 6034.3873 | 6034.3873 | 7.4395 | 73208.669 | 0.55858 | -1055.4511 | Time Clock Control | Metal Products and Machinery | New
| ImiEgsd408 | 33163.715 | 7334.2778 | 0 | 4394.6034 | 44892.5962 | 44867.3405 | 44867.3405 | 19151.6328 | 64018.9733 | 64018.9733 | 0.70124 | 0.70124 | 6128.6746 | 6128.6746 | 7.325 | 73208.669 | 0.56731 | -1049.7621 | Time Clock Control | Miscellaneous Manufacturing | Existing
| ImiNgsd408 | 33163.715 | 7334.2778 | 0 | 4394.6034 | 44892.5962 | 44867.3405 | 44867.3405 | 19151.6328 | 64018.9733 | 64018.9733 | 0.70124 | 0.70124 | 6128.6746 | 6128.6746 | 7.325 | 73208.669 | 0.56731 | -1049.7621 | Time Clock Control | Miscellaneous Manufacturing | New
| IprEgsd408 | 33163.715 | 7334.2778 | 0 | 4394.6034 | 44892.5962 | 44867.3405 | 44867.3405 | 19151.6328 | 64018.9733 | 64018.9733 | 0.70124 | 0.70124 | 6034.3873 | 6034.3873 | 7.4395 | 73208.669 | 0.55858 | -1055.4511 | Time Clock Control | Primary Resources Industries | Existing
| IprNgsd408 | 33163.715 | 7334.2778 | 0 | 4394.6034 | 44892.5962 | 44867.3405 | 44867.3405 | 19151.6328 | 64018.9733 | 64018.9733 | 0.70124 | 0.70124 | 6034.3873 | 6034.3873 | 7.4395 | 73208.669 | 0.55858 | -1055.4511 | Time Clock Control | Primary Resources Industries | New
| IstEgsd408 | 33163.715 | 7334.2778 | 0 | 4394.6034 | 44892.5962 | 44867.3405 | 44867.3405 | 19151.6328 | 64018.9733 | 64018.9733 | 0.70124 | 0.70124 | 6034.3873 | 6034.3873 | 7.4395 | 73208.669 | 0.55858 | -1055.4511 | Time Clock Control | Stone/Clay/Glass/Concrete | Existing
| IstNgsd408 | 33163.715 | 7334.2778 | 0 | 4394.6034 | 44892.5962 | 44867.3405 | 44867.3405 | 19151.6328 | 64018.9733 | 64018.9733 | 0.70124 | 0.70124 | 6034.3873 | 6034.3873 | 7.4395 | 73208.669 | 0.55858 | -1055.4511 | Time Clock Control | Stone/Clay/Glass/Concrete | New
| IteEgsd408 | 33163.715 | 7334.2778 | 0 | 4394.6034 | 44892.5962 | 44867.3405 | 44867.3405 | 19151.6328 | 64018.9733 | 64018.9733 | 0.70124 | 0.70124 | 6034.3873 | 6034.3873 | 7.4395 | 73208.669 | 0.55858 | -1055.4511 | Time Clock Control | Textiles and Leather | Existing
| IteNgsd408 | 33163.715 | 7334.2778 | 0 | 4394.6034 | 44892.5962 | 44867.3405 | 44867.3405 | 19151.6328 | 64018.9733 | 64018.9733 | 0.70124 | 0.70124 | 6034.3873 | 6034.3873 | 7.4395 | 73208.669 | 0.55858 | -1055.4511 | Time Clock Control | Textiles and Leather | New
| ItrEgsd408 | 33163.715 | 7334.2778 | 0 | 4394.6034 | 44892.5962 | 44867.3405 | 44867.3405 | 19151.6328 | 64018.9733 | 64018.9733 | 0.70124 | 0.70124 | 6225.9552 | 6225.9552 | 7.2106 | 73208.669 | 0.57631 | -1043.8925 | Time Clock Control | Transportation Equipment | Existing
| ItrNgsd408 | 33163.715 | 7334.2778 | 0 | 4394.6034 | 44892.5962 | 44867.3405 | 44867.3405 | 19151.6328 | 64018.9733 | 64018.9733 | 0.70124 | 0.70124 | 6225.9552 | 6225.9552 | 7.2106 | 73208.669 | 0.57631 | -1043.8925 | Time Clock Control | Transportation Equipment | New
| IwaEgsd408 | 34241.0375 | 7367.8051 | 0 | 4567.6945 | 46176.5371 | 46434.3173 | 46434.3173 | 19151.6328 | 65585.9501 | 65585.9501 | 0.70406 | 0.70406 | 6245.1362 | 6245.1362 | 7.394 | 75096.5929 | 0.56372 | -1080.0772 | Time Clock Control | Water and Wastewater | Existing
| IwaNgsd408 | 34241.0375 | 7367.8051 | 0 | 4567.6945 | 46176.5371 | 46434.3173 | 46434.3173 | 19151.6328 | 65585.9501 | 65585.9501 | 0.70406 | 0.70406 | 6245.1362 | 6245.1362 | 7.394 | 75096.5929 | 0.56372 | -1080.0772 | Time Clock Control | Water and Wastewater | New
| IagNgsd409 | 33163.715 | 7334.2778 | 0 | 4394.6034 | 44892.5962 | 44867.3405 | 44867.3405 | 19151.6328 | 64018.9733 | 64018.9733 | 0.70124 | 0.70124 | 84205.4084 | 84205.4084 | 0.53313 | 73208.669 | 12.3048 | 6601.0319 | Efficient New Construction Lighting | Agriculture and Assembly | New
| IchNgsd409 | 33163.715 | 7334.2778 | 0 | 4394.6034 | 44892.5962 | 44867.3405 | 44867.3405 | 19151.6328 | 64018.9733 | 64018.9733 | 0.70124 | 0.70124 | 84205.4187 | 84205.4187 | 0.53313 | 73208.669 | 12.3048 | 6601.0328 | Efficient New Construction Lighting | Chemicals and Plastics | New
| IcoNgsd409 | 33163.715 | 7334.2778 | 0 | 4394.6034 | 44892.5962 | 44867.3405 | 44867.3405 | 19151.6328 | 64018.9733 | 64018.9733 | 0.70124 | 0.70124 | 84205.4135 | 84205.4135 | 0.53313 | 73208.669 | 12.3048 | 6601.0324 | Efficient New Construction Lighting | Construction | New
| IelNgsd409 | 33163.715 | 7334.2778 | 0 | 4394.6034 | 44892.5962 | 44867.3405 | 44867.3405 | 19151.6328 | 64018.9733 | 64018.9733 | 0.70124 | 0.70124 | 84205.4187 | 84205.4187 | 0.53313 | 73208.669 | 12.3048 | 6601.033 | Efficient New Construction Lighting | Electrical and Electronic Equip. | New
| IluNgsd409 | 33163.715 | 7334.2778 | 0 | 4394.6034 | 44892.5962 | 44867.3405 | 44867.3405 | 19151.6328 | 64018.9733 | 64018.9733 | 0.70124 | 0.70124 | 87564.0344 | 87564.0344 | 0.51268 | 73208.669 | 12.7956 | 6920.9421 | Efficient New Construction Lighting | Lumber/Furniture/Pulp/Paper | New
| ImeNgsd409 | 33163.715 | 7334.2778 | 0 | 4394.6034 | 44892.5962 | 44867.3405 | 44867.3405 | 19151.6328 | 64018.9733 | 64018.9733 | 0.70124 | 0.70124 | 84205.4084 | 84205.4084 | 0.53313 | 73208.669 | 12.3048 | 6601.0322 | Efficient New Construction Lighting | Metal Products and Machinery | New
| ImiNgsd409 | 33163.715 | 7334.2778 | 0 | 4394.6034 | 44892.5962 | 44867.3405 | 44867.3405 | 19151.6328 | 64018.9733 | 64018.9733 | 0.70124 | 0.70124 | 85521.1255 | 85521.1255 | 0.52493 | 73208.669 | 12.4971 | 6726.3541 | Efficient New Construction Lighting | Miscellaneous Manufacturing | New
| IprNgsd409 | 33163.715 | 7334.2778 | 0 | 4394.6034 | 44892.5962 | 44867.3405 | 44867.3405 | 19151.6328 | 64018.9733 | 64018.9733 | 0.70124 | 0.70124 | 84205.4187 | 84205.4187 | 0.53313 | 73208.669 | 12.3048 | 6601.0329 | Efficient New Construction Lighting | Primary Resources Industries | New
| IstNgsd409 | 33163.715 | 7334.2778 | 0 | 4394.6034 | 44892.5962 | 44867.3405 | 44867.3405 | 19151.6328 | 64018.9733 | 64018.9733 | 0.70124 | 0.70124 | 84205.4135 | 84205.4135 | 0.53313 | 73208.669 | 12.3048 | 6601.0327 | Efficient New Construction Lighting | Stone/Clay/Glass/Concrete | New
| IteNgsd409 | 33163.715 | 7334.2778 | 0 | 4394.6034 | 44892.5962 | 44867.3405 | 44867.3405 | 19151.6328 | 64018.9733 | 64018.9733 | 0.70124 | 0.70124 | 84205.4033 | 84205.4033 | 0.53313 | 73208.669 | 12.3048 | 6601.0317 | Efficient New Construction Lighting | Textiles and Leather | New
| ItrNgsd409 | 33163.715 | 7334.2778 | 0 | 4394.6034 | 44892.5962 | 44867.3405 | 44867.3405 | 19151.6328 | 64018.9733 | 64018.9733 | 0.70124 | 0.70124 | 112942.1804 | 112942.1804 | 0.39748 | 73208.669 | 16.5041 | 9338.2144 | Efficient New Construction Lighting | Transportation Equipment | New
| IwaNgsd409 | 34241.0375 | 7367.8051 | 0 | 4567.6945 | 46176.5371 | 46434.3173 | 46434.3173 | 19151.6328 | 65585.9501 | 65585.9501 | 0.70406 | 0.70406 | 87146.2509 | 87146.2509 | 0.52987 | 75096.5929 | 12.4181 | 6843.8061 | Efficient New Construction Lighting | Water and Wastewater | New
| IagTgsd410 | 33163.715 | 7334.2778 | 0 | 4394.6034 | 44892.5962 | 44867.3405 | 44867.3405 | 19151.6328 | 64018.9733 | 64018.9733 | 0.70124 | 0.70124 | 1685.9343 | 1685.9343 | 26.6277 | 73208.669 | 0.10544 | -1350.8211 | Energy Star LED Directional Lamp | Agriculture and Assembly | Turnover
| IagNgsd410 | 33163.715 | 7334.2778 | 0 | 4394.6034 | 44892.5962 | 44867.3405 | 44867.3405 | 19151.6328 | 64018.9733 | 64018.9733 | 0.70124 | 0.70124 | 1685.9343 | 1685.9343 | 26.6277 | 73208.669 | 0.10544 | -1350.8211 | Energy Star LED Directional Lamp | Agriculture and Assembly | New
| IchTgsd410 | 33163.715 | 7334.2778 | 0 | 4394.6034 | 44892.5962 | 44867.3405 | 44867.3405 | 19151.6328 | 64018.9733 | 64018.9733 | 0.70124 | 0.70124 | 1685.9343 | 1685.9343 | 26.6277 | 73208.669 | 0.10544 | -1350.8211 | Energy Star LED Directional Lamp | Chemicals and Plastics | Turnover
| IchNgsd410 | 33163.715 | 7334.2778 | 0 | 4394.6034 | 44892.5962 | 44867.3405 | 44867.3405 | 19151.6328 | 64018.9733 | 64018.9733 | 0.70124 | 0.70124 | 1685.9343 | 1685.9343 | 26.6277 | 73208.669 | 0.10544 | -1350.8211 | Energy Star LED Directional Lamp | Chemicals and Plastics | New
| IcoTgsd410 | 33163.715 | 7334.2778 | 0 | 4394.6034 | 44892.5962 | 44867.3405 | 44867.3405 | 19151.6328 | 64018.9733 | 64018.9733 | 0.70124 | 0.70124 | 1685.9343 | 1685.9343 | 26.6277 | 73208.669 | 0.10544 | -1350.8211 | Energy Star LED Directional Lamp | Construction | Turnover
| IcoNgsd410 | 33163.715 | 7334.2778 | 0 | 4394.6034 | 44892.5962 | 44867.3405 | 44867.3405 | 19151.6328 | 64018.9733 | 64018.9733 | 0.70124 | 0.70124 | 1685.9343 | 1685.9343 | 26.6277 | 73208.669 | 0.10544 | -1350.8211 | Energy Star LED Directional Lamp | Construction | New
| IelTgsd410 | 33163.715 | 7334.2778 | 0 | 4394.6034 | 44892.5962 | 44867.3405 | 44867.3405 | 19151.6328 | 64018.9733 | 64018.9733 | 0.70124 | 0.70124 | 1685.9343 | 1685.9343 | 26.6277 | 73208.669 | 0.10544 | -1350.8211 | Energy Star LED Directional Lamp | Electrical and Electronic Equip. | Turnover
| IelNgsd410 | 33163.715 | 7334.2778 | 0 | 4394.6034 | 44892.5962 | 44867.3405 | 44867.3405 | 19151.6328 | 64018.9733 | 64018.9733 | 0.70124 | 0.70124 | 1685.9343 | 1685.9343 | 26.6277 | 73208.669 | 0.10544 | -1350.8211 | Energy Star LED Directional Lamp | Electrical and Electronic Equip. | New
| IluTgsd410 | 33163.715 | 7334.2778 | 0 | 4394.6034 | 44892.5962 | 44867.3405 | 44867.3405 | 19151.6328 | 64018.9733 | 64018.9733 | 0.70124 | 0.70124 | 1753.1691 | 1753.1691 | 25.6065 | 73208.669 | 0.10964 | -1348.0804 | Energy Star LED Directional Lamp | Lumber/Furniture/Pulp/Paper | Turnover
| IluNgsd410 | 33163.715 | 7334.2778 | 0 | 4394.6034 | 44892.5962 | 44867.3405 | 44867.3405 | 19151.6328 | 64018.9733 | 64018.9733 | 0.70124 | 0.70124 | 1753.1691 | 1753.1691 | 25.6065 | 73208.669 | 0.10964 | -1348.0804 | Energy Star LED Directional Lamp | Lumber/Furniture/Pulp/Paper | New
| ImeTgsd410 | 33163.715 | 7334.2778 | 0 | 4394.6034 | 44892.5962 | 44867.3405 | 44867.3405 | 19151.6328 | 64018.9733 | 64018.9733 | 0.70124 | 0.70124 | 1685.9343 | 1685.9343 | 26.6277 | 73208.669 | 0.10544 | -1350.8211 | Energy Star LED Directional Lamp | Metal Products and Machinery | Turnover
| ImeNgsd410 | 33163.715 | 7334.2778 | 0 | 4394.6034 | 44892.5962 | 44867.3405 | 44867.3405 | 19151.6328 | 64018.9733 | 64018.9733 | 0.70124 | 0.70124 | 1685.9343 | 1685.9343 | 26.6277 | 73208.669 | 0.10544 | -1350.8211 | Energy Star LED Directional Lamp | Metal Products and Machinery | New
| ImiTgsd410 | 33163.715 | 7334.2778 | 0 | 4394.6034 | 44892.5962 | 44867.3405 | 44867.3405 | 19151.6328 | 64018.9733 | 64018.9733 | 0.70124 | 0.70124 | 1712.3055 | 1712.3055 | 26.2176 | 73208.669 | 0.10708 | -1349.7461 | Energy Star LED Directional Lamp | Miscellaneous Manufacturing | Turnover
| ImiNgsd410 | 33163.715 | 7334.2778 | 0 | 4394.6034 | 44892.5962 | 44867.3405 | 44867.3405 | 19151.6328 | 64018.9733 | 64018.9733 | 0.70124 | 0.70124 | 1712.3055 | 1712.3055 | 26.2176 | 73208.669 | 0.10708 | -1349.7461 | Energy Star LED Directional Lamp | Miscellaneous Manufacturing | New
| IprTgsd410 | 33163.715 | 7334.2778 | 0 | 4394.6034 | 44892.5962 | 44867.3405 | 44867.3405 | 19151.6328 | 64018.9733 | 64018.9733 | 0.70124 | 0.70124 | 1685.9343 | 1685.9343 | 26.6277 | 73208.669 | 0.10544 | -1350.8211 | Energy Star LED Directional Lamp | Primary Resources Industries | Turnover
| IprNgsd410 | 33163.715 | 7334.2778 | 0 | 4394.6034 | 44892.5962 | 44867.3405 | 44867.3405 | 19151.6328 | 64018.9733 | 64018.9733 | 0.70124 | 0.70124 | 1685.9343 | 1685.9343 | 26.6277 | 73208.669 | 0.10544 | -1350.8211 | Energy Star LED Directional Lamp | Primary Resources Industries | New
| IstTgsd410 | 33163.715 | 7334.2778 | 0 | 4394.6034 | 44892.5962 | 44867.3405 | 44867.3405 | 19151.6328 | 64018.9733 | 64018.9733 | 0.70124 | 0.70124 | 1685.9343 | 1685.9343 | 26.6277 | 73208.669 | 0.10544 | -1350.8211 | Energy Star LED Directional Lamp | Stone/Clay/Glass/Concrete | Turnover
| IstNgsd410 | 33163.715 | 7334.2778 | 0 | 4394.6034 | 44892.5962 | 44867.3405 | 44867.3405 | 19151.6328 | 64018.9733 | 64018.9733 | 0.70124 | 0.70124 | 1685.9343 | 1685.9343 | 26.6277 | 73208.669 | 0.10544 | -1350.8211 | Energy Star LED Directional Lamp | Stone/Clay/Glass/Concrete | New
| IteTgsd410 | 33163.715 | 7334.2778 | 0 | 4394.6034 | 44892.5962 | 44867.3405 | 44867.3405 | 19151.6328 | 64018.9733 | 64018.9733 | 0.70124 | 0.70124 | 1685.9343 | 1685.9343 | 26.6277 | 73208.669 | 0.10544 | -1350.8211 | Energy Star LED Directional Lamp | Textiles and Leather | Turnover
| IteNgsd410 | 33163.715 | 7334.2778 | 0 | 4394.6034 | 44892.5962 | 44867.3405 | 44867.3405 | 19151.6328 | 64018.9733 | 64018.9733 | 0.70124 | 0.70124 | 1685.9343 | 1685.9343 | 26.6277 | 73208.669 | 0.10544 | -1350.8211 | Energy Star LED Directional Lamp | Textiles and Leather | New
| ItrTgsd410 | 33163.715 | 7334.2778 | 0 | 4394.6034 | 44892.5962 | 44867.3405 | 44867.3405 | 19151.6328 | 64018.9733 | 64018.9733 | 0.70124 | 0.70124 | 1739.4239 | 1739.4239 | 25.8089 | 73208.669 | 0.10878 | -1348.6407 | Energy Star LED Directional Lamp | Transportation Equipment | Turnover
| ItrNgsd410 | 33163.715 | 7334.2778 | 0 | 4394.6034 | 44892.5962 | 44867.3405 | 44867.3405 | 19151.6328 | 64018.9733 | 64018.9733 | 0.70124 | 0.70124 | 1739.4239 | 1739.4239 | 25.8089 | 73208.669 | 0.10878 | -1348.6407 | Energy Star LED Directional Lamp | Transportation Equipment | New
| IwaTgsd410 | 33163.715 | 7334.2778 | 0 | 4394.6034 | 44892.5962 | 44867.3405 | 44867.3405 | 19151.6328 | 64018.9733 | 64018.9733 | 0.70124 | 0.70124 | 1685.9343 | 1685.9343 | 26.6277 | 73208.669 | 0.10544 | -1350.8211 | Energy Star LED Directional Lamp | Water and Wastewater | Turnover
| IwaNgsd410 | 33163.715 | 7334.2778 | 0 | 4394.6034 | 44892.5962 | 44867.3405 | 44867.3405 | 19151.6328 | 64018.9733 | 64018.9733 | 0.70124 | 0.70124 | 1685.9343 | 1685.9343 | 26.6277 | 73208.669 | 0.10544 | -1350.8211 | Energy Star LED Directional Lamp | Water and Wastewater | New
| IagTgsd411 | 33163.715 | 7334.2778 | 0 | 4394.6034 | 44892.5962 | 44867.3405 | 44867.3405 | 19151.6328 | 64018.9733 | 64018.9733 | 0.70124 | 0.70124 | 39086.2274 | 39086.2274 | 1.1486 | 73208.669 | 4.2858 | 1374.0687 | Indoor Agriculture - LED Grow Lights | Agriculture and Assembly | Turnover
| IagNgsd411 | 33163.715 | 7334.2778 | 0 | 4394.6034 | 44892.5962 | 44867.3405 | 44867.3405 | 19151.6328 | 64018.9733 | 64018.9733 | 0.70124 | 0.70124 | 39086.2274 | 39086.2274 | 1.1486 | 73208.669 | 4.2858 | 1374.0687 | Indoor Agriculture - LED Grow Lights | Agriculture and Assembly | New
| IagTgsd412 | 33163.715 | 7334.2778 | 0 | 4394.6034 | 44892.5962 | 44867.3405 | 44867.3405 | 19151.6328 | 64018.9733 | 64018.9733 | 0.70124 | 0.70124 | 2274.2619 | 2274.2619 | 19.7394 | 73208.669 | 0.24938 | -1256.9979 | LED - 14W_CFL Baseline | Agriculture and Assembly | Turnover
| IagNgsd412 | 33163.715 | 7334.2778 | 0 | 4394.6034 | 44892.5962 | 44867.3405 | 44867.3405 | 19151.6328 | 64018.9733 | 64018.9733 | 0.70124 | 0.70124 | 2274.2619 | 2274.2619 | 19.7394 | 73208.669 | 0.24938 | -1256.9979 | LED - 14W_CFL Baseline | Agriculture and Assembly | New
| IchTgsd412 | 33163.715 | 7334.2778 | 0 | 4394.6034 | 44892.5962 | 44867.3405 | 44867.3405 | 19151.6328 | 64018.9733 | 64018.9733 | 0.70124 | 0.70124 | 2274.2619 | 2274.2619 | 19.7394 | 73208.669 | 0.24938 | -1256.9979 | LED - 14W_CFL Baseline | Chemicals and Plastics | Turnover
| IchNgsd412 | 33163.715 | 7334.2778 | 0 | 4394.6034 | 44892.5962 | 44867.3405 | 44867.3405 | 19151.6328 | 64018.9733 | 64018.9733 | 0.70124 | 0.70124 | 2274.2619 | 2274.2619 | 19.7394 | 73208.669 | 0.24938 | -1256.9979 | LED - 14W_CFL Baseline | Chemicals and Plastics | New
| IcoTgsd412 | 33163.715 | 7334.2778 | 0 | 4394.6034 | 44892.5962 | 44867.3405 | 44867.3405 | 19151.6328 | 64018.9733 | 64018.9733 | 0.70124 | 0.70124 | 2274.2619 | 2274.2619 | 19.7394 | 73208.669 | 0.24938 | -1256.9979 | LED - 14W_CFL Baseline | Construction | Turnover
| IcoNgsd412 | 33163.715 | 7334.2778 | 0 | 4394.6034 | 44892.5962 | 44867.3405 | 44867.3405 | 19151.6328 | 64018.9733 | 64018.9733 | 0.70124 | 0.70124 | 2274.2619 | 2274.2619 | 19.7394 | 73208.669 | 0.24938 | -1256.9979 | LED - 14W_CFL Baseline | Construction | New
| IelTgsd412 | 33163.715 | 7334.2778 | 0 | 4394.6034 | 44892.5962 | 44867.3405 | 44867.3405 | 19151.6328 | 64018.9733 | 64018.9733 | 0.70124 | 0.70124 | 2274.2619 | 2274.2619 | 19.7394 | 73208.669 | 0.24938 | -1256.9979 | LED - 14W_CFL Baseline | Electrical and Electronic Equip. | Turnover
| IelNgsd412 | 33163.715 | 7334.2778 | 0 | 4394.6034 | 44892.5962 | 44867.3405 | 44867.3405 | 19151.6328 | 64018.9733 | 64018.9733 | 0.70124 | 0.70124 | 2274.2619 | 2274.2619 | 19.7394 | 73208.669 | 0.24938 | -1256.9979 | LED - 14W_CFL Baseline | Electrical and Electronic Equip. | New
| IluTgsd412 | 33163.715 | 7334.2778 | 0 | 4394.6034 | 44892.5962 | 44867.3405 | 44867.3405 | 19151.6328 | 64018.9733 | 64018.9733 | 0.70124 | 0.70124 | 2365.0773 | 2365.0773 | 18.9814 | 73208.669 | 0.25933 | -1250.5071 | LED - 14W_CFL Baseline | Lumber/Furniture/Pulp/Paper | Turnover
| IluNgsd412 | 33163.715 | 7334.2778 | 0 | 4394.6034 | 44892.5962 | 44867.3405 | 44867.3405 | 19151.6328 | 64018.9733 | 64018.9733 | 0.70124 | 0.70124 | 2365.0773 | 2365.0773 | 18.9814 | 73208.669 | 0.25933 | -1250.5071 | LED - 14W_CFL Baseline | Lumber/Furniture/Pulp/Paper | New
| ImeTgsd412 | 33163.715 | 7334.2778 | 0 | 4394.6034 | 44892.5962 | 44867.3405 | 44867.3405 | 19151.6328 | 64018.9733 | 64018.9733 | 0.70124 | 0.70124 | 2274.2619 | 2274.2619 | 19.7394 | 73208.669 | 0.24938 | -1256.9979 | LED - 14W_CFL Baseline | Metal Products and Machinery | Turnover
| ImeNgsd412 | 33163.715 | 7334.2778 | 0 | 4394.6034 | 44892.5962 | 44867.3405 | 44867.3405 | 19151.6328 | 64018.9733 | 64018.9733 | 0.70124 | 0.70124 | 2274.2619 | 2274.2619 | 19.7394 | 73208.669 | 0.24938 | -1256.9979 | LED - 14W_CFL Baseline | Metal Products and Machinery | New
| ImiTgsd412 | 33163.715 | 7334.2778 | 0 | 4394.6034 | 44892.5962 | 44867.3405 | 44867.3405 | 19151.6328 | 64018.9733 | 64018.9733 | 0.70124 | 0.70124 | 2309.9576 | 2309.9576 | 19.4344 | 73208.669 | 0.25329 | -1254.4466 | LED - 14W_CFL Baseline | Miscellaneous Manufacturing | Turnover
| ImiNgsd412 | 33163.715 | 7334.2778 | 0 | 4394.6034 | 44892.5962 | 44867.3405 | 44867.3405 | 19151.6328 | 64018.9733 | 64018.9733 | 0.70124 | 0.70124 | 2309.9576 | 2309.9576 | 19.4344 | 73208.669 | 0.25329 | -1254.4466 | LED - 14W_CFL Baseline | Miscellaneous Manufacturing | New
| IprTgsd412 | 33163.715 | 7334.2778 | 0 | 4394.6034 | 44892.5962 | 44867.3405 | 44867.3405 | 19151.6328 | 64018.9733 | 64018.9733 | 0.70124 | 0.70124 | 2274.2619 | 2274.2619 | 19.7394 | 73208.669 | 0.24938 | -1256.9979 | LED - 14W_CFL Baseline | Primary Resources Industries | Turnover
| IprNgsd412 | 33163.715 | 7334.2778 | 0 | 4394.6034 | 44892.5962 | 44867.3405 | 44867.3405 | 19151.6328 | 64018.9733 | 64018.9733 | 0.70124 | 0.70124 | 2274.2619 | 2274.2619 | 19.7394 | 73208.669 | 0.24938 | -1256.9979 | LED - 14W_CFL Baseline | Primary Resources Industries | New
| IstTgsd412 | 33163.715 | 7334.2778 | 0 | 4394.6034 | 44892.5962 | 44867.3405 | 44867.3405 | 19151.6328 | 64018.9733 | 64018.9733 | 0.70124 | 0.70124 | 2274.2619 | 2274.2619 | 19.7394 | 73208.669 | 0.24938 | -1256.9979 | LED - 14W_CFL Baseline | Stone/Clay/Glass/Concrete | Turnover
| IstNgsd412 | 33163.715 | 7334.2778 | 0 | 4394.6034 | 44892.5962 | 44867.3405 | 44867.3405 | 19151.6328 | 64018.9733 | 64018.9733 | 0.70124 | 0.70124 | 2274.2619 | 2274.2619 | 19.7394 | 73208.669 | 0.24938 | -1256.9979 | LED - 14W_CFL Baseline | Stone/Clay/Glass/Concrete | New
| IteTgsd412 | 33163.715 | 7334.2778 | 0 | 4394.6034 | 44892.5962 | 44867.3405 | 44867.3405 | 19151.6328 | 64018.9733 | 64018.9733 | 0.70124 | 0.70124 | 2274.2619 | 2274.2619 | 19.7394 | 73208.669 | 0.24938 | -1256.9979 | LED - 14W_CFL Baseline | Textiles and Leather | Turnover
| IteNgsd412 | 33163.715 | 7334.2778 | 0 | 4394.6034 | 44892.5962 | 44867.3405 | 44867.3405 | 19151.6328 | 64018.9733 | 64018.9733 | 0.70124 | 0.70124 | 2274.2619 | 2274.2619 | 19.7394 | 73208.669 | 0.24938 | -1256.9979 | LED - 14W_CFL Baseline | Textiles and Leather | New
| ItrTgsd412 | 33163.715 | 7334.2778 | 0 | 4394.6034 | 44892.5962 | 44867.3405 | 44867.3405 | 19151.6328 | 64018.9733 | 64018.9733 | 0.70124 | 0.70124 | 2346.7921 | 2346.7921 | 19.1293 | 73208.669 | 0.25733 | -1251.814 | LED - 14W_CFL Baseline | Transportation Equipment | Turnover
| ItrNgsd412 | 33163.715 | 7334.2778 | 0 | 4394.6034 | 44892.5962 | 44867.3405 | 44867.3405 | 19151.6328 | 64018.9733 | 64018.9733 | 0.70124 | 0.70124 | 2346.7921 | 2346.7921 | 19.1293 | 73208.669 | 0.25733 | -1251.814 | LED - 14W_CFL Baseline | Transportation Equipment | New
| IwaTgsd412 | 33163.715 | 7334.2778 | 0 | 4394.6034 | 44892.5962 | 44867.3405 | 44867.3405 | 19151.6328 | 64018.9733 | 64018.9733 | 0.70124 | 0.70124 | 2274.2619 | 2274.2619 | 19.7394 | 73208.669 | 0.24938 | -1256.9979 | LED - 14W_CFL Baseline | Water and Wastewater | Turnover
| IwaNgsd412 | 33163.715 | 7334.2778 | 0 | 4394.6034 | 44892.5962 | 44867.3405 | 44867.3405 | 19151.6328 | 64018.9733 | 64018.9733 | 0.70124 | 0.70124 | 2274.2619 | 2274.2619 | 19.7394 | 73208.669 | 0.24938 | -1256.9979 | LED - 14W_CFL Baseline | Water and Wastewater | New
| IagTgsd413 | 33163.715 | 7334.2778 | 0 | 4394.6034 | 44892.5962 | 44867.3405 | 44867.3405 | 19151.6328 | 64018.9733 | 64018.9733 | 0.70124 | 0.70124 | 79779.6478 | 79779.6478 | 0.56271 | 73208.669 | 9.4172 | 4718.7838 | LED Display Lighting (Interior) | Agriculture and Assembly | Turnover
| IagNgsd413 | 33163.715 | 7334.2778 | 0 | 4394.6034 | 44892.5962 | 44867.3405 | 44867.3405 | 19151.6328 | 64018.9733 | 64018.9733 | 0.70124 | 0.70124 | 79779.6478 | 79779.6478 | 0.56271 | 73208.669 | 9.4172 | 4718.7838 | LED Display Lighting (Interior) | Agriculture and Assembly | New
| IchTgsd413 | 33163.715 | 7334.2778 | 0 | 4394.6034 | 44892.5962 | 44867.3405 | 44867.3405 | 19151.6328 | 64018.9733 | 64018.9733 | 0.70124 | 0.70124 | 79779.6478 | 79779.6478 | 0.56271 | 73208.669 | 9.4172 | 4718.7838 | LED Display Lighting (Interior) | Chemicals and Plastics | Turnover
| IchNgsd413 | 33163.715 | 7334.2778 | 0 | 4394.6034 | 44892.5962 | 44867.3405 | 44867.3405 | 19151.6328 | 64018.9733 | 64018.9733 | 0.70124 | 0.70124 | 79779.6478 | 79779.6478 | 0.56271 | 73208.669 | 9.4172 | 4718.7838 | LED Display Lighting (Interior) | Chemicals and Plastics | New
| IcoTgsd413 | 33163.715 | 7334.2778 | 0 | 4394.6034 | 44892.5962 | 44867.3405 | 44867.3405 | 19151.6328 | 64018.9733 | 64018.9733 | 0.70124 | 0.70124 | 79779.6478 | 79779.6478 | 0.56271 | 73208.669 | 9.4172 | 4718.7838 | LED Display Lighting (Interior) | Construction | Turnover
| IcoNgsd413 | 33163.715 | 7334.2778 | 0 | 4394.6034 | 44892.5962 | 44867.3405 | 44867.3405 | 19151.6328 | 64018.9733 | 64018.9733 | 0.70124 | 0.70124 | 79779.6478 | 79779.6478 | 0.56271 | 73208.669 | 9.4172 | 4718.7838 | LED Display Lighting (Interior) | Construction | New
| IelTgsd413 | 33163.715 | 7334.2778 | 0 | 4394.6034 | 44892.5962 | 44867.3405 | 44867.3405 | 19151.6328 | 64018.9733 | 64018.9733 | 0.70124 | 0.70124 | 79779.6478 | 79779.6478 | 0.56271 | 73208.669 | 9.4172 | 4718.7838 | LED Display Lighting (Interior) | Electrical and Electronic Equip. | Turnover
| IelNgsd413 | 33163.715 | 7334.2778 | 0 | 4394.6034 | 44892.5962 | 44867.3405 | 44867.3405 | 19151.6328 | 64018.9733 | 64018.9733 | 0.70124 | 0.70124 | 79779.6478 | 79779.6478 | 0.56271 | 73208.669 | 9.4172 | 4718.7838 | LED Display Lighting (Interior) | Electrical and Electronic Equip. | New
| IluTgsd413 | 33163.715 | 7334.2778 | 0 | 4394.6034 | 44892.5962 | 44867.3405 | 44867.3405 | 19151.6328 | 64018.9733 | 64018.9733 | 0.70124 | 0.70124 | 82961.7393 | 82961.7393 | 0.54112 | 73208.669 | 9.7928 | 4963.6175 | LED Display Lighting (Interior) | Lumber/Furniture/Pulp/Paper | Turnover
| IluNgsd413 | 33163.715 | 7334.2778 | 0 | 4394.6034 | 44892.5962 | 44867.3405 | 44867.3405 | 19151.6328 | 64018.9733 | 64018.9733 | 0.70124 | 0.70124 | 82961.7393 | 82961.7393 | 0.54112 | 73208.669 | 9.7928 | 4963.6175 | LED Display Lighting (Interior) | Lumber/Furniture/Pulp/Paper | New
| ImeTgsd413 | 33163.715 | 7334.2778 | 0 | 4394.6034 | 44892.5962 | 44867.3405 | 44867.3405 | 19151.6328 | 64018.9733 | 64018.9733 | 0.70124 | 0.70124 | 79779.6478 | 79779.6478 | 0.56271 | 73208.669 | 9.4172 | 4718.7838 | LED Display Lighting (Interior) | Metal Products and Machinery | Turnover
| ImeNgsd413 | 33163.715 | 7334.2778 | 0 | 4394.6034 | 44892.5962 | 44867.3405 | 44867.3405 | 19151.6328 | 64018.9733 | 64018.9733 | 0.70124 | 0.70124 | 79779.6478 | 79779.6478 | 0.56271 | 73208.669 | 9.4172 | 4718.7838 | LED Display Lighting (Interior) | Metal Products and Machinery | New
| ImiTgsd413 | 33163.715 | 7334.2778 | 0 | 4394.6034 | 44892.5962 | 44867.3405 | 44867.3405 | 19151.6328 | 64018.9733 | 64018.9733 | 0.70124 | 0.70124 | 81026.2011 | 81026.2011 | 0.55405 | 73208.669 | 9.5643 | 4814.6953 | LED Display Lighting (Interior) | Miscellaneous Manufacturing | Turnover
| ImiNgsd413 | 33163.715 | 7334.2778 | 0 | 4394.6034 | 44892.5962 | 44867.3405 | 44867.3405 | 19151.6328 | 64018.9733 | 64018.9733 | 0.70124 | 0.70124 | 81026.2011 | 81026.2011 | 0.55405 | 73208.669 | 9.5643 | 4814.6953 | LED Display Lighting (Interior) | Miscellaneous Manufacturing | New
| IprTgsd413 | 33163.715 | 7334.2778 | 0 | 4394.6034 | 44892.5962 | 44867.3405 | 44867.3405 | 19151.6328 | 64018.9733 | 64018.9733 | 0.70124 | 0.70124 | 79779.6478 | 79779.6478 | 0.56271 | 73208.669 | 9.4172 | 4718.7838 | LED Display Lighting (Interior) | Primary Resources Industries | Turnover
| IprNgsd413 | 33163.715 | 7334.2778 | 0 | 4394.6034 | 44892.5962 | 44867.3405 | 44867.3405 | 19151.6328 | 64018.9733 | 64018.9733 | 0.70124 | 0.70124 | 79779.6478 | 79779.6478 | 0.56271 | 73208.669 | 9.4172 | 4718.7838 | LED Display Lighting (Interior) | Primary Resources Industries | New
| IstTgsd413 | 33163.715 | 7334.2778 | 0 | 4394.6034 | 44892.5962 | 44867.3405 | 44867.3405 | 19151.6328 | 64018.9733 | 64018.9733 | 0.70124 | 0.70124 | 79779.6478 | 79779.6478 | 0.56271 | 73208.669 | 9.4172 | 4718.7838 | LED Display Lighting (Interior) | Stone/Clay/Glass/Concrete | Turnover
| IstNgsd413 | 33163.715 | 7334.2778 | 0 | 4394.6034 | 44892.5962 | 44867.3405 | 44867.3405 | 19151.6328 | 64018.9733 | 64018.9733 | 0.70124 | 0.70124 | 79779.6478 | 79779.6478 | 0.56271 | 73208.669 | 9.4172 | 4718.7838 | LED Display Lighting (Interior) | Stone/Clay/Glass/Concrete | New
| IteTgsd413 | 33163.715 | 7334.2778 | 0 | 4394.6034 | 44892.5962 | 44867.3405 | 44867.3405 | 19151.6328 | 64018.9733 | 64018.9733 | 0.70124 | 0.70124 | 79779.6478 | 79779.6478 | 0.56271 | 73208.669 | 9.4172 | 4718.7838 | LED Display Lighting (Interior) | Textiles and Leather | Turnover
| IteNgsd413 | 33163.715 | 7334.2778 | 0 | 4394.6034 | 44892.5962 | 44867.3405 | 44867.3405 | 19151.6328 | 64018.9733 | 64018.9733 | 0.70124 | 0.70124 | 79779.6478 | 79779.6478 | 0.56271 | 73208.669 | 9.4172 | 4718.7838 | LED Display Lighting (Interior) | Textiles and Leather | New
| ItrTgsd413 | 33163.715 | 7334.2778 | 0 | 4394.6034 | 44892.5962 | 44867.3405 | 44867.3405 | 19151.6328 | 64018.9733 | 64018.9733 | 0.70124 | 0.70124 | 82312.3355 | 82312.3355 | 0.54539 | 73208.669 | 9.7161 | 4913.6515 | LED Display Lighting (Interior) | Transportation Equipment | Turnover
| ItrNgsd413 | 33163.715 | 7334.2778 | 0 | 4394.6034 | 44892.5962 | 44867.3405 | 44867.3405 | 19151.6328 | 64018.9733 | 64018.9733 | 0.70124 | 0.70124 | 82312.3355 | 82312.3355 | 0.54539 | 73208.669 | 9.7161 | 4913.6515 | LED Display Lighting (Interior) | Transportation Equipment | New
| IwaTgsd413 | 33163.715 | 7334.2778 | 0 | 4394.6034 | 44892.5962 | 44867.3405 | 44867.3405 | 19151.6328 | 64018.9733 | 64018.9733 | 0.70124 | 0.70124 | 79779.6478 | 79779.6478 | 0.56271 | 73208.669 | 9.4172 | 4718.7838 | LED Display Lighting (Interior) | Water and Wastewater | Turnover
| IwaNgsd413 | 33163.715 | 7334.2778 | 0 | 4394.6034 | 44892.5962 | 44867.3405 | 44867.3405 | 19151.6328 | 64018.9733 | 64018.9733 | 0.70124 | 0.70124 | 79779.6478 | 79779.6478 | 0.56271 | 73208.669 | 9.4172 | 4718.7838 | LED Display Lighting (Interior) | Water and Wastewater | New
| IagTgsd414 | 33163.715 | 7334.2778 | 0 | 4394.6034 | 44892.5962 | 44867.3405 | 44867.3405 | 19151.6328 | 64018.9733 | 64018.9733 | 0.70124 | 0.70124 | 79952.1347 | 79952.1347 | 0.56149 | 73208.669 | 11.6833 | 6195.9072 | LED exit sign | Agriculture and Assembly | Turnover
| IagNgsd414 | 33163.715 | 7334.2778 | 0 | 4394.6034 | 44892.5962 | 44867.3405 | 44867.3405 | 19151.6328 | 64018.9733 | 64018.9733 | 0.70124 | 0.70124 | 79952.1347 | 79952.1347 | 0.56149 | 73208.669 | 11.6833 | 6195.9072 | LED exit sign | Agriculture and Assembly | New
| IchTgsd414 | 33163.715 | 7334.2778 | 0 | 4394.6034 | 44892.5962 | 44867.3405 | 44867.3405 | 19151.6328 | 64018.9733 | 64018.9733 | 0.70124 | 0.70124 | 79952.1347 | 79952.1347 | 0.56149 | 73208.669 | 11.6833 | 6195.9072 | LED exit sign | Chemicals and Plastics | Turnover
| IchNgsd414 | 33163.715 | 7334.2778 | 0 | 4394.6034 | 44892.5962 | 44867.3405 | 44867.3405 | 19151.6328 | 64018.9733 | 64018.9733 | 0.70124 | 0.70124 | 79952.1347 | 79952.1347 | 0.56149 | 73208.669 | 11.6833 | 6195.9072 | LED exit sign | Chemicals and Plastics | New
| IcoTgsd414 | 33163.715 | 7334.2778 | 0 | 4394.6034 | 44892.5962 | 44867.3405 | 44867.3405 | 19151.6328 | 64018.9733 | 64018.9733 | 0.70124 | 0.70124 | 79952.1347 | 79952.1347 | 0.56149 | 73208.669 | 11.6833 | 6195.9072 | LED exit sign | Construction | Turnover
| IcoNgsd414 | 33163.715 | 7334.2778 | 0 | 4394.6034 | 44892.5962 | 44867.3405 | 44867.3405 | 19151.6328 | 64018.9733 | 64018.9733 | 0.70124 | 0.70124 | 79952.1347 | 79952.1347 | 0.56149 | 73208.669 | 11.6833 | 6195.9072 | LED exit sign | Construction | New
| IelTgsd414 | 33163.715 | 7334.2778 | 0 | 4394.6034 | 44892.5962 | 44867.3405 | 44867.3405 | 19151.6328 | 64018.9733 | 64018.9733 | 0.70124 | 0.70124 | 79952.1347 | 79952.1347 | 0.56149 | 73208.669 | 11.6833 | 6195.9072 | LED exit sign | Electrical and Electronic Equip. | Turnover
| IelNgsd414 | 33163.715 | 7334.2778 | 0 | 4394.6034 | 44892.5962 | 44867.3405 | 44867.3405 | 19151.6328 | 64018.9733 | 64018.9733 | 0.70124 | 0.70124 | 79952.1347 | 79952.1347 | 0.56149 | 73208.669 | 11.6833 | 6195.9072 | LED exit sign | Electrical and Electronic Equip. | New
| IluTgsd414 | 33163.715 | 7334.2778 | 0 | 4394.6034 | 44892.5962 | 44867.3405 | 44867.3405 | 19151.6328 | 64018.9733 | 64018.9733 | 0.70124 | 0.70124 | 79952.1347 | 79952.1347 | 0.56149 | 73208.669 | 11.6833 | 6195.9072 | LED exit sign | Lumber/Furniture/Pulp/Paper | Turnover
| IluNgsd414 | 33163.715 | 7334.2778 | 0 | 4394.6034 | 44892.5962 | 44867.3405 | 44867.3405 | 19151.6328 | 64018.9733 | 64018.9733 | 0.70124 | 0.70124 | 79952.1347 | 79952.1347 | 0.56149 | 73208.669 | 11.6833 | 6195.9072 | LED exit sign | Lumber/Furniture/Pulp/Paper | New
| ImeTgsd414 | 33163.715 | 7334.2778 | 0 | 4394.6034 | 44892.5962 | 44867.3405 | 44867.3405 | 19151.6328 | 64018.9733 | 64018.9733 | 0.70124 | 0.70124 | 79952.1347 | 79952.1347 | 0.56149 | 73208.669 | 11.6833 | 6195.9072 | LED exit sign | Metal Products and Machinery | Turnover
| ImeNgsd414 | 33163.715 | 7334.2778 | 0 | 4394.6034 | 44892.5962 | 44867.3405 | 44867.3405 | 19151.6328 | 64018.9733 | 64018.9733 | 0.70124 | 0.70124 | 79952.1347 | 79952.1347 | 0.56149 | 73208.669 | 11.6833 | 6195.9072 | LED exit sign | Metal Products and Machinery | New
| ImiTgsd414 | 33163.715 | 7334.2778 | 0 | 4394.6034 | 44892.5962 | 44867.3405 | 44867.3405 | 19151.6328 | 64018.9733 | 64018.9733 | 0.70124 | 0.70124 | 79952.1347 | 79952.1347 | 0.56149 | 73208.669 | 11.6833 | 6195.9072 | LED exit sign | Miscellaneous Manufacturing | Turnover
| ImiNgsd414 | 33163.715 | 7334.2778 | 0 | 4394.6034 | 44892.5962 | 44867.3405 | 44867.3405 | 19151.6328 | 64018.9733 | 64018.9733 | 0.70124 | 0.70124 | 79952.1347 | 79952.1347 | 0.56149 | 73208.669 | 11.6833 | 6195.9072 | LED exit sign | Miscellaneous Manufacturing | New
| IprTgsd414 | 33163.715 | 7334.2778 | 0 | 4394.6034 | 44892.5962 | 44867.3405 | 44867.3405 | 19151.6328 | 64018.9733 | 64018.9733 | 0.70124 | 0.70124 | 79952.1347 | 79952.1347 | 0.56149 | 73208.669 | 11.6833 | 6195.9072 | LED exit sign | Primary Resources Industries | Turnover
| IprNgsd414 | 33163.715 | 7334.2778 | 0 | 4394.6034 | 44892.5962 | 44867.3405 | 44867.3405 | 19151.6328 | 64018.9733 | 64018.9733 | 0.70124 | 0.70124 | 79952.1347 | 79952.1347 | 0.56149 | 73208.669 | 11.6833 | 6195.9072 | LED exit sign | Primary Resources Industries | New
| IstTgsd414 | 33163.715 | 7334.2778 | 0 | 4394.6034 | 44892.5962 | 44867.3405 | 44867.3405 | 19151.6328 | 64018.9733 | 64018.9733 | 0.70124 | 0.70124 | 79952.1347 | 79952.1347 | 0.56149 | 73208.669 | 11.6833 | 6195.9072 | LED exit sign | Stone/Clay/Glass/Concrete | Turnover
| IstNgsd414 | 33163.715 | 7334.2778 | 0 | 4394.6034 | 44892.5962 | 44867.3405 | 44867.3405 | 19151.6328 | 64018.9733 | 64018.9733 | 0.70124 | 0.70124 | 79952.1347 | 79952.1347 | 0.56149 | 73208.669 | 11.6833 | 6195.9072 | LED exit sign | Stone/Clay/Glass/Concrete | New
| IteTgsd414 | 33163.715 | 7334.2778 | 0 | 4394.6034 | 44892.5962 | 44867.3405 | 44867.3405 | 19151.6328 | 64018.9733 | 64018.9733 | 0.70124 | 0.70124 | 79952.1347 | 79952.1347 | 0.56149 | 73208.669 | 11.6833 | 6195.9072 | LED exit sign | Textiles and Leather | Turnover
| IteNgsd414 | 33163.715 | 7334.2778 | 0 | 4394.6034 | 44892.5962 | 44867.3405 | 44867.3405 | 19151.6328 | 64018.9733 | 64018.9733 | 0.70124 | 0.70124 | 79952.1347 | 79952.1347 | 0.56149 | 73208.669 | 11.6833 | 6195.9072 | LED exit sign | Textiles and Leather | New
| ItrTgsd414 | 33163.715 | 7334.2778 | 0 | 4394.6034 | 44892.5962 | 44867.3405 | 44867.3405 | 19151.6328 | 64018.9733 | 64018.9733 | 0.70124 | 0.70124 | 79952.1347 | 79952.1347 | 0.56149 | 73208.669 | 11.6833 | 6195.9072 | LED exit sign | Transportation Equipment | Turnover
| ItrNgsd414 | 33163.715 | 7334.2778 | 0 | 4394.6034 | 44892.5962 | 44867.3405 | 44867.3405 | 19151.6328 | 64018.9733 | 64018.9733 | 0.70124 | 0.70124 | 79952.1347 | 79952.1347 | 0.56149 | 73208.669 | 11.6833 | 6195.9072 | LED exit sign | Transportation Equipment | New
| IwaTgsd414 | 33163.715 | 7334.2778 | 0 | 4394.6034 | 44892.5962 | 44867.3405 | 44867.3405 | 19151.6328 | 64018.9733 | 64018.9733 | 0.70124 | 0.70124 | 79952.1347 | 79952.1347 | 0.56149 | 73208.669 | 11.6833 | 6195.9072 | LED exit sign | Water and Wastewater | Turnover
| IwaNgsd414 | 33163.715 | 7334.2778 | 0 | 4394.6034 | 44892.5962 | 44867.3405 | 44867.3405 | 19151.6328 | 64018.9733 | 64018.9733 | 0.70124 | 0.70124 | 79952.1347 | 79952.1347 | 0.56149 | 73208.669 | 11.6833 | 6195.9072 | LED exit sign | Water and Wastewater | New
| IagTgsd415 | 33163.715 | 7334.2778 | 0 | 4394.6034 | 44892.5962 | 44867.3405 | 44867.3405 | 19151.6328 | 64018.9733 | 64018.9733 | 0.70124 | 0.70124 | 12249.6872 | 12249.6872 | 3.6648 | 73208.669 | 1.79 | -252.7619 | LED High Bay_HID Baseline | Agriculture and Assembly | Turnover
| IagNgsd415 | 33163.715 | 7334.2778 | 0 | 4394.6034 | 44892.5962 | 44867.3405 | 44867.3405 | 19151.6328 | 64018.9733 | 64018.9733 | 0.70124 | 0.70124 | 12249.6872 | 12249.6872 | 3.6648 | 73208.669 | 1.79 | -252.7619 | LED High Bay_HID Baseline | Agriculture and Assembly | New
| IchTgsd415 | 33163.715 | 7334.2778 | 0 | 4394.6034 | 44892.5962 | 44867.3405 | 44867.3405 | 19151.6328 | 64018.9733 | 64018.9733 | 0.70124 | 0.70124 | 12249.6872 | 12249.6872 | 3.6648 | 73208.669 | 1.79 | -252.7619 | LED High Bay_HID Baseline | Chemicals and Plastics | Turnover
| IchNgsd415 | 33163.715 | 7334.2778 | 0 | 4394.6034 | 44892.5962 | 44867.3405 | 44867.3405 | 19151.6328 | 64018.9733 | 64018.9733 | 0.70124 | 0.70124 | 12249.6872 | 12249.6872 | 3.6648 | 73208.669 | 1.79 | -252.7619 | LED High Bay_HID Baseline | Chemicals and Plastics | New
| IcoTgsd415 | 33163.715 | 7334.2778 | 0 | 4394.6034 | 44892.5962 | 44867.3405 | 44867.3405 | 19151.6328 | 64018.9733 | 64018.9733 | 0.70124 | 0.70124 | 12249.6872 | 12249.6872 | 3.6648 | 73208.669 | 1.79 | -252.7619 | LED High Bay_HID Baseline | Construction | Turnover
| IcoNgsd415 | 33163.715 | 7334.2778 | 0 | 4394.6034 | 44892.5962 | 44867.3405 | 44867.3405 | 19151.6328 | 64018.9733 | 64018.9733 | 0.70124 | 0.70124 | 12249.6872 | 12249.6872 | 3.6648 | 73208.669 | 1.79 | -252.7619 | LED High Bay_HID Baseline | Construction | New
| IelTgsd415 | 33163.715 | 7334.2778 | 0 | 4394.6034 | 44892.5962 | 44867.3405 | 44867.3405 | 19151.6328 | 64018.9733 | 64018.9733 | 0.70124 | 0.70124 | 12249.6872 | 12249.6872 | 3.6648 | 73208.669 | 1.79 | -252.7619 | LED High Bay_HID Baseline | Electrical and Electronic Equip. | Turnover
| IelNgsd415 | 33163.715 | 7334.2778 | 0 | 4394.6034 | 44892.5962 | 44867.3405 | 44867.3405 | 19151.6328 | 64018.9733 | 64018.9733 | 0.70124 | 0.70124 | 12249.6872 | 12249.6872 | 3.6648 | 73208.669 | 1.79 | -252.7619 | LED High Bay_HID Baseline | Electrical and Electronic Equip. | New
| IluTgsd415 | 33163.715 | 7334.2778 | 0 | 4394.6034 | 44892.5962 | 44867.3405 | 44867.3405 | 19151.6328 | 64018.9733 | 64018.9733 | 0.70124 | 0.70124 | 12738.3227 | 12738.3227 | 3.5242 | 73208.669 | 1.8614 | -206.2193 | LED High Bay_HID Baseline | Lumber/Furniture/Pulp/Paper | Turnover
| IluNgsd415 | 33163.715 | 7334.2778 | 0 | 4394.6034 | 44892.5962 | 44867.3405 | 44867.3405 | 19151.6328 | 64018.9733 | 64018.9733 | 0.70124 | 0.70124 | 12738.3227 | 12738.3227 | 3.5242 | 73208.669 | 1.8614 | -206.2193 | LED High Bay_HID Baseline | Lumber/Furniture/Pulp/Paper | New
| ImeTgsd415 | 33163.715 | 7334.2778 | 0 | 4394.6034 | 44892.5962 | 44867.3405 | 44867.3405 | 19151.6328 | 64018.9733 | 64018.9733 | 0.70124 | 0.70124 | 12249.6872 | 12249.6872 | 3.6648 | 73208.669 | 1.79 | -252.7619 | LED High Bay_HID Baseline | Metal Products and Machinery | Turnover
| ImeNgsd415 | 33163.715 | 7334.2778 | 0 | 4394.6034 | 44892.5962 | 44867.3405 | 44867.3405 | 19151.6328 | 64018.9733 | 64018.9733 | 0.70124 | 0.70124 | 12249.6872 | 12249.6872 | 3.6648 | 73208.669 | 1.79 | -252.7619 | LED High Bay_HID Baseline | Metal Products and Machinery | New
| ImiTgsd415 | 33163.715 | 7334.2778 | 0 | 4394.6034 | 44892.5962 | 44867.3405 | 44867.3405 | 19151.6328 | 64018.9733 | 64018.9733 | 0.70124 | 0.70124 | 12441.047 | 12441.047 | 3.6084 | 73208.669 | 1.818 | -234.5348 | LED High Bay_HID Baseline | Miscellaneous Manufacturing | Turnover
| ImiNgsd415 | 33163.715 | 7334.2778 | 0 | 4394.6034 | 44892.5962 | 44867.3405 | 44867.3405 | 19151.6328 | 64018.9733 | 64018.9733 | 0.70124 | 0.70124 | 12441.047 | 12441.047 | 3.6084 | 73208.669 | 1.818 | -234.5348 | LED High Bay_HID Baseline | Miscellaneous Manufacturing | New
| IprTgsd415 | 33163.715 | 7334.2778 | 0 | 4394.6034 | 44892.5962 | 44867.3405 | 44867.3405 | 19151.6328 | 64018.9733 | 64018.9733 | 0.70124 | 0.70124 | 12249.6872 | 12249.6872 | 3.6648 | 73208.669 | 1.79 | -252.7619 | LED High Bay_HID Baseline | Primary Resources Industries | Turnover
| IprNgsd415 | 33163.715 | 7334.2778 | 0 | 4394.6034 | 44892.5962 | 44867.3405 | 44867.3405 | 19151.6328 | 64018.9733 | 64018.9733 | 0.70124 | 0.70124 | 12249.6872 | 12249.6872 | 3.6648 | 73208.669 | 1.79 | -252.7619 | LED High Bay_HID Baseline | Primary Resources Industries | New
| IstTgsd415 | 33163.715 | 7334.2778 | 0 | 4394.6034 | 44892.5962 | 44867.3405 | 44867.3405 | 19151.6328 | 64018.9733 | 64018.9733 | 0.70124 | 0.70124 | 12249.6872 | 12249.6872 | 3.6648 | 73208.669 | 1.79 | -252.7619 | LED High Bay_HID Baseline | Stone/Clay/Glass/Concrete | Turnover
| IstNgsd415 | 33163.715 | 7334.2778 | 0 | 4394.6034 | 44892.5962 | 44867.3405 | 44867.3405 | 19151.6328 | 64018.9733 | 64018.9733 | 0.70124 | 0.70124 | 12249.6872 | 12249.6872 | 3.6648 | 73208.669 | 1.79 | -252.7619 | LED High Bay_HID Baseline | Stone/Clay/Glass/Concrete | New
| IteTgsd415 | 33163.715 | 7334.2778 | 0 | 4394.6034 | 44892.5962 | 44867.3405 | 44867.3405 | 19151.6328 | 64018.9733 | 64018.9733 | 0.70124 | 0.70124 | 12249.6872 | 12249.6872 | 3.6648 | 73208.669 | 1.79 | -252.7619 | LED High Bay_HID Baseline | Textiles and Leather | Turnover
| IteNgsd415 | 33163.715 | 7334.2778 | 0 | 4394.6034 | 44892.5962 | 44867.3405 | 44867.3405 | 19151.6328 | 64018.9733 | 64018.9733 | 0.70124 | 0.70124 | 12249.6872 | 12249.6872 | 3.6648 | 73208.669 | 1.79 | -252.7619 | LED High Bay_HID Baseline | Textiles and Leather | New
| ItrTgsd415 | 33163.715 | 7334.2778 | 0 | 4394.6034 | 44892.5962 | 44867.3405 | 44867.3405 | 19151.6328 | 64018.9733 | 64018.9733 | 0.70124 | 0.70124 | 12638.5879 | 12638.5879 | 3.552 | 73208.669 | 1.8469 | -215.7191 | LED High Bay_HID Baseline | Transportation Equipment | Turnover
| ItrNgsd415 | 33163.715 | 7334.2778 | 0 | 4394.6034 | 44892.5962 | 44867.3405 | 44867.3405 | 19151.6328 | 64018.9733 | 64018.9733 | 0.70124 | 0.70124 | 12638.5879 | 12638.5879 | 3.552 | 73208.669 | 1.8469 | -215.7191 | LED High Bay_HID Baseline | Transportation Equipment | New
| IwaTgsd415 | 34241.0375 | 7367.8051 | 0 | 4567.6945 | 46176.5371 | 46434.3173 | 46434.3173 | 19151.6328 | 65585.9501 | 65585.9501 | 0.70406 | 0.70406 | 12677.5029 | 12677.5029 | 3.6424 | 75096.5929 | 1.8065 | -249.3544 | LED High Bay_HID Baseline | Water and Wastewater | Turnover
| IwaNgsd415 | 34241.0375 | 7367.8051 | 0 | 4567.6945 | 46176.5371 | 46434.3173 | 46434.3173 | 19151.6328 | 65585.9501 | 65585.9501 | 0.70406 | 0.70406 | 12677.5029 | 12677.5029 | 3.6424 | 75096.5929 | 1.8065 | -249.3544 | LED High Bay_HID Baseline | Water and Wastewater | New
| IagTgsd416 | 33163.715 | 7334.2778 | 0 | 4394.6034 | 44892.5962 | 44867.3405 | 44867.3405 | 19151.6328 | 64018.9733 | 64018.9733 | 0.70124 | 0.70124 | 20522.2035 | 20522.2035 | 2.1875 | 73208.669 | 2.9989 | 535.1966 | LED High Bay_LF Baseline | Agriculture and Assembly | Turnover
| IagNgsd416 | 33163.715 | 7334.2778 | 0 | 4394.6034 | 44892.5962 | 44867.3405 | 44867.3405 | 19151.6328 | 64018.9733 | 64018.9733 | 0.70124 | 0.70124 | 20522.2035 | 20522.2035 | 2.1875 | 73208.669 | 2.9989 | 535.1966 | LED High Bay_LF Baseline | Agriculture and Assembly | New
| IchTgsd416 | 33163.715 | 7334.2778 | 0 | 4394.6034 | 44892.5962 | 44867.3405 | 44867.3405 | 19151.6328 | 64018.9733 | 64018.9733 | 0.70124 | 0.70124 | 20522.2035 | 20522.2035 | 2.1875 | 73208.669 | 2.9989 | 535.1966 | LED High Bay_LF Baseline | Chemicals and Plastics | Turnover
| IchNgsd416 | 33163.715 | 7334.2778 | 0 | 4394.6034 | 44892.5962 | 44867.3405 | 44867.3405 | 19151.6328 | 64018.9733 | 64018.9733 | 0.70124 | 0.70124 | 20522.2035 | 20522.2035 | 2.1875 | 73208.669 | 2.9989 | 535.1966 | LED High Bay_LF Baseline | Chemicals and Plastics | New
| IcoTgsd416 | 33163.715 | 7334.2778 | 0 | 4394.6034 | 44892.5962 | 44867.3405 | 44867.3405 | 19151.6328 | 64018.9733 | 64018.9733 | 0.70124 | 0.70124 | 20522.2035 | 20522.2035 | 2.1875 | 73208.669 | 2.9989 | 535.1966 | LED High Bay_LF Baseline | Construction | Turnover
| IcoNgsd416 | 33163.715 | 7334.2778 | 0 | 4394.6034 | 44892.5962 | 44867.3405 | 44867.3405 | 19151.6328 | 64018.9733 | 64018.9733 | 0.70124 | 0.70124 | 20522.2035 | 20522.2035 | 2.1875 | 73208.669 | 2.9989 | 535.1966 | LED High Bay_LF Baseline | Construction | New
| IelTgsd416 | 33163.715 | 7334.2778 | 0 | 4394.6034 | 44892.5962 | 44867.3405 | 44867.3405 | 19151.6328 | 64018.9733 | 64018.9733 | 0.70124 | 0.70124 | 20522.2035 | 20522.2035 | 2.1875 | 73208.669 | 2.9989 | 535.1966 | LED High Bay_LF Baseline | Electrical and Electronic Equip. | Turnover
| IelNgsd416 | 33163.715 | 7334.2778 | 0 | 4394.6034 | 44892.5962 | 44867.3405 | 44867.3405 | 19151.6328 | 64018.9733 | 64018.9733 | 0.70124 | 0.70124 | 20522.2035 | 20522.2035 | 2.1875 | 73208.669 | 2.9989 | 535.1966 | LED High Bay_LF Baseline | Electrical and Electronic Equip. | New
| IluTgsd416 | 33163.715 | 7334.2778 | 0 | 4394.6034 | 44892.5962 | 44867.3405 | 44867.3405 | 19151.6328 | 64018.9733 | 64018.9733 | 0.70124 | 0.70124 | 21340.814 | 21340.814 | 2.1036 | 73208.669 | 3.1185 | 613.1694 | LED High Bay_LF Baseline | Lumber/Furniture/Pulp/Paper | Turnover
| IluNgsd416 | 33163.715 | 7334.2778 | 0 | 4394.6034 | 44892.5962 | 44867.3405 | 44867.3405 | 19151.6328 | 64018.9733 | 64018.9733 | 0.70124 | 0.70124 | 21340.814 | 21340.814 | 2.1036 | 73208.669 | 3.1185 | 613.1694 | LED High Bay_LF Baseline | Lumber/Furniture/Pulp/Paper | New
| ImeTgsd416 | 33163.715 | 7334.2778 | 0 | 4394.6034 | 44892.5962 | 44867.3405 | 44867.3405 | 19151.6328 | 64018.9733 | 64018.9733 | 0.70124 | 0.70124 | 20522.2035 | 20522.2035 | 2.1875 | 73208.669 | 2.9989 | 535.1966 | LED High Bay_LF Baseline | Metal Products and Machinery | Turnover
| ImeNgsd416 | 33163.715 | 7334.2778 | 0 | 4394.6034 | 44892.5962 | 44867.3405 | 44867.3405 | 19151.6328 | 64018.9733 | 64018.9733 | 0.70124 | 0.70124 | 20522.2035 | 20522.2035 | 2.1875 | 73208.669 | 2.9989 | 535.1966 | LED High Bay_LF Baseline | Metal Products and Machinery | New
| ImiTgsd416 | 33163.715 | 7334.2778 | 0 | 4394.6034 | 44892.5962 | 44867.3405 | 44867.3405 | 19151.6328 | 64018.9733 | 64018.9733 | 0.70124 | 0.70124 | 20842.8051 | 20842.8051 | 2.1539 | 73208.669 | 3.0457 | 565.734 | LED High Bay_LF Baseline | Miscellaneous Manufacturing | Turnover
| ImiNgsd416 | 33163.715 | 7334.2778 | 0 | 4394.6034 | 44892.5962 | 44867.3405 | 44867.3405 | 19151.6328 | 64018.9733 | 64018.9733 | 0.70124 | 0.70124 | 20842.8051 | 20842.8051 | 2.1539 | 73208.669 | 3.0457 | 565.734 | LED High Bay_LF Baseline | Miscellaneous Manufacturing | New
| IprTgsd416 | 33163.715 | 7334.2778 | 0 | 4394.6034 | 44892.5962 | 44867.3405 | 44867.3405 | 19151.6328 | 64018.9733 | 64018.9733 | 0.70124 | 0.70124 | 20522.2035 | 20522.2035 | 2.1875 | 73208.669 | 2.9989 | 535.1966 | LED High Bay_LF Baseline | Primary Resources Industries | Turnover
| IprNgsd416 | 33163.715 | 7334.2778 | 0 | 4394.6034 | 44892.5962 | 44867.3405 | 44867.3405 | 19151.6328 | 64018.9733 | 64018.9733 | 0.70124 | 0.70124 | 20522.2035 | 20522.2035 | 2.1875 | 73208.669 | 2.9989 | 535.1966 | LED High Bay_LF Baseline | Primary Resources Industries | New
| IstTgsd416 | 33163.715 | 7334.2778 | 0 | 4394.6034 | 44892.5962 | 44867.3405 | 44867.3405 | 19151.6328 | 64018.9733 | 64018.9733 | 0.70124 | 0.70124 | 20522.2035 | 20522.2035 | 2.1875 | 73208.669 | 2.9989 | 535.1966 | LED High Bay_LF Baseline | Stone/Clay/Glass/Concrete | Turnover
| IstNgsd416 | 33163.715 | 7334.2778 | 0 | 4394.6034 | 44892.5962 | 44867.3405 | 44867.3405 | 19151.6328 | 64018.9733 | 64018.9733 | 0.70124 | 0.70124 | 20522.2035 | 20522.2035 | 2.1875 | 73208.669 | 2.9989 | 535.1966 | LED High Bay_LF Baseline | Stone/Clay/Glass/Concrete | New
| IteTgsd416 | 33163.715 | 7334.2778 | 0 | 4394.6034 | 44892.5962 | 44867.3405 | 44867.3405 | 19151.6328 | 64018.9733 | 64018.9733 | 0.70124 | 0.70124 | 20522.2035 | 20522.2035 | 2.1875 | 73208.669 | 2.9989 | 535.1966 | LED High Bay_LF Baseline | Textiles and Leather | Turnover
| IteNgsd416 | 33163.715 | 7334.2778 | 0 | 4394.6034 | 44892.5962 | 44867.3405 | 44867.3405 | 19151.6328 | 64018.9733 | 64018.9733 | 0.70124 | 0.70124 | 20522.2035 | 20522.2035 | 2.1875 | 73208.669 | 2.9989 | 535.1966 | LED High Bay_LF Baseline | Textiles and Leather | New
| ItrTgsd416 | 33163.715 | 7334.2778 | 0 | 4394.6034 | 44892.5962 | 44867.3405 | 44867.3405 | 19151.6328 | 64018.9733 | 64018.9733 | 0.70124 | 0.70124 | 21173.5824 | 21173.5824 | 2.1202 | 73208.669 | 3.0941 | 597.2406 | LED High Bay_LF Baseline | Transportation Equipment | Turnover
| ItrNgsd416 | 33163.715 | 7334.2778 | 0 | 4394.6034 | 44892.5962 | 44867.3405 | 44867.3405 | 19151.6328 | 64018.9733 | 64018.9733 | 0.70124 | 0.70124 | 21173.5824 | 21173.5824 | 2.1202 | 73208.669 | 3.0941 | 597.2406 | LED High Bay_LF Baseline | Transportation Equipment | New
| IwaTgsd416 | 34241.0375 | 7367.8051 | 0 | 4567.6945 | 46176.5371 | 46434.3173 | 46434.3173 | 19151.6328 | 65585.9501 | 65585.9501 | 0.70406 | 0.70406 | 21238.9338 | 21238.9338 | 2.1741 | 75096.5929 | 3.0265 | 566.1233 | LED High Bay_LF Baseline | Water and Wastewater | Turnover
| IwaNgsd416 | 34241.0375 | 7367.8051 | 0 | 4567.6945 | 46176.5371 | 46434.3173 | 46434.3173 | 19151.6328 | 65585.9501 | 65585.9501 | 0.70406 | 0.70406 | 21238.9338 | 21238.9338 | 2.1741 | 75096.5929 | 3.0265 | 566.1233 | LED High Bay_LF Baseline | Water and Wastewater | New
| IagTgsd417 | 33163.715 | 7334.2778 | 0 | 4394.6034 | 44892.5962 | 44867.3405 | 44867.3405 | 19151.6328 | 64018.9733 | 64018.9733 | 0.70124 | 0.70124 | 33147.595 | 33147.595 | 1.3543 | 73208.669 | 4.8438 | 1737.7671 | LED Linear - Fixture Replacement | Agriculture and Assembly | Turnover
| IagNgsd417 | 33163.715 | 7334.2778 | 0 | 4394.6034 | 44892.5962 | 44867.3405 | 44867.3405 | 19151.6328 | 64018.9733 | 64018.9733 | 0.70124 | 0.70124 | 33147.595 | 33147.595 | 1.3543 | 73208.669 | 4.8438 | 1737.7671 | LED Linear - Fixture Replacement | Agriculture and Assembly | New
| IchTgsd417 | 33163.715 | 7334.2778 | 0 | 4394.6034 | 44892.5962 | 44867.3405 | 44867.3405 | 19151.6328 | 64018.9733 | 64018.9733 | 0.70124 | 0.70124 | 33147.595 | 33147.595 | 1.3543 | 73208.669 | 4.8438 | 1737.7671 | LED Linear - Fixture Replacement | Chemicals and Plastics | Turnover
| IchNgsd417 | 33163.715 | 7334.2778 | 0 | 4394.6034 | 44892.5962 | 44867.3405 | 44867.3405 | 19151.6328 | 64018.9733 | 64018.9733 | 0.70124 | 0.70124 | 33147.595 | 33147.595 | 1.3543 | 73208.669 | 4.8438 | 1737.7671 | LED Linear - Fixture Replacement | Chemicals and Plastics | New
| IcoTgsd417 | 33163.715 | 7334.2778 | 0 | 4394.6034 | 44892.5962 | 44867.3405 | 44867.3405 | 19151.6328 | 64018.9733 | 64018.9733 | 0.70124 | 0.70124 | 33147.595 | 33147.595 | 1.3543 | 73208.669 | 4.8438 | 1737.7671 | LED Linear - Fixture Replacement | Construction | Turnover
| IcoNgsd417 | 33163.715 | 7334.2778 | 0 | 4394.6034 | 44892.5962 | 44867.3405 | 44867.3405 | 19151.6328 | 64018.9733 | 64018.9733 | 0.70124 | 0.70124 | 33147.595 | 33147.595 | 1.3543 | 73208.669 | 4.8438 | 1737.7671 | LED Linear - Fixture Replacement | Construction | New
| IelTgsd417 | 33163.715 | 7334.2778 | 0 | 4394.6034 | 44892.5962 | 44867.3405 | 44867.3405 | 19151.6328 | 64018.9733 | 64018.9733 | 0.70124 | 0.70124 | 33147.595 | 33147.595 | 1.3543 | 73208.669 | 4.8438 | 1737.7671 | LED Linear - Fixture Replacement | Electrical and Electronic Equip. | Turnover
| IelNgsd417 | 33163.715 | 7334.2778 | 0 | 4394.6034 | 44892.5962 | 44867.3405 | 44867.3405 | 19151.6328 | 64018.9733 | 64018.9733 | 0.70124 | 0.70124 | 33147.595 | 33147.595 | 1.3543 | 73208.669 | 4.8438 | 1737.7671 | LED Linear - Fixture Replacement | Electrical and Electronic Equip. | New
| IluTgsd417 | 33163.715 | 7334.2778 | 0 | 4394.6034 | 44892.5962 | 44867.3405 | 44867.3405 | 19151.6328 | 64018.9733 | 64018.9733 | 0.70124 | 0.70124 | 34470.4479 | 34470.4479 | 1.3024 | 73208.669 | 5.0371 | 1863.7691 | LED Linear - Fixture Replacement | Lumber/Furniture/Pulp/Paper | Turnover
| IluNgsd417 | 33163.715 | 7334.2778 | 0 | 4394.6034 | 44892.5962 | 44867.3405 | 44867.3405 | 19151.6328 | 64018.9733 | 64018.9733 | 0.70124 | 0.70124 | 34470.4479 | 34470.4479 | 1.3024 | 73208.669 | 5.0371 | 1863.7691 | LED Linear - Fixture Replacement | Lumber/Furniture/Pulp/Paper | New
| ImeTgsd417 | 33163.715 | 7334.2778 | 0 | 4394.6034 | 44892.5962 | 44867.3405 | 44867.3405 | 19151.6328 | 64018.9733 | 64018.9733 | 0.70124 | 0.70124 | 33147.595 | 33147.595 | 1.3543 | 73208.669 | 4.8438 | 1737.7671 | LED Linear - Fixture Replacement | Metal Products and Machinery | Turnover
| ImeNgsd417 | 33163.715 | 7334.2778 | 0 | 4394.6034 | 44892.5962 | 44867.3405 | 44867.3405 | 19151.6328 | 64018.9733 | 64018.9733 | 0.70124 | 0.70124 | 33147.595 | 33147.595 | 1.3543 | 73208.669 | 4.8438 | 1737.7671 | LED Linear - Fixture Replacement | Metal Products and Machinery | New
| ImiTgsd417 | 33163.715 | 7334.2778 | 0 | 4394.6034 | 44892.5962 | 44867.3405 | 44867.3405 | 19151.6328 | 64018.9733 | 64018.9733 | 0.70124 | 0.70124 | 33665.3542 | 33665.3542 | 1.3335 | 73208.669 | 4.9195 | 1787.0838 | LED Linear - Fixture Replacement | Miscellaneous Manufacturing | Turnover
| ImiNgsd417 | 33163.715 | 7334.2778 | 0 | 4394.6034 | 44892.5962 | 44867.3405 | 44867.3405 | 19151.6328 | 64018.9733 | 64018.9733 | 0.70124 | 0.70124 | 33665.3542 | 33665.3542 | 1.3335 | 73208.669 | 4.9195 | 1787.0838 | LED Linear - Fixture Replacement | Miscellaneous Manufacturing | New
| IprTgsd417 | 33163.715 | 7334.2778 | 0 | 4394.6034 | 44892.5962 | 44867.3405 | 44867.3405 | 19151.6328 | 64018.9733 | 64018.9733 | 0.70124 | 0.70124 | 33147.595 | 33147.595 | 1.3543 | 73208.669 | 4.8438 | 1737.7671 | LED Linear - Fixture Replacement | Primary Resources Industries | Turnover
| IprNgsd417 | 33163.715 | 7334.2778 | 0 | 4394.6034 | 44892.5962 | 44867.3405 | 44867.3405 | 19151.6328 | 64018.9733 | 64018.9733 | 0.70124 | 0.70124 | 33147.595 | 33147.595 | 1.3543 | 73208.669 | 4.8438 | 1737.7671 | LED Linear - Fixture Replacement | Primary Resources Industries | New
| IstTgsd417 | 33163.715 | 7334.2778 | 0 | 4394.6034 | 44892.5962 | 44867.3405 | 44867.3405 | 19151.6328 | 64018.9733 | 64018.9733 | 0.70124 | 0.70124 | 33147.595 | 33147.595 | 1.3543 | 73208.669 | 4.8438 | 1737.7671 | LED Linear - Fixture Replacement | Stone/Clay/Glass/Concrete | Turnover
| IstNgsd417 | 33163.715 | 7334.2778 | 0 | 4394.6034 | 44892.5962 | 44867.3405 | 44867.3405 | 19151.6328 | 64018.9733 | 64018.9733 | 0.70124 | 0.70124 | 33147.595 | 33147.595 | 1.3543 | 73208.669 | 4.8438 | 1737.7671 | LED Linear - Fixture Replacement | Stone/Clay/Glass/Concrete | New
| IteTgsd417 | 33163.715 | 7334.2778 | 0 | 4394.6034 | 44892.5962 | 44867.3405 | 44867.3405 | 19151.6328 | 64018.9733 | 64018.9733 | 0.70124 | 0.70124 | 33147.595 | 33147.595 | 1.3543 | 73208.669 | 4.8438 | 1737.7671 | LED Linear - Fixture Replacement | Textiles and Leather | Turnover
| IteNgsd417 | 33163.715 | 7334.2778 | 0 | 4394.6034 | 44892.5962 | 44867.3405 | 44867.3405 | 19151.6328 | 64018.9733 | 64018.9733 | 0.70124 | 0.70124 | 33147.595 | 33147.595 | 1.3543 | 73208.669 | 4.8438 | 1737.7671 | LED Linear - Fixture Replacement | Textiles and Leather | New
| ItrTgsd417 | 33163.715 | 7334.2778 | 0 | 4394.6034 | 44892.5962 | 44867.3405 | 44867.3405 | 19151.6328 | 64018.9733 | 64018.9733 | 0.70124 | 0.70124 | 34200.8248 | 34200.8248 | 1.3126 | 73208.669 | 4.9977 | 1838.0874 | LED Linear - Fixture Replacement | Transportation Equipment | Turnover
| ItrNgsd417 | 33163.715 | 7334.2778 | 0 | 4394.6034 | 44892.5962 | 44867.3405 | 44867.3405 | 19151.6328 | 64018.9733 | 64018.9733 | 0.70124 | 0.70124 | 34200.8248 | 34200.8248 | 1.3126 | 73208.669 | 4.9977 | 1838.0874 | LED Linear - Fixture Replacement | Transportation Equipment | New
| IwaTgsd417 | 34241.0375 | 7367.8051 | 0 | 4567.6945 | 46176.5371 | 46434.3173 | 46434.3173 | 19151.6328 | 65585.9501 | 65585.9501 | 0.70406 | 0.70406 | 34305.2605 | 34305.2605 | 1.346 | 75096.5929 | 4.8884 | 1810.6931 | LED Linear - Fixture Replacement | Water and Wastewater | Turnover
| IwaNgsd417 | 34241.0375 | 7367.8051 | 0 | 4567.6945 | 46176.5371 | 46434.3173 | 46434.3173 | 19151.6328 | 65585.9501 | 65585.9501 | 0.70406 | 0.70406 | 34305.2605 | 34305.2605 | 1.346 | 75096.5929 | 4.8884 | 1810.6931 | LED Linear - Fixture Replacement | Water and Wastewater | New
| IagTgsd418 | 33163.715 | 7334.2778 | 0 | 4394.6034 | 44892.5962 | 44867.3405 | 44867.3405 | 19151.6328 | 64018.9733 | 64018.9733 | 0.70124 | 0.70124 | 10758.4491 | 10758.4491 | 4.1728 | 73208.669 | 1.3493 | -540.0661 | LED Linear - Lamp Replacement | Agriculture and Assembly | Turnover
| IagNgsd418 | 33163.715 | 7334.2778 | 0 | 4394.6034 | 44892.5962 | 44867.3405 | 44867.3405 | 19151.6328 | 64018.9733 | 64018.9733 | 0.70124 | 0.70124 | 10758.4491 | 10758.4491 | 4.1728 | 73208.669 | 1.3493 | -540.0661 | LED Linear - Lamp Replacement | Agriculture and Assembly | New
| IchTgsd418 | 33163.715 | 7334.2778 | 0 | 4394.6034 | 44892.5962 | 44867.3405 | 44867.3405 | 19151.6328 | 64018.9733 | 64018.9733 | 0.70124 | 0.70124 | 10758.4491 | 10758.4491 | 4.1728 | 73208.669 | 1.3493 | -540.0661 | LED Linear - Lamp Replacement | Chemicals and Plastics | Turnover
| IchNgsd418 | 33163.715 | 7334.2778 | 0 | 4394.6034 | 44892.5962 | 44867.3405 | 44867.3405 | 19151.6328 | 64018.9733 | 64018.9733 | 0.70124 | 0.70124 | 10758.4491 | 10758.4491 | 4.1728 | 73208.669 | 1.3493 | -540.0661 | LED Linear - Lamp Replacement | Chemicals and Plastics | New
| IcoTgsd418 | 33163.715 | 7334.2778 | 0 | 4394.6034 | 44892.5962 | 44867.3405 | 44867.3405 | 19151.6328 | 64018.9733 | 64018.9733 | 0.70124 | 0.70124 | 10758.4491 | 10758.4491 | 4.1728 | 73208.669 | 1.3493 | -540.0661 | LED Linear - Lamp Replacement | Construction | Turnover
| IcoNgsd418 | 33163.715 | 7334.2778 | 0 | 4394.6034 | 44892.5962 | 44867.3405 | 44867.3405 | 19151.6328 | 64018.9733 | 64018.9733 | 0.70124 | 0.70124 | 10758.4491 | 10758.4491 | 4.1728 | 73208.669 | 1.3493 | -540.0661 | LED Linear - Lamp Replacement | Construction | New
| IelTgsd418 | 33163.715 | 7334.2778 | 0 | 4394.6034 | 44892.5962 | 44867.3405 | 44867.3405 | 19151.6328 | 64018.9733 | 64018.9733 | 0.70124 | 0.70124 | 10758.4491 | 10758.4491 | 4.1728 | 73208.669 | 1.3493 | -540.0661 | LED Linear - Lamp Replacement | Electrical and Electronic Equip. | Turnover
| IelNgsd418 | 33163.715 | 7334.2778 | 0 | 4394.6034 | 44892.5962 | 44867.3405 | 44867.3405 | 19151.6328 | 64018.9733 | 64018.9733 | 0.70124 | 0.70124 | 10758.4491 | 10758.4491 | 4.1728 | 73208.669 | 1.3493 | -540.0661 | LED Linear - Lamp Replacement | Electrical and Electronic Equip. | New
| IluTgsd418 | 33163.715 | 7334.2778 | 0 | 4394.6034 | 44892.5962 | 44867.3405 | 44867.3405 | 19151.6328 | 64018.9733 | 64018.9733 | 0.70124 | 0.70124 | 11186.317 | 11186.317 | 4.0132 | 73208.669 | 1.4029 | -505.0888 | LED Linear - Lamp Replacement | Lumber/Furniture/Pulp/Paper | Turnover
| IluNgsd418 | 33163.715 | 7334.2778 | 0 | 4394.6034 | 44892.5962 | 44867.3405 | 44867.3405 | 19151.6328 | 64018.9733 | 64018.9733 | 0.70124 | 0.70124 | 11186.317 | 11186.317 | 4.0132 | 73208.669 | 1.4029 | -505.0888 | LED Linear - Lamp Replacement | Lumber/Furniture/Pulp/Paper | New
| ImeTgsd418 | 33163.715 | 7334.2778 | 0 | 4394.6034 | 44892.5962 | 44867.3405 | 44867.3405 | 19151.6328 | 64018.9733 | 64018.9733 | 0.70124 | 0.70124 | 10758.4491 | 10758.4491 | 4.1728 | 73208.669 | 1.3493 | -540.0661 | LED Linear - Lamp Replacement | Metal Products and Machinery | Turnover
| ImeNgsd418 | 33163.715 | 7334.2778 | 0 | 4394.6034 | 44892.5962 | 44867.3405 | 44867.3405 | 19151.6328 | 64018.9733 | 64018.9733 | 0.70124 | 0.70124 | 10758.4491 | 10758.4491 | 4.1728 | 73208.669 | 1.3493 | -540.0661 | LED Linear - Lamp Replacement | Metal Products and Machinery | New
| ImiTgsd418 | 33163.715 | 7334.2778 | 0 | 4394.6034 | 44892.5962 | 44867.3405 | 44867.3405 | 19151.6328 | 64018.9733 | 64018.9733 | 0.70124 | 0.70124 | 10926.4827 | 10926.4827 | 4.1086 | 73208.669 | 1.3703 | -526.3298 | LED Linear - Lamp Replacement | Miscellaneous Manufacturing | Turnover
| ImiNgsd418 | 33163.715 | 7334.2778 | 0 | 4394.6034 | 44892.5962 | 44867.3405 | 44867.3405 | 19151.6328 | 64018.9733 | 64018.9733 | 0.70124 | 0.70124 | 10926.4827 | 10926.4827 | 4.1086 | 73208.669 | 1.3703 | -526.3298 | LED Linear - Lamp Replacement | Miscellaneous Manufacturing | New
| IprTgsd418 | 33163.715 | 7334.2778 | 0 | 4394.6034 | 44892.5962 | 44867.3405 | 44867.3405 | 19151.6328 | 64018.9733 | 64018.9733 | 0.70124 | 0.70124 | 10758.4491 | 10758.4491 | 4.1728 | 73208.669 | 1.3493 | -540.0661 | LED Linear - Lamp Replacement | Primary Resources Industries | Turnover
| IprNgsd418 | 33163.715 | 7334.2778 | 0 | 4394.6034 | 44892.5962 | 44867.3405 | 44867.3405 | 19151.6328 | 64018.9733 | 64018.9733 | 0.70124 | 0.70124 | 10758.4491 | 10758.4491 | 4.1728 | 73208.669 | 1.3493 | -540.0661 | LED Linear - Lamp Replacement | Primary Resources Industries | New
| IstTgsd418 | 33163.715 | 7334.2778 | 0 | 4394.6034 | 44892.5962 | 44867.3405 | 44867.3405 | 19151.6328 | 64018.9733 | 64018.9733 | 0.70124 | 0.70124 | 10758.4491 | 10758.4491 | 4.1728 | 73208.669 | 1.3493 | -540.0661 | LED Linear - Lamp Replacement | Stone/Clay/Glass/Concrete | Turnover
| IstNgsd418 | 33163.715 | 7334.2778 | 0 | 4394.6034 | 44892.5962 | 44867.3405 | 44867.3405 | 19151.6328 | 64018.9733 | 64018.9733 | 0.70124 | 0.70124 | 10758.4491 | 10758.4491 | 4.1728 | 73208.669 | 1.3493 | -540.0661 | LED Linear - Lamp Replacement | Stone/Clay/Glass/Concrete | New
| IteTgsd418 | 33163.715 | 7334.2778 | 0 | 4394.6034 | 44892.5962 | 44867.3405 | 44867.3405 | 19151.6328 | 64018.9733 | 64018.9733 | 0.70124 | 0.70124 | 10758.4491 | 10758.4491 | 4.1728 | 73208.669 | 1.3493 | -540.0661 | LED Linear - Lamp Replacement | Textiles and Leather | Turnover
| IteNgsd418 | 33163.715 | 7334.2778 | 0 | 4394.6034 | 44892.5962 | 44867.3405 | 44867.3405 | 19151.6328 | 64018.9733 | 64018.9733 | 0.70124 | 0.70124 | 10758.4491 | 10758.4491 | 4.1728 | 73208.669 | 1.3493 | -540.0661 | LED Linear - Lamp Replacement | Textiles and Leather | New
| ItrTgsd418 | 33163.715 | 7334.2778 | 0 | 4394.6034 | 44892.5962 | 44867.3405 | 44867.3405 | 19151.6328 | 64018.9733 | 64018.9733 | 0.70124 | 0.70124 | 11099.8487 | 11099.8487 | 4.0444 | 73208.669 | 1.3921 | -512.1575 | LED Linear - Lamp Replacement | Transportation Equipment | Turnover
| ItrNgsd418 | 33163.715 | 7334.2778 | 0 | 4394.6034 | 44892.5962 | 44867.3405 | 44867.3405 | 19151.6328 | 64018.9733 | 64018.9733 | 0.70124 | 0.70124 | 11099.8487 | 11099.8487 | 4.0444 | 73208.669 | 1.3921 | -512.1575 | LED Linear - Lamp Replacement | Transportation Equipment | New
| IwaTgsd418 | 34241.0375 | 7367.8051 | 0 | 4567.6945 | 46176.5371 | 46434.3173 | 46434.3173 | 19151.6328 | 65585.9501 | 65585.9501 | 0.70406 | 0.70406 | 11134.1838 | 11134.1838 | 4.1473 | 75096.5929 | 1.3617 | -546.6926 | LED Linear - Lamp Replacement | Water and Wastewater | Turnover
| IwaNgsd418 | 34241.0375 | 7367.8051 | 0 | 4567.6945 | 46176.5371 | 46434.3173 | 46434.3173 | 19151.6328 | 65585.9501 | 65585.9501 | 0.70406 | 0.70406 | 11134.1838 | 11134.1838 | 4.1473 | 75096.5929 | 1.3617 | -546.6926 | LED Linear - Lamp Replacement | Water and Wastewater | New
| IagTgsd419 | 33163.715 | 7334.2778 | 0 | 4394.6034 | 44892.5962 | 44867.3405 | 44867.3405 | 19151.6328 | 64018.9733 | 64018.9733 | 0.70124 | 0.70124 | 232889.021 | 232889.021 | 0.19276 | 73208.669 | 25.5365 | 15225.7612 | Light Tube | Agriculture and Assembly | Turnover
| IagNgsd419 | 33163.715 | 7334.2778 | 0 | 4394.6034 | 44892.5962 | 44867.3405 | 44867.3405 | 19151.6328 | 64018.9733 | 64018.9733 | 0.70124 | 0.70124 | 232889.021 | 232889.021 | 0.19276 | 73208.669 | 25.5365 | 15225.7612 | Light Tube | Agriculture and Assembly | New
| IchTgsd419 | 33163.715 | 7334.2778 | 0 | 4394.6034 | 44892.5962 | 44867.3405 | 44867.3405 | 19151.6328 | 64018.9733 | 64018.9733 | 0.70124 | 0.70124 | 232889.021 | 232889.021 | 0.19276 | 73208.669 | 25.5365 | 15225.7612 | Light Tube | Chemicals and Plastics | Turnover
| IchNgsd419 | 33163.715 | 7334.2778 | 0 | 4394.6034 | 44892.5962 | 44867.3405 | 44867.3405 | 19151.6328 | 64018.9733 | 64018.9733 | 0.70124 | 0.70124 | 232889.021 | 232889.021 | 0.19276 | 73208.669 | 25.5365 | 15225.7612 | Light Tube | Chemicals and Plastics | New
| IcoTgsd419 | 33163.715 | 7334.2778 | 0 | 4394.6034 | 44892.5962 | 44867.3405 | 44867.3405 | 19151.6328 | 64018.9733 | 64018.9733 | 0.70124 | 0.70124 | 232889.021 | 232889.021 | 0.19276 | 73208.669 | 25.5365 | 15225.7612 | Light Tube | Construction | Turnover
| IcoNgsd419 | 33163.715 | 7334.2778 | 0 | 4394.6034 | 44892.5962 | 44867.3405 | 44867.3405 | 19151.6328 | 64018.9733 | 64018.9733 | 0.70124 | 0.70124 | 232889.021 | 232889.021 | 0.19276 | 73208.669 | 25.5365 | 15225.7612 | Light Tube | Construction | New
| IelTgsd419 | 33163.715 | 7334.2778 | 0 | 4394.6034 | 44892.5962 | 44867.3405 | 44867.3405 | 19151.6328 | 64018.9733 | 64018.9733 | 0.70124 | 0.70124 | 232889.021 | 232889.021 | 0.19276 | 73208.669 | 25.5365 | 15225.7612 | Light Tube | Electrical and Electronic Equip. | Turnover
| IelNgsd419 | 33163.715 | 7334.2778 | 0 | 4394.6034 | 44892.5962 | 44867.3405 | 44867.3405 | 19151.6328 | 64018.9733 | 64018.9733 | 0.70124 | 0.70124 | 232889.021 | 232889.021 | 0.19276 | 73208.669 | 25.5365 | 15225.7612 | Light Tube | Electrical and Electronic Equip. | New
| IluTgsd419 | 33163.715 | 7334.2778 | 0 | 4394.6034 | 44892.5962 | 44867.3405 | 44867.3405 | 19151.6328 | 64018.9733 | 64018.9733 | 0.70124 | 0.70124 | 242167.3924 | 242167.3924 | 0.18538 | 73208.669 | 26.5539 | 15888.9171 | Light Tube | Lumber/Furniture/Pulp/Paper | Turnover
| IluNgsd419 | 33163.715 | 7334.2778 | 0 | 4394.6034 | 44892.5962 | 44867.3405 | 44867.3405 | 19151.6328 | 64018.9733 | 64018.9733 | 0.70124 | 0.70124 | 242167.3924 | 242167.3924 | 0.18538 | 73208.669 | 26.5539 | 15888.9171 | Light Tube | Lumber/Furniture/Pulp/Paper | New
| ImeTgsd419 | 33163.715 | 7334.2778 | 0 | 4394.6034 | 44892.5962 | 44867.3405 | 44867.3405 | 19151.6328 | 64018.9733 | 64018.9733 | 0.70124 | 0.70124 | 232889.021 | 232889.021 | 0.19276 | 73208.669 | 25.5365 | 15225.7612 | Light Tube | Metal Products and Machinery | Turnover
| ImeNgsd419 | 33163.715 | 7334.2778 | 0 | 4394.6034 | 44892.5962 | 44867.3405 | 44867.3405 | 19151.6328 | 64018.9733 | 64018.9733 | 0.70124 | 0.70124 | 232889.021 | 232889.021 | 0.19276 | 73208.669 | 25.5365 | 15225.7612 | Light Tube | Metal Products and Machinery | New
| ImiTgsd419 | 33163.715 | 7334.2778 | 0 | 4394.6034 | 44892.5962 | 44867.3405 | 44867.3405 | 19151.6328 | 64018.9733 | 64018.9733 | 0.70124 | 0.70124 | 236518.9087 | 236518.9087 | 0.18981 | 73208.669 | 25.9346 | 15485.2018 | Light Tube | Miscellaneous Manufacturing | Turnover
| ImiNgsd419 | 33163.715 | 7334.2778 | 0 | 4394.6034 | 44892.5962 | 44867.3405 | 44867.3405 | 19151.6328 | 64018.9733 | 64018.9733 | 0.70124 | 0.70124 | 236518.9087 | 236518.9087 | 0.18981 | 73208.669 | 25.9346 | 15485.2018 | Light Tube | Miscellaneous Manufacturing | New
| IprTgsd419 | 33163.715 | 7334.2778 | 0 | 4394.6034 | 44892.5962 | 44867.3405 | 44867.3405 | 19151.6328 | 64018.9733 | 64018.9733 | 0.70124 | 0.70124 | 232889.021 | 232889.021 | 0.19276 | 73208.669 | 25.5365 | 15225.7612 | Light Tube | Primary Resources Industries | Turnover
| IprNgsd419 | 33163.715 | 7334.2778 | 0 | 4394.6034 | 44892.5962 | 44867.3405 | 44867.3405 | 19151.6328 | 64018.9733 | 64018.9733 | 0.70124 | 0.70124 | 232889.021 | 232889.021 | 0.19276 | 73208.669 | 25.5365 | 15225.7612 | Light Tube | Primary Resources Industries | New
| IstTgsd419 | 33163.715 | 7334.2778 | 0 | 4394.6034 | 44892.5962 | 44867.3405 | 44867.3405 | 19151.6328 | 64018.9733 | 64018.9733 | 0.70124 | 0.70124 | 232889.021 | 232889.021 | 0.19276 | 73208.669 | 25.5365 | 15225.7612 | Light Tube | Stone/Clay/Glass/Concrete | Turnover
| IstNgsd419 | 33163.715 | 7334.2778 | 0 | 4394.6034 | 44892.5962 | 44867.3405 | 44867.3405 | 19151.6328 | 64018.9733 | 64018.9733 | 0.70124 | 0.70124 | 232889.021 | 232889.021 | 0.19276 | 73208.669 | 25.5365 | 15225.7612 | Light Tube | Stone/Clay/Glass/Concrete | New
| IteTgsd419 | 33163.715 | 7334.2778 | 0 | 4394.6034 | 44892.5962 | 44867.3405 | 44867.3405 | 19151.6328 | 64018.9733 | 64018.9733 | 0.70124 | 0.70124 | 232889.021 | 232889.021 | 0.19276 | 73208.669 | 25.5365 | 15225.7612 | Light Tube | Textiles and Leather | Turnover
| IteNgsd419 | 33163.715 | 7334.2778 | 0 | 4394.6034 | 44892.5962 | 44867.3405 | 44867.3405 | 19151.6328 | 64018.9733 | 64018.9733 | 0.70124 | 0.70124 | 232889.021 | 232889.021 | 0.19276 | 73208.669 | 25.5365 | 15225.7612 | Light Tube | Textiles and Leather | New
| ItrTgsd419 | 33163.715 | 7334.2778 | 0 | 4394.6034 | 44892.5962 | 44867.3405 | 44867.3405 | 19151.6328 | 64018.9733 | 64018.9733 | 0.70124 | 0.70124 | 312358.565 | 312358.565 | 0.14372 | 73208.669 | 34.2505 | 20905.6995 | Light Tube | Transportation Equipment | Turnover
| ItrNgsd419 | 33163.715 | 7334.2778 | 0 | 4394.6034 | 44892.5962 | 44867.3405 | 44867.3405 | 19151.6328 | 64018.9733 | 64018.9733 | 0.70124 | 0.70124 | 312358.565 | 312358.565 | 0.14372 | 73208.669 | 34.2505 | 20905.6995 | Light Tube | Transportation Equipment | New
| IwaTgsd419 | 33163.715 | 7334.2778 | 0 | 4394.6034 | 44892.5962 | 44867.3405 | 44867.3405 | 19151.6328 | 64018.9733 | 64018.9733 | 0.70124 | 0.70124 | 232889.021 | 232889.021 | 0.19276 | 73208.669 | 25.5365 | 15225.7612 | Light Tube | Water and Wastewater | Turnover
| IwaNgsd419 | 33163.715 | 7334.2778 | 0 | 4394.6034 | 44892.5962 | 44867.3405 | 44867.3405 | 19151.6328 | 64018.9733 | 64018.9733 | 0.70124 | 0.70124 | 232889.021 | 232889.021 | 0.19276 | 73208.669 | 25.5365 | 15225.7612 | Light Tube | Water and Wastewater | New
| IagEgsd501 | 34241.7208 | 7368.3527 | 0 | 4567.6945 | 46177.768 | 46434.3173 | 46434.3173 | 18458.4062 | 64892.7236 | 64892.7236 | 0.7116 | 0.7116 | 22402.9034 | 22402.9034 | 2.0612 | 74403.3676 | 3.2231 | 689.673 | VFD on HVAC Fan | Agriculture and Assembly | Existing
| IagNgsd501 | 34241.7208 | 7368.3527 | 0 | 4567.6945 | 46177.768 | 46434.3173 | 46434.3173 | 18458.4062 | 64892.7236 | 64892.7236 | 0.7116 | 0.7116 | 22402.9034 | 22402.9034 | 2.0612 | 74403.3676 | 3.2231 | 689.673 | VFD on HVAC Fan | Agriculture and Assembly | New
| IchEgsd501 | 34241.7208 | 7368.3527 | 0 | 4567.6945 | 46177.768 | 46434.3173 | 46434.3173 | 18458.4062 | 64892.7236 | 64892.7236 | 0.7116 | 0.7116 | 22402.9034 | 22402.9034 | 2.0612 | 74403.3676 | 3.2231 | 689.673 | VFD on HVAC Fan | Chemicals and Plastics | Existing
| IchNgsd501 | 34241.7208 | 7368.3527 | 0 | 4567.6945 | 46177.768 | 46434.3173 | 46434.3173 | 18458.4062 | 64892.7236 | 64892.7236 | 0.7116 | 0.7116 | 22402.9034 | 22402.9034 | 2.0612 | 74403.3676 | 3.2231 | 689.673 | VFD on HVAC Fan | Chemicals and Plastics | New
| IcoEgsd501 | 34241.7208 | 7368.3527 | 0 | 4567.6945 | 46177.768 | 46434.3173 | 46434.3173 | 18458.4062 | 64892.7236 | 64892.7236 | 0.7116 | 0.7116 | 22402.9034 | 22402.9034 | 2.0612 | 74403.3676 | 3.2231 | 689.673 | VFD on HVAC Fan | Construction | Existing
| IcoNgsd501 | 34241.7208 | 7368.3527 | 0 | 4567.6945 | 46177.768 | 46434.3173 | 46434.3173 | 18458.4062 | 64892.7236 | 64892.7236 | 0.7116 | 0.7116 | 22402.9034 | 22402.9034 | 2.0612 | 74403.3676 | 3.2231 | 689.673 | VFD on HVAC Fan | Construction | New
| IelEgsd501 | 34241.7208 | 7368.3527 | 0 | 4567.6945 | 46177.768 | 46434.3173 | 46434.3173 | 18458.4062 | 64892.7236 | 64892.7236 | 0.7116 | 0.7116 | 22402.9034 | 22402.9034 | 2.0612 | 74403.3676 | 3.2231 | 689.673 | VFD on HVAC Fan | Electrical and Electronic Equip. | Existing
| IelNgsd501 | 34241.7208 | 7368.3527 | 0 | 4567.6945 | 46177.768 | 46434.3173 | 46434.3173 | 18458.4062 | 64892.7236 | 64892.7236 | 0.7116 | 0.7116 | 22402.9034 | 22402.9034 | 2.0612 | 74403.3676 | 3.2231 | 689.673 | VFD on HVAC Fan | Electrical and Electronic Equip. | New
| IluEgsd501 | 34241.7208 | 7368.3527 | 0 | 4567.6945 | 46177.768 | 46434.3173 | 46434.3173 | 18458.4062 | 64892.7236 | 64892.7236 | 0.7116 | 0.7116 | 22402.9034 | 22402.9034 | 2.0612 | 74403.3676 | 3.2231 | 689.673 | VFD on HVAC Fan | Lumber/Furniture/Pulp/Paper | Existing
| IluNgsd501 | 34241.7208 | 7368.3527 | 0 | 4567.6945 | 46177.768 | 46434.3173 | 46434.3173 | 18458.4062 | 64892.7236 | 64892.7236 | 0.7116 | 0.7116 | 22402.9034 | 22402.9034 | 2.0612 | 74403.3676 | 3.2231 | 689.673 | VFD on HVAC Fan | Lumber/Furniture/Pulp/Paper | New
| ImeEgsd501 | 34241.7208 | 7368.3527 | 0 | 4567.6945 | 46177.768 | 46434.3173 | 46434.3173 | 18458.4062 | 64892.7236 | 64892.7236 | 0.7116 | 0.7116 | 22402.9034 | 22402.9034 | 2.0612 | 74403.3676 | 3.2231 | 689.673 | VFD on HVAC Fan | Metal Products and Machinery | Existing
| ImeNgsd501 | 34241.7208 | 7368.3527 | 0 | 4567.6945 | 46177.768 | 46434.3173 | 46434.3173 | 18458.4062 | 64892.7236 | 64892.7236 | 0.7116 | 0.7116 | 22402.9034 | 22402.9034 | 2.0612 | 74403.3676 | 3.2231 | 689.673 | VFD on HVAC Fan | Metal Products and Machinery | New
| ImiEgsd501 | 34241.7208 | 7368.3527 | 0 | 4567.6945 | 46177.768 | 46434.3173 | 46434.3173 | 18458.4062 | 64892.7236 | 64892.7236 | 0.7116 | 0.7116 | 22402.9034 | 22402.9034 | 2.0612 | 74403.3676 | 3.2231 | 689.673 | VFD on HVAC Fan | Miscellaneous Manufacturing | Existing
| ImiNgsd501 | 34241.7208 | 7368.3527 | 0 | 4567.6945 | 46177.768 | 46434.3173 | 46434.3173 | 18458.4062 | 64892.7236 | 64892.7236 | 0.7116 | 0.7116 | 22402.9034 | 22402.9034 | 2.0612 | 74403.3676 | 3.2231 | 689.673 | VFD on HVAC Fan | Miscellaneous Manufacturing | New
| IprEgsd501 | 34241.7208 | 7368.3527 | 0 | 4567.6945 | 46177.768 | 46434.3173 | 46434.3173 | 18458.4062 | 64892.7236 | 64892.7236 | 0.7116 | 0.7116 | 22402.9034 | 22402.9034 | 2.0612 | 74403.3676 | 3.2231 | 689.673 | VFD on HVAC Fan | Primary Resources Industries | Existing
| IprNgsd501 | 34241.7208 | 7368.3527 | 0 | 4567.6945 | 46177.768 | 46434.3173 | 46434.3173 | 18458.4062 | 64892.7236 | 64892.7236 | 0.7116 | 0.7116 | 22402.9034 | 22402.9034 | 2.0612 | 74403.3676 | 3.2231 | 689.673 | VFD on HVAC Fan | Primary Resources Industries | New
| IstEgsd501 | 34241.7208 | 7368.3527 | 0 | 4567.6945 | 46177.768 | 46434.3173 | 46434.3173 | 18458.4062 | 64892.7236 | 64892.7236 | 0.7116 | 0.7116 | 22402.9034 | 22402.9034 | 2.0612 | 74403.3676 | 3.2231 | 689.673 | VFD on HVAC Fan | Stone/Clay/Glass/Concrete | Existing
| IstNgsd501 | 34241.7208 | 7368.3527 | 0 | 4567.6945 | 46177.768 | 46434.3173 | 46434.3173 | 18458.4062 | 64892.7236 | 64892.7236 | 0.7116 | 0.7116 | 22402.9034 | 22402.9034 | 2.0612 | 74403.3676 | 3.2231 | 689.673 | VFD on HVAC Fan | Stone/Clay/Glass/Concrete | New
| IteEgsd501 | 34241.7208 | 7368.3527 | 0 | 4567.6945 | 46177.768 | 46434.3173 | 46434.3173 | 18458.4062 | 64892.7236 | 64892.7236 | 0.7116 | 0.7116 | 22402.9034 | 22402.9034 | 2.0612 | 74403.3676 | 3.2231 | 689.673 | VFD on HVAC Fan | Textiles and Leather | Existing
| IteNgsd501 | 34241.7208 | 7368.3527 | 0 | 4567.6945 | 46177.768 | 46434.3173 | 46434.3173 | 18458.4062 | 64892.7236 | 64892.7236 | 0.7116 | 0.7116 | 22402.9034 | 22402.9034 | 2.0612 | 74403.3676 | 3.2231 | 689.673 | VFD on HVAC Fan | Textiles and Leather | New
| ItrEgsd501 | 34241.7208 | 7368.3527 | 0 | 4567.6945 | 46177.768 | 46434.3173 | 46434.3173 | 18458.4062 | 64892.7236 | 64892.7236 | 0.7116 | 0.7116 | 22402.9034 | 22402.9034 | 2.0612 | 74403.3676 | 3.2231 | 689.673 | VFD on HVAC Fan | Transportation Equipment | Existing
| ItrNgsd501 | 34241.7208 | 7368.3527 | 0 | 4567.6945 | 46177.768 | 46434.3173 | 46434.3173 | 18458.4062 | 64892.7236 | 64892.7236 | 0.7116 | 0.7116 | 22402.9034 | 22402.9034 | 2.0612 | 74403.3676 | 3.2231 | 689.673 | VFD on HVAC Fan | Transportation Equipment | New
| IwaEgsd501 | 33164.3952 | 7334.8229 | 0 | 4394.6034 | 44893.8215 | 44867.3405 | 44867.3405 | 18458.4062 | 63325.7468 | 63325.7468 | 0.70893 | 0.70893 | 21646.8915 | 21646.8915 | 2.0739 | 72515.4437 | 3.1945 | 655.005 | VFD on HVAC Fan | Water and Wastewater | Existing
| IwaNgsd501 | 33164.3952 | 7334.8229 | 0 | 4394.6034 | 44893.8215 | 44867.3405 | 44867.3405 | 18458.4062 | 63325.7468 | 63325.7468 | 0.70893 | 0.70893 | 21646.8915 | 21646.8915 | 2.0739 | 72515.4437 | 3.1945 | 655.005 | VFD on HVAC Fan | Water and Wastewater | New
| IagTgsd502 | 34241.7208 | 7368.3527 | 0 | 4567.6945 | 46177.768 | 46434.3173 | 46434.3173 | 18458.4062 | 64892.7236 | 64892.7236 | 0.7116 | 0.7116 | 22529.6864 | 22529.6864 | 2.0496 | 74403.3676 | 2.4322 | 166.0603 | High Volume Low Speed Fan (HVLS) | Agriculture and Assembly | Turnover
| IagNgsd502 | 34241.7208 | 7368.3527 | 0 | 4567.6945 | 46177.768 | 46434.3173 | 46434.3173 | 18458.4062 | 64892.7236 | 64892.7236 | 0.7116 | 0.7116 | 22529.6864 | 22529.6864 | 2.0496 | 74403.3676 | 2.4322 | 166.0603 | High Volume Low Speed Fan (HVLS) | Agriculture and Assembly | New
| IchTgsd502 | 34241.7208 | 7368.3527 | 0 | 4567.6945 | 46177.768 | 46434.3173 | 46434.3173 | 18458.4062 | 64892.7236 | 64892.7236 | 0.7116 | 0.7116 | 22529.6864 | 22529.6864 | 2.0496 | 74403.3676 | 2.4322 | 166.0603 | High Volume Low Speed Fan (HVLS) | Chemicals and Plastics | Turnover
| IchNgsd502 | 34241.7208 | 7368.3527 | 0 | 4567.6945 | 46177.768 | 46434.3173 | 46434.3173 | 18458.4062 | 64892.7236 | 64892.7236 | 0.7116 | 0.7116 | 22529.6864 | 22529.6864 | 2.0496 | 74403.3676 | 2.4322 | 166.0603 | High Volume Low Speed Fan (HVLS) | Chemicals and Plastics | New
| IcoTgsd502 | 34241.7208 | 7368.3527 | 0 | 4567.6945 | 46177.768 | 46434.3173 | 46434.3173 | 18458.4062 | 64892.7236 | 64892.7236 | 0.7116 | 0.7116 | 22529.6864 | 22529.6864 | 2.0496 | 74403.3676 | 2.4322 | 166.0603 | High Volume Low Speed Fan (HVLS) | Construction | Turnover
| IcoNgsd502 | 34241.7208 | 7368.3527 | 0 | 4567.6945 | 46177.768 | 46434.3173 | 46434.3173 | 18458.4062 | 64892.7236 | 64892.7236 | 0.7116 | 0.7116 | 22529.6864 | 22529.6864 | 2.0496 | 74403.3676 | 2.4322 | 166.0603 | High Volume Low Speed Fan (HVLS) | Construction | New
| IelTgsd502 | 34241.7208 | 7368.3527 | 0 | 4567.6945 | 46177.768 | 46434.3173 | 46434.3173 | 18458.4062 | 64892.7236 | 64892.7236 | 0.7116 | 0.7116 | 22529.6864 | 22529.6864 | 2.0496 | 74403.3676 | 2.4322 | 166.0603 | High Volume Low Speed Fan (HVLS) | Electrical and Electronic Equip. | Turnover
| IelNgsd502 | 34241.7208 | 7368.3527 | 0 | 4567.6945 | 46177.768 | 46434.3173 | 46434.3173 | 18458.4062 | 64892.7236 | 64892.7236 | 0.7116 | 0.7116 | 22529.6864 | 22529.6864 | 2.0496 | 74403.3676 | 2.4322 | 166.0603 | High Volume Low Speed Fan (HVLS) | Electrical and Electronic Equip. | New
| IluTgsd502 | 34241.7208 | 7368.3527 | 0 | 4567.6945 | 46177.768 | 46434.3173 | 46434.3173 | 18458.4062 | 64892.7236 | 64892.7236 | 0.7116 | 0.7116 | 23430.8647 | 23430.8647 | 1.9708 | 74403.3676 | 2.5295 | 230.4704 | High Volume Low Speed Fan (HVLS) | Lumber/Furniture/Pulp/Paper | Turnover
| IluNgsd502 | 34241.7208 | 7368.3527 | 0 | 4567.6945 | 46177.768 | 46434.3173 | 46434.3173 | 18458.4062 | 64892.7236 | 64892.7236 | 0.7116 | 0.7116 | 23430.8647 | 23430.8647 | 1.9708 | 74403.3676 | 2.5295 | 230.4704 | High Volume Low Speed Fan (HVLS) | Lumber/Furniture/Pulp/Paper | New
| ImeTgsd502 | 34241.7208 | 7368.3527 | 0 | 4567.6945 | 46177.768 | 46434.3173 | 46434.3173 | 18458.4062 | 64892.7236 | 64892.7236 | 0.7116 | 0.7116 | 22529.6864 | 22529.6864 | 2.0496 | 74403.3676 | 2.4322 | 166.0603 | High Volume Low Speed Fan (HVLS) | Metal Products and Machinery | Turnover
| ImeNgsd502 | 34241.7208 | 7368.3527 | 0 | 4567.6945 | 46177.768 | 46434.3173 | 46434.3173 | 18458.4062 | 64892.7236 | 64892.7236 | 0.7116 | 0.7116 | 22529.6864 | 22529.6864 | 2.0496 | 74403.3676 | 2.4322 | 166.0603 | High Volume Low Speed Fan (HVLS) | Metal Products and Machinery | New
| ImiTgsd502 | 34241.7208 | 7368.3527 | 0 | 4567.6945 | 46177.768 | 46434.3173 | 46434.3173 | 18458.4062 | 64892.7236 | 64892.7236 | 0.7116 | 0.7116 | 22881.7073 | 22881.7073 | 2.0181 | 74403.3676 | 2.4702 | 191.2204 | High Volume Low Speed Fan (HVLS) | Miscellaneous Manufacturing | Turnover
| ImiNgsd502 | 34241.7208 | 7368.3527 | 0 | 4567.6945 | 46177.768 | 46434.3173 | 46434.3173 | 18458.4062 | 64892.7236 | 64892.7236 | 0.7116 | 0.7116 | 22881.7073 | 22881.7073 | 2.0181 | 74403.3676 | 2.4702 | 191.2204 | High Volume Low Speed Fan (HVLS) | Miscellaneous Manufacturing | New
| IprTgsd502 | 34241.7208 | 7368.3527 | 0 | 4567.6945 | 46177.768 | 46434.3173 | 46434.3173 | 18458.4062 | 64892.7236 | 64892.7236 | 0.7116 | 0.7116 | 22529.6864 | 22529.6864 | 2.0496 | 74403.3676 | 2.4322 | 166.0603 | High Volume Low Speed Fan (HVLS) | Primary Resources Industries | Turnover
| IprNgsd502 | 34241.7208 | 7368.3527 | 0 | 4567.6945 | 46177.768 | 46434.3173 | 46434.3173 | 18458.4062 | 64892.7236 | 64892.7236 | 0.7116 | 0.7116 | 22529.6864 | 22529.6864 | 2.0496 | 74403.3676 | 2.4322 | 166.0603 | High Volume Low Speed Fan (HVLS) | Primary Resources Industries | New
| IstTgsd502 | 34241.7208 | 7368.3527 | 0 | 4567.6945 | 46177.768 | 46434.3173 | 46434.3173 | 18458.4062 | 64892.7236 | 64892.7236 | 0.7116 | 0.7116 | 22529.6864 | 22529.6864 | 2.0496 | 74403.3676 | 2.4322 | 166.0603 | High Volume Low Speed Fan (HVLS) | Stone/Clay/Glass/Concrete | Turnover
| IstNgsd502 | 34241.7208 | 7368.3527 | 0 | 4567.6945 | 46177.768 | 46434.3173 | 46434.3173 | 18458.4062 | 64892.7236 | 64892.7236 | 0.7116 | 0.7116 | 22529.6864 | 22529.6864 | 2.0496 | 74403.3676 | 2.4322 | 166.0603 | High Volume Low Speed Fan (HVLS) | Stone/Clay/Glass/Concrete | New
| IteTgsd502 | 34241.7208 | 7368.3527 | 0 | 4567.6945 | 46177.768 | 46434.3173 | 46434.3173 | 18458.4062 | 64892.7236 | 64892.7236 | 0.7116 | 0.7116 | 22529.6864 | 22529.6864 | 2.0496 | 74403.3676 | 2.4322 | 166.0603 | High Volume Low Speed Fan (HVLS) | Textiles and Leather | Turnover
| IteNgsd502 | 34241.7208 | 7368.3527 | 0 | 4567.6945 | 46177.768 | 46434.3173 | 46434.3173 | 18458.4062 | 64892.7236 | 64892.7236 | 0.7116 | 0.7116 | 22529.6864 | 22529.6864 | 2.0496 | 74403.3676 | 2.4322 | 166.0603 | High Volume Low Speed Fan (HVLS) | Textiles and Leather | New
| ItrTgsd502 | 34241.7208 | 7368.3527 | 0 | 4567.6945 | 46177.768 | 46434.3173 | 46434.3173 | 18458.4062 | 64892.7236 | 64892.7236 | 0.7116 | 0.7116 | 23244.915 | 23244.915 | 1.9866 | 74403.3676 | 2.5094 | 217.1799 | High Volume Low Speed Fan (HVLS) | Transportation Equipment | Turnover
| ItrNgsd502 | 34241.7208 | 7368.3527 | 0 | 4567.6945 | 46177.768 | 46434.3173 | 46434.3173 | 18458.4062 | 64892.7236 | 64892.7236 | 0.7116 | 0.7116 | 23244.915 | 23244.915 | 1.9866 | 74403.3676 | 2.5094 | 217.1799 | High Volume Low Speed Fan (HVLS) | Transportation Equipment | New
| IwaTgsd502 | 33164.3952 | 7334.8229 | 0 | 4394.6034 | 44893.8215 | 44867.3405 | 44867.3405 | 18458.4062 | 63325.7468 | 63325.7468 | 0.70893 | 0.70893 | 21769.3978 | 21769.3978 | 2.0622 | 72515.4437 | 2.4106 | 149.0622 | High Volume Low Speed Fan (HVLS) | Water and Wastewater | Turnover
| IwaNgsd502 | 33164.3952 | 7334.8229 | 0 | 4394.6034 | 44893.8215 | 44867.3405 | 44867.3405 | 18458.4062 | 63325.7468 | 63325.7468 | 0.70893 | 0.70893 | 21769.3978 | 21769.3978 | 2.0622 | 72515.4437 | 2.4106 | 149.0622 | High Volume Low Speed Fan (HVLS) | Water and Wastewater | New
| IagTgsd601 | 34241.7208 | 7368.3527 | 0 | 4567.6945 | 46177.768 | 46434.3173 | 46434.3173 | 18458.4062 | 64892.7236 | 64892.7236 | 0.7116 | 0.7116 | 35623.9822 | 35623.9822 | 1.2963 | 74403.3676 | 3.8458 | 1101.9507 | Low Energy Livestock Waterer | Agriculture and Assembly | Turnover
| IagNgsd601 | 34241.7208 | 7368.3527 | 0 | 4567.6945 | 46177.768 | 46434.3173 | 46434.3173 | 18458.4062 | 64892.7236 | 64892.7236 | 0.7116 | 0.7116 | 35623.9822 | 35623.9822 | 1.2963 | 74403.3676 | 3.8458 | 1101.9507 | Low Energy Livestock Waterer | Agriculture and Assembly | New
| IchTgsd601 | 34241.7208 | 7368.3527 | 0 | 4567.6945 | 46177.768 | 46434.3173 | 46434.3173 | 18458.4062 | 64892.7236 | 64892.7236 | 0.7116 | 0.7116 | 35623.9822 | 35623.9822 | 1.2963 | 74403.3676 | 3.8458 | 1101.9507 | Low Energy Livestock Waterer | Chemicals and Plastics | Turnover
| IchNgsd601 | 34241.7208 | 7368.3527 | 0 | 4567.6945 | 46177.768 | 46434.3173 | 46434.3173 | 18458.4062 | 64892.7236 | 64892.7236 | 0.7116 | 0.7116 | 35623.9822 | 35623.9822 | 1.2963 | 74403.3676 | 3.8458 | 1101.9507 | Low Energy Livestock Waterer | Chemicals and Plastics | New
| IcoTgsd601 | 34241.7208 | 7368.3527 | 0 | 4567.6945 | 46177.768 | 46434.3173 | 46434.3173 | 18458.4062 | 64892.7236 | 64892.7236 | 0.7116 | 0.7116 | 35623.9822 | 35623.9822 | 1.2963 | 74403.3676 | 3.8458 | 1101.9507 | Low Energy Livestock Waterer | Construction | Turnover
| IcoNgsd601 | 34241.7208 | 7368.3527 | 0 | 4567.6945 | 46177.768 | 46434.3173 | 46434.3173 | 18458.4062 | 64892.7236 | 64892.7236 | 0.7116 | 0.7116 | 35623.9822 | 35623.9822 | 1.2963 | 74403.3676 | 3.8458 | 1101.9507 | Low Energy Livestock Waterer | Construction | New
| IelTgsd601 | 34241.7208 | 7368.3527 | 0 | 4567.6945 | 46177.768 | 46434.3173 | 46434.3173 | 18458.4062 | 64892.7236 | 64892.7236 | 0.7116 | 0.7116 | 35623.9822 | 35623.9822 | 1.2963 | 74403.3676 | 3.8458 | 1101.9507 | Low Energy Livestock Waterer | Electrical and Electronic Equip. | Turnover
| IelNgsd601 | 34241.7208 | 7368.3527 | 0 | 4567.6945 | 46177.768 | 46434.3173 | 46434.3173 | 18458.4062 | 64892.7236 | 64892.7236 | 0.7116 | 0.7116 | 35623.9822 | 35623.9822 | 1.2963 | 74403.3676 | 3.8458 | 1101.9507 | Low Energy Livestock Waterer | Electrical and Electronic Equip. | New
| IluTgsd601 | 34241.7208 | 7368.3527 | 0 | 4567.6945 | 46177.768 | 46434.3173 | 46434.3173 | 18458.4062 | 64892.7236 | 64892.7236 | 0.7116 | 0.7116 | 35623.9822 | 35623.9822 | 1.2963 | 74403.3676 | 3.8458 | 1101.9507 | Low Energy Livestock Waterer | Lumber/Furniture/Pulp/Paper | Turnover
| IluNgsd601 | 34241.7208 | 7368.3527 | 0 | 4567.6945 | 46177.768 | 46434.3173 | 46434.3173 | 18458.4062 | 64892.7236 | 64892.7236 | 0.7116 | 0.7116 | 35623.9822 | 35623.9822 | 1.2963 | 74403.3676 | 3.8458 | 1101.9507 | Low Energy Livestock Waterer | Lumber/Furniture/Pulp/Paper | New
| ImeTgsd601 | 34241.7208 | 7368.3527 | 0 | 4567.6945 | 46177.768 | 46434.3173 | 46434.3173 | 18458.4062 | 64892.7236 | 64892.7236 | 0.7116 | 0.7116 | 35623.9822 | 35623.9822 | 1.2963 | 74403.3676 | 3.8458 | 1101.9507 | Low Energy Livestock Waterer | Metal Products and Machinery | Turnover
| ImeNgsd601 | 34241.7208 | 7368.3527 | 0 | 4567.6945 | 46177.768 | 46434.3173 | 46434.3173 | 18458.4062 | 64892.7236 | 64892.7236 | 0.7116 | 0.7116 | 35623.9822 | 35623.9822 | 1.2963 | 74403.3676 | 3.8458 | 1101.9507 | Low Energy Livestock Waterer | Metal Products and Machinery | New
| ImiTgsd601 | 34241.7208 | 7368.3527 | 0 | 4567.6945 | 46177.768 | 46434.3173 | 46434.3173 | 18458.4062 | 64892.7236 | 64892.7236 | 0.7116 | 0.7116 | 35623.9822 | 35623.9822 | 1.2963 | 74403.3676 | 3.8458 | 1101.9507 | Low Energy Livestock Waterer | Miscellaneous Manufacturing | Turnover
| ImiNgsd601 | 34241.7208 | 7368.3527 | 0 | 4567.6945 | 46177.768 | 46434.3173 | 46434.3173 | 18458.4062 | 64892.7236 | 64892.7236 | 0.7116 | 0.7116 | 35623.9822 | 35623.9822 | 1.2963 | 74403.3676 | 3.8458 | 1101.9507 | Low Energy Livestock Waterer | Miscellaneous Manufacturing | New
| IprTgsd601 | 34241.7208 | 7368.3527 | 0 | 4567.6945 | 46177.768 | 46434.3173 | 46434.3173 | 18458.4062 | 64892.7236 | 64892.7236 | 0.7116 | 0.7116 | 35623.9822 | 35623.9822 | 1.2963 | 74403.3676 | 3.8458 | 1101.9507 | Low Energy Livestock Waterer | Primary Resources Industries | Turnover
| IprNgsd601 | 34241.7208 | 7368.3527 | 0 | 4567.6945 | 46177.768 | 46434.3173 | 46434.3173 | 18458.4062 | 64892.7236 | 64892.7236 | 0.7116 | 0.7116 | 35623.9822 | 35623.9822 | 1.2963 | 74403.3676 | 3.8458 | 1101.9507 | Low Energy Livestock Waterer | Primary Resources Industries | New
| IstTgsd601 | 34241.7208 | 7368.3527 | 0 | 4567.6945 | 46177.768 | 46434.3173 | 46434.3173 | 18458.4062 | 64892.7236 | 64892.7236 | 0.7116 | 0.7116 | 35623.9822 | 35623.9822 | 1.2963 | 74403.3676 | 3.8458 | 1101.9507 | Low Energy Livestock Waterer | Stone/Clay/Glass/Concrete | Turnover
| IstNgsd601 | 34241.7208 | 7368.3527 | 0 | 4567.6945 | 46177.768 | 46434.3173 | 46434.3173 | 18458.4062 | 64892.7236 | 64892.7236 | 0.7116 | 0.7116 | 35623.9822 | 35623.9822 | 1.2963 | 74403.3676 | 3.8458 | 1101.9507 | Low Energy Livestock Waterer | Stone/Clay/Glass/Concrete | New
| IteTgsd601 | 34241.7208 | 7368.3527 | 0 | 4567.6945 | 46177.768 | 46434.3173 | 46434.3173 | 18458.4062 | 64892.7236 | 64892.7236 | 0.7116 | 0.7116 | 35623.9822 | 35623.9822 | 1.2963 | 74403.3676 | 3.8458 | 1101.9507 | Low Energy Livestock Waterer | Textiles and Leather | Turnover
| IteNgsd601 | 34241.7208 | 7368.3527 | 0 | 4567.6945 | 46177.768 | 46434.3173 | 46434.3173 | 18458.4062 | 64892.7236 | 64892.7236 | 0.7116 | 0.7116 | 35623.9822 | 35623.9822 | 1.2963 | 74403.3676 | 3.8458 | 1101.9507 | Low Energy Livestock Waterer | Textiles and Leather | New
| ItrTgsd601 | 34241.7208 | 7368.3527 | 0 | 4567.6945 | 46177.768 | 46434.3173 | 46434.3173 | 18458.4062 | 64892.7236 | 64892.7236 | 0.7116 | 0.7116 | 35623.9822 | 35623.9822 | 1.2963 | 74403.3676 | 3.8458 | 1101.9507 | Low Energy Livestock Waterer | Transportation Equipment | Turnover
| ItrNgsd601 | 34241.7208 | 7368.3527 | 0 | 4567.6945 | 46177.768 | 46434.3173 | 46434.3173 | 18458.4062 | 64892.7236 | 64892.7236 | 0.7116 | 0.7116 | 35623.9822 | 35623.9822 | 1.2963 | 74403.3676 | 3.8458 | 1101.9507 | Low Energy Livestock Waterer | Transportation Equipment | New
| IwaTgsd601 | 34133.4209 | 7366.3808 | 0 | 4548.8234 | 46048.6252 | 46264.7994 | 46264.7994 | 18458.4062 | 64723.2057 | 64723.2057 | 0.71147 | 0.71147 | 35493.931 | 35493.931 | 1.2974 | 74199.1291 | 3.8422 | 1096.6952 | Low Energy Livestock Waterer | Water and Wastewater | Turnover
| IwaNgsd601 | 34133.4209 | 7366.3808 | 0 | 4548.8234 | 46048.6252 | 46264.7994 | 46264.7994 | 18458.4062 | 64723.2057 | 64723.2057 | 0.71147 | 0.71147 | 35493.931 | 35493.931 | 1.2974 | 74199.1291 | 3.8422 | 1096.6952 | Low Energy Livestock Waterer | Water and Wastewater | New
| IagEgsd602 | 34241.7208 | 7368.3527 | 0 | 4567.6945 | 46177.768 | 46434.3173 | 46434.3173 | 18458.4062 | 64892.7236 | 64892.7236 | 0.7116 | 0.7116 | 22024.7231 | 22024.7231 | 2.0966 | 74403.3676 | 3.1687 | 653.6514 | VFD on process pump | Agriculture and Assembly | Existing
| IagNgsd602 | 34241.7208 | 7368.3527 | 0 | 4567.6945 | 46177.768 | 46434.3173 | 46434.3173 | 18458.4062 | 64892.7236 | 64892.7236 | 0.7116 | 0.7116 | 22024.7231 | 22024.7231 | 2.0966 | 74403.3676 | 3.1687 | 653.6514 | VFD on process pump | Agriculture and Assembly | New
| IchEgsd602 | 34241.7208 | 7368.3527 | 0 | 4567.6945 | 46177.768 | 46434.3173 | 46434.3173 | 18458.4062 | 64892.7236 | 64892.7236 | 0.7116 | 0.7116 | 22024.7231 | 22024.7231 | 2.0966 | 74403.3676 | 3.1687 | 653.6514 | VFD on process pump | Chemicals and Plastics | Existing
| IchNgsd602 | 34241.7208 | 7368.3527 | 0 | 4567.6945 | 46177.768 | 46434.3173 | 46434.3173 | 18458.4062 | 64892.7236 | 64892.7236 | 0.7116 | 0.7116 | 22024.7231 | 22024.7231 | 2.0966 | 74403.3676 | 3.1687 | 653.6514 | VFD on process pump | Chemicals and Plastics | New
| IcoEgsd602 | 34241.7208 | 7368.3527 | 0 | 4567.6945 | 46177.768 | 46434.3173 | 46434.3173 | 18458.4062 | 64892.7236 | 64892.7236 | 0.7116 | 0.7116 | 22024.7231 | 22024.7231 | 2.0966 | 74403.3676 | 3.1687 | 653.6514 | VFD on process pump | Construction | Existing
| IcoNgsd602 | 34241.7208 | 7368.3527 | 0 | 4567.6945 | 46177.768 | 46434.3173 | 46434.3173 | 18458.4062 | 64892.7236 | 64892.7236 | 0.7116 | 0.7116 | 22024.7231 | 22024.7231 | 2.0966 | 74403.3676 | 3.1687 | 653.6514 | VFD on process pump | Construction | New
| IelEgsd602 | 34241.7208 | 7368.3527 | 0 | 4567.6945 | 46177.768 | 46434.3173 | 46434.3173 | 18458.4062 | 64892.7236 | 64892.7236 | 0.7116 | 0.7116 | 22024.7231 | 22024.7231 | 2.0966 | 74403.3676 | 3.1687 | 653.6514 | VFD on process pump | Electrical and Electronic Equip. | Existing
| IelNgsd602 | 34241.7208 | 7368.3527 | 0 | 4567.6945 | 46177.768 | 46434.3173 | 46434.3173 | 18458.4062 | 64892.7236 | 64892.7236 | 0.7116 | 0.7116 | 22024.7231 | 22024.7231 | 2.0966 | 74403.3676 | 3.1687 | 653.6514 | VFD on process pump | Electrical and Electronic Equip. | New
| IluEgsd602 | 34241.7208 | 7368.3527 | 0 | 4567.6945 | 46177.768 | 46434.3173 | 46434.3173 | 18458.4062 | 64892.7236 | 64892.7236 | 0.7116 | 0.7116 | 22903.2075 | 22903.2075 | 2.0162 | 74403.3676 | 3.2951 | 737.3271 | VFD on process pump | Lumber/Furniture/Pulp/Paper | Existing
| IluNgsd602 | 34241.7208 | 7368.3527 | 0 | 4567.6945 | 46177.768 | 46434.3173 | 46434.3173 | 18458.4062 | 64892.7236 | 64892.7236 | 0.7116 | 0.7116 | 22903.2075 | 22903.2075 | 2.0162 | 74403.3676 | 3.2951 | 737.3271 | VFD on process pump | Lumber/Furniture/Pulp/Paper | New
| ImeEgsd602 | 34241.7208 | 7368.3527 | 0 | 4567.6945 | 46177.768 | 46434.3173 | 46434.3173 | 18458.4062 | 64892.7236 | 64892.7236 | 0.7116 | 0.7116 | 22024.7231 | 22024.7231 | 2.0966 | 74403.3676 | 3.1687 | 653.6514 | VFD on process pump | Metal Products and Machinery | Existing
| ImeNgsd602 | 34241.7208 | 7368.3527 | 0 | 4567.6945 | 46177.768 | 46434.3173 | 46434.3173 | 18458.4062 | 64892.7236 | 64892.7236 | 0.7116 | 0.7116 | 22024.7231 | 22024.7231 | 2.0966 | 74403.3676 | 3.1687 | 653.6514 | VFD on process pump | Metal Products and Machinery | New
| ImiEgsd602 | 34241.7208 | 7368.3527 | 0 | 4567.6945 | 46177.768 | 46434.3173 | 46434.3173 | 18458.4062 | 64892.7236 | 64892.7236 | 0.7116 | 0.7116 | 22368.8621 | 22368.8621 | 2.0644 | 74403.3676 | 3.2182 | 686.4306 | VFD on process pump | Miscellaneous Manufacturing | Existing
| ImiNgsd602 | 34241.7208 | 7368.3527 | 0 | 4567.6945 | 46177.768 | 46434.3173 | 46434.3173 | 18458.4062 | 64892.7236 | 64892.7236 | 0.7116 | 0.7116 | 22368.8621 | 22368.8621 | 2.0644 | 74403.3676 | 3.2182 | 686.4306 | VFD on process pump | Miscellaneous Manufacturing | New
| IprEgsd602 | 34241.7208 | 7368.3527 | 0 | 4567.6945 | 46177.768 | 46434.3173 | 46434.3173 | 18458.4062 | 64892.7236 | 64892.7236 | 0.7116 | 0.7116 | 22024.7231 | 22024.7231 | 2.0966 | 74403.3676 | 3.1687 | 653.6514 | VFD on process pump | Primary Resources Industries | Existing
| IprNgsd602 | 34241.7208 | 7368.3527 | 0 | 4567.6945 | 46177.768 | 46434.3173 | 46434.3173 | 18458.4062 | 64892.7236 | 64892.7236 | 0.7116 | 0.7116 | 22024.7231 | 22024.7231 | 2.0966 | 74403.3676 | 3.1687 | 653.6514 | VFD on process pump | Primary Resources Industries | New
| IstEgsd602 | 34241.7208 | 7368.3527 | 0 | 4567.6945 | 46177.768 | 46434.3173 | 46434.3173 | 18458.4062 | 64892.7236 | 64892.7236 | 0.7116 | 0.7116 | 22024.7231 | 22024.7231 | 2.0966 | 74403.3676 | 3.1687 | 653.6514 | VFD on process pump | Stone/Clay/Glass/Concrete | Existing
| IstNgsd602 | 34241.7208 | 7368.3527 | 0 | 4567.6945 | 46177.768 | 46434.3173 | 46434.3173 | 18458.4062 | 64892.7236 | 64892.7236 | 0.7116 | 0.7116 | 22024.7231 | 22024.7231 | 2.0966 | 74403.3676 | 3.1687 | 653.6514 | VFD on process pump | Stone/Clay/Glass/Concrete | New
| IteEgsd602 | 34241.7208 | 7368.3527 | 0 | 4567.6945 | 46177.768 | 46434.3173 | 46434.3173 | 18458.4062 | 64892.7236 | 64892.7236 | 0.7116 | 0.7116 | 22024.7231 | 22024.7231 | 2.0966 | 74403.3676 | 3.1687 | 653.6514 | VFD on process pump | Textiles and Leather | Existing
| IteNgsd602 | 34241.7208 | 7368.3527 | 0 | 4567.6945 | 46177.768 | 46434.3173 | 46434.3173 | 18458.4062 | 64892.7236 | 64892.7236 | 0.7116 | 0.7116 | 22024.7231 | 22024.7231 | 2.0966 | 74403.3676 | 3.1687 | 653.6514 | VFD on process pump | Textiles and Leather | New
| ItrEgsd602 | 34241.7208 | 7368.3527 | 0 | 4567.6945 | 46177.768 | 46434.3173 | 46434.3173 | 18458.4062 | 64892.7236 | 64892.7236 | 0.7116 | 0.7116 | 22723.9253 | 22723.9253 | 2.0321 | 74403.3676 | 3.2693 | 720.2505 | VFD on process pump | Transportation Equipment | Existing
| ItrNgsd602 | 34241.7208 | 7368.3527 | 0 | 4567.6945 | 46177.768 | 46434.3173 | 46434.3173 | 18458.4062 | 64892.7236 | 64892.7236 | 0.7116 | 0.7116 | 22723.9253 | 22723.9253 | 2.0321 | 74403.3676 | 3.2693 | 720.2505 | VFD on process pump | Transportation Equipment | New
| IwaEgsd602 | 34133.4209 | 7366.3808 | 0 | 4548.8234 | 46048.6252 | 46264.7994 | 46264.7994 | 18458.4062 | 64723.2057 | 64723.2057 | 0.71147 | 0.71147 | 21944.317 | 21944.317 | 2.0984 | 74199.1291 | 3.1657 | 650.0325 | VFD on process pump | Water and Wastewater | Existing
| IwaNgsd602 | 34133.4209 | 7366.3808 | 0 | 4548.8234 | 46048.6252 | 46264.7994 | 46264.7994 | 18458.4062 | 64723.2057 | 64723.2057 | 0.71147 | 0.71147 | 21944.317 | 21944.317 | 2.0984 | 74199.1291 | 3.1657 | 650.0325 | VFD on process pump | Water and Wastewater | New
| IagTgsd603 | 34241.7208 | 7368.3527 | 0 | 4567.6945 | 46177.768 | 46434.3173 | 46434.3173 | 18458.4062 | 64892.7236 | 64892.7236 | 0.7116 | 0.7116 | 2458413.8524 | 2458413.8524 | 0.018784 | 74403.3676 | 353.6936 | 232720.1002 | 1.5HP Open Drip-Proof(ODP) Motor | Agriculture and Assembly | Turnover
| IagNgsd603 | 34241.7208 | 7368.3527 | 0 | 4567.6945 | 46177.768 | 46434.3173 | 46434.3173 | 18458.4062 | 64892.7236 | 64892.7236 | 0.7116 | 0.7116 | 2458413.8524 | 2458413.8524 | 0.018784 | 74403.3676 | 353.6936 | 232720.1002 | 1.5HP Open Drip-Proof(ODP) Motor | Agriculture and Assembly | New
| IchTgsd603 | 34241.7208 | 7368.3527 | 0 | 4567.6945 | 46177.768 | 46434.3173 | 46434.3173 | 18458.4062 | 64892.7236 | 64892.7236 | 0.7116 | 0.7116 | 2458413.8524 | 2458413.8524 | 0.018784 | 74403.3676 | 353.6936 | 232720.1002 | 1.5HP Open Drip-Proof(ODP) Motor | Chemicals and Plastics | Turnover
| IchNgsd603 | 34241.7208 | 7368.3527 | 0 | 4567.6945 | 46177.768 | 46434.3173 | 46434.3173 | 18458.4062 | 64892.7236 | 64892.7236 | 0.7116 | 0.7116 | 2458413.8524 | 2458413.8524 | 0.018784 | 74403.3676 | 353.6936 | 232720.1002 | 1.5HP Open Drip-Proof(ODP) Motor | Chemicals and Plastics | New
| IcoTgsd603 | 34241.7208 | 7368.3527 | 0 | 4567.6945 | 46177.768 | 46434.3173 | 46434.3173 | 18458.4062 | 64892.7236 | 64892.7236 | 0.7116 | 0.7116 | 2458413.8524 | 2458413.8524 | 0.018784 | 74403.3676 | 353.6936 | 232720.1002 | 1.5HP Open Drip-Proof(ODP) Motor | Construction | Turnover
| IcoNgsd603 | 34241.7208 | 7368.3527 | 0 | 4567.6945 | 46177.768 | 46434.3173 | 46434.3173 | 18458.4062 | 64892.7236 | 64892.7236 | 0.7116 | 0.7116 | 2458413.8524 | 2458413.8524 | 0.018784 | 74403.3676 | 353.6936 | 232720.1002 | 1.5HP Open Drip-Proof(ODP) Motor | Construction | New
| IelTgsd603 | 34241.7208 | 7368.3527 | 0 | 4567.6945 | 46177.768 | 46434.3173 | 46434.3173 | 18458.4062 | 64892.7236 | 64892.7236 | 0.7116 | 0.7116 | 2458413.8524 | 2458413.8524 | 0.018784 | 74403.3676 | 353.6936 | 232720.1002 | 1.5HP Open Drip-Proof(ODP) Motor | Electrical and Electronic Equip. | Turnover
| IelNgsd603 | 34241.7208 | 7368.3527 | 0 | 4567.6945 | 46177.768 | 46434.3173 | 46434.3173 | 18458.4062 | 64892.7236 | 64892.7236 | 0.7116 | 0.7116 | 2458413.8524 | 2458413.8524 | 0.018784 | 74403.3676 | 353.6936 | 232720.1002 | 1.5HP Open Drip-Proof(ODP) Motor | Electrical and Electronic Equip. | New
| IluTgsd603 | 34241.7208 | 7368.3527 | 0 | 4567.6945 | 46177.768 | 46434.3173 | 46434.3173 | 18458.4062 | 64892.7236 | 64892.7236 | 0.7116 | 0.7116 | 2458413.8524 | 2458413.8524 | 0.018784 | 74403.3676 | 353.6936 | 232720.1002 | 1.5HP Open Drip-Proof(ODP) Motor | Lumber/Furniture/Pulp/Paper | Turnover
| IluNgsd603 | 34241.7208 | 7368.3527 | 0 | 4567.6945 | 46177.768 | 46434.3173 | 46434.3173 | 18458.4062 | 64892.7236 | 64892.7236 | 0.7116 | 0.7116 | 2458413.8524 | 2458413.8524 | 0.018784 | 74403.3676 | 353.6936 | 232720.1002 | 1.5HP Open Drip-Proof(ODP) Motor | Lumber/Furniture/Pulp/Paper | New
| ImeTgsd603 | 34241.7208 | 7368.3527 | 0 | 4567.6945 | 46177.768 | 46434.3173 | 46434.3173 | 18458.4062 | 64892.7236 | 64892.7236 | 0.7116 | 0.7116 | 2458413.8524 | 2458413.8524 | 0.018784 | 74403.3676 | 353.6936 | 232720.1002 | 1.5HP Open Drip-Proof(ODP) Motor | Metal Products and Machinery | Turnover
| ImeNgsd603 | 34241.7208 | 7368.3527 | 0 | 4567.6945 | 46177.768 | 46434.3173 | 46434.3173 | 18458.4062 | 64892.7236 | 64892.7236 | 0.7116 | 0.7116 | 2458413.8524 | 2458413.8524 | 0.018784 | 74403.3676 | 353.6936 | 232720.1002 | 1.5HP Open Drip-Proof(ODP) Motor | Metal Products and Machinery | New
| ImiTgsd603 | 34241.7208 | 7368.3527 | 0 | 4567.6945 | 46177.768 | 46434.3173 | 46434.3173 | 18458.4062 | 64892.7236 | 64892.7236 | 0.7116 | 0.7116 | 2458413.8524 | 2458413.8524 | 0.018784 | 74403.3676 | 353.6936 | 232720.1002 | 1.5HP Open Drip-Proof(ODP) Motor | Miscellaneous Manufacturing | Turnover
| ImiNgsd603 | 34241.7208 | 7368.3527 | 0 | 4567.6945 | 46177.768 | 46434.3173 | 46434.3173 | 18458.4062 | 64892.7236 | 64892.7236 | 0.7116 | 0.7116 | 2458413.8524 | 2458413.8524 | 0.018784 | 74403.3676 | 353.6936 | 232720.1002 | 1.5HP Open Drip-Proof(ODP) Motor | Miscellaneous Manufacturing | New
| IprTgsd603 | 34241.7208 | 7368.3527 | 0 | 4567.6945 | 46177.768 | 46434.3173 | 46434.3173 | 18458.4062 | 64892.7236 | 64892.7236 | 0.7116 | 0.7116 | 2458413.8524 | 2458413.8524 | 0.018784 | 74403.3676 | 353.6936 | 232720.1002 | 1.5HP Open Drip-Proof(ODP) Motor | Primary Resources Industries | Turnover
| IprNgsd603 | 34241.7208 | 7368.3527 | 0 | 4567.6945 | 46177.768 | 46434.3173 | 46434.3173 | 18458.4062 | 64892.7236 | 64892.7236 | 0.7116 | 0.7116 | 2458413.8524 | 2458413.8524 | 0.018784 | 74403.3676 | 353.6936 | 232720.1002 | 1.5HP Open Drip-Proof(ODP) Motor | Primary Resources Industries | New
| IstTgsd603 | 34241.7208 | 7368.3527 | 0 | 4567.6945 | 46177.768 | 46434.3173 | 46434.3173 | 18458.4062 | 64892.7236 | 64892.7236 | 0.7116 | 0.7116 | 2458413.8524 | 2458413.8524 | 0.018784 | 74403.3676 | 353.6936 | 232720.1002 | 1.5HP Open Drip-Proof(ODP) Motor | Stone/Clay/Glass/Concrete | Turnover
| IstNgsd603 | 34241.7208 | 7368.3527 | 0 | 4567.6945 | 46177.768 | 46434.3173 | 46434.3173 | 18458.4062 | 64892.7236 | 64892.7236 | 0.7116 | 0.7116 | 2458413.8524 | 2458413.8524 | 0.018784 | 74403.3676 | 353.6936 | 232720.1002 | 1.5HP Open Drip-Proof(ODP) Motor | Stone/Clay/Glass/Concrete | New
| IteTgsd603 | 34241.7208 | 7368.3527 | 0 | 4567.6945 | 46177.768 | 46434.3173 | 46434.3173 | 18458.4062 | 64892.7236 | 64892.7236 | 0.7116 | 0.7116 | 2458413.8524 | 2458413.8524 | 0.018784 | 74403.3676 | 353.6936 | 232720.1002 | 1.5HP Open Drip-Proof(ODP) Motor | Textiles and Leather | Turnover
| IteNgsd603 | 34241.7208 | 7368.3527 | 0 | 4567.6945 | 46177.768 | 46434.3173 | 46434.3173 | 18458.4062 | 64892.7236 | 64892.7236 | 0.7116 | 0.7116 | 2458413.8524 | 2458413.8524 | 0.018784 | 74403.3676 | 353.6936 | 232720.1002 | 1.5HP Open Drip-Proof(ODP) Motor | Textiles and Leather | New
| ItrTgsd603 | 34241.7208 | 7368.3527 | 0 | 4567.6945 | 46177.768 | 46434.3173 | 46434.3173 | 18458.4062 | 64892.7236 | 64892.7236 | 0.7116 | 0.7116 | 2458413.8524 | 2458413.8524 | 0.018784 | 74403.3676 | 353.6936 | 232720.1002 | 1.5HP Open Drip-Proof(ODP) Motor | Transportation Equipment | Turnover
| ItrNgsd603 | 34241.7208 | 7368.3527 | 0 | 4567.6945 | 46177.768 | 46434.3173 | 46434.3173 | 18458.4062 | 64892.7236 | 64892.7236 | 0.7116 | 0.7116 | 2458413.8524 | 2458413.8524 | 0.018784 | 74403.3676 | 353.6936 | 232720.1002 | 1.5HP Open Drip-Proof(ODP) Motor | Transportation Equipment | New
| IwaTgsd603 | 34133.4209 | 7366.3808 | 0 | 4548.8234 | 46048.6252 | 46264.7994 | 46264.7994 | 18458.4062 | 64723.2057 | 64723.2057 | 0.71147 | 0.71147 | 2449438.9659 | 2449438.9659 | 0.0188 | 74199.1291 | 353.3614 | 231869.2819 | 1.5HP Open Drip-Proof(ODP) Motor | Water and Wastewater | Turnover
| IwaNgsd603 | 34133.4209 | 7366.3808 | 0 | 4548.8234 | 46048.6252 | 46264.7994 | 46264.7994 | 18458.4062 | 64723.2057 | 64723.2057 | 0.71147 | 0.71147 | 2449438.9659 | 2449438.9659 | 0.0188 | 74199.1291 | 353.3614 | 231869.2819 | 1.5HP Open Drip-Proof(ODP) Motor | Water and Wastewater | New
| IagTgsd604 | 34241.7208 | 7368.3527 | 0 | 4567.6945 | 46177.768 | 46434.3173 | 46434.3173 | 18458.4062 | 64892.7236 | 64892.7236 | 0.7116 | 0.7116 | 576278.7243 | 576278.7243 | 0.080131 | 74403.3676 | 82.9096 | 53446.4323 | 10HP Open Drip-Proof (ODP) Motor | Agriculture and Assembly | Turnover
| IagNgsd604 | 34241.7208 | 7368.3527 | 0 | 4567.6945 | 46177.768 | 46434.3173 | 46434.3173 | 18458.4062 | 64892.7236 | 64892.7236 | 0.7116 | 0.7116 | 576278.7243 | 576278.7243 | 0.080131 | 74403.3676 | 82.9096 | 53446.4323 | 10HP Open Drip-Proof (ODP) Motor | Agriculture and Assembly | New
| IchTgsd604 | 34241.7208 | 7368.3527 | 0 | 4567.6945 | 46177.768 | 46434.3173 | 46434.3173 | 18458.4062 | 64892.7236 | 64892.7236 | 0.7116 | 0.7116 | 576278.7243 | 576278.7243 | 0.080131 | 74403.3676 | 82.9096 | 53446.4323 | 10HP Open Drip-Proof (ODP) Motor | Chemicals and Plastics | Turnover
| IchNgsd604 | 34241.7208 | 7368.3527 | 0 | 4567.6945 | 46177.768 | 46434.3173 | 46434.3173 | 18458.4062 | 64892.7236 | 64892.7236 | 0.7116 | 0.7116 | 576278.7243 | 576278.7243 | 0.080131 | 74403.3676 | 82.9096 | 53446.4323 | 10HP Open Drip-Proof (ODP) Motor | Chemicals and Plastics | New
| IcoTgsd604 | 34241.7208 | 7368.3527 | 0 | 4567.6945 | 46177.768 | 46434.3173 | 46434.3173 | 18458.4062 | 64892.7236 | 64892.7236 | 0.7116 | 0.7116 | 576278.7243 | 576278.7243 | 0.080131 | 74403.3676 | 82.9096 | 53446.4323 | 10HP Open Drip-Proof (ODP) Motor | Construction | Turnover
| IcoNgsd604 | 34241.7208 | 7368.3527 | 0 | 4567.6945 | 46177.768 | 46434.3173 | 46434.3173 | 18458.4062 | 64892.7236 | 64892.7236 | 0.7116 | 0.7116 | 576278.7243 | 576278.7243 | 0.080131 | 74403.3676 | 82.9096 | 53446.4323 | 10HP Open Drip-Proof (ODP) Motor | Construction | New
| IelTgsd604 | 34241.7208 | 7368.3527 | 0 | 4567.6945 | 46177.768 | 46434.3173 | 46434.3173 | 18458.4062 | 64892.7236 | 64892.7236 | 0.7116 | 0.7116 | 576278.7243 | 576278.7243 | 0.080131 | 74403.3676 | 82.9096 | 53446.4323 | 10HP Open Drip-Proof (ODP) Motor | Electrical and Electronic Equip. | Turnover
| IelNgsd604 | 34241.7208 | 7368.3527 | 0 | 4567.6945 | 46177.768 | 46434.3173 | 46434.3173 | 18458.4062 | 64892.7236 | 64892.7236 | 0.7116 | 0.7116 | 576278.7243 | 576278.7243 | 0.080131 | 74403.3676 | 82.9096 | 53446.4323 | 10HP Open Drip-Proof (ODP) Motor | Electrical and Electronic Equip. | New
| IluTgsd604 | 34241.7208 | 7368.3527 | 0 | 4567.6945 | 46177.768 | 46434.3173 | 46434.3173 | 18458.4062 | 64892.7236 | 64892.7236 | 0.7116 | 0.7116 | 576278.7243 | 576278.7243 | 0.080131 | 74403.3676 | 82.9096 | 53446.4323 | 10HP Open Drip-Proof (ODP) Motor | Lumber/Furniture/Pulp/Paper | Turnover
| IluNgsd604 | 34241.7208 | 7368.3527 | 0 | 4567.6945 | 46177.768 | 46434.3173 | 46434.3173 | 18458.4062 | 64892.7236 | 64892.7236 | 0.7116 | 0.7116 | 576278.7243 | 576278.7243 | 0.080131 | 74403.3676 | 82.9096 | 53446.4323 | 10HP Open Drip-Proof (ODP) Motor | Lumber/Furniture/Pulp/Paper | New
| ImeTgsd604 | 34241.7208 | 7368.3527 | 0 | 4567.6945 | 46177.768 | 46434.3173 | 46434.3173 | 18458.4062 | 64892.7236 | 64892.7236 | 0.7116 | 0.7116 | 576278.7243 | 576278.7243 | 0.080131 | 74403.3676 | 82.9096 | 53446.4323 | 10HP Open Drip-Proof (ODP) Motor | Metal Products and Machinery | Turnover
| ImeNgsd604 | 34241.7208 | 7368.3527 | 0 | 4567.6945 | 46177.768 | 46434.3173 | 46434.3173 | 18458.4062 | 64892.7236 | 64892.7236 | 0.7116 | 0.7116 | 576278.7243 | 576278.7243 | 0.080131 | 74403.3676 | 82.9096 | 53446.4323 | 10HP Open Drip-Proof (ODP) Motor | Metal Products and Machinery | New
| ImiTgsd604 | 34241.7208 | 7368.3527 | 0 | 4567.6945 | 46177.768 | 46434.3173 | 46434.3173 | 18458.4062 | 64892.7236 | 64892.7236 | 0.7116 | 0.7116 | 576278.7243 | 576278.7243 | 0.080131 | 74403.3676 | 82.9096 | 53446.4323 | 10HP Open Drip-Proof (ODP) Motor | Miscellaneous Manufacturing | Turnover
| ImiNgsd604 | 34241.7208 | 7368.3527 | 0 | 4567.6945 | 46177.768 | 46434.3173 | 46434.3173 | 18458.4062 | 64892.7236 | 64892.7236 | 0.7116 | 0.7116 | 576278.7243 | 576278.7243 | 0.080131 | 74403.3676 | 82.9096 | 53446.4323 | 10HP Open Drip-Proof (ODP) Motor | Miscellaneous Manufacturing | New
| IprTgsd604 | 34241.7208 | 7368.3527 | 0 | 4567.6945 | 46177.768 | 46434.3173 | 46434.3173 | 18458.4062 | 64892.7236 | 64892.7236 | 0.7116 | 0.7116 | 576278.7243 | 576278.7243 | 0.080131 | 74403.3676 | 82.9096 | 53446.4323 | 10HP Open Drip-Proof (ODP) Motor | Primary Resources Industries | Turnover
| IprNgsd604 | 34241.7208 | 7368.3527 | 0 | 4567.6945 | 46177.768 | 46434.3173 | 46434.3173 | 18458.4062 | 64892.7236 | 64892.7236 | 0.7116 | 0.7116 | 576278.7243 | 576278.7243 | 0.080131 | 74403.3676 | 82.9096 | 53446.4323 | 10HP Open Drip-Proof (ODP) Motor | Primary Resources Industries | New
| IstTgsd604 | 34241.7208 | 7368.3527 | 0 | 4567.6945 | 46177.768 | 46434.3173 | 46434.3173 | 18458.4062 | 64892.7236 | 64892.7236 | 0.7116 | 0.7116 | 576278.7243 | 576278.7243 | 0.080131 | 74403.3676 | 82.9096 | 53446.4323 | 10HP Open Drip-Proof (ODP) Motor | Stone/Clay/Glass/Concrete | Turnover
| IstNgsd604 | 34241.7208 | 7368.3527 | 0 | 4567.6945 | 46177.768 | 46434.3173 | 46434.3173 | 18458.4062 | 64892.7236 | 64892.7236 | 0.7116 | 0.7116 | 576278.7243 | 576278.7243 | 0.080131 | 74403.3676 | 82.9096 | 53446.4323 | 10HP Open Drip-Proof (ODP) Motor | Stone/Clay/Glass/Concrete | New
| IteTgsd604 | 34241.7208 | 7368.3527 | 0 | 4567.6945 | 46177.768 | 46434.3173 | 46434.3173 | 18458.4062 | 64892.7236 | 64892.7236 | 0.7116 | 0.7116 | 576278.7243 | 576278.7243 | 0.080131 | 74403.3676 | 82.9096 | 53446.4323 | 10HP Open Drip-Proof (ODP) Motor | Textiles and Leather | Turnover
| IteNgsd604 | 34241.7208 | 7368.3527 | 0 | 4567.6945 | 46177.768 | 46434.3173 | 46434.3173 | 18458.4062 | 64892.7236 | 64892.7236 | 0.7116 | 0.7116 | 576278.7243 | 576278.7243 | 0.080131 | 74403.3676 | 82.9096 | 53446.4323 | 10HP Open Drip-Proof (ODP) Motor | Textiles and Leather | New
| ItrTgsd604 | 34241.7208 | 7368.3527 | 0 | 4567.6945 | 46177.768 | 46434.3173 | 46434.3173 | 18458.4062 | 64892.7236 | 64892.7236 | 0.7116 | 0.7116 | 576278.7243 | 576278.7243 | 0.080131 | 74403.3676 | 82.9096 | 53446.4323 | 10HP Open Drip-Proof (ODP) Motor | Transportation Equipment | Turnover
| ItrNgsd604 | 34241.7208 | 7368.3527 | 0 | 4567.6945 | 46177.768 | 46434.3173 | 46434.3173 | 18458.4062 | 64892.7236 | 64892.7236 | 0.7116 | 0.7116 | 576278.7243 | 576278.7243 | 0.080131 | 74403.3676 | 82.9096 | 53446.4323 | 10HP Open Drip-Proof (ODP) Motor | Transportation Equipment | New
| IwaTgsd604 | 34133.4209 | 7366.3808 | 0 | 4548.8234 | 46048.6252 | 46264.7994 | 46264.7994 | 18458.4062 | 64723.2057 | 64723.2057 | 0.71147 | 0.71147 | 574174.8892 | 574174.8892 | 0.0802 | 74199.1291 | 82.8317 | 53250.084 | 10HP Open Drip-Proof (ODP) Motor | Water and Wastewater | Turnover
| IwaNgsd604 | 34133.4209 | 7366.3808 | 0 | 4548.8234 | 46048.6252 | 46264.7994 | 46264.7994 | 18458.4062 | 64723.2057 | 64723.2057 | 0.71147 | 0.71147 | 574174.8892 | 574174.8892 | 0.0802 | 74199.1291 | 82.8317 | 53250.084 | 10HP Open Drip-Proof (ODP) Motor | Water and Wastewater | New
| IagTgsd605 | 34241.7208 | 7368.3527 | 0 | 4567.6945 | 46177.768 | 46434.3173 | 46434.3173 | 18458.4062 | 64892.7236 | 64892.7236 | 0.7116 | 0.7116 | 820195.0636 | 820195.0636 | 0.056301 | 74403.3676 | 118.002 | 76679.5024 | 20HP Open Drip-Proof (ODP) Motor | Agriculture and Assembly | Turnover
| IagNgsd605 | 34241.7208 | 7368.3527 | 0 | 4567.6945 | 46177.768 | 46434.3173 | 46434.3173 | 18458.4062 | 64892.7236 | 64892.7236 | 0.7116 | 0.7116 | 820195.0636 | 820195.0636 | 0.056301 | 74403.3676 | 118.002 | 76679.5024 | 20HP Open Drip-Proof (ODP) Motor | Agriculture and Assembly | New
| IchTgsd605 | 34241.7208 | 7368.3527 | 0 | 4567.6945 | 46177.768 | 46434.3173 | 46434.3173 | 18458.4062 | 64892.7236 | 64892.7236 | 0.7116 | 0.7116 | 820195.0636 | 820195.0636 | 0.056301 | 74403.3676 | 118.002 | 76679.5024 | 20HP Open Drip-Proof (ODP) Motor | Chemicals and Plastics | Turnover
| IchNgsd605 | 34241.7208 | 7368.3527 | 0 | 4567.6945 | 46177.768 | 46434.3173 | 46434.3173 | 18458.4062 | 64892.7236 | 64892.7236 | 0.7116 | 0.7116 | 820195.0636 | 820195.0636 | 0.056301 | 74403.3676 | 118.002 | 76679.5024 | 20HP Open Drip-Proof (ODP) Motor | Chemicals and Plastics | New
| IcoTgsd605 | 34241.7208 | 7368.3527 | 0 | 4567.6945 | 46177.768 | 46434.3173 | 46434.3173 | 18458.4062 | 64892.7236 | 64892.7236 | 0.7116 | 0.7116 | 820195.0636 | 820195.0636 | 0.056301 | 74403.3676 | 118.002 | 76679.5024 | 20HP Open Drip-Proof (ODP) Motor | Construction | Turnover
| IcoNgsd605 | 34241.7208 | 7368.3527 | 0 | 4567.6945 | 46177.768 | 46434.3173 | 46434.3173 | 18458.4062 | 64892.7236 | 64892.7236 | 0.7116 | 0.7116 | 820195.0636 | 820195.0636 | 0.056301 | 74403.3676 | 118.002 | 76679.5024 | 20HP Open Drip-Proof (ODP) Motor | Construction | New
| IelTgsd605 | 34241.7208 | 7368.3527 | 0 | 4567.6945 | 46177.768 | 46434.3173 | 46434.3173 | 18458.4062 | 64892.7236 | 64892.7236 | 0.7116 | 0.7116 | 820195.0636 | 820195.0636 | 0.056301 | 74403.3676 | 118.002 | 76679.5024 | 20HP Open Drip-Proof (ODP) Motor | Electrical and Electronic Equip. | Turnover
| IelNgsd605 | 34241.7208 | 7368.3527 | 0 | 4567.6945 | 46177.768 | 46434.3173 | 46434.3173 | 18458.4062 | 64892.7236 | 64892.7236 | 0.7116 | 0.7116 | 820195.0636 | 820195.0636 | 0.056301 | 74403.3676 | 118.002 | 76679.5024 | 20HP Open Drip-Proof (ODP) Motor | Electrical and Electronic Equip. | New
| IluTgsd605 | 34241.7208 | 7368.3527 | 0 | 4567.6945 | 46177.768 | 46434.3173 | 46434.3173 | 18458.4062 | 64892.7236 | 64892.7236 | 0.7116 | 0.7116 | 820195.0636 | 820195.0636 | 0.056301 | 74403.3676 | 118.002 | 76679.5024 | 20HP Open Drip-Proof (ODP) Motor | Lumber/Furniture/Pulp/Paper | Turnover
| IluNgsd605 | 34241.7208 | 7368.3527 | 0 | 4567.6945 | 46177.768 | 46434.3173 | 46434.3173 | 18458.4062 | 64892.7236 | 64892.7236 | 0.7116 | 0.7116 | 820195.0636 | 820195.0636 | 0.056301 | 74403.3676 | 118.002 | 76679.5024 | 20HP Open Drip-Proof (ODP) Motor | Lumber/Furniture/Pulp/Paper | New
| ImeTgsd605 | 34241.7208 | 7368.3527 | 0 | 4567.6945 | 46177.768 | 46434.3173 | 46434.3173 | 18458.4062 | 64892.7236 | 64892.7236 | 0.7116 | 0.7116 | 820195.0636 | 820195.0636 | 0.056301 | 74403.3676 | 118.002 | 76679.5024 | 20HP Open Drip-Proof (ODP) Motor | Metal Products and Machinery | Turnover
| ImeNgsd605 | 34241.7208 | 7368.3527 | 0 | 4567.6945 | 46177.768 | 46434.3173 | 46434.3173 | 18458.4062 | 64892.7236 | 64892.7236 | 0.7116 | 0.7116 | 820195.0636 | 820195.0636 | 0.056301 | 74403.3676 | 118.002 | 76679.5024 | 20HP Open Drip-Proof (ODP) Motor | Metal Products and Machinery | New
| ImiTgsd605 | 34241.7208 | 7368.3527 | 0 | 4567.6945 | 46177.768 | 46434.3173 | 46434.3173 | 18458.4062 | 64892.7236 | 64892.7236 | 0.7116 | 0.7116 | 820195.0636 | 820195.0636 | 0.056301 | 74403.3676 | 118.002 | 76679.5024 | 20HP Open Drip-Proof (ODP) Motor | Miscellaneous Manufacturing | Turnover
| ImiNgsd605 | 34241.7208 | 7368.3527 | 0 | 4567.6945 | 46177.768 | 46434.3173 | 46434.3173 | 18458.4062 | 64892.7236 | 64892.7236 | 0.7116 | 0.7116 | 820195.0636 | 820195.0636 | 0.056301 | 74403.3676 | 118.002 | 76679.5024 | 20HP Open Drip-Proof (ODP) Motor | Miscellaneous Manufacturing | New
| IprTgsd605 | 34241.7208 | 7368.3527 | 0 | 4567.6945 | 46177.768 | 46434.3173 | 46434.3173 | 18458.4062 | 64892.7236 | 64892.7236 | 0.7116 | 0.7116 | 820195.0636 | 820195.0636 | 0.056301 | 74403.3676 | 118.002 | 76679.5024 | 20HP Open Drip-Proof (ODP) Motor | Primary Resources Industries | Turnover
| IprNgsd605 | 34241.7208 | 7368.3527 | 0 | 4567.6945 | 46177.768 | 46434.3173 | 46434.3173 | 18458.4062 | 64892.7236 | 64892.7236 | 0.7116 | 0.7116 | 820195.0636 | 820195.0636 | 0.056301 | 74403.3676 | 118.002 | 76679.5024 | 20HP Open Drip-Proof (ODP) Motor | Primary Resources Industries | New
| IstTgsd605 | 34241.7208 | 7368.3527 | 0 | 4567.6945 | 46177.768 | 46434.3173 | 46434.3173 | 18458.4062 | 64892.7236 | 64892.7236 | 0.7116 | 0.7116 | 820195.0636 | 820195.0636 | 0.056301 | 74403.3676 | 118.002 | 76679.5024 | 20HP Open Drip-Proof (ODP) Motor | Stone/Clay/Glass/Concrete | Turnover
| IstNgsd605 | 34241.7208 | 7368.3527 | 0 | 4567.6945 | 46177.768 | 46434.3173 | 46434.3173 | 18458.4062 | 64892.7236 | 64892.7236 | 0.7116 | 0.7116 | 820195.0636 | 820195.0636 | 0.056301 | 74403.3676 | 118.002 | 76679.5024 | 20HP Open Drip-Proof (ODP) Motor | Stone/Clay/Glass/Concrete | New
| IteTgsd605 | 34241.7208 | 7368.3527 | 0 | 4567.6945 | 46177.768 | 46434.3173 | 46434.3173 | 18458.4062 | 64892.7236 | 64892.7236 | 0.7116 | 0.7116 | 820195.0636 | 820195.0636 | 0.056301 | 74403.3676 | 118.002 | 76679.5024 | 20HP Open Drip-Proof (ODP) Motor | Textiles and Leather | Turnover
| IteNgsd605 | 34241.7208 | 7368.3527 | 0 | 4567.6945 | 46177.768 | 46434.3173 | 46434.3173 | 18458.4062 | 64892.7236 | 64892.7236 | 0.7116 | 0.7116 | 820195.0636 | 820195.0636 | 0.056301 | 74403.3676 | 118.002 | 76679.5024 | 20HP Open Drip-Proof (ODP) Motor | Textiles and Leather | New
| ItrTgsd605 | 34241.7208 | 7368.3527 | 0 | 4567.6945 | 46177.768 | 46434.3173 | 46434.3173 | 18458.4062 | 64892.7236 | 64892.7236 | 0.7116 | 0.7116 | 820195.0636 | 820195.0636 | 0.056301 | 74403.3676 | 118.002 | 76679.5024 | 20HP Open Drip-Proof (ODP) Motor | Transportation Equipment | Turnover
| ItrNgsd605 | 34241.7208 | 7368.3527 | 0 | 4567.6945 | 46177.768 | 46434.3173 | 46434.3173 | 18458.4062 | 64892.7236 | 64892.7236 | 0.7116 | 0.7116 | 820195.0636 | 820195.0636 | 0.056301 | 74403.3676 | 118.002 | 76679.5024 | 20HP Open Drip-Proof (ODP) Motor | Transportation Equipment | New
| IwaTgsd605 | 34133.4209 | 7366.3808 | 0 | 4548.8234 | 46048.6252 | 46264.7994 | 46264.7994 | 18458.4062 | 64723.2057 | 64723.2057 | 0.71147 | 0.71147 | 817200.81 | 817200.81 | 0.056349 | 74199.1291 | 117.8912 | 76398.3378 | 20HP Open Drip-Proof (ODP) Motor | Water and Wastewater | Turnover
| IwaNgsd605 | 34133.4209 | 7366.3808 | 0 | 4548.8234 | 46048.6252 | 46264.7994 | 46264.7994 | 18458.4062 | 64723.2057 | 64723.2057 | 0.71147 | 0.71147 | 817200.81 | 817200.81 | 0.056349 | 74199.1291 | 117.8912 | 76398.3378 | 20HP Open Drip-Proof (ODP) Motor | Water and Wastewater | New
| IagTgsd606 | 34241.7208 | 7368.3527 | 0 | 4567.6945 | 46177.768 | 46434.3173 | 46434.3173 | 18458.4062 | 64892.7236 | 64892.7236 | 0.7116 | 0.7116 | 4839.6432 | 4839.6432 | 9.5416 | 74403.3676 | 0.66649 | -1002.9572 | Cogged Belt on 15hp ODP Motor | Agriculture and Assembly | Turnover
| IagNgsd606 | 34241.7208 | 7368.3527 | 0 | 4567.6945 | 46177.768 | 46434.3173 | 46434.3173 | 18458.4062 | 64892.7236 | 64892.7236 | 0.7116 | 0.7116 | 4839.6432 | 4839.6432 | 9.5416 | 74403.3676 | 0.66649 | -1002.9572 | Cogged Belt on 15hp ODP Motor | Agriculture and Assembly | New
| IchTgsd606 | 34241.7208 | 7368.3527 | 0 | 4567.6945 | 46177.768 | 46434.3173 | 46434.3173 | 18458.4062 | 64892.7236 | 64892.7236 | 0.7116 | 0.7116 | 4839.6432 | 4839.6432 | 9.5416 | 74403.3676 | 0.66649 | -1002.9572 | Cogged Belt on 15hp ODP Motor | Chemicals and Plastics | Turnover
| IchNgsd606 | 34241.7208 | 7368.3527 | 0 | 4567.6945 | 46177.768 | 46434.3173 | 46434.3173 | 18458.4062 | 64892.7236 | 64892.7236 | 0.7116 | 0.7116 | 4839.6432 | 4839.6432 | 9.5416 | 74403.3676 | 0.66649 | -1002.9572 | Cogged Belt on 15hp ODP Motor | Chemicals and Plastics | New
| IcoTgsd606 | 34241.7208 | 7368.3527 | 0 | 4567.6945 | 46177.768 | 46434.3173 | 46434.3173 | 18458.4062 | 64892.7236 | 64892.7236 | 0.7116 | 0.7116 | 4839.6432 | 4839.6432 | 9.5416 | 74403.3676 | 0.66649 | -1002.9572 | Cogged Belt on 15hp ODP Motor | Construction | Turnover
| IcoNgsd606 | 34241.7208 | 7368.3527 | 0 | 4567.6945 | 46177.768 | 46434.3173 | 46434.3173 | 18458.4062 | 64892.7236 | 64892.7236 | 0.7116 | 0.7116 | 4839.6432 | 4839.6432 | 9.5416 | 74403.3676 | 0.66649 | -1002.9572 | Cogged Belt on 15hp ODP Motor | Construction | New
| IelTgsd606 | 34241.7208 | 7368.3527 | 0 | 4567.6945 | 46177.768 | 46434.3173 | 46434.3173 | 18458.4062 | 64892.7236 | 64892.7236 | 0.7116 | 0.7116 | 4839.6432 | 4839.6432 | 9.5416 | 74403.3676 | 0.66649 | -1002.9572 | Cogged Belt on 15hp ODP Motor | Electrical and Electronic Equip. | Turnover
| IelNgsd606 | 34241.7208 | 7368.3527 | 0 | 4567.6945 | 46177.768 | 46434.3173 | 46434.3173 | 18458.4062 | 64892.7236 | 64892.7236 | 0.7116 | 0.7116 | 4839.6432 | 4839.6432 | 9.5416 | 74403.3676 | 0.66649 | -1002.9572 | Cogged Belt on 15hp ODP Motor | Electrical and Electronic Equip. | New
| IluTgsd606 | 34241.7208 | 7368.3527 | 0 | 4567.6945 | 46177.768 | 46434.3173 | 46434.3173 | 18458.4062 | 64892.7236 | 64892.7236 | 0.7116 | 0.7116 | 4839.6432 | 4839.6432 | 9.5416 | 74403.3676 | 0.66649 | -1002.9572 | Cogged Belt on 15hp ODP Motor | Lumber/Furniture/Pulp/Paper | Turnover
| IluNgsd606 | 34241.7208 | 7368.3527 | 0 | 4567.6945 | 46177.768 | 46434.3173 | 46434.3173 | 18458.4062 | 64892.7236 | 64892.7236 | 0.7116 | 0.7116 | 4839.6432 | 4839.6432 | 9.5416 | 74403.3676 | 0.66649 | -1002.9572 | Cogged Belt on 15hp ODP Motor | Lumber/Furniture/Pulp/Paper | New
| ImeTgsd606 | 34241.7208 | 7368.3527 | 0 | 4567.6945 | 46177.768 | 46434.3173 | 46434.3173 | 18458.4062 | 64892.7236 | 64892.7236 | 0.7116 | 0.7116 | 4839.6432 | 4839.6432 | 9.5416 | 74403.3676 | 0.66649 | -1002.9572 | Cogged Belt on 15hp ODP Motor | Metal Products and Machinery | Turnover
| ImeNgsd606 | 34241.7208 | 7368.3527 | 0 | 4567.6945 | 46177.768 | 46434.3173 | 46434.3173 | 18458.4062 | 64892.7236 | 64892.7236 | 0.7116 | 0.7116 | 4839.6432 | 4839.6432 | 9.5416 | 74403.3676 | 0.66649 | -1002.9572 | Cogged Belt on 15hp ODP Motor | Metal Products and Machinery | New
| ImiTgsd606 | 34241.7208 | 7368.3527 | 0 | 4567.6945 | 46177.768 | 46434.3173 | 46434.3173 | 18458.4062 | 64892.7236 | 64892.7236 | 0.7116 | 0.7116 | 4839.6432 | 4839.6432 | 9.5416 | 74403.3676 | 0.66649 | -1002.9572 | Cogged Belt on 15hp ODP Motor | Miscellaneous Manufacturing | Turnover
| ImiNgsd606 | 34241.7208 | 7368.3527 | 0 | 4567.6945 | 46177.768 | 46434.3173 | 46434.3173 | 18458.4062 | 64892.7236 | 64892.7236 | 0.7116 | 0.7116 | 4839.6432 | 4839.6432 | 9.5416 | 74403.3676 | 0.66649 | -1002.9572 | Cogged Belt on 15hp ODP Motor | Miscellaneous Manufacturing | New
| IprTgsd606 | 34241.7208 | 7368.3527 | 0 | 4567.6945 | 46177.768 | 46434.3173 | 46434.3173 | 18458.4062 | 64892.7236 | 64892.7236 | 0.7116 | 0.7116 | 4839.6432 | 4839.6432 | 9.5416 | 74403.3676 | 0.66649 | -1002.9572 | Cogged Belt on 15hp ODP Motor | Primary Resources Industries | Turnover
| IprNgsd606 | 34241.7208 | 7368.3527 | 0 | 4567.6945 | 46177.768 | 46434.3173 | 46434.3173 | 18458.4062 | 64892.7236 | 64892.7236 | 0.7116 | 0.7116 | 4839.6432 | 4839.6432 | 9.5416 | 74403.3676 | 0.66649 | -1002.9572 | Cogged Belt on 15hp ODP Motor | Primary Resources Industries | New
| IstTgsd606 | 34241.7208 | 7368.3527 | 0 | 4567.6945 | 46177.768 | 46434.3173 | 46434.3173 | 18458.4062 | 64892.7236 | 64892.7236 | 0.7116 | 0.7116 | 4839.6432 | 4839.6432 | 9.5416 | 74403.3676 | 0.66649 | -1002.9572 | Cogged Belt on 15hp ODP Motor | Stone/Clay/Glass/Concrete | Turnover
| IstNgsd606 | 34241.7208 | 7368.3527 | 0 | 4567.6945 | 46177.768 | 46434.3173 | 46434.3173 | 18458.4062 | 64892.7236 | 64892.7236 | 0.7116 | 0.7116 | 4839.6432 | 4839.6432 | 9.5416 | 74403.3676 | 0.66649 | -1002.9572 | Cogged Belt on 15hp ODP Motor | Stone/Clay/Glass/Concrete | New
| IteTgsd606 | 34241.7208 | 7368.3527 | 0 | 4567.6945 | 46177.768 | 46434.3173 | 46434.3173 | 18458.4062 | 64892.7236 | 64892.7236 | 0.7116 | 0.7116 | 4839.6432 | 4839.6432 | 9.5416 | 74403.3676 | 0.66649 | -1002.9572 | Cogged Belt on 15hp ODP Motor | Textiles and Leather | Turnover
| IteNgsd606 | 34241.7208 | 7368.3527 | 0 | 4567.6945 | 46177.768 | 46434.3173 | 46434.3173 | 18458.4062 | 64892.7236 | 64892.7236 | 0.7116 | 0.7116 | 4839.6432 | 4839.6432 | 9.5416 | 74403.3676 | 0.66649 | -1002.9572 | Cogged Belt on 15hp ODP Motor | Textiles and Leather | New
| ItrTgsd606 | 34241.7208 | 7368.3527 | 0 | 4567.6945 | 46177.768 | 46434.3173 | 46434.3173 | 18458.4062 | 64892.7236 | 64892.7236 | 0.7116 | 0.7116 | 4839.6432 | 4839.6432 | 9.5416 | 74403.3676 | 0.66649 | -1002.9572 | Cogged Belt on 15hp ODP Motor | Transportation Equipment | Turnover
| ItrNgsd606 | 34241.7208 | 7368.3527 | 0 | 4567.6945 | 46177.768 | 46434.3173 | 46434.3173 | 18458.4062 | 64892.7236 | 64892.7236 | 0.7116 | 0.7116 | 4839.6432 | 4839.6432 | 9.5416 | 74403.3676 | 0.66649 | -1002.9572 | Cogged Belt on 15hp ODP Motor | Transportation Equipment | New
| IwaTgsd606 | 34133.4209 | 7366.3808 | 0 | 4548.8234 | 46048.6252 | 46264.7994 | 46264.7994 | 18458.4062 | 64723.2057 | 64723.2057 | 0.71147 | 0.71147 | 4821.9752 | 4821.9752 | 9.5497 | 74199.1291 | 0.66586 | -1000.5284 | Cogged Belt on 15hp ODP Motor | Water and Wastewater | Turnover
| IwaNgsd606 | 34133.4209 | 7366.3808 | 0 | 4548.8234 | 46048.6252 | 46264.7994 | 46264.7994 | 18458.4062 | 64723.2057 | 64723.2057 | 0.71147 | 0.71147 | 4821.9752 | 4821.9752 | 9.5497 | 74199.1291 | 0.66586 | -1000.5284 | Cogged Belt on 15hp ODP Motor | Water and Wastewater | New
| IagTgsd607 | 34241.7208 | 7368.3527 | 0 | 4567.6945 | 46177.768 | 46434.3173 | 46434.3173 | 18458.4062 | 64892.7236 | 64892.7236 | 0.7116 | 0.7116 | 4082.9538 | 4082.9538 | 11.3099 | 74403.3676 | 0.56228 | -1071.9476 | Cogged Belt on 40hp ODP Motor | Agriculture and Assembly | Turnover
| IagNgsd607 | 34241.7208 | 7368.3527 | 0 | 4567.6945 | 46177.768 | 46434.3173 | 46434.3173 | 18458.4062 | 64892.7236 | 64892.7236 | 0.7116 | 0.7116 | 4082.9538 | 4082.9538 | 11.3099 | 74403.3676 | 0.56228 | -1071.9476 | Cogged Belt on 40hp ODP Motor | Agriculture and Assembly | New
| IchTgsd607 | 34241.7208 | 7368.3527 | 0 | 4567.6945 | 46177.768 | 46434.3173 | 46434.3173 | 18458.4062 | 64892.7236 | 64892.7236 | 0.7116 | 0.7116 | 4082.9538 | 4082.9538 | 11.3099 | 74403.3676 | 0.56228 | -1071.9476 | Cogged Belt on 40hp ODP Motor | Chemicals and Plastics | Turnover
| IchNgsd607 | 34241.7208 | 7368.3527 | 0 | 4567.6945 | 46177.768 | 46434.3173 | 46434.3173 | 18458.4062 | 64892.7236 | 64892.7236 | 0.7116 | 0.7116 | 4082.9538 | 4082.9538 | 11.3099 | 74403.3676 | 0.56228 | -1071.9476 | Cogged Belt on 40hp ODP Motor | Chemicals and Plastics | New
| IcoTgsd607 | 34241.7208 | 7368.3527 | 0 | 4567.6945 | 46177.768 | 46434.3173 | 46434.3173 | 18458.4062 | 64892.7236 | 64892.7236 | 0.7116 | 0.7116 | 4082.9538 | 4082.9538 | 11.3099 | 74403.3676 | 0.56228 | -1071.9476 | Cogged Belt on 40hp ODP Motor | Construction | Turnover
| IcoNgsd607 | 34241.7208 | 7368.3527 | 0 | 4567.6945 | 46177.768 | 46434.3173 | 46434.3173 | 18458.4062 | 64892.7236 | 64892.7236 | 0.7116 | 0.7116 | 4082.9538 | 4082.9538 | 11.3099 | 74403.3676 | 0.56228 | -1071.9476 | Cogged Belt on 40hp ODP Motor | Construction | New
| IelTgsd607 | 34241.7208 | 7368.3527 | 0 | 4567.6945 | 46177.768 | 46434.3173 | 46434.3173 | 18458.4062 | 64892.7236 | 64892.7236 | 0.7116 | 0.7116 | 4082.9538 | 4082.9538 | 11.3099 | 74403.3676 | 0.56228 | -1071.9476 | Cogged Belt on 40hp ODP Motor | Electrical and Electronic Equip. | Turnover
| IelNgsd607 | 34241.7208 | 7368.3527 | 0 | 4567.6945 | 46177.768 | 46434.3173 | 46434.3173 | 18458.4062 | 64892.7236 | 64892.7236 | 0.7116 | 0.7116 | 4082.9538 | 4082.9538 | 11.3099 | 74403.3676 | 0.56228 | -1071.9476 | Cogged Belt on 40hp ODP Motor | Electrical and Electronic Equip. | New
| IluTgsd607 | 34241.7208 | 7368.3527 | 0 | 4567.6945 | 46177.768 | 46434.3173 | 46434.3173 | 18458.4062 | 64892.7236 | 64892.7236 | 0.7116 | 0.7116 | 4082.9538 | 4082.9538 | 11.3099 | 74403.3676 | 0.56228 | -1071.9476 | Cogged Belt on 40hp ODP Motor | Lumber/Furniture/Pulp/Paper | Turnover
| IluNgsd607 | 34241.7208 | 7368.3527 | 0 | 4567.6945 | 46177.768 | 46434.3173 | 46434.3173 | 18458.4062 | 64892.7236 | 64892.7236 | 0.7116 | 0.7116 | 4082.9538 | 4082.9538 | 11.3099 | 74403.3676 | 0.56228 | -1071.9476 | Cogged Belt on 40hp ODP Motor | Lumber/Furniture/Pulp/Paper | New
| ImeTgsd607 | 34241.7208 | 7368.3527 | 0 | 4567.6945 | 46177.768 | 46434.3173 | 46434.3173 | 18458.4062 | 64892.7236 | 64892.7236 | 0.7116 | 0.7116 | 4082.9538 | 4082.9538 | 11.3099 | 74403.3676 | 0.56228 | -1071.9476 | Cogged Belt on 40hp ODP Motor | Metal Products and Machinery | Turnover
| ImeNgsd607 | 34241.7208 | 7368.3527 | 0 | 4567.6945 | 46177.768 | 46434.3173 | 46434.3173 | 18458.4062 | 64892.7236 | 64892.7236 | 0.7116 | 0.7116 | 4082.9538 | 4082.9538 | 11.3099 | 74403.3676 | 0.56228 | -1071.9476 | Cogged Belt on 40hp ODP Motor | Metal Products and Machinery | New
| ImiTgsd607 | 34241.7208 | 7368.3527 | 0 | 4567.6945 | 46177.768 | 46434.3173 | 46434.3173 | 18458.4062 | 64892.7236 | 64892.7236 | 0.7116 | 0.7116 | 4082.9538 | 4082.9538 | 11.3099 | 74403.3676 | 0.56228 | -1071.9476 | Cogged Belt on 40hp ODP Motor | Miscellaneous Manufacturing | Turnover
| ImiNgsd607 | 34241.7208 | 7368.3527 | 0 | 4567.6945 | 46177.768 | 46434.3173 | 46434.3173 | 18458.4062 | 64892.7236 | 64892.7236 | 0.7116 | 0.7116 | 4082.9538 | 4082.9538 | 11.3099 | 74403.3676 | 0.56228 | -1071.9476 | Cogged Belt on 40hp ODP Motor | Miscellaneous Manufacturing | New
| IprTgsd607 | 34241.7208 | 7368.3527 | 0 | 4567.6945 | 46177.768 | 46434.3173 | 46434.3173 | 18458.4062 | 64892.7236 | 64892.7236 | 0.7116 | 0.7116 | 4082.9538 | 4082.9538 | 11.3099 | 74403.3676 | 0.56228 | -1071.9476 | Cogged Belt on 40hp ODP Motor | Primary Resources Industries | Turnover
| IprNgsd607 | 34241.7208 | 7368.3527 | 0 | 4567.6945 | 46177.768 | 46434.3173 | 46434.3173 | 18458.4062 | 64892.7236 | 64892.7236 | 0.7116 | 0.7116 | 4082.9538 | 4082.9538 | 11.3099 | 74403.3676 | 0.56228 | -1071.9476 | Cogged Belt on 40hp ODP Motor | Primary Resources Industries | New
| IstTgsd607 | 34241.7208 | 7368.3527 | 0 | 4567.6945 | 46177.768 | 46434.3173 | 46434.3173 | 18458.4062 | 64892.7236 | 64892.7236 | 0.7116 | 0.7116 | 4082.9538 | 4082.9538 | 11.3099 | 74403.3676 | 0.56228 | -1071.9476 | Cogged Belt on 40hp ODP Motor | Stone/Clay/Glass/Concrete | Turnover
| IstNgsd607 | 34241.7208 | 7368.3527 | 0 | 4567.6945 | 46177.768 | 46434.3173 | 46434.3173 | 18458.4062 | 64892.7236 | 64892.7236 | 0.7116 | 0.7116 | 4082.9538 | 4082.9538 | 11.3099 | 74403.3676 | 0.56228 | -1071.9476 | Cogged Belt on 40hp ODP Motor | Stone/Clay/Glass/Concrete | New
| IteTgsd607 | 34241.7208 | 7368.3527 | 0 | 4567.6945 | 46177.768 | 46434.3173 | 46434.3173 | 18458.4062 | 64892.7236 | 64892.7236 | 0.7116 | 0.7116 | 4082.9538 | 4082.9538 | 11.3099 | 74403.3676 | 0.56228 | -1071.9476 | Cogged Belt on 40hp ODP Motor | Textiles and Leather | Turnover
| IteNgsd607 | 34241.7208 | 7368.3527 | 0 | 4567.6945 | 46177.768 | 46434.3173 | 46434.3173 | 18458.4062 | 64892.7236 | 64892.7236 | 0.7116 | 0.7116 | 4082.9538 | 4082.9538 | 11.3099 | 74403.3676 | 0.56228 | -1071.9476 | Cogged Belt on 40hp ODP Motor | Textiles and Leather | New
| ItrTgsd607 | 34241.7208 | 7368.3527 | 0 | 4567.6945 | 46177.768 | 46434.3173 | 46434.3173 | 18458.4062 | 64892.7236 | 64892.7236 | 0.7116 | 0.7116 | 4082.9538 | 4082.9538 | 11.3099 | 74403.3676 | 0.56228 | -1071.9476 | Cogged Belt on 40hp ODP Motor | Transportation Equipment | Turnover
| ItrNgsd607 | 34241.7208 | 7368.3527 | 0 | 4567.6945 | 46177.768 | 46434.3173 | 46434.3173 | 18458.4062 | 64892.7236 | 64892.7236 | 0.7116 | 0.7116 | 4082.9538 | 4082.9538 | 11.3099 | 74403.3676 | 0.56228 | -1071.9476 | Cogged Belt on 40hp ODP Motor | Transportation Equipment | New
| IwaTgsd607 | 34133.4209 | 7366.3808 | 0 | 4548.8234 | 46048.6252 | 46264.7994 | 46264.7994 | 18458.4062 | 64723.2057 | 64723.2057 | 0.71147 | 0.71147 | 4068.0482 | 4068.0482 | 11.3196 | 74199.1291 | 0.56175 | -1069.2669 | Cogged Belt on 40hp ODP Motor | Water and Wastewater | Turnover
| IwaNgsd607 | 34133.4209 | 7366.3808 | 0 | 4548.8234 | 46048.6252 | 46264.7994 | 46264.7994 | 18458.4062 | 64723.2057 | 64723.2057 | 0.71147 | 0.71147 | 4068.0482 | 4068.0482 | 11.3196 | 74199.1291 | 0.56175 | -1069.2669 | Cogged Belt on 40hp ODP Motor | Water and Wastewater | New
| IagEgsd608 | 34241.7208 | 7368.3527 | 0 | 4567.6945 | 46177.768 | 46434.3173 | 46434.3173 | 18458.4062 | 64892.7236 | 64892.7236 | 0.7116 | 0.7116 | 89320.7954 | 89320.7954 | 0.51699 | 74403.3676 | 5.4997 | 2196.8656 | Low Pressure Sprinkler Nozzles | Agriculture and Assembly | Existing
| IagNgsd608 | 34241.7208 | 7368.3527 | 0 | 4567.6945 | 46177.768 | 46434.3173 | 46434.3173 | 18458.4062 | 64892.7236 | 64892.7236 | 0.7116 | 0.7116 | 89320.7954 | 89320.7954 | 0.51699 | 74403.3676 | 5.4997 | 2196.8656 | Low Pressure Sprinkler Nozzles | Agriculture and Assembly | New
| IchEgsd608 | 34241.7208 | 7368.3527 | 0 | 4567.6945 | 46177.768 | 46434.3173 | 46434.3173 | 18458.4062 | 64892.7236 | 64892.7236 | 0.7116 | 0.7116 | 89320.7954 | 89320.7954 | 0.51699 | 74403.3676 | 5.4997 | 2196.8656 | Low Pressure Sprinkler Nozzles | Chemicals and Plastics | Existing
| IchNgsd608 | 34241.7208 | 7368.3527 | 0 | 4567.6945 | 46177.768 | 46434.3173 | 46434.3173 | 18458.4062 | 64892.7236 | 64892.7236 | 0.7116 | 0.7116 | 89320.7954 | 89320.7954 | 0.51699 | 74403.3676 | 5.4997 | 2196.8656 | Low Pressure Sprinkler Nozzles | Chemicals and Plastics | New
| IcoEgsd608 | 34241.7208 | 7368.3527 | 0 | 4567.6945 | 46177.768 | 46434.3173 | 46434.3173 | 18458.4062 | 64892.7236 | 64892.7236 | 0.7116 | 0.7116 | 89320.7954 | 89320.7954 | 0.51699 | 74403.3676 | 5.4997 | 2196.8656 | Low Pressure Sprinkler Nozzles | Construction | Existing
| IcoNgsd608 | 34241.7208 | 7368.3527 | 0 | 4567.6945 | 46177.768 | 46434.3173 | 46434.3173 | 18458.4062 | 64892.7236 | 64892.7236 | 0.7116 | 0.7116 | 89320.7954 | 89320.7954 | 0.51699 | 74403.3676 | 5.4997 | 2196.8656 | Low Pressure Sprinkler Nozzles | Construction | New
| IelEgsd608 | 34241.7208 | 7368.3527 | 0 | 4567.6945 | 46177.768 | 46434.3173 | 46434.3173 | 18458.4062 | 64892.7236 | 64892.7236 | 0.7116 | 0.7116 | 89320.7954 | 89320.7954 | 0.51699 | 74403.3676 | 5.4997 | 2196.8656 | Low Pressure Sprinkler Nozzles | Electrical and Electronic Equip. | Existing
| IelNgsd608 | 34241.7208 | 7368.3527 | 0 | 4567.6945 | 46177.768 | 46434.3173 | 46434.3173 | 18458.4062 | 64892.7236 | 64892.7236 | 0.7116 | 0.7116 | 89320.7954 | 89320.7954 | 0.51699 | 74403.3676 | 5.4997 | 2196.8656 | Low Pressure Sprinkler Nozzles | Electrical and Electronic Equip. | New
| IluEgsd608 | 34241.7208 | 7368.3527 | 0 | 4567.6945 | 46177.768 | 46434.3173 | 46434.3173 | 18458.4062 | 64892.7236 | 64892.7236 | 0.7116 | 0.7116 | 89320.7954 | 89320.7954 | 0.51699 | 74403.3676 | 5.4997 | 2196.8656 | Low Pressure Sprinkler Nozzles | Lumber/Furniture/Pulp/Paper | Existing
| IluNgsd608 | 34241.7208 | 7368.3527 | 0 | 4567.6945 | 46177.768 | 46434.3173 | 46434.3173 | 18458.4062 | 64892.7236 | 64892.7236 | 0.7116 | 0.7116 | 89320.7954 | 89320.7954 | 0.51699 | 74403.3676 | 5.4997 | 2196.8656 | Low Pressure Sprinkler Nozzles | Lumber/Furniture/Pulp/Paper | New
| ImeEgsd608 | 34241.7208 | 7368.3527 | 0 | 4567.6945 | 46177.768 | 46434.3173 | 46434.3173 | 18458.4062 | 64892.7236 | 64892.7236 | 0.7116 | 0.7116 | 89320.7954 | 89320.7954 | 0.51699 | 74403.3676 | 5.4997 | 2196.8656 | Low Pressure Sprinkler Nozzles | Metal Products and Machinery | Existing
| ImeNgsd608 | 34241.7208 | 7368.3527 | 0 | 4567.6945 | 46177.768 | 46434.3173 | 46434.3173 | 18458.4062 | 64892.7236 | 64892.7236 | 0.7116 | 0.7116 | 89320.7954 | 89320.7954 | 0.51699 | 74403.3676 | 5.4997 | 2196.8656 | Low Pressure Sprinkler Nozzles | Metal Products and Machinery | New
| ImiEgsd608 | 34241.7208 | 7368.3527 | 0 | 4567.6945 | 46177.768 | 46434.3173 | 46434.3173 | 18458.4062 | 64892.7236 | 64892.7236 | 0.7116 | 0.7116 | 89320.7954 | 89320.7954 | 0.51699 | 74403.3676 | 5.4997 | 2196.8656 | Low Pressure Sprinkler Nozzles | Miscellaneous Manufacturing | Existing
| ImiNgsd608 | 34241.7208 | 7368.3527 | 0 | 4567.6945 | 46177.768 | 46434.3173 | 46434.3173 | 18458.4062 | 64892.7236 | 64892.7236 | 0.7116 | 0.7116 | 89320.7954 | 89320.7954 | 0.51699 | 74403.3676 | 5.4997 | 2196.8656 | Low Pressure Sprinkler Nozzles | Miscellaneous Manufacturing | New
| IprEgsd608 | 34241.7208 | 7368.3527 | 0 | 4567.6945 | 46177.768 | 46434.3173 | 46434.3173 | 18458.4062 | 64892.7236 | 64892.7236 | 0.7116 | 0.7116 | 89320.7954 | 89320.7954 | 0.51699 | 74403.3676 | 5.4997 | 2196.8656 | Low Pressure Sprinkler Nozzles | Primary Resources Industries | Existing
| IprNgsd608 | 34241.7208 | 7368.3527 | 0 | 4567.6945 | 46177.768 | 46434.3173 | 46434.3173 | 18458.4062 | 64892.7236 | 64892.7236 | 0.7116 | 0.7116 | 89320.7954 | 89320.7954 | 0.51699 | 74403.3676 | 5.4997 | 2196.8656 | Low Pressure Sprinkler Nozzles | Primary Resources Industries | New
| IstEgsd608 | 34241.7208 | 7368.3527 | 0 | 4567.6945 | 46177.768 | 46434.3173 | 46434.3173 | 18458.4062 | 64892.7236 | 64892.7236 | 0.7116 | 0.7116 | 89320.7954 | 89320.7954 | 0.51699 | 74403.3676 | 5.4997 | 2196.8656 | Low Pressure Sprinkler Nozzles | Stone/Clay/Glass/Concrete | Existing
| IstNgsd608 | 34241.7208 | 7368.3527 | 0 | 4567.6945 | 46177.768 | 46434.3173 | 46434.3173 | 18458.4062 | 64892.7236 | 64892.7236 | 0.7116 | 0.7116 | 89320.7954 | 89320.7954 | 0.51699 | 74403.3676 | 5.4997 | 2196.8656 | Low Pressure Sprinkler Nozzles | Stone/Clay/Glass/Concrete | New
| IteEgsd608 | 34241.7208 | 7368.3527 | 0 | 4567.6945 | 46177.768 | 46434.3173 | 46434.3173 | 18458.4062 | 64892.7236 | 64892.7236 | 0.7116 | 0.7116 | 89320.7954 | 89320.7954 | 0.51699 | 74403.3676 | 5.4997 | 2196.8656 | Low Pressure Sprinkler Nozzles | Textiles and Leather | Existing
| IteNgsd608 | 34241.7208 | 7368.3527 | 0 | 4567.6945 | 46177.768 | 46434.3173 | 46434.3173 | 18458.4062 | 64892.7236 | 64892.7236 | 0.7116 | 0.7116 | 89320.7954 | 89320.7954 | 0.51699 | 74403.3676 | 5.4997 | 2196.8656 | Low Pressure Sprinkler Nozzles | Textiles and Leather | New
| ItrEgsd608 | 34241.7208 | 7368.3527 | 0 | 4567.6945 | 46177.768 | 46434.3173 | 46434.3173 | 18458.4062 | 64892.7236 | 64892.7236 | 0.7116 | 0.7116 | 89320.7954 | 89320.7954 | 0.51699 | 74403.3676 | 5.4997 | 2196.8656 | Low Pressure Sprinkler Nozzles | Transportation Equipment | Existing
| ItrNgsd608 | 34241.7208 | 7368.3527 | 0 | 4567.6945 | 46177.768 | 46434.3173 | 46434.3173 | 18458.4062 | 64892.7236 | 64892.7236 | 0.7116 | 0.7116 | 89320.7954 | 89320.7954 | 0.51699 | 74403.3676 | 5.4997 | 2196.8656 | Low Pressure Sprinkler Nozzles | Transportation Equipment | New
| IwaEgsd608 | 34133.4209 | 7366.3808 | 0 | 4548.8234 | 46048.6252 | 46264.7994 | 46264.7994 | 18458.4062 | 64723.2057 | 64723.2057 | 0.71147 | 0.71147 | 88994.7175 | 88994.7175 | 0.51743 | 74199.1291 | 5.4945 | 2187.6129 | Low Pressure Sprinkler Nozzles | Water and Wastewater | Existing
| IwaNgsd608 | 34133.4209 | 7366.3808 | 0 | 4548.8234 | 46048.6252 | 46264.7994 | 46264.7994 | 18458.4062 | 64723.2057 | 64723.2057 | 0.71147 | 0.71147 | 88994.7175 | 88994.7175 | 0.51743 | 74199.1291 | 5.4945 | 2187.6129 | Low Pressure Sprinkler Nozzles | Water and Wastewater | New
| IagTgsd609 | 34241.7208 | 7368.3527 | 0 | 4567.6945 | 46177.768 | 46434.3173 | 46434.3173 | 18458.4062 | 64892.7236 | 64892.7236 | 0.7116 | 0.7116 | 28428.0114 | 28428.0114 | 1.6244 | 74403.3676 | 3.9149 | 1147.6893 | Synchronous Belt on 15hp ODP Motor | Agriculture and Assembly | Turnover
| IagNgsd609 | 34241.7208 | 7368.3527 | 0 | 4567.6945 | 46177.768 | 46434.3173 | 46434.3173 | 18458.4062 | 64892.7236 | 64892.7236 | 0.7116 | 0.7116 | 28428.0114 | 28428.0114 | 1.6244 | 74403.3676 | 3.9149 | 1147.6893 | Synchronous Belt on 15hp ODP Motor | Agriculture and Assembly | New
| IchTgsd609 | 34241.7208 | 7368.3527 | 0 | 4567.6945 | 46177.768 | 46434.3173 | 46434.3173 | 18458.4062 | 64892.7236 | 64892.7236 | 0.7116 | 0.7116 | 28428.0114 | 28428.0114 | 1.6244 | 74403.3676 | 3.9149 | 1147.6893 | Synchronous Belt on 15hp ODP Motor | Chemicals and Plastics | Turnover
| IchNgsd609 | 34241.7208 | 7368.3527 | 0 | 4567.6945 | 46177.768 | 46434.3173 | 46434.3173 | 18458.4062 | 64892.7236 | 64892.7236 | 0.7116 | 0.7116 | 28428.0114 | 28428.0114 | 1.6244 | 74403.3676 | 3.9149 | 1147.6893 | Synchronous Belt on 15hp ODP Motor | Chemicals and Plastics | New
| IcoTgsd609 | 34241.7208 | 7368.3527 | 0 | 4567.6945 | 46177.768 | 46434.3173 | 46434.3173 | 18458.4062 | 64892.7236 | 64892.7236 | 0.7116 | 0.7116 | 28428.0114 | 28428.0114 | 1.6244 | 74403.3676 | 3.9149 | 1147.6893 | Synchronous Belt on 15hp ODP Motor | Construction | Turnover
| IcoNgsd609 | 34241.7208 | 7368.3527 | 0 | 4567.6945 | 46177.768 | 46434.3173 | 46434.3173 | 18458.4062 | 64892.7236 | 64892.7236 | 0.7116 | 0.7116 | 28428.0114 | 28428.0114 | 1.6244 | 74403.3676 | 3.9149 | 1147.6893 | Synchronous Belt on 15hp ODP Motor | Construction | New
| IelTgsd609 | 34241.7208 | 7368.3527 | 0 | 4567.6945 | 46177.768 | 46434.3173 | 46434.3173 | 18458.4062 | 64892.7236 | 64892.7236 | 0.7116 | 0.7116 | 28428.0114 | 28428.0114 | 1.6244 | 74403.3676 | 3.9149 | 1147.6893 | Synchronous Belt on 15hp ODP Motor | Electrical and Electronic Equip. | Turnover
| IelNgsd609 | 34241.7208 | 7368.3527 | 0 | 4567.6945 | 46177.768 | 46434.3173 | 46434.3173 | 18458.4062 | 64892.7236 | 64892.7236 | 0.7116 | 0.7116 | 28428.0114 | 28428.0114 | 1.6244 | 74403.3676 | 3.9149 | 1147.6893 | Synchronous Belt on 15hp ODP Motor | Electrical and Electronic Equip. | New
| IluTgsd609 | 34241.7208 | 7368.3527 | 0 | 4567.6945 | 46177.768 | 46434.3173 | 46434.3173 | 18458.4062 | 64892.7236 | 64892.7236 | 0.7116 | 0.7116 | 28428.0114 | 28428.0114 | 1.6244 | 74403.3676 | 3.9149 | 1147.6893 | Synchronous Belt on 15hp ODP Motor | Lumber/Furniture/Pulp/Paper | Turnover
| IluNgsd609 | 34241.7208 | 7368.3527 | 0 | 4567.6945 | 46177.768 | 46434.3173 | 46434.3173 | 18458.4062 | 64892.7236 | 64892.7236 | 0.7116 | 0.7116 | 28428.0114 | 28428.0114 | 1.6244 | 74403.3676 | 3.9149 | 1147.6893 | Synchronous Belt on 15hp ODP Motor | Lumber/Furniture/Pulp/Paper | New
| ImeTgsd609 | 34241.7208 | 7368.3527 | 0 | 4567.6945 | 46177.768 | 46434.3173 | 46434.3173 | 18458.4062 | 64892.7236 | 64892.7236 | 0.7116 | 0.7116 | 28428.0114 | 28428.0114 | 1.6244 | 74403.3676 | 3.9149 | 1147.6893 | Synchronous Belt on 15hp ODP Motor | Metal Products and Machinery | Turnover
| ImeNgsd609 | 34241.7208 | 7368.3527 | 0 | 4567.6945 | 46177.768 | 46434.3173 | 46434.3173 | 18458.4062 | 64892.7236 | 64892.7236 | 0.7116 | 0.7116 | 28428.0114 | 28428.0114 | 1.6244 | 74403.3676 | 3.9149 | 1147.6893 | Synchronous Belt on 15hp ODP Motor | Metal Products and Machinery | New
| ImiTgsd609 | 34241.7208 | 7368.3527 | 0 | 4567.6945 | 46177.768 | 46434.3173 | 46434.3173 | 18458.4062 | 64892.7236 | 64892.7236 | 0.7116 | 0.7116 | 28428.0114 | 28428.0114 | 1.6244 | 74403.3676 | 3.9149 | 1147.6893 | Synchronous Belt on 15hp ODP Motor | Miscellaneous Manufacturing | Turnover
| ImiNgsd609 | 34241.7208 | 7368.3527 | 0 | 4567.6945 | 46177.768 | 46434.3173 | 46434.3173 | 18458.4062 | 64892.7236 | 64892.7236 | 0.7116 | 0.7116 | 28428.0114 | 28428.0114 | 1.6244 | 74403.3676 | 3.9149 | 1147.6893 | Synchronous Belt on 15hp ODP Motor | Miscellaneous Manufacturing | New
| IprTgsd609 | 34241.7208 | 7368.3527 | 0 | 4567.6945 | 46177.768 | 46434.3173 | 46434.3173 | 18458.4062 | 64892.7236 | 64892.7236 | 0.7116 | 0.7116 | 28428.0114 | 28428.0114 | 1.6244 | 74403.3676 | 3.9149 | 1147.6893 | Synchronous Belt on 15hp ODP Motor | Primary Resources Industries | Turnover
| IprNgsd609 | 34241.7208 | 7368.3527 | 0 | 4567.6945 | 46177.768 | 46434.3173 | 46434.3173 | 18458.4062 | 64892.7236 | 64892.7236 | 0.7116 | 0.7116 | 28428.0114 | 28428.0114 | 1.6244 | 74403.3676 | 3.9149 | 1147.6893 | Synchronous Belt on 15hp ODP Motor | Primary Resources Industries | New
| IstTgsd609 | 34241.7208 | 7368.3527 | 0 | 4567.6945 | 46177.768 | 46434.3173 | 46434.3173 | 18458.4062 | 64892.7236 | 64892.7236 | 0.7116 | 0.7116 | 28428.0114 | 28428.0114 | 1.6244 | 74403.3676 | 3.9149 | 1147.6893 | Synchronous Belt on 15hp ODP Motor | Stone/Clay/Glass/Concrete | Turnover
| IstNgsd609 | 34241.7208 | 7368.3527 | 0 | 4567.6945 | 46177.768 | 46434.3173 | 46434.3173 | 18458.4062 | 64892.7236 | 64892.7236 | 0.7116 | 0.7116 | 28428.0114 | 28428.0114 | 1.6244 | 74403.3676 | 3.9149 | 1147.6893 | Synchronous Belt on 15hp ODP Motor | Stone/Clay/Glass/Concrete | New
| IteTgsd609 | 34241.7208 | 7368.3527 | 0 | 4567.6945 | 46177.768 | 46434.3173 | 46434.3173 | 18458.4062 | 64892.7236 | 64892.7236 | 0.7116 | 0.7116 | 28428.0114 | 28428.0114 | 1.6244 | 74403.3676 | 3.9149 | 1147.6893 | Synchronous Belt on 15hp ODP Motor | Textiles and Leather | Turnover
| IteNgsd609 | 34241.7208 | 7368.3527 | 0 | 4567.6945 | 46177.768 | 46434.3173 | 46434.3173 | 18458.4062 | 64892.7236 | 64892.7236 | 0.7116 | 0.7116 | 28428.0114 | 28428.0114 | 1.6244 | 74403.3676 | 3.9149 | 1147.6893 | Synchronous Belt on 15hp ODP Motor | Textiles and Leather | New
| ItrTgsd609 | 34241.7208 | 7368.3527 | 0 | 4567.6945 | 46177.768 | 46434.3173 | 46434.3173 | 18458.4062 | 64892.7236 | 64892.7236 | 0.7116 | 0.7116 | 28428.0114 | 28428.0114 | 1.6244 | 74403.3676 | 3.9149 | 1147.6893 | Synchronous Belt on 15hp ODP Motor | Transportation Equipment | Turnover
| ItrNgsd609 | 34241.7208 | 7368.3527 | 0 | 4567.6945 | 46177.768 | 46434.3173 | 46434.3173 | 18458.4062 | 64892.7236 | 64892.7236 | 0.7116 | 0.7116 | 28428.0114 | 28428.0114 | 1.6244 | 74403.3676 | 3.9149 | 1147.6893 | Synchronous Belt on 15hp ODP Motor | Transportation Equipment | New
| IwaTgsd609 | 34133.4209 | 7366.3808 | 0 | 4548.8234 | 46048.6252 | 46264.7994 | 46264.7994 | 18458.4062 | 64723.2057 | 64723.2057 | 0.71147 | 0.71147 | 28324.2302 | 28324.2302 | 1.6258 | 74199.1291 | 3.9113 | 1142.2668 | Synchronous Belt on 15hp ODP Motor | Water and Wastewater | Turnover
| IwaNgsd609 | 34133.4209 | 7366.3808 | 0 | 4548.8234 | 46048.6252 | 46264.7994 | 46264.7994 | 18458.4062 | 64723.2057 | 64723.2057 | 0.71147 | 0.71147 | 28324.2302 | 28324.2302 | 1.6258 | 74199.1291 | 3.9113 | 1142.2668 | Synchronous Belt on 15hp ODP Motor | Water and Wastewater | New
| IagTgsd610 | 34241.7208 | 7368.3527 | 0 | 4567.6945 | 46177.768 | 46434.3173 | 46434.3173 | 18458.4062 | 64892.7236 | 64892.7236 | 0.7116 | 0.7116 | 33727.3911 | 33727.3911 | 1.3691 | 74403.3676 | 4.6447 | 1630.8549 | Synchronous Belt on 5hp ODP Motor | Agriculture and Assembly | Turnover
| IagNgsd610 | 34241.7208 | 7368.3527 | 0 | 4567.6945 | 46177.768 | 46434.3173 | 46434.3173 | 18458.4062 | 64892.7236 | 64892.7236 | 0.7116 | 0.7116 | 33727.3911 | 33727.3911 | 1.3691 | 74403.3676 | 4.6447 | 1630.8549 | Synchronous Belt on 5hp ODP Motor | Agriculture and Assembly | New
| IchTgsd610 | 34241.7208 | 7368.3527 | 0 | 4567.6945 | 46177.768 | 46434.3173 | 46434.3173 | 18458.4062 | 64892.7236 | 64892.7236 | 0.7116 | 0.7116 | 33727.3911 | 33727.3911 | 1.3691 | 74403.3676 | 4.6447 | 1630.8549 | Synchronous Belt on 5hp ODP Motor | Chemicals and Plastics | Turnover
| IchNgsd610 | 34241.7208 | 7368.3527 | 0 | 4567.6945 | 46177.768 | 46434.3173 | 46434.3173 | 18458.4062 | 64892.7236 | 64892.7236 | 0.7116 | 0.7116 | 33727.3911 | 33727.3911 | 1.3691 | 74403.3676 | 4.6447 | 1630.8549 | Synchronous Belt on 5hp ODP Motor | Chemicals and Plastics | New
| IcoTgsd610 | 34241.7208 | 7368.3527 | 0 | 4567.6945 | 46177.768 | 46434.3173 | 46434.3173 | 18458.4062 | 64892.7236 | 64892.7236 | 0.7116 | 0.7116 | 33727.3911 | 33727.3911 | 1.3691 | 74403.3676 | 4.6447 | 1630.8549 | Synchronous Belt on 5hp ODP Motor | Construction | Turnover
| IcoNgsd610 | 34241.7208 | 7368.3527 | 0 | 4567.6945 | 46177.768 | 46434.3173 | 46434.3173 | 18458.4062 | 64892.7236 | 64892.7236 | 0.7116 | 0.7116 | 33727.3911 | 33727.3911 | 1.3691 | 74403.3676 | 4.6447 | 1630.8549 | Synchronous Belt on 5hp ODP Motor | Construction | New
| IelTgsd610 | 34241.7208 | 7368.3527 | 0 | 4567.6945 | 46177.768 | 46434.3173 | 46434.3173 | 18458.4062 | 64892.7236 | 64892.7236 | 0.7116 | 0.7116 | 33727.3911 | 33727.3911 | 1.3691 | 74403.3676 | 4.6447 | 1630.8549 | Synchronous Belt on 5hp ODP Motor | Electrical and Electronic Equip. | Turnover
| IelNgsd610 | 34241.7208 | 7368.3527 | 0 | 4567.6945 | 46177.768 | 46434.3173 | 46434.3173 | 18458.4062 | 64892.7236 | 64892.7236 | 0.7116 | 0.7116 | 33727.3911 | 33727.3911 | 1.3691 | 74403.3676 | 4.6447 | 1630.8549 | Synchronous Belt on 5hp ODP Motor | Electrical and Electronic Equip. | New
| IluTgsd610 | 34241.7208 | 7368.3527 | 0 | 4567.6945 | 46177.768 | 46434.3173 | 46434.3173 | 18458.4062 | 64892.7236 | 64892.7236 | 0.7116 | 0.7116 | 33727.3911 | 33727.3911 | 1.3691 | 74403.3676 | 4.6447 | 1630.8549 | Synchronous Belt on 5hp ODP Motor | Lumber/Furniture/Pulp/Paper | Turnover
| IluNgsd610 | 34241.7208 | 7368.3527 | 0 | 4567.6945 | 46177.768 | 46434.3173 | 46434.3173 | 18458.4062 | 64892.7236 | 64892.7236 | 0.7116 | 0.7116 | 33727.3911 | 33727.3911 | 1.3691 | 74403.3676 | 4.6447 | 1630.8549 | Synchronous Belt on 5hp ODP Motor | Lumber/Furniture/Pulp/Paper | New
| ImeTgsd610 | 34241.7208 | 7368.3527 | 0 | 4567.6945 | 46177.768 | 46434.3173 | 46434.3173 | 18458.4062 | 64892.7236 | 64892.7236 | 0.7116 | 0.7116 | 33727.3911 | 33727.3911 | 1.3691 | 74403.3676 | 4.6447 | 1630.8549 | Synchronous Belt on 5hp ODP Motor | Metal Products and Machinery | Turnover
| ImeNgsd610 | 34241.7208 | 7368.3527 | 0 | 4567.6945 | 46177.768 | 46434.3173 | 46434.3173 | 18458.4062 | 64892.7236 | 64892.7236 | 0.7116 | 0.7116 | 33727.3911 | 33727.3911 | 1.3691 | 74403.3676 | 4.6447 | 1630.8549 | Synchronous Belt on 5hp ODP Motor | Metal Products and Machinery | New
| ImiTgsd610 | 34241.7208 | 7368.3527 | 0 | 4567.6945 | 46177.768 | 46434.3173 | 46434.3173 | 18458.4062 | 64892.7236 | 64892.7236 | 0.7116 | 0.7116 | 33727.3911 | 33727.3911 | 1.3691 | 74403.3676 | 4.6447 | 1630.8549 | Synchronous Belt on 5hp ODP Motor | Miscellaneous Manufacturing | Turnover
| ImiNgsd610 | 34241.7208 | 7368.3527 | 0 | 4567.6945 | 46177.768 | 46434.3173 | 46434.3173 | 18458.4062 | 64892.7236 | 64892.7236 | 0.7116 | 0.7116 | 33727.3911 | 33727.3911 | 1.3691 | 74403.3676 | 4.6447 | 1630.8549 | Synchronous Belt on 5hp ODP Motor | Miscellaneous Manufacturing | New
| IprTgsd610 | 34241.7208 | 7368.3527 | 0 | 4567.6945 | 46177.768 | 46434.3173 | 46434.3173 | 18458.4062 | 64892.7236 | 64892.7236 | 0.7116 | 0.7116 | 33727.3911 | 33727.3911 | 1.3691 | 74403.3676 | 4.6447 | 1630.8549 | Synchronous Belt on 5hp ODP Motor | Primary Resources Industries | Turnover
| IprNgsd610 | 34241.7208 | 7368.3527 | 0 | 4567.6945 | 46177.768 | 46434.3173 | 46434.3173 | 18458.4062 | 64892.7236 | 64892.7236 | 0.7116 | 0.7116 | 33727.3911 | 33727.3911 | 1.3691 | 74403.3676 | 4.6447 | 1630.8549 | Synchronous Belt on 5hp ODP Motor | Primary Resources Industries | New
| IstTgsd610 | 34241.7208 | 7368.3527 | 0 | 4567.6945 | 46177.768 | 46434.3173 | 46434.3173 | 18458.4062 | 64892.7236 | 64892.7236 | 0.7116 | 0.7116 | 33727.3911 | 33727.3911 | 1.3691 | 74403.3676 | 4.6447 | 1630.8549 | Synchronous Belt on 5hp ODP Motor | Stone/Clay/Glass/Concrete | Turnover
| IstNgsd610 | 34241.7208 | 7368.3527 | 0 | 4567.6945 | 46177.768 | 46434.3173 | 46434.3173 | 18458.4062 | 64892.7236 | 64892.7236 | 0.7116 | 0.7116 | 33727.3911 | 33727.3911 | 1.3691 | 74403.3676 | 4.6447 | 1630.8549 | Synchronous Belt on 5hp ODP Motor | Stone/Clay/Glass/Concrete | New
| IteTgsd610 | 34241.7208 | 7368.3527 | 0 | 4567.6945 | 46177.768 | 46434.3173 | 46434.3173 | 18458.4062 | 64892.7236 | 64892.7236 | 0.7116 | 0.7116 | 33727.3911 | 33727.3911 | 1.3691 | 74403.3676 | 4.6447 | 1630.8549 | Synchronous Belt on 5hp ODP Motor | Textiles and Leather | Turnover
| IteNgsd610 | 34241.7208 | 7368.3527 | 0 | 4567.6945 | 46177.768 | 46434.3173 | 46434.3173 | 18458.4062 | 64892.7236 | 64892.7236 | 0.7116 | 0.7116 | 33727.3911 | 33727.3911 | 1.3691 | 74403.3676 | 4.6447 | 1630.8549 | Synchronous Belt on 5hp ODP Motor | Textiles and Leather | New
| ItrTgsd610 | 34241.7208 | 7368.3527 | 0 | 4567.6945 | 46177.768 | 46434.3173 | 46434.3173 | 18458.4062 | 64892.7236 | 64892.7236 | 0.7116 | 0.7116 | 33727.3911 | 33727.3911 | 1.3691 | 74403.3676 | 4.6447 | 1630.8549 | Synchronous Belt on 5hp ODP Motor | Transportation Equipment | Turnover
| ItrNgsd610 | 34241.7208 | 7368.3527 | 0 | 4567.6945 | 46177.768 | 46434.3173 | 46434.3173 | 18458.4062 | 64892.7236 | 64892.7236 | 0.7116 | 0.7116 | 33727.3911 | 33727.3911 | 1.3691 | 74403.3676 | 4.6447 | 1630.8549 | Synchronous Belt on 5hp ODP Motor | Transportation Equipment | New
| IwaTgsd610 | 34133.4209 | 7366.3808 | 0 | 4548.8234 | 46048.6252 | 46264.7994 | 46264.7994 | 18458.4062 | 64723.2057 | 64723.2057 | 0.71147 | 0.71147 | 33604.2631 | 33604.2631 | 1.3703 | 74199.1291 | 4.6404 | 1623.6686 | Synchronous Belt on 5hp ODP Motor | Water and Wastewater | Turnover
| IwaNgsd610 | 34133.4209 | 7366.3808 | 0 | 4548.8234 | 46048.6252 | 46264.7994 | 46264.7994 | 18458.4062 | 64723.2057 | 64723.2057 | 0.71147 | 0.71147 | 33604.2631 | 33604.2631 | 1.3703 | 74199.1291 | 4.6404 | 1623.6686 | Synchronous Belt on 5hp ODP Motor | Water and Wastewater | New
| IagTgsd611 | 34241.7208 | 7368.3527 | 0 | 4567.6945 | 46177.768 | 46434.3173 | 46434.3173 | 18458.4062 | 64892.7236 | 64892.7236 | 0.7116 | 0.7116 | 18478.6331 | 18478.6331 | 2.499 | 74403.3676 | 2.5448 | 240.5643 | Synchronous Belt on 75hp ODP Motor | Agriculture and Assembly | Turnover
| IagNgsd611 | 34241.7208 | 7368.3527 | 0 | 4567.6945 | 46177.768 | 46434.3173 | 46434.3173 | 18458.4062 | 64892.7236 | 64892.7236 | 0.7116 | 0.7116 | 18478.6331 | 18478.6331 | 2.499 | 74403.3676 | 2.5448 | 240.5643 | Synchronous Belt on 75hp ODP Motor | Agriculture and Assembly | New
| IchTgsd611 | 34241.7208 | 7368.3527 | 0 | 4567.6945 | 46177.768 | 46434.3173 | 46434.3173 | 18458.4062 | 64892.7236 | 64892.7236 | 0.7116 | 0.7116 | 18478.6331 | 18478.6331 | 2.499 | 74403.3676 | 2.5448 | 240.5643 | Synchronous Belt on 75hp ODP Motor | Chemicals and Plastics | Turnover
| IchNgsd611 | 34241.7208 | 7368.3527 | 0 | 4567.6945 | 46177.768 | 46434.3173 | 46434.3173 | 18458.4062 | 64892.7236 | 64892.7236 | 0.7116 | 0.7116 | 18478.6331 | 18478.6331 | 2.499 | 74403.3676 | 2.5448 | 240.5643 | Synchronous Belt on 75hp ODP Motor | Chemicals and Plastics | New
| IcoTgsd611 | 34241.7208 | 7368.3527 | 0 | 4567.6945 | 46177.768 | 46434.3173 | 46434.3173 | 18458.4062 | 64892.7236 | 64892.7236 | 0.7116 | 0.7116 | 18478.6331 | 18478.6331 | 2.499 | 74403.3676 | 2.5448 | 240.5643 | Synchronous Belt on 75hp ODP Motor | Construction | Turnover
| IcoNgsd611 | 34241.7208 | 7368.3527 | 0 | 4567.6945 | 46177.768 | 46434.3173 | 46434.3173 | 18458.4062 | 64892.7236 | 64892.7236 | 0.7116 | 0.7116 | 18478.6331 | 18478.6331 | 2.499 | 74403.3676 | 2.5448 | 240.5643 | Synchronous Belt on 75hp ODP Motor | Construction | New
| IelTgsd611 | 34241.7208 | 7368.3527 | 0 | 4567.6945 | 46177.768 | 46434.3173 | 46434.3173 | 18458.4062 | 64892.7236 | 64892.7236 | 0.7116 | 0.7116 | 18478.6331 | 18478.6331 | 2.499 | 74403.3676 | 2.5448 | 240.5643 | Synchronous Belt on 75hp ODP Motor | Electrical and Electronic Equip. | Turnover
| IelNgsd611 | 34241.7208 | 7368.3527 | 0 | 4567.6945 | 46177.768 | 46434.3173 | 46434.3173 | 18458.4062 | 64892.7236 | 64892.7236 | 0.7116 | 0.7116 | 18478.6331 | 18478.6331 | 2.499 | 74403.3676 | 2.5448 | 240.5643 | Synchronous Belt on 75hp ODP Motor | Electrical and Electronic Equip. | New
| IluTgsd611 | 34241.7208 | 7368.3527 | 0 | 4567.6945 | 46177.768 | 46434.3173 | 46434.3173 | 18458.4062 | 64892.7236 | 64892.7236 | 0.7116 | 0.7116 | 18478.6331 | 18478.6331 | 2.499 | 74403.3676 | 2.5448 | 240.5643 | Synchronous Belt on 75hp ODP Motor | Lumber/Furniture/Pulp/Paper | Turnover
| IluNgsd611 | 34241.7208 | 7368.3527 | 0 | 4567.6945 | 46177.768 | 46434.3173 | 46434.3173 | 18458.4062 | 64892.7236 | 64892.7236 | 0.7116 | 0.7116 | 18478.6331 | 18478.6331 | 2.499 | 74403.3676 | 2.5448 | 240.5643 | Synchronous Belt on 75hp ODP Motor | Lumber/Furniture/Pulp/Paper | New
| ImeTgsd611 | 34241.7208 | 7368.3527 | 0 | 4567.6945 | 46177.768 | 46434.3173 | 46434.3173 | 18458.4062 | 64892.7236 | 64892.7236 | 0.7116 | 0.7116 | 18478.6331 | 18478.6331 | 2.499 | 74403.3676 | 2.5448 | 240.5643 | Synchronous Belt on 75hp ODP Motor | Metal Products and Machinery | Turnover
| ImeNgsd611 | 34241.7208 | 7368.3527 | 0 | 4567.6945 | 46177.768 | 46434.3173 | 46434.3173 | 18458.4062 | 64892.7236 | 64892.7236 | 0.7116 | 0.7116 | 18478.6331 | 18478.6331 | 2.499 | 74403.3676 | 2.5448 | 240.5643 | Synchronous Belt on 75hp ODP Motor | Metal Products and Machinery | New
| ImiTgsd611 | 34241.7208 | 7368.3527 | 0 | 4567.6945 | 46177.768 | 46434.3173 | 46434.3173 | 18458.4062 | 64892.7236 | 64892.7236 | 0.7116 | 0.7116 | 18478.6331 | 18478.6331 | 2.499 | 74403.3676 | 2.5448 | 240.5643 | Synchronous Belt on 75hp ODP Motor | Miscellaneous Manufacturing | Turnover
| ImiNgsd611 | 34241.7208 | 7368.3527 | 0 | 4567.6945 | 46177.768 | 46434.3173 | 46434.3173 | 18458.4062 | 64892.7236 | 64892.7236 | 0.7116 | 0.7116 | 18478.6331 | 18478.6331 | 2.499 | 74403.3676 | 2.5448 | 240.5643 | Synchronous Belt on 75hp ODP Motor | Miscellaneous Manufacturing | New
| IprTgsd611 | 34241.7208 | 7368.3527 | 0 | 4567.6945 | 46177.768 | 46434.3173 | 46434.3173 | 18458.4062 | 64892.7236 | 64892.7236 | 0.7116 | 0.7116 | 18478.6331 | 18478.6331 | 2.499 | 74403.3676 | 2.5448 | 240.5643 | Synchronous Belt on 75hp ODP Motor | Primary Resources Industries | Turnover
| IprNgsd611 | 34241.7208 | 7368.3527 | 0 | 4567.6945 | 46177.768 | 46434.3173 | 46434.3173 | 18458.4062 | 64892.7236 | 64892.7236 | 0.7116 | 0.7116 | 18478.6331 | 18478.6331 | 2.499 | 74403.3676 | 2.5448 | 240.5643 | Synchronous Belt on 75hp ODP Motor | Primary Resources Industries | New
| IstTgsd611 | 34241.7208 | 7368.3527 | 0 | 4567.6945 | 46177.768 | 46434.3173 | 46434.3173 | 18458.4062 | 64892.7236 | 64892.7236 | 0.7116 | 0.7116 | 18478.6331 | 18478.6331 | 2.499 | 74403.3676 | 2.5448 | 240.5643 | Synchronous Belt on 75hp ODP Motor | Stone/Clay/Glass/Concrete | Turnover
| IstNgsd611 | 34241.7208 | 7368.3527 | 0 | 4567.6945 | 46177.768 | 46434.3173 | 46434.3173 | 18458.4062 | 64892.7236 | 64892.7236 | 0.7116 | 0.7116 | 18478.6331 | 18478.6331 | 2.499 | 74403.3676 | 2.5448 | 240.5643 | Synchronous Belt on 75hp ODP Motor | Stone/Clay/Glass/Concrete | New
| IteTgsd611 | 34241.7208 | 7368.3527 | 0 | 4567.6945 | 46177.768 | 46434.3173 | 46434.3173 | 18458.4062 | 64892.7236 | 64892.7236 | 0.7116 | 0.7116 | 18478.6331 | 18478.6331 | 2.499 | 74403.3676 | 2.5448 | 240.5643 | Synchronous Belt on 75hp ODP Motor | Textiles and Leather | Turnover
| IteNgsd611 | 34241.7208 | 7368.3527 | 0 | 4567.6945 | 46177.768 | 46434.3173 | 46434.3173 | 18458.4062 | 64892.7236 | 64892.7236 | 0.7116 | 0.7116 | 18478.6331 | 18478.6331 | 2.499 | 74403.3676 | 2.5448 | 240.5643 | Synchronous Belt on 75hp ODP Motor | Textiles and Leather | New
| ItrTgsd611 | 34241.7208 | 7368.3527 | 0 | 4567.6945 | 46177.768 | 46434.3173 | 46434.3173 | 18458.4062 | 64892.7236 | 64892.7236 | 0.7116 | 0.7116 | 18478.6331 | 18478.6331 | 2.499 | 74403.3676 | 2.5448 | 240.5643 | Synchronous Belt on 75hp ODP Motor | Transportation Equipment | Turnover
| ItrNgsd611 | 34241.7208 | 7368.3527 | 0 | 4567.6945 | 46177.768 | 46434.3173 | 46434.3173 | 18458.4062 | 64892.7236 | 64892.7236 | 0.7116 | 0.7116 | 18478.6331 | 18478.6331 | 2.499 | 74403.3676 | 2.5448 | 240.5643 | Synchronous Belt on 75hp ODP Motor | Transportation Equipment | New
| IwaTgsd611 | 34133.4209 | 7366.3808 | 0 | 4548.8234 | 46048.6252 | 46264.7994 | 46264.7994 | 18458.4062 | 64723.2057 | 64723.2057 | 0.71147 | 0.71147 | 18411.1727 | 18411.1727 | 2.5011 | 74199.1291 | 2.5424 | 238.4535 | Synchronous Belt on 75hp ODP Motor | Water and Wastewater | Turnover
| IwaNgsd611 | 34133.4209 | 7366.3808 | 0 | 4548.8234 | 46048.6252 | 46264.7994 | 46264.7994 | 18458.4062 | 64723.2057 | 64723.2057 | 0.71147 | 0.71147 | 18411.1727 | 18411.1727 | 2.5011 | 74199.1291 | 2.5424 | 238.4535 | Synchronous Belt on 75hp ODP Motor | Water and Wastewater | New
| IagTgsd701 | 33164.2204 | 7334.6828 | 0 | 4394.6034 | 44893.5066 | 44867.3405 | 44867.3405 | 18631.7129 | 63499.0534 | 63499.0534 | 0.70699 | 0.70699 | 8955.281 | 8955.281 | 5.0131 | 72688.75 | 1.3183 | -557.0434 | 3-phase High Frequency Battery Charger - 1 shift | Agriculture and Assembly | Turnover
| IagNgsd701 | 33164.2204 | 7334.6828 | 0 | 4394.6034 | 44893.5066 | 44867.3405 | 44867.3405 | 18631.7129 | 63499.0534 | 63499.0534 | 0.70699 | 0.70699 | 8955.281 | 8955.281 | 5.0131 | 72688.75 | 1.3183 | -557.0434 | 3-phase High Frequency Battery Charger - 1 shift | Agriculture and Assembly | New
| IchTgsd701 | 33164.2204 | 7334.6828 | 0 | 4394.6034 | 44893.5066 | 44867.3405 | 44867.3405 | 18631.7129 | 63499.0534 | 63499.0534 | 0.70699 | 0.70699 | 8955.281 | 8955.281 | 5.0131 | 72688.75 | 1.3183 | -557.0434 | 3-phase High Frequency Battery Charger - 1 shift | Chemicals and Plastics | Turnover
| IchNgsd701 | 33164.2204 | 7334.6828 | 0 | 4394.6034 | 44893.5066 | 44867.3405 | 44867.3405 | 18631.7129 | 63499.0534 | 63499.0534 | 0.70699 | 0.70699 | 8955.281 | 8955.281 | 5.0131 | 72688.75 | 1.3183 | -557.0434 | 3-phase High Frequency Battery Charger - 1 shift | Chemicals and Plastics | New
| IcoTgsd701 | 33164.2204 | 7334.6828 | 0 | 4394.6034 | 44893.5066 | 44867.3405 | 44867.3405 | 18631.7129 | 63499.0534 | 63499.0534 | 0.70699 | 0.70699 | 8955.281 | 8955.281 | 5.0131 | 72688.75 | 1.3183 | -557.0434 | 3-phase High Frequency Battery Charger - 1 shift | Construction | Turnover
| IcoNgsd701 | 33164.2204 | 7334.6828 | 0 | 4394.6034 | 44893.5066 | 44867.3405 | 44867.3405 | 18631.7129 | 63499.0534 | 63499.0534 | 0.70699 | 0.70699 | 8955.281 | 8955.281 | 5.0131 | 72688.75 | 1.3183 | -557.0434 | 3-phase High Frequency Battery Charger - 1 shift | Construction | New
| IelTgsd701 | 33164.2204 | 7334.6828 | 0 | 4394.6034 | 44893.5066 | 44867.3405 | 44867.3405 | 18631.7129 | 63499.0534 | 63499.0534 | 0.70699 | 0.70699 | 8955.281 | 8955.281 | 5.0131 | 72688.75 | 1.3183 | -557.0434 | 3-phase High Frequency Battery Charger - 1 shift | Electrical and Electronic Equip. | Turnover
| IelNgsd701 | 33164.2204 | 7334.6828 | 0 | 4394.6034 | 44893.5066 | 44867.3405 | 44867.3405 | 18631.7129 | 63499.0534 | 63499.0534 | 0.70699 | 0.70699 | 8955.281 | 8955.281 | 5.0131 | 72688.75 | 1.3183 | -557.0434 | 3-phase High Frequency Battery Charger - 1 shift | Electrical and Electronic Equip. | New
| IluTgsd701 | 33164.2204 | 7334.6828 | 0 | 4394.6034 | 44893.5066 | 44867.3405 | 44867.3405 | 18631.7129 | 63499.0534 | 63499.0534 | 0.70699 | 0.70699 | 8955.281 | 8955.281 | 5.0131 | 72688.75 | 1.3183 | -557.0434 | 3-phase High Frequency Battery Charger - 1 shift | Lumber/Furniture/Pulp/Paper | Turnover
| IluNgsd701 | 33164.2204 | 7334.6828 | 0 | 4394.6034 | 44893.5066 | 44867.3405 | 44867.3405 | 18631.7129 | 63499.0534 | 63499.0534 | 0.70699 | 0.70699 | 8955.281 | 8955.281 | 5.0131 | 72688.75 | 1.3183 | -557.0434 | 3-phase High Frequency Battery Charger - 1 shift | Lumber/Furniture/Pulp/Paper | New
| ImeTgsd701 | 33164.2204 | 7334.6828 | 0 | 4394.6034 | 44893.5066 | 44867.3405 | 44867.3405 | 18631.7129 | 63499.0534 | 63499.0534 | 0.70699 | 0.70699 | 8955.281 | 8955.281 | 5.0131 | 72688.75 | 1.3183 | -557.0434 | 3-phase High Frequency Battery Charger - 1 shift | Metal Products and Machinery | Turnover
| ImeNgsd701 | 33164.2204 | 7334.6828 | 0 | 4394.6034 | 44893.5066 | 44867.3405 | 44867.3405 | 18631.7129 | 63499.0534 | 63499.0534 | 0.70699 | 0.70699 | 8955.281 | 8955.281 | 5.0131 | 72688.75 | 1.3183 | -557.0434 | 3-phase High Frequency Battery Charger - 1 shift | Metal Products and Machinery | New
| ImiTgsd701 | 33164.2204 | 7334.6828 | 0 | 4394.6034 | 44893.5066 | 44867.3405 | 44867.3405 | 18631.7129 | 63499.0534 | 63499.0534 | 0.70699 | 0.70699 | 8955.281 | 8955.281 | 5.0131 | 72688.75 | 1.3183 | -557.0434 | 3-phase High Frequency Battery Charger - 1 shift | Miscellaneous Manufacturing | Turnover
| ImiNgsd701 | 33164.2204 | 7334.6828 | 0 | 4394.6034 | 44893.5066 | 44867.3405 | 44867.3405 | 18631.7129 | 63499.0534 | 63499.0534 | 0.70699 | 0.70699 | 8955.281 | 8955.281 | 5.0131 | 72688.75 | 1.3183 | -557.0434 | 3-phase High Frequency Battery Charger - 1 shift | Miscellaneous Manufacturing | New
| IprTgsd701 | 33164.2204 | 7334.6828 | 0 | 4394.6034 | 44893.5066 | 44867.3405 | 44867.3405 | 18631.7129 | 63499.0534 | 63499.0534 | 0.70699 | 0.70699 | 8955.281 | 8955.281 | 5.0131 | 72688.75 | 1.3183 | -557.0434 | 3-phase High Frequency Battery Charger - 1 shift | Primary Resources Industries | Turnover
| IprNgsd701 | 33164.2204 | 7334.6828 | 0 | 4394.6034 | 44893.5066 | 44867.3405 | 44867.3405 | 18631.7129 | 63499.0534 | 63499.0534 | 0.70699 | 0.70699 | 8955.281 | 8955.281 | 5.0131 | 72688.75 | 1.3183 | -557.0434 | 3-phase High Frequency Battery Charger - 1 shift | Primary Resources Industries | New
| IstTgsd701 | 33164.2204 | 7334.6828 | 0 | 4394.6034 | 44893.5066 | 44867.3405 | 44867.3405 | 18631.7129 | 63499.0534 | 63499.0534 | 0.70699 | 0.70699 | 8955.281 | 8955.281 | 5.0131 | 72688.75 | 1.3183 | -557.0434 | 3-phase High Frequency Battery Charger - 1 shift | Stone/Clay/Glass/Concrete | Turnover
| IstNgsd701 | 33164.2204 | 7334.6828 | 0 | 4394.6034 | 44893.5066 | 44867.3405 | 44867.3405 | 18631.7129 | 63499.0534 | 63499.0534 | 0.70699 | 0.70699 | 8955.281 | 8955.281 | 5.0131 | 72688.75 | 1.3183 | -557.0434 | 3-phase High Frequency Battery Charger - 1 shift | Stone/Clay/Glass/Concrete | New
| IteTgsd701 | 33164.2204 | 7334.6828 | 0 | 4394.6034 | 44893.5066 | 44867.3405 | 44867.3405 | 18631.7129 | 63499.0534 | 63499.0534 | 0.70699 | 0.70699 | 8955.281 | 8955.281 | 5.0131 | 72688.75 | 1.3183 | -557.0434 | 3-phase High Frequency Battery Charger - 1 shift | Textiles and Leather | Turnover
| IteNgsd701 | 33164.2204 | 7334.6828 | 0 | 4394.6034 | 44893.5066 | 44867.3405 | 44867.3405 | 18631.7129 | 63499.0534 | 63499.0534 | 0.70699 | 0.70699 | 8955.281 | 8955.281 | 5.0131 | 72688.75 | 1.3183 | -557.0434 | 3-phase High Frequency Battery Charger - 1 shift | Textiles and Leather | New
| ItrTgsd701 | 33164.2204 | 7334.6828 | 0 | 4394.6034 | 44893.5066 | 44867.3405 | 44867.3405 | 18631.7129 | 63499.0534 | 63499.0534 | 0.70699 | 0.70699 | 8955.281 | 8955.281 | 5.0131 | 72688.75 | 1.3183 | -557.0434 | 3-phase High Frequency Battery Charger - 1 shift | Transportation Equipment | Turnover
| ItrNgsd701 | 33164.2204 | 7334.6828 | 0 | 4394.6034 | 44893.5066 | 44867.3405 | 44867.3405 | 18631.7129 | 63499.0534 | 63499.0534 | 0.70699 | 0.70699 | 8955.281 | 8955.281 | 5.0131 | 72688.75 | 1.3183 | -557.0434 | 3-phase High Frequency Battery Charger - 1 shift | Transportation Equipment | New
| IwaTgsd701 | 33164.2204 | 7334.6828 | 0 | 4394.6034 | 44893.5066 | 44867.3405 | 44867.3405 | 18631.7129 | 63499.0534 | 63499.0534 | 0.70699 | 0.70699 | 8955.281 | 8955.281 | 5.0131 | 72688.75 | 1.3183 | -557.0434 | 3-phase High Frequency Battery Charger - 1 shift | Water and Wastewater | Turnover
| IwaNgsd701 | 33164.2204 | 7334.6828 | 0 | 4394.6034 | 44893.5066 | 44867.3405 | 44867.3405 | 18631.7129 | 63499.0534 | 63499.0534 | 0.70699 | 0.70699 | 8955.281 | 8955.281 | 5.0131 | 72688.75 | 1.3183 | -557.0434 | 3-phase High Frequency Battery Charger - 1 shift | Water and Wastewater | New
| IagEgsd702 | 33164.2204 | 7334.6828 | 0 | 4394.6034 | 44893.5066 | 44867.3405 | 44867.3405 | 18631.7129 | 63499.0534 | 63499.0534 | 0.70699 | 0.70699 | 14976.2657 | 14976.2657 | 2.9976 | 72688.75 | 2.2046 | 16.4563 | Dairy Refrigeration Heat Recovery | Agriculture and Assembly | Existing
| IagNgsd702 | 33164.2204 | 7334.6828 | 0 | 4394.6034 | 44893.5066 | 44867.3405 | 44867.3405 | 18631.7129 | 63499.0534 | 63499.0534 | 0.70699 | 0.70699 | 14976.2657 | 14976.2657 | 2.9976 | 72688.75 | 2.2046 | 16.4563 | Dairy Refrigeration Heat Recovery | Agriculture and Assembly | New
| IagTgsd703 | 33164.2204 | 7334.6828 | 0 | 4394.6034 | 44893.5066 | 44867.3405 | 44867.3405 | 18631.7129 | 63499.0534 | 63499.0534 | 0.70699 | 0.70699 | 48135.6591 | 48135.6591 | 0.93265 | 72688.75 | 5.3172 | 2030.371 | Electric Actuators | Agriculture and Assembly | Turnover
| IagNgsd703 | 33164.2204 | 7334.6828 | 0 | 4394.6034 | 44893.5066 | 44867.3405 | 44867.3405 | 18631.7129 | 63499.0534 | 63499.0534 | 0.70699 | 0.70699 | 48135.6591 | 48135.6591 | 0.93265 | 72688.75 | 5.3172 | 2030.371 | Electric Actuators | Agriculture and Assembly | New
| IchTgsd703 | 33164.2204 | 7334.6828 | 0 | 4394.6034 | 44893.5066 | 44867.3405 | 44867.3405 | 18631.7129 | 63499.0534 | 63499.0534 | 0.70699 | 0.70699 | 48135.6591 | 48135.6591 | 0.93265 | 72688.75 | 5.3172 | 2030.371 | Electric Actuators | Chemicals and Plastics | Turnover
| IchNgsd703 | 33164.2204 | 7334.6828 | 0 | 4394.6034 | 44893.5066 | 44867.3405 | 44867.3405 | 18631.7129 | 63499.0534 | 63499.0534 | 0.70699 | 0.70699 | 48135.6591 | 48135.6591 | 0.93265 | 72688.75 | 5.3172 | 2030.371 | Electric Actuators | Chemicals and Plastics | New
| IcoTgsd703 | 33164.2204 | 7334.6828 | 0 | 4394.6034 | 44893.5066 | 44867.3405 | 44867.3405 | 18631.7129 | 63499.0534 | 63499.0534 | 0.70699 | 0.70699 | 48135.6591 | 48135.6591 | 0.93265 | 72688.75 | 5.3172 | 2030.371 | Electric Actuators | Construction | Turnover
| IcoNgsd703 | 33164.2204 | 7334.6828 | 0 | 4394.6034 | 44893.5066 | 44867.3405 | 44867.3405 | 18631.7129 | 63499.0534 | 63499.0534 | 0.70699 | 0.70699 | 48135.6591 | 48135.6591 | 0.93265 | 72688.75 | 5.3172 | 2030.371 | Electric Actuators | Construction | New
| IelTgsd703 | 33164.2204 | 7334.6828 | 0 | 4394.6034 | 44893.5066 | 44867.3405 | 44867.3405 | 18631.7129 | 63499.0534 | 63499.0534 | 0.70699 | 0.70699 | 48135.6591 | 48135.6591 | 0.93265 | 72688.75 | 5.3172 | 2030.371 | Electric Actuators | Electrical and Electronic Equip. | Turnover
| IelNgsd703 | 33164.2204 | 7334.6828 | 0 | 4394.6034 | 44893.5066 | 44867.3405 | 44867.3405 | 18631.7129 | 63499.0534 | 63499.0534 | 0.70699 | 0.70699 | 48135.6591 | 48135.6591 | 0.93265 | 72688.75 | 5.3172 | 2030.371 | Electric Actuators | Electrical and Electronic Equip. | New
| IluTgsd703 | 33164.2204 | 7334.6828 | 0 | 4394.6034 | 44893.5066 | 44867.3405 | 44867.3405 | 18631.7129 | 63499.0534 | 63499.0534 | 0.70699 | 0.70699 | 50060.8662 | 50060.8662 | 0.89678 | 72688.75 | 5.5298 | 2167.9718 | Electric Actuators | Lumber/Furniture/Pulp/Paper | Turnover
| IluNgsd703 | 33164.2204 | 7334.6828 | 0 | 4394.6034 | 44893.5066 | 44867.3405 | 44867.3405 | 18631.7129 | 63499.0534 | 63499.0534 | 0.70699 | 0.70699 | 50060.8662 | 50060.8662 | 0.89678 | 72688.75 | 5.5298 | 2167.9718 | Electric Actuators | Lumber/Furniture/Pulp/Paper | New
| ImeTgsd703 | 33164.2204 | 7334.6828 | 0 | 4394.6034 | 44893.5066 | 44867.3405 | 44867.3405 | 18631.7129 | 63499.0534 | 63499.0534 | 0.70699 | 0.70699 | 48135.6591 | 48135.6591 | 0.93265 | 72688.75 | 5.3172 | 2030.371 | Electric Actuators | Metal Products and Machinery | Turnover
| ImeNgsd703 | 33164.2204 | 7334.6828 | 0 | 4394.6034 | 44893.5066 | 44867.3405 | 44867.3405 | 18631.7129 | 63499.0534 | 63499.0534 | 0.70699 | 0.70699 | 48135.6591 | 48135.6591 | 0.93265 | 72688.75 | 5.3172 | 2030.371 | Electric Actuators | Metal Products and Machinery | New
| ImiTgsd703 | 33164.2204 | 7334.6828 | 0 | 4394.6034 | 44893.5066 | 44867.3405 | 44867.3405 | 18631.7129 | 63499.0534 | 63499.0534 | 0.70699 | 0.70699 | 48887.6933 | 48887.6933 | 0.9183 | 72688.75 | 5.4002 | 2084.1215 | Electric Actuators | Miscellaneous Manufacturing | Turnover
| ImiNgsd703 | 33164.2204 | 7334.6828 | 0 | 4394.6034 | 44893.5066 | 44867.3405 | 44867.3405 | 18631.7129 | 63499.0534 | 63499.0534 | 0.70699 | 0.70699 | 48887.6933 | 48887.6933 | 0.9183 | 72688.75 | 5.4002 | 2084.1215 | Electric Actuators | Miscellaneous Manufacturing | New
| IprTgsd703 | 33164.2204 | 7334.6828 | 0 | 4394.6034 | 44893.5066 | 44867.3405 | 44867.3405 | 18631.7129 | 63499.0534 | 63499.0534 | 0.70699 | 0.70699 | 48135.6591 | 48135.6591 | 0.93265 | 72688.75 | 5.3172 | 2030.371 | Electric Actuators | Primary Resources Industries | Turnover
| IprNgsd703 | 33164.2204 | 7334.6828 | 0 | 4394.6034 | 44893.5066 | 44867.3405 | 44867.3405 | 18631.7129 | 63499.0534 | 63499.0534 | 0.70699 | 0.70699 | 48135.6591 | 48135.6591 | 0.93265 | 72688.75 | 5.3172 | 2030.371 | Electric Actuators | Primary Resources Industries | New
| IstTgsd703 | 33164.2204 | 7334.6828 | 0 | 4394.6034 | 44893.5066 | 44867.3405 | 44867.3405 | 18631.7129 | 63499.0534 | 63499.0534 | 0.70699 | 0.70699 | 48135.6591 | 48135.6591 | 0.93265 | 72688.75 | 5.3172 | 2030.371 | Electric Actuators | Stone/Clay/Glass/Concrete | Turnover
| IstNgsd703 | 33164.2204 | 7334.6828 | 0 | 4394.6034 | 44893.5066 | 44867.3405 | 44867.3405 | 18631.7129 | 63499.0534 | 63499.0534 | 0.70699 | 0.70699 | 48135.6591 | 48135.6591 | 0.93265 | 72688.75 | 5.3172 | 2030.371 | Electric Actuators | Stone/Clay/Glass/Concrete | New
| IteTgsd703 | 33164.2204 | 7334.6828 | 0 | 4394.6034 | 44893.5066 | 44867.3405 | 44867.3405 | 18631.7129 | 63499.0534 | 63499.0534 | 0.70699 | 0.70699 | 48135.6591 | 48135.6591 | 0.93265 | 72688.75 | 5.3172 | 2030.371 | Electric Actuators | Textiles and Leather | Turnover
| IteNgsd703 | 33164.2204 | 7334.6828 | 0 | 4394.6034 | 44893.5066 | 44867.3405 | 44867.3405 | 18631.7129 | 63499.0534 | 63499.0534 | 0.70699 | 0.70699 | 48135.6591 | 48135.6591 | 0.93265 | 72688.75 | 5.3172 | 2030.371 | Electric Actuators | Textiles and Leather | New
| ItrTgsd703 | 33164.2204 | 7334.6828 | 0 | 4394.6034 | 44893.5066 | 44867.3405 | 44867.3405 | 18631.7129 | 63499.0534 | 63499.0534 | 0.70699 | 0.70699 | 49664.0654 | 49664.0654 | 0.90394 | 72688.75 | 5.486 | 2139.6112 | Electric Actuators | Transportation Equipment | Turnover
| ItrNgsd703 | 33164.2204 | 7334.6828 | 0 | 4394.6034 | 44893.5066 | 44867.3405 | 44867.3405 | 18631.7129 | 63499.0534 | 63499.0534 | 0.70699 | 0.70699 | 49664.0654 | 49664.0654 | 0.90394 | 72688.75 | 5.486 | 2139.6112 | Electric Actuators | Transportation Equipment | New
| IwaTgsd703 | 33164.2204 | 7334.6828 | 0 | 4394.6034 | 44893.5066 | 44867.3405 | 44867.3405 | 18631.7129 | 63499.0534 | 63499.0534 | 0.70699 | 0.70699 | 48135.6591 | 48135.6591 | 0.93265 | 72688.75 | 5.3172 | 2030.371 | Electric Actuators | Water and Wastewater | Turnover
| IwaNgsd703 | 33164.2204 | 7334.6828 | 0 | 4394.6034 | 44893.5066 | 44867.3405 | 44867.3405 | 18631.7129 | 63499.0534 | 63499.0534 | 0.70699 | 0.70699 | 48135.6591 | 48135.6591 | 0.93265 | 72688.75 | 5.3172 | 2030.371 | Electric Actuators | Water and Wastewater | New
| IagTgsd704 | 33164.2204 | 7334.6828 | 0 | 4394.6034 | 44893.5066 | 44867.3405 | 44867.3405 | 18631.7129 | 63499.0534 | 63499.0534 | 0.70699 | 0.70699 | 24079.3664 | 24079.3664 | 1.8644 | 72688.75 | 5.1417 | 1916.8757 | Energy Efficient Transformers | Agriculture and Assembly | Turnover
| IagNgsd704 | 33164.2204 | 7334.6828 | 0 | 4394.6034 | 44893.5066 | 44867.3405 | 44867.3405 | 18631.7129 | 63499.0534 | 63499.0534 | 0.70699 | 0.70699 | 24079.3664 | 24079.3664 | 1.8644 | 72688.75 | 5.1417 | 1916.8757 | Energy Efficient Transformers | Agriculture and Assembly | New
| IchTgsd704 | 33164.2204 | 7334.6828 | 0 | 4394.6034 | 44893.5066 | 44867.3405 | 44867.3405 | 18631.7129 | 63499.0534 | 63499.0534 | 0.70699 | 0.70699 | 24079.3664 | 24079.3664 | 1.8644 | 72688.75 | 5.1417 | 1916.8757 | Energy Efficient Transformers | Chemicals and Plastics | Turnover
| IchNgsd704 | 33164.2204 | 7334.6828 | 0 | 4394.6034 | 44893.5066 | 44867.3405 | 44867.3405 | 18631.7129 | 63499.0534 | 63499.0534 | 0.70699 | 0.70699 | 24079.3664 | 24079.3664 | 1.8644 | 72688.75 | 5.1417 | 1916.8757 | Energy Efficient Transformers | Chemicals and Plastics | New
| IcoTgsd704 | 33164.2204 | 7334.6828 | 0 | 4394.6034 | 44893.5066 | 44867.3405 | 44867.3405 | 18631.7129 | 63499.0534 | 63499.0534 | 0.70699 | 0.70699 | 24079.3664 | 24079.3664 | 1.8644 | 72688.75 | 5.1417 | 1916.8757 | Energy Efficient Transformers | Construction | Turnover
| IcoNgsd704 | 33164.2204 | 7334.6828 | 0 | 4394.6034 | 44893.5066 | 44867.3405 | 44867.3405 | 18631.7129 | 63499.0534 | 63499.0534 | 0.70699 | 0.70699 | 24079.3664 | 24079.3664 | 1.8644 | 72688.75 | 5.1417 | 1916.8757 | Energy Efficient Transformers | Construction | New
| IelTgsd704 | 33164.2204 | 7334.6828 | 0 | 4394.6034 | 44893.5066 | 44867.3405 | 44867.3405 | 18631.7129 | 63499.0534 | 63499.0534 | 0.70699 | 0.70699 | 24079.3664 | 24079.3664 | 1.8644 | 72688.75 | 5.1417 | 1916.8757 | Energy Efficient Transformers | Electrical and Electronic Equip. | Turnover
| IelNgsd704 | 33164.2204 | 7334.6828 | 0 | 4394.6034 | 44893.5066 | 44867.3405 | 44867.3405 | 18631.7129 | 63499.0534 | 63499.0534 | 0.70699 | 0.70699 | 24079.3664 | 24079.3664 | 1.8644 | 72688.75 | 5.1417 | 1916.8757 | Energy Efficient Transformers | Electrical and Electronic Equip. | New
| IluTgsd704 | 33164.2204 | 7334.6828 | 0 | 4394.6034 | 44893.5066 | 44867.3405 | 44867.3405 | 18631.7129 | 63499.0534 | 63499.0534 | 0.70699 | 0.70699 | 24079.3664 | 24079.3664 | 1.8644 | 72688.75 | 5.1417 | 1916.8757 | Energy Efficient Transformers | Lumber/Furniture/Pulp/Paper | Turnover
| IluNgsd704 | 33164.2204 | 7334.6828 | 0 | 4394.6034 | 44893.5066 | 44867.3405 | 44867.3405 | 18631.7129 | 63499.0534 | 63499.0534 | 0.70699 | 0.70699 | 24079.3664 | 24079.3664 | 1.8644 | 72688.75 | 5.1417 | 1916.8757 | Energy Efficient Transformers | Lumber/Furniture/Pulp/Paper | New
| ImeTgsd704 | 33164.2204 | 7334.6828 | 0 | 4394.6034 | 44893.5066 | 44867.3405 | 44867.3405 | 18631.7129 | 63499.0534 | 63499.0534 | 0.70699 | 0.70699 | 24079.3664 | 24079.3664 | 1.8644 | 72688.75 | 5.1417 | 1916.8757 | Energy Efficient Transformers | Metal Products and Machinery | Turnover
| ImeNgsd704 | 33164.2204 | 7334.6828 | 0 | 4394.6034 | 44893.5066 | 44867.3405 | 44867.3405 | 18631.7129 | 63499.0534 | 63499.0534 | 0.70699 | 0.70699 | 24079.3664 | 24079.3664 | 1.8644 | 72688.75 | 5.1417 | 1916.8757 | Energy Efficient Transformers | Metal Products and Machinery | New
| ImiTgsd704 | 33164.2204 | 7334.6828 | 0 | 4394.6034 | 44893.5066 | 44867.3405 | 44867.3405 | 18631.7129 | 63499.0534 | 63499.0534 | 0.70699 | 0.70699 | 24079.3664 | 24079.3664 | 1.8644 | 72688.75 | 5.1417 | 1916.8757 | Energy Efficient Transformers | Miscellaneous Manufacturing | Turnover
| ImiNgsd704 | 33164.2204 | 7334.6828 | 0 | 4394.6034 | 44893.5066 | 44867.3405 | 44867.3405 | 18631.7129 | 63499.0534 | 63499.0534 | 0.70699 | 0.70699 | 24079.3664 | 24079.3664 | 1.8644 | 72688.75 | 5.1417 | 1916.8757 | Energy Efficient Transformers | Miscellaneous Manufacturing | New
| IprTgsd704 | 33164.2204 | 7334.6828 | 0 | 4394.6034 | 44893.5066 | 44867.3405 | 44867.3405 | 18631.7129 | 63499.0534 | 63499.0534 | 0.70699 | 0.70699 | 24079.3664 | 24079.3664 | 1.8644 | 72688.75 | 5.1417 | 1916.8757 | Energy Efficient Transformers | Primary Resources Industries | Turnover
| IprNgsd704 | 33164.2204 | 7334.6828 | 0 | 4394.6034 | 44893.5066 | 44867.3405 | 44867.3405 | 18631.7129 | 63499.0534 | 63499.0534 | 0.70699 | 0.70699 | 24079.3664 | 24079.3664 | 1.8644 | 72688.75 | 5.1417 | 1916.8757 | Energy Efficient Transformers | Primary Resources Industries | New
| IstTgsd704 | 33164.2204 | 7334.6828 | 0 | 4394.6034 | 44893.5066 | 44867.3405 | 44867.3405 | 18631.7129 | 63499.0534 | 63499.0534 | 0.70699 | 0.70699 | 24079.3664 | 24079.3664 | 1.8644 | 72688.75 | 5.1417 | 1916.8757 | Energy Efficient Transformers | Stone/Clay/Glass/Concrete | Turnover
| IstNgsd704 | 33164.2204 | 7334.6828 | 0 | 4394.6034 | 44893.5066 | 44867.3405 | 44867.3405 | 18631.7129 | 63499.0534 | 63499.0534 | 0.70699 | 0.70699 | 24079.3664 | 24079.3664 | 1.8644 | 72688.75 | 5.1417 | 1916.8757 | Energy Efficient Transformers | Stone/Clay/Glass/Concrete | New
| IteTgsd704 | 33164.2204 | 7334.6828 | 0 | 4394.6034 | 44893.5066 | 44867.3405 | 44867.3405 | 18631.7129 | 63499.0534 | 63499.0534 | 0.70699 | 0.70699 | 24079.3664 | 24079.3664 | 1.8644 | 72688.75 | 5.1417 | 1916.8757 | Energy Efficient Transformers | Textiles and Leather | Turnover
| IteNgsd704 | 33164.2204 | 7334.6828 | 0 | 4394.6034 | 44893.5066 | 44867.3405 | 44867.3405 | 18631.7129 | 63499.0534 | 63499.0534 | 0.70699 | 0.70699 | 24079.3664 | 24079.3664 | 1.8644 | 72688.75 | 5.1417 | 1916.8757 | Energy Efficient Transformers | Textiles and Leather | New
| ItrTgsd704 | 33164.2204 | 7334.6828 | 0 | 4394.6034 | 44893.5066 | 44867.3405 | 44867.3405 | 18631.7129 | 63499.0534 | 63499.0534 | 0.70699 | 0.70699 | 24079.3664 | 24079.3664 | 1.8644 | 72688.75 | 5.1417 | 1916.8757 | Energy Efficient Transformers | Transportation Equipment | Turnover
| ItrNgsd704 | 33164.2204 | 7334.6828 | 0 | 4394.6034 | 44893.5066 | 44867.3405 | 44867.3405 | 18631.7129 | 63499.0534 | 63499.0534 | 0.70699 | 0.70699 | 24079.3664 | 24079.3664 | 1.8644 | 72688.75 | 5.1417 | 1916.8757 | Energy Efficient Transformers | Transportation Equipment | New
| IwaTgsd704 | 33164.2204 | 7334.6828 | 0 | 4394.6034 | 44893.5066 | 44867.3405 | 44867.3405 | 18631.7129 | 63499.0534 | 63499.0534 | 0.70699 | 0.70699 | 24079.3664 | 24079.3664 | 1.8644 | 72688.75 | 5.1417 | 1916.8757 | Energy Efficient Transformers | Water and Wastewater | Turnover
| IwaNgsd704 | 33164.2204 | 7334.6828 | 0 | 4394.6034 | 44893.5066 | 44867.3405 | 44867.3405 | 18631.7129 | 63499.0534 | 63499.0534 | 0.70699 | 0.70699 | 24079.3664 | 24079.3664 | 1.8644 | 72688.75 | 5.1417 | 1916.8757 | Energy Efficient Transformers | Water and Wastewater | New
| IagEgsd705 | 33164.2204 | 7334.6828 | 0 | 4394.6034 | 44893.5066 | 44867.3405 | 44867.3405 | 18631.7129 | 63499.0534 | 63499.0534 | 0.70699 | 0.70699 | 5614.0481 | 5614.0481 | 7.9966 | 72688.75 | 0.22423 | -1264.9526 | Engine Block Timer | Agriculture and Assembly | Existing
| IagNgsd705 | 33164.2204 | 7334.6828 | 0 | 4394.6034 | 44893.5066 | 44867.3405 | 44867.3405 | 18631.7129 | 63499.0534 | 63499.0534 | 0.70699 | 0.70699 | 5614.0481 | 5614.0481 | 7.9966 | 72688.75 | 0.22423 | -1264.9526 | Engine Block Timer | Agriculture and Assembly | New
| IagEgsd706 | 33164.2204 | 7334.6828 | 0 | 4394.6034 | 44893.5066 | 44867.3405 | 44867.3405 | 18631.7129 | 63499.0534 | 63499.0534 | 0.70699 | 0.70699 | 33955.4287 | 33955.4287 | 1.3221 | 72688.75 | 4.9986 | 1824.2247 | Milk Pre-Cooler | Agriculture and Assembly | Existing
| IagNgsd706 | 33164.2204 | 7334.6828 | 0 | 4394.6034 | 44893.5066 | 44867.3405 | 44867.3405 | 18631.7129 | 63499.0534 | 63499.0534 | 0.70699 | 0.70699 | 33955.4287 | 33955.4287 | 1.3221 | 72688.75 | 4.9986 | 1824.2247 | Milk Pre-Cooler | Agriculture and Assembly | New
| IagEgsd801 | 34133.2453 | 7366.2401 | 0 | 4548.8234 | 46048.3089 | 46264.7994 | 46264.7994 | 18631.7129 | 64896.5123 | 64896.5123 | 0.70957 | 0.70957 | 702.2275 | 702.2275 | 65.5746 | 74372.4354 | 0.10106 | -1376.4504 | VFD on Cooling Tower Fans | Agriculture and Assembly | Existing
| IagNgsd801 | 34133.2453 | 7366.2401 | 0 | 4548.8234 | 46048.3089 | 46264.7994 | 46264.7994 | 18631.7129 | 64896.5123 | 64896.5123 | 0.70957 | 0.70957 | 702.2275 | 702.2275 | 65.5746 | 74372.4354 | 0.10106 | -1376.4504 | VFD on Cooling Tower Fans | Agriculture and Assembly | New
| IchEgsd801 | 34133.2453 | 7366.2401 | 0 | 4548.8234 | 46048.3089 | 46264.7994 | 46264.7994 | 18631.7129 | 64896.5123 | 64896.5123 | 0.70957 | 0.70957 | 290.8772 | 290.8772 | 158.3084 | 74372.4354 | 0.041861 | -1415.6316 | VFD on Cooling Tower Fans | Chemicals and Plastics | Existing
| IchNgsd801 | 34133.2453 | 7366.2401 | 0 | 4548.8234 | 46048.3089 | 46264.7994 | 46264.7994 | 18631.7129 | 64896.5123 | 64896.5123 | 0.70957 | 0.70957 | 290.8772 | 290.8772 | 158.3084 | 74372.4354 | 0.041861 | -1415.6316 | VFD on Cooling Tower Fans | Chemicals and Plastics | New
| IcoEgsd801 | 34133.2453 | 7366.2401 | 0 | 4548.8234 | 46048.3089 | 46264.7994 | 46264.7994 | 18631.7129 | 64896.5123 | 64896.5123 | 0.70957 | 0.70957 | 1801.7493 | 1801.7493 | 25.5576 | 74372.4354 | 0.2593 | -1271.7208 | VFD on Cooling Tower Fans | Construction | Existing
| IcoNgsd801 | 34133.2453 | 7366.2401 | 0 | 4548.8234 | 46048.3089 | 46264.7994 | 46264.7994 | 18631.7129 | 64896.5123 | 64896.5123 | 0.70957 | 0.70957 | 1801.7493 | 1801.7493 | 25.5576 | 74372.4354 | 0.2593 | -1271.7208 | VFD on Cooling Tower Fans | Construction | New
| IelEgsd801 | 34133.2453 | 7366.2401 | 0 | 4548.8234 | 46048.3089 | 46264.7994 | 46264.7994 | 18631.7129 | 64896.5123 | 64896.5123 | 0.70957 | 0.70957 | 370.8829 | 370.8829 | 124.1586 | 74372.4354 | 0.053375 | -1408.011 | VFD on Cooling Tower Fans | Electrical and Electronic Equip. | Existing
| IelNgsd801 | 34133.2453 | 7366.2401 | 0 | 4548.8234 | 46048.3089 | 46264.7994 | 46264.7994 | 18631.7129 | 64896.5123 | 64896.5123 | 0.70957 | 0.70957 | 370.8829 | 370.8829 | 124.1586 | 74372.4354 | 0.053375 | -1408.011 | VFD on Cooling Tower Fans | Electrical and Electronic Equip. | New
| IluEgsd801 | 34133.2453 | 7366.2401 | 0 | 4548.8234 | 46048.3089 | 46264.7994 | 46264.7994 | 18631.7129 | 64896.5123 | 64896.5123 | 0.70957 | 0.70957 | 625.1686 | 625.1686 | 73.6574 | 74372.4354 | 0.089971 | -1383.7903 | VFD on Cooling Tower Fans | Lumber/Furniture/Pulp/Paper | Existing
| IluNgsd801 | 34133.2453 | 7366.2401 | 0 | 4548.8234 | 46048.3089 | 46264.7994 | 46264.7994 | 18631.7129 | 64896.5123 | 64896.5123 | 0.70957 | 0.70957 | 625.1686 | 625.1686 | 73.6574 | 74372.4354 | 0.089971 | -1383.7903 | VFD on Cooling Tower Fans | Lumber/Furniture/Pulp/Paper | New
| ImeEgsd801 | 34133.2453 | 7366.2401 | 0 | 4548.8234 | 46048.3089 | 46264.7994 | 46264.7994 | 18631.7129 | 64896.5123 | 64896.5123 | 0.70957 | 0.70957 | 1616.0586 | 1616.0586 | 28.4942 | 74372.4354 | 0.23257 | -1289.4078 | VFD on Cooling Tower Fans | Metal Products and Machinery | Existing
| ImeNgsd801 | 34133.2453 | 7366.2401 | 0 | 4548.8234 | 46048.3089 | 46264.7994 | 46264.7994 | 18631.7129 | 64896.5123 | 64896.5123 | 0.70957 | 0.70957 | 1616.0586 | 1616.0586 | 28.4942 | 74372.4354 | 0.23257 | -1289.4078 | VFD on Cooling Tower Fans | Metal Products and Machinery | New
| ImiEgsd801 | 34133.2453 | 7366.2401 | 0 | 4548.8234 | 46048.3089 | 46264.7994 | 46264.7994 | 18631.7129 | 64896.5123 | 64896.5123 | 0.70957 | 0.70957 | 1801.7493 | 1801.7493 | 25.5576 | 74372.4354 | 0.2593 | -1271.7208 | VFD on Cooling Tower Fans | Miscellaneous Manufacturing | Existing
| ImiNgsd801 | 34133.2453 | 7366.2401 | 0 | 4548.8234 | 46048.3089 | 46264.7994 | 46264.7994 | 18631.7129 | 64896.5123 | 64896.5123 | 0.70957 | 0.70957 | 1801.7493 | 1801.7493 | 25.5576 | 74372.4354 | 0.2593 | -1271.7208 | VFD on Cooling Tower Fans | Miscellaneous Manufacturing | New
| IprEgsd801 | 34133.2453 | 7366.2401 | 0 | 4548.8234 | 46048.3089 | 46264.7994 | 46264.7994 | 18631.7129 | 64896.5123 | 64896.5123 | 0.70957 | 0.70957 | 225.2836 | 225.2836 | 204.4015 | 74372.4354 | 0.032422 | -1421.8794 | VFD on Cooling Tower Fans | Primary Resources Industries | Existing
| IprNgsd801 | 34133.2453 | 7366.2401 | 0 | 4548.8234 | 46048.3089 | 46264.7994 | 46264.7994 | 18631.7129 | 64896.5123 | 64896.5123 | 0.70957 | 0.70957 | 225.2836 | 225.2836 | 204.4015 | 74372.4354 | 0.032422 | -1421.8794 | VFD on Cooling Tower Fans | Primary Resources Industries | New
| IstEgsd801 | 34133.2453 | 7366.2401 | 0 | 4548.8234 | 46048.3089 | 46264.7994 | 46264.7994 | 18631.7129 | 64896.5123 | 64896.5123 | 0.70957 | 0.70957 | 1197.8568 | 1197.8568 | 38.4422 | 74372.4354 | 0.17239 | -1329.2416 | VFD on Cooling Tower Fans | Stone/Clay/Glass/Concrete | Existing
| IstNgsd801 | 34133.2453 | 7366.2401 | 0 | 4548.8234 | 46048.3089 | 46264.7994 | 46264.7994 | 18631.7129 | 64896.5123 | 64896.5123 | 0.70957 | 0.70957 | 1197.8568 | 1197.8568 | 38.4422 | 74372.4354 | 0.17239 | -1329.2416 | VFD on Cooling Tower Fans | Stone/Clay/Glass/Concrete | New
| IteEgsd801 | 34133.2453 | 7366.2401 | 0 | 4548.8234 | 46048.3089 | 46264.7994 | 46264.7994 | 18631.7129 | 64896.5123 | 64896.5123 | 0.70957 | 0.70957 | 672.3626 | 672.3626 | 68.4873 | 74372.4354 | 0.096763 | -1379.295 | VFD on Cooling Tower Fans | Textiles and Leather | Existing
| IteNgsd801 | 34133.2453 | 7366.2401 | 0 | 4548.8234 | 46048.3089 | 46264.7994 | 46264.7994 | 18631.7129 | 64896.5123 | 64896.5123 | 0.70957 | 0.70957 | 672.3626 | 672.3626 | 68.4873 | 74372.4354 | 0.096763 | -1379.295 | VFD on Cooling Tower Fans | Textiles and Leather | New
| ItrEgsd801 | 34133.2453 | 7366.2401 | 0 | 4548.8234 | 46048.3089 | 46264.7994 | 46264.7994 | 18631.7129 | 64896.5123 | 64896.5123 | 0.70957 | 0.70957 | 204.8538 | 204.8538 | 224.7862 | 74372.4354 | 0.029481 | -1423.8253 | VFD on Cooling Tower Fans | Transportation Equipment | Existing
| ItrNgsd801 | 34133.2453 | 7366.2401 | 0 | 4548.8234 | 46048.3089 | 46264.7994 | 46264.7994 | 18631.7129 | 64896.5123 | 64896.5123 | 0.70957 | 0.70957 | 204.8538 | 204.8538 | 224.7862 | 74372.4354 | 0.029481 | -1423.8253 | VFD on Cooling Tower Fans | Transportation Equipment | New
| IwaEgsd801 | 34133.2453 | 7366.2401 | 0 | 4548.8234 | 46048.3089 | 46264.7994 | 46264.7994 | 18631.7129 | 64896.5123 | 64896.5123 | 0.70957 | 0.70957 | 140.3081 | 140.3081 | 328.1942 | 74372.4354 | 0.020192 | -1429.9733 | VFD on Cooling Tower Fans | Water and Wastewater | Existing
| IwaNgsd801 | 34133.2453 | 7366.2401 | 0 | 4548.8234 | 46048.3089 | 46264.7994 | 46264.7994 | 18631.7129 | 64896.5123 | 64896.5123 | 0.70957 | 0.70957 | 140.3081 | 140.3081 | 328.1942 | 74372.4354 | 0.020192 | -1429.9733 | VFD on Cooling Tower Fans | Water and Wastewater | New
| IagEgsd802 | 34133.2453 | 7366.2401 | 0 | 4548.8234 | 46048.3089 | 46264.7994 | 46264.7994 | 18631.7129 | 64896.5123 | 64896.5123 | 0.70957 | 0.70957 | 563770.3989 | 563770.3989 | 0.081679 | 74372.4354 | 51.3953 | 32572.7516 | Auto Closer on Refrigerator Door | Agriculture and Assembly | Existing
| IagNgsd802 | 34133.2453 | 7366.2401 | 0 | 4548.8234 | 46048.3089 | 46264.7994 | 46264.7994 | 18631.7129 | 64896.5123 | 64896.5123 | 0.70957 | 0.70957 | 563770.3989 | 563770.3989 | 0.081679 | 74372.4354 | 51.3953 | 32572.7516 | Auto Closer on Refrigerator Door | Agriculture and Assembly | New
| IchEgsd802 | 34133.2453 | 7366.2401 | 0 | 4548.8234 | 46048.3089 | 46264.7994 | 46264.7994 | 18631.7129 | 64896.5123 | 64896.5123 | 0.70957 | 0.70957 | 563770.3989 | 563770.3989 | 0.081679 | 74372.4354 | 51.3953 | 32572.7516 | Auto Closer on Refrigerator Door | Chemicals and Plastics | Existing
| IchNgsd802 | 34133.2453 | 7366.2401 | 0 | 4548.8234 | 46048.3089 | 46264.7994 | 46264.7994 | 18631.7129 | 64896.5123 | 64896.5123 | 0.70957 | 0.70957 | 563770.3989 | 563770.3989 | 0.081679 | 74372.4354 | 51.3953 | 32572.7516 | Auto Closer on Refrigerator Door | Chemicals and Plastics | New
| IcoEgsd802 | 34133.2453 | 7366.2401 | 0 | 4548.8234 | 46048.3089 | 46264.7994 | 46264.7994 | 18631.7129 | 64896.5123 | 64896.5123 | 0.70957 | 0.70957 | 563770.3989 | 563770.3989 | 0.081679 | 74372.4354 | 51.3953 | 32572.7516 | Auto Closer on Refrigerator Door | Construction | Existing
| IcoNgsd802 | 34133.2453 | 7366.2401 | 0 | 4548.8234 | 46048.3089 | 46264.7994 | 46264.7994 | 18631.7129 | 64896.5123 | 64896.5123 | 0.70957 | 0.70957 | 563770.3989 | 563770.3989 | 0.081679 | 74372.4354 | 51.3953 | 32572.7516 | Auto Closer on Refrigerator Door | Construction | New
| IelEgsd802 | 34133.2453 | 7366.2401 | 0 | 4548.8234 | 46048.3089 | 46264.7994 | 46264.7994 | 18631.7129 | 64896.5123 | 64896.5123 | 0.70957 | 0.70957 | 563770.3989 | 563770.3989 | 0.081679 | 74372.4354 | 51.3953 | 32572.7516 | Auto Closer on Refrigerator Door | Electrical and Electronic Equip. | Existing
| IelNgsd802 | 34133.2453 | 7366.2401 | 0 | 4548.8234 | 46048.3089 | 46264.7994 | 46264.7994 | 18631.7129 | 64896.5123 | 64896.5123 | 0.70957 | 0.70957 | 563770.3989 | 563770.3989 | 0.081679 | 74372.4354 | 51.3953 | 32572.7516 | Auto Closer on Refrigerator Door | Electrical and Electronic Equip. | New
| IluEgsd802 | 34133.2453 | 7366.2401 | 0 | 4548.8234 | 46048.3089 | 46264.7994 | 46264.7994 | 18631.7129 | 64896.5123 | 64896.5123 | 0.70957 | 0.70957 | 563770.3989 | 563770.3989 | 0.081679 | 74372.4354 | 51.3953 | 32572.7516 | Auto Closer on Refrigerator Door | Lumber/Furniture/Pulp/Paper | Existing
| IluNgsd802 | 34133.2453 | 7366.2401 | 0 | 4548.8234 | 46048.3089 | 46264.7994 | 46264.7994 | 18631.7129 | 64896.5123 | 64896.5123 | 0.70957 | 0.70957 | 563770.3989 | 563770.3989 | 0.081679 | 74372.4354 | 51.3953 | 32572.7516 | Auto Closer on Refrigerator Door | Lumber/Furniture/Pulp/Paper | New
| ImeEgsd802 | 34133.2453 | 7366.2401 | 0 | 4548.8234 | 46048.3089 | 46264.7994 | 46264.7994 | 18631.7129 | 64896.5123 | 64896.5123 | 0.70957 | 0.70957 | 563770.3989 | 563770.3989 | 0.081679 | 74372.4354 | 51.3953 | 32572.7516 | Auto Closer on Refrigerator Door | Metal Products and Machinery | Existing
| ImeNgsd802 | 34133.2453 | 7366.2401 | 0 | 4548.8234 | 46048.3089 | 46264.7994 | 46264.7994 | 18631.7129 | 64896.5123 | 64896.5123 | 0.70957 | 0.70957 | 563770.3989 | 563770.3989 | 0.081679 | 74372.4354 | 51.3953 | 32572.7516 | Auto Closer on Refrigerator Door | Metal Products and Machinery | New
| ImiEgsd802 | 34133.2453 | 7366.2401 | 0 | 4548.8234 | 46048.3089 | 46264.7994 | 46264.7994 | 18631.7129 | 64896.5123 | 64896.5123 | 0.70957 | 0.70957 | 563770.3989 | 563770.3989 | 0.081679 | 74372.4354 | 51.3953 | 32572.7516 | Auto Closer on Refrigerator Door | Miscellaneous Manufacturing | Existing
| ImiNgsd802 | 34133.2453 | 7366.2401 | 0 | 4548.8234 | 46048.3089 | 46264.7994 | 46264.7994 | 18631.7129 | 64896.5123 | 64896.5123 | 0.70957 | 0.70957 | 563770.3989 | 563770.3989 | 0.081679 | 74372.4354 | 51.3953 | 32572.7516 | Auto Closer on Refrigerator Door | Miscellaneous Manufacturing | New
| IprEgsd802 | 34133.2453 | 7366.2401 | 0 | 4548.8234 | 46048.3089 | 46264.7994 | 46264.7994 | 18631.7129 | 64896.5123 | 64896.5123 | 0.70957 | 0.70957 | 563770.3989 | 563770.3989 | 0.081679 | 74372.4354 | 51.3953 | 32572.7516 | Auto Closer on Refrigerator Door | Primary Resources Industries | Existing
| IprNgsd802 | 34133.2453 | 7366.2401 | 0 | 4548.8234 | 46048.3089 | 46264.7994 | 46264.7994 | 18631.7129 | 64896.5123 | 64896.5123 | 0.70957 | 0.70957 | 563770.3989 | 563770.3989 | 0.081679 | 74372.4354 | 51.3953 | 32572.7516 | Auto Closer on Refrigerator Door | Primary Resources Industries | New
| IstEgsd802 | 34133.2453 | 7366.2401 | 0 | 4548.8234 | 46048.3089 | 46264.7994 | 46264.7994 | 18631.7129 | 64896.5123 | 64896.5123 | 0.70957 | 0.70957 | 563770.3989 | 563770.3989 | 0.081679 | 74372.4354 | 51.3953 | 32572.7516 | Auto Closer on Refrigerator Door | Stone/Clay/Glass/Concrete | Existing
| IstNgsd802 | 34133.2453 | 7366.2401 | 0 | 4548.8234 | 46048.3089 | 46264.7994 | 46264.7994 | 18631.7129 | 64896.5123 | 64896.5123 | 0.70957 | 0.70957 | 563770.3989 | 563770.3989 | 0.081679 | 74372.4354 | 51.3953 | 32572.7516 | Auto Closer on Refrigerator Door | Stone/Clay/Glass/Concrete | New
| IteEgsd802 | 34133.2453 | 7366.2401 | 0 | 4548.8234 | 46048.3089 | 46264.7994 | 46264.7994 | 18631.7129 | 64896.5123 | 64896.5123 | 0.70957 | 0.70957 | 563770.3989 | 563770.3989 | 0.081679 | 74372.4354 | 51.3953 | 32572.7516 | Auto Closer on Refrigerator Door | Textiles and Leather | Existing
| IteNgsd802 | 34133.2453 | 7366.2401 | 0 | 4548.8234 | 46048.3089 | 46264.7994 | 46264.7994 | 18631.7129 | 64896.5123 | 64896.5123 | 0.70957 | 0.70957 | 563770.3989 | 563770.3989 | 0.081679 | 74372.4354 | 51.3953 | 32572.7516 | Auto Closer on Refrigerator Door | Textiles and Leather | New
| ItrEgsd802 | 34133.2453 | 7366.2401 | 0 | 4548.8234 | 46048.3089 | 46264.7994 | 46264.7994 | 18631.7129 | 64896.5123 | 64896.5123 | 0.70957 | 0.70957 | 563770.3989 | 563770.3989 | 0.081679 | 74372.4354 | 51.3953 | 32572.7516 | Auto Closer on Refrigerator Door | Transportation Equipment | Existing
| ItrNgsd802 | 34133.2453 | 7366.2401 | 0 | 4548.8234 | 46048.3089 | 46264.7994 | 46264.7994 | 18631.7129 | 64896.5123 | 64896.5123 | 0.70957 | 0.70957 | 563770.3989 | 563770.3989 | 0.081679 | 74372.4354 | 51.3953 | 32572.7516 | Auto Closer on Refrigerator Door | Transportation Equipment | New
| IwaEgsd802 | 34133.2453 | 7366.2401 | 0 | 4548.8234 | 46048.3089 | 46264.7994 | 46264.7994 | 18631.7129 | 64896.5123 | 64896.5123 | 0.70957 | 0.70957 | 563770.3989 | 563770.3989 | 0.081679 | 74372.4354 | 51.3953 | 32572.7516 | Auto Closer on Refrigerator Door | Water and Wastewater | Existing
| IwaNgsd802 | 34133.2453 | 7366.2401 | 0 | 4548.8234 | 46048.3089 | 46264.7994 | 46264.7994 | 18631.7129 | 64896.5123 | 64896.5123 | 0.70957 | 0.70957 | 563770.3989 | 563770.3989 | 0.081679 | 74372.4354 | 51.3953 | 32572.7516 | Auto Closer on Refrigerator Door | Water and Wastewater | New
| IagEgsd803 | 34133.2453 | 7366.2401 | 0 | 4548.8234 | 46048.3089 | 46264.7994 | 46264.7994 | 18631.7129 | 64896.5123 | 64896.5123 | 0.70957 | 0.70957 | 231.5952 | 231.5952 | 198.831 | 74372.4354 | 0.02501 | -1426.7848 | Demand Defrost | Agriculture and Assembly | Existing
| IagNgsd803 | 34133.2453 | 7366.2401 | 0 | 4548.8234 | 46048.3089 | 46264.7994 | 46264.7994 | 18631.7129 | 64896.5123 | 64896.5123 | 0.70957 | 0.70957 | 231.5952 | 231.5952 | 198.831 | 74372.4354 | 0.02501 | -1426.7848 | Demand Defrost | Agriculture and Assembly | New
| IchEgsd803 | 34133.2453 | 7366.2401 | 0 | 4548.8234 | 46048.3089 | 46264.7994 | 46264.7994 | 18631.7129 | 64896.5123 | 64896.5123 | 0.70957 | 0.70957 | 222.5115 | 222.5115 | 206.948 | 74372.4354 | 0.024029 | -1427.4341 | Demand Defrost | Chemicals and Plastics | Existing
| IchNgsd803 | 34133.2453 | 7366.2401 | 0 | 4548.8234 | 46048.3089 | 46264.7994 | 46264.7994 | 18631.7129 | 64896.5123 | 64896.5123 | 0.70957 | 0.70957 | 222.5115 | 222.5115 | 206.948 | 74372.4354 | 0.024029 | -1427.4341 | Demand Defrost | Chemicals and Plastics | New
| IcoEgsd803 | 34133.2453 | 7366.2401 | 0 | 4548.8234 | 46048.3089 | 46264.7994 | 46264.7994 | 18631.7129 | 64896.5123 | 64896.5123 | 0.70957 | 0.70957 | 3910.2716 | 3910.2716 | 11.7762 | 74372.4354 | 0.42227 | -1163.8583 | Demand Defrost | Construction | Existing
| IcoNgsd803 | 34133.2453 | 7366.2401 | 0 | 4548.8234 | 46048.3089 | 46264.7994 | 46264.7994 | 18631.7129 | 64896.5123 | 64896.5123 | 0.70957 | 0.70957 | 3910.2716 | 3910.2716 | 11.7762 | 74372.4354 | 0.42227 | -1163.8583 | Demand Defrost | Construction | New
| IelEgsd803 | 34133.2453 | 7366.2401 | 0 | 4548.8234 | 46048.3089 | 46264.7994 | 46264.7994 | 18631.7129 | 64896.5123 | 64896.5123 | 0.70957 | 0.70957 | 650.9275 | 650.9275 | 70.7426 | 74372.4354 | 0.070293 | -1396.8139 | Demand Defrost | Electrical and Electronic Equip. | Existing
| IelNgsd803 | 34133.2453 | 7366.2401 | 0 | 4548.8234 | 46048.3089 | 46264.7994 | 46264.7994 | 18631.7129 | 64896.5123 | 64896.5123 | 0.70957 | 0.70957 | 650.9275 | 650.9275 | 70.7426 | 74372.4354 | 0.070293 | -1396.8139 | Demand Defrost | Electrical and Electronic Equip. | New
| IluEgsd803 | 34133.2453 | 7366.2401 | 0 | 4548.8234 | 46048.3089 | 46264.7994 | 46264.7994 | 18631.7129 | 64896.5123 | 64896.5123 | 0.70957 | 0.70957 | 1451.5431 | 1451.5431 | 31.7237 | 74372.4354 | 0.15675 | -1339.5913 | Demand Defrost | Lumber/Furniture/Pulp/Paper | Existing
| IluNgsd803 | 34133.2453 | 7366.2401 | 0 | 4548.8234 | 46048.3089 | 46264.7994 | 46264.7994 | 18631.7129 | 64896.5123 | 64896.5123 | 0.70957 | 0.70957 | 1451.5431 | 1451.5431 | 31.7237 | 74372.4354 | 0.15675 | -1339.5913 | Demand Defrost | Lumber/Furniture/Pulp/Paper | New
| ImeEgsd803 | 34133.2453 | 7366.2401 | 0 | 4548.8234 | 46048.3089 | 46264.7994 | 46264.7994 | 18631.7129 | 64896.5123 | 64896.5123 | 0.70957 | 0.70957 | 5399.8458 | 5399.8458 | 8.5277 | 74372.4354 | 0.58313 | -1057.3938 | Demand Defrost | Metal Products and Machinery | Existing
| ImeNgsd803 | 34133.2453 | 7366.2401 | 0 | 4548.8234 | 46048.3089 | 46264.7994 | 46264.7994 | 18631.7129 | 64896.5123 | 64896.5123 | 0.70957 | 0.70957 | 5399.8458 | 5399.8458 | 8.5277 | 74372.4354 | 0.58313 | -1057.3938 | Demand Defrost | Metal Products and Machinery | New
| ImiEgsd803 | 34133.2453 | 7366.2401 | 0 | 4548.8234 | 46048.3089 | 46264.7994 | 46264.7994 | 18631.7129 | 64896.5123 | 64896.5123 | 0.70957 | 0.70957 | 3910.2716 | 3910.2716 | 11.7762 | 74372.4354 | 0.42227 | -1163.8583 | Demand Defrost | Miscellaneous Manufacturing | Existing
| ImiNgsd803 | 34133.2453 | 7366.2401 | 0 | 4548.8234 | 46048.3089 | 46264.7994 | 46264.7994 | 18631.7129 | 64896.5123 | 64896.5123 | 0.70957 | 0.70957 | 3910.2716 | 3910.2716 | 11.7762 | 74372.4354 | 0.42227 | -1163.8583 | Demand Defrost | Miscellaneous Manufacturing | New
| IprEgsd803 | 34133.2453 | 7366.2401 | 0 | 4548.8234 | 46048.3089 | 46264.7994 | 46264.7994 | 18631.7129 | 64896.5123 | 64896.5123 | 0.70957 | 0.70957 | 422.1 | 422.1 | 109.0934 | 74372.4354 | 0.045582 | -1413.1689 | Demand Defrost | Primary Resources Industries | Existing
| IprNgsd803 | 34133.2453 | 7366.2401 | 0 | 4548.8234 | 46048.3089 | 46264.7994 | 46264.7994 | 18631.7129 | 64896.5123 | 64896.5123 | 0.70957 | 0.70957 | 422.1 | 422.1 | 109.0934 | 74372.4354 | 0.045582 | -1413.1689 | Demand Defrost | Primary Resources Industries | New
| IstEgsd803 | 34133.2453 | 7366.2401 | 0 | 4548.8234 | 46048.3089 | 46264.7994 | 46264.7994 | 18631.7129 | 64896.5123 | 64896.5123 | 0.70957 | 0.70957 | 1604.0939 | 1604.0939 | 28.7067 | 74372.4354 | 0.17323 | -1328.6881 | Demand Defrost | Stone/Clay/Glass/Concrete | Existing
| IstNgsd803 | 34133.2453 | 7366.2401 | 0 | 4548.8234 | 46048.3089 | 46264.7994 | 46264.7994 | 18631.7129 | 64896.5123 | 64896.5123 | 0.70957 | 0.70957 | 1604.0939 | 1604.0939 | 28.7067 | 74372.4354 | 0.17323 | -1328.6881 | Demand Defrost | Stone/Clay/Glass/Concrete | New
| IteEgsd803 | 34133.2453 | 7366.2401 | 0 | 4548.8234 | 46048.3089 | 46264.7994 | 46264.7994 | 18631.7129 | 64896.5123 | 64896.5123 | 0.70957 | 0.70957 | 1025.7366 | 1025.7366 | 44.8929 | 74372.4354 | 0.11077 | -1370.0251 | Demand Defrost | Textiles and Leather | Existing
| IteNgsd803 | 34133.2453 | 7366.2401 | 0 | 4548.8234 | 46048.3089 | 46264.7994 | 46264.7994 | 18631.7129 | 64896.5123 | 64896.5123 | 0.70957 | 0.70957 | 1025.7366 | 1025.7366 | 44.8929 | 74372.4354 | 0.11077 | -1370.0251 | Demand Defrost | Textiles and Leather | New
| ItrEgsd803 | 34133.2453 | 7366.2401 | 0 | 4548.8234 | 46048.3089 | 46264.7994 | 46264.7994 | 18631.7129 | 64896.5123 | 64896.5123 | 0.70957 | 0.70957 | 617.9321 | 617.9321 | 74.52 | 74372.4354 | 0.06673 | -1399.1721 | Demand Defrost | Transportation Equipment | Existing
| ItrNgsd803 | 34133.2453 | 7366.2401 | 0 | 4548.8234 | 46048.3089 | 46264.7994 | 46264.7994 | 18631.7129 | 64896.5123 | 64896.5123 | 0.70957 | 0.70957 | 617.9321 | 617.9321 | 74.52 | 74372.4354 | 0.06673 | -1399.1721 | Demand Defrost | Transportation Equipment | New
| IwaEgsd803 | 34133.2453 | 7366.2401 | 0 | 4548.8234 | 46048.3089 | 46264.7994 | 46264.7994 | 18631.7129 | 64896.5123 | 64896.5123 | 0.70957 | 0.70957 | 304.6966 | 304.6966 | 151.1284 | 74372.4354 | 0.032904 | -1421.5601 | Demand Defrost | Water and Wastewater | Existing
| IwaNgsd803 | 34133.2453 | 7366.2401 | 0 | 4548.8234 | 46048.3089 | 46264.7994 | 46264.7994 | 18631.7129 | 64896.5123 | 64896.5123 | 0.70957 | 0.70957 | 304.6966 | 304.6966 | 151.1284 | 74372.4354 | 0.032904 | -1421.5601 | Demand Defrost | Water and Wastewater | New
| IagEgsd804 | 34133.2453 | 7366.2401 | 0 | 4548.8234 | 46048.3089 | 46264.7994 | 46264.7994 | 18631.7129 | 64896.5123 | 64896.5123 | 0.70957 | 0.70957 | 305.4002 | 305.4002 | 150.7802 | 74372.4354 | 0.03298 | -1421.5098 | Floating Head Pressure Controller | Agriculture and Assembly | Existing
| IagNgsd804 | 34133.2453 | 7366.2401 | 0 | 4548.8234 | 46048.3089 | 46264.7994 | 46264.7994 | 18631.7129 | 64896.5123 | 64896.5123 | 0.70957 | 0.70957 | 305.4002 | 305.4002 | 150.7802 | 74372.4354 | 0.03298 | -1421.5098 | Floating Head Pressure Controller | Agriculture and Assembly | New
| IchEgsd804 | 34133.2453 | 7366.2401 | 0 | 4548.8234 | 46048.3089 | 46264.7994 | 46264.7994 | 18631.7129 | 64896.5123 | 64896.5123 | 0.70957 | 0.70957 | 293.4217 | 293.4217 | 156.9356 | 74372.4354 | 0.031686 | -1422.3659 | Floating Head Pressure Controller | Chemicals and Plastics | Existing
| IchNgsd804 | 34133.2453 | 7366.2401 | 0 | 4548.8234 | 46048.3089 | 46264.7994 | 46264.7994 | 18631.7129 | 64896.5123 | 64896.5123 | 0.70957 | 0.70957 | 293.4217 | 293.4217 | 156.9356 | 74372.4354 | 0.031686 | -1422.3659 | Floating Head Pressure Controller | Chemicals and Plastics | New
| IcoEgsd804 | 34133.2453 | 7366.2401 | 0 | 4548.8234 | 46048.3089 | 46264.7994 | 46264.7994 | 18631.7129 | 64896.5123 | 64896.5123 | 0.70957 | 0.70957 | 5156.405 | 5156.405 | 8.9303 | 74372.4354 | 0.55684 | -1074.7933 | Floating Head Pressure Controller | Construction | Existing
| IcoNgsd804 | 34133.2453 | 7366.2401 | 0 | 4548.8234 | 46048.3089 | 46264.7994 | 46264.7994 | 18631.7129 | 64896.5123 | 64896.5123 | 0.70957 | 0.70957 | 5156.405 | 5156.405 | 8.9303 | 74372.4354 | 0.55684 | -1074.7933 | Floating Head Pressure Controller | Construction | New
| IelEgsd804 | 34133.2453 | 7366.2401 | 0 | 4548.8234 | 46048.3089 | 46264.7994 | 46264.7994 | 18631.7129 | 64896.5123 | 64896.5123 | 0.70957 | 0.70957 | 858.366 | 858.366 | 53.6465 | 74372.4354 | 0.092695 | -1381.9876 | Floating Head Pressure Controller | Electrical and Electronic Equip. | Existing
| IelNgsd804 | 34133.2453 | 7366.2401 | 0 | 4548.8234 | 46048.3089 | 46264.7994 | 46264.7994 | 18631.7129 | 64896.5123 | 64896.5123 | 0.70957 | 0.70957 | 858.366 | 858.366 | 53.6465 | 74372.4354 | 0.092695 | -1381.9876 | Floating Head Pressure Controller | Electrical and Electronic Equip. | New
| IluEgsd804 | 34133.2453 | 7366.2401 | 0 | 4548.8234 | 46048.3089 | 46264.7994 | 46264.7994 | 18631.7129 | 64896.5123 | 64896.5123 | 0.70957 | 0.70957 | 1914.1229 | 1914.1229 | 24.0571 | 74372.4354 | 0.20671 | -1306.5293 | Floating Head Pressure Controller | Lumber/Furniture/Pulp/Paper | Existing
| IluNgsd804 | 34133.2453 | 7366.2401 | 0 | 4548.8234 | 46048.3089 | 46264.7994 | 46264.7994 | 18631.7129 | 64896.5123 | 64896.5123 | 0.70957 | 0.70957 | 1914.1229 | 1914.1229 | 24.0571 | 74372.4354 | 0.20671 | -1306.5293 | Floating Head Pressure Controller | Lumber/Furniture/Pulp/Paper | New
| ImeEgsd804 | 34133.2453 | 7366.2401 | 0 | 4548.8234 | 46048.3089 | 46264.7994 | 46264.7994 | 18631.7129 | 64896.5123 | 64896.5123 | 0.70957 | 0.70957 | 7120.6811 | 7120.6811 | 6.4668 | 74372.4354 | 0.76896 | -934.4003 | Floating Head Pressure Controller | Metal Products and Machinery | Existing
| ImeNgsd804 | 34133.2453 | 7366.2401 | 0 | 4548.8234 | 46048.3089 | 46264.7994 | 46264.7994 | 18631.7129 | 64896.5123 | 64896.5123 | 0.70957 | 0.70957 | 7120.6811 | 7120.6811 | 6.4668 | 74372.4354 | 0.76896 | -934.4003 | Floating Head Pressure Controller | Metal Products and Machinery | New
| ImiEgsd804 | 34133.2453 | 7366.2401 | 0 | 4548.8234 | 46048.3089 | 46264.7994 | 46264.7994 | 18631.7129 | 64896.5123 | 64896.5123 | 0.70957 | 0.70957 | 5156.405 | 5156.405 | 8.9303 | 74372.4354 | 0.55684 | -1074.7933 | Floating Head Pressure Controller | Miscellaneous Manufacturing | Existing
| ImiNgsd804 | 34133.2453 | 7366.2401 | 0 | 4548.8234 | 46048.3089 | 46264.7994 | 46264.7994 | 18631.7129 | 64896.5123 | 64896.5123 | 0.70957 | 0.70957 | 5156.405 | 5156.405 | 8.9303 | 74372.4354 | 0.55684 | -1074.7933 | Floating Head Pressure Controller | Miscellaneous Manufacturing | New
| IprEgsd804 | 34133.2453 | 7366.2401 | 0 | 4548.8234 | 46048.3089 | 46264.7994 | 46264.7994 | 18631.7129 | 64896.5123 | 64896.5123 | 0.70957 | 0.70957 | 556.6155 | 556.6155 | 82.7291 | 74372.4354 | 0.060109 | -1403.5546 | Floating Head Pressure Controller | Primary Resources Industries | Existing
| IprNgsd804 | 34133.2453 | 7366.2401 | 0 | 4548.8234 | 46048.3089 | 46264.7994 | 46264.7994 | 18631.7129 | 64896.5123 | 64896.5123 | 0.70957 | 0.70957 | 556.6155 | 556.6155 | 82.7291 | 74372.4354 | 0.060109 | -1403.5546 | Floating Head Pressure Controller | Primary Resources Industries | New
| IstEgsd804 | 34133.2453 | 7366.2401 | 0 | 4548.8234 | 46048.3089 | 46264.7994 | 46264.7994 | 18631.7129 | 64896.5123 | 64896.5123 | 0.70957 | 0.70957 | 2115.2882 | 2115.2882 | 21.7693 | 74372.4354 | 0.22843 | -1292.1514 | Floating Head Pressure Controller | Stone/Clay/Glass/Concrete | Existing
| IstNgsd804 | 34133.2453 | 7366.2401 | 0 | 4548.8234 | 46048.3089 | 46264.7994 | 46264.7994 | 18631.7129 | 64896.5123 | 64896.5123 | 0.70957 | 0.70957 | 2115.2882 | 2115.2882 | 21.7693 | 74372.4354 | 0.22843 | -1292.1514 | Floating Head Pressure Controller | Stone/Clay/Glass/Concrete | New
| IteEgsd804 | 34133.2453 | 7366.2401 | 0 | 4548.8234 | 46048.3089 | 46264.7994 | 46264.7994 | 18631.7129 | 64896.5123 | 64896.5123 | 0.70957 | 0.70957 | 1352.6199 | 1352.6199 | 34.0438 | 74372.4354 | 0.14607 | -1346.6617 | Floating Head Pressure Controller | Textiles and Leather | Existing
| IteNgsd804 | 34133.2453 | 7366.2401 | 0 | 4548.8234 | 46048.3089 | 46264.7994 | 46264.7994 | 18631.7129 | 64896.5123 | 64896.5123 | 0.70957 | 0.70957 | 1352.6199 | 1352.6199 | 34.0438 | 74372.4354 | 0.14607 | -1346.6617 | Floating Head Pressure Controller | Textiles and Leather | New
| ItrEgsd804 | 34133.2453 | 7366.2401 | 0 | 4548.8234 | 46048.3089 | 46264.7994 | 46264.7994 | 18631.7129 | 64896.5123 | 64896.5123 | 0.70957 | 0.70957 | 814.8554 | 814.8554 | 56.511 | 74372.4354 | 0.087996 | -1385.0974 | Floating Head Pressure Controller | Transportation Equipment | Existing
| ItrNgsd804 | 34133.2453 | 7366.2401 | 0 | 4548.8234 | 46048.3089 | 46264.7994 | 46264.7994 | 18631.7129 | 64896.5123 | 64896.5123 | 0.70957 | 0.70957 | 814.8554 | 814.8554 | 56.511 | 74372.4354 | 0.087996 | -1385.0974 | Floating Head Pressure Controller | Transportation Equipment | New
| IwaEgsd804 | 34133.2453 | 7366.2401 | 0 | 4548.8234 | 46048.3089 | 46264.7994 | 46264.7994 | 18631.7129 | 64896.5123 | 64896.5123 | 0.70957 | 0.70957 | 401.7977 | 401.7977 | 114.6057 | 74372.4354 | 0.04339 | -1414.6199 | Floating Head Pressure Controller | Water and Wastewater | Existing
| IwaNgsd804 | 34133.2453 | 7366.2401 | 0 | 4548.8234 | 46048.3089 | 46264.7994 | 46264.7994 | 18631.7129 | 64896.5123 | 64896.5123 | 0.70957 | 0.70957 | 401.7977 | 401.7977 | 114.6057 | 74372.4354 | 0.04339 | -1414.6199 | Floating Head Pressure Controller | Water and Wastewater | New
| IagTgsd805 | 34133.2453 | 7366.2401 | 0 | 4548.8234 | 46048.3089 | 46264.7994 | 46264.7994 | 18631.7129 | 64896.5123 | 64896.5123 | 0.70957 | 0.70957 | 194234.2381 | 194234.2381 | 0.23708 | 74372.4354 | 28.9018 | 17685.352 | High Efficiency Refrigeration Compressor - Discus | Agriculture and Assembly | Turnover
| IagNgsd805 | 34133.2453 | 7366.2401 | 0 | 4548.8234 | 46048.3089 | 46264.7994 | 46264.7994 | 18631.7129 | 64896.5123 | 64896.5123 | 0.70957 | 0.70957 | 194234.2381 | 194234.2381 | 0.23708 | 74372.4354 | 28.9018 | 17685.352 | High Efficiency Refrigeration Compressor - Discus | Agriculture and Assembly | New
| IchTgsd805 | 34133.2453 | 7366.2401 | 0 | 4548.8234 | 46048.3089 | 46264.7994 | 46264.7994 | 18631.7129 | 64896.5123 | 64896.5123 | 0.70957 | 0.70957 | 194234.2381 | 194234.2381 | 0.23708 | 74372.4354 | 28.9018 | 17685.352 | High Efficiency Refrigeration Compressor - Discus | Chemicals and Plastics | Turnover
| IchNgsd805 | 34133.2453 | 7366.2401 | 0 | 4548.8234 | 46048.3089 | 46264.7994 | 46264.7994 | 18631.7129 | 64896.5123 | 64896.5123 | 0.70957 | 0.70957 | 194234.2381 | 194234.2381 | 0.23708 | 74372.4354 | 28.9018 | 17685.352 | High Efficiency Refrigeration Compressor - Discus | Chemicals and Plastics | New
| IcoTgsd805 | 34133.2453 | 7366.2401 | 0 | 4548.8234 | 46048.3089 | 46264.7994 | 46264.7994 | 18631.7129 | 64896.5123 | 64896.5123 | 0.70957 | 0.70957 | 194234.2381 | 194234.2381 | 0.23708 | 74372.4354 | 28.9018 | 17685.352 | High Efficiency Refrigeration Compressor - Discus | Construction | Turnover
| IcoNgsd805 | 34133.2453 | 7366.2401 | 0 | 4548.8234 | 46048.3089 | 46264.7994 | 46264.7994 | 18631.7129 | 64896.5123 | 64896.5123 | 0.70957 | 0.70957 | 194234.2381 | 194234.2381 | 0.23708 | 74372.4354 | 28.9018 | 17685.352 | High Efficiency Refrigeration Compressor - Discus | Construction | New
| IelTgsd805 | 34133.2453 | 7366.2401 | 0 | 4548.8234 | 46048.3089 | 46264.7994 | 46264.7994 | 18631.7129 | 64896.5123 | 64896.5123 | 0.70957 | 0.70957 | 194234.2381 | 194234.2381 | 0.23708 | 74372.4354 | 28.9018 | 17685.352 | High Efficiency Refrigeration Compressor - Discus | Electrical and Electronic Equip. | Turnover
| IelNgsd805 | 34133.2453 | 7366.2401 | 0 | 4548.8234 | 46048.3089 | 46264.7994 | 46264.7994 | 18631.7129 | 64896.5123 | 64896.5123 | 0.70957 | 0.70957 | 194234.2381 | 194234.2381 | 0.23708 | 74372.4354 | 28.9018 | 17685.352 | High Efficiency Refrigeration Compressor - Discus | Electrical and Electronic Equip. | New
| IluTgsd805 | 34133.2453 | 7366.2401 | 0 | 4548.8234 | 46048.3089 | 46264.7994 | 46264.7994 | 18631.7129 | 64896.5123 | 64896.5123 | 0.70957 | 0.70957 | 194234.2381 | 194234.2381 | 0.23708 | 74372.4354 | 28.9018 | 17685.352 | High Efficiency Refrigeration Compressor - Discus | Lumber/Furniture/Pulp/Paper | Turnover
| IluNgsd805 | 34133.2453 | 7366.2401 | 0 | 4548.8234 | 46048.3089 | 46264.7994 | 46264.7994 | 18631.7129 | 64896.5123 | 64896.5123 | 0.70957 | 0.70957 | 194234.2381 | 194234.2381 | 0.23708 | 74372.4354 | 28.9018 | 17685.352 | High Efficiency Refrigeration Compressor - Discus | Lumber/Furniture/Pulp/Paper | New
| ImeTgsd805 | 34133.2453 | 7366.2401 | 0 | 4548.8234 | 46048.3089 | 46264.7994 | 46264.7994 | 18631.7129 | 64896.5123 | 64896.5123 | 0.70957 | 0.70957 | 194234.2381 | 194234.2381 | 0.23708 | 74372.4354 | 28.9018 | 17685.352 | High Efficiency Refrigeration Compressor - Discus | Metal Products and Machinery | Turnover
| ImeNgsd805 | 34133.2453 | 7366.2401 | 0 | 4548.8234 | 46048.3089 | 46264.7994 | 46264.7994 | 18631.7129 | 64896.5123 | 64896.5123 | 0.70957 | 0.70957 | 194234.2381 | 194234.2381 | 0.23708 | 74372.4354 | 28.9018 | 17685.352 | High Efficiency Refrigeration Compressor - Discus | Metal Products and Machinery | New
| ImiTgsd805 | 34133.2453 | 7366.2401 | 0 | 4548.8234 | 46048.3089 | 46264.7994 | 46264.7994 | 18631.7129 | 64896.5123 | 64896.5123 | 0.70957 | 0.70957 | 194234.2381 | 194234.2381 | 0.23708 | 74372.4354 | 28.9018 | 17685.352 | High Efficiency Refrigeration Compressor - Discus | Miscellaneous Manufacturing | Turnover
| ImiNgsd805 | 34133.2453 | 7366.2401 | 0 | 4548.8234 | 46048.3089 | 46264.7994 | 46264.7994 | 18631.7129 | 64896.5123 | 64896.5123 | 0.70957 | 0.70957 | 194234.2381 | 194234.2381 | 0.23708 | 74372.4354 | 28.9018 | 17685.352 | High Efficiency Refrigeration Compressor - Discus | Miscellaneous Manufacturing | New
| IprTgsd805 | 34133.2453 | 7366.2401 | 0 | 4548.8234 | 46048.3089 | 46264.7994 | 46264.7994 | 18631.7129 | 64896.5123 | 64896.5123 | 0.70957 | 0.70957 | 194234.2381 | 194234.2381 | 0.23708 | 74372.4354 | 28.9018 | 17685.352 | High Efficiency Refrigeration Compressor - Discus | Primary Resources Industries | Turnover
| IprNgsd805 | 34133.2453 | 7366.2401 | 0 | 4548.8234 | 46048.3089 | 46264.7994 | 46264.7994 | 18631.7129 | 64896.5123 | 64896.5123 | 0.70957 | 0.70957 | 194234.2381 | 194234.2381 | 0.23708 | 74372.4354 | 28.9018 | 17685.352 | High Efficiency Refrigeration Compressor - Discus | Primary Resources Industries | New
| IstTgsd805 | 34133.2453 | 7366.2401 | 0 | 4548.8234 | 46048.3089 | 46264.7994 | 46264.7994 | 18631.7129 | 64896.5123 | 64896.5123 | 0.70957 | 0.70957 | 194234.2381 | 194234.2381 | 0.23708 | 74372.4354 | 28.9018 | 17685.352 | High Efficiency Refrigeration Compressor - Discus | Stone/Clay/Glass/Concrete | Turnover
| IstNgsd805 | 34133.2453 | 7366.2401 | 0 | 4548.8234 | 46048.3089 | 46264.7994 | 46264.7994 | 18631.7129 | 64896.5123 | 64896.5123 | 0.70957 | 0.70957 | 194234.2381 | 194234.2381 | 0.23708 | 74372.4354 | 28.9018 | 17685.352 | High Efficiency Refrigeration Compressor - Discus | Stone/Clay/Glass/Concrete | New
| IteTgsd805 | 34133.2453 | 7366.2401 | 0 | 4548.8234 | 46048.3089 | 46264.7994 | 46264.7994 | 18631.7129 | 64896.5123 | 64896.5123 | 0.70957 | 0.70957 | 194234.2381 | 194234.2381 | 0.23708 | 74372.4354 | 28.9018 | 17685.352 | High Efficiency Refrigeration Compressor - Discus | Textiles and Leather | Turnover
| IteNgsd805 | 34133.2453 | 7366.2401 | 0 | 4548.8234 | 46048.3089 | 46264.7994 | 46264.7994 | 18631.7129 | 64896.5123 | 64896.5123 | 0.70957 | 0.70957 | 194234.2381 | 194234.2381 | 0.23708 | 74372.4354 | 28.9018 | 17685.352 | High Efficiency Refrigeration Compressor - Discus | Textiles and Leather | New
| ItrTgsd805 | 34133.2453 | 7366.2401 | 0 | 4548.8234 | 46048.3089 | 46264.7994 | 46264.7994 | 18631.7129 | 64896.5123 | 64896.5123 | 0.70957 | 0.70957 | 194234.2381 | 194234.2381 | 0.23708 | 74372.4354 | 28.9018 | 17685.352 | High Efficiency Refrigeration Compressor - Discus | Transportation Equipment | Turnover
| ItrNgsd805 | 34133.2453 | 7366.2401 | 0 | 4548.8234 | 46048.3089 | 46264.7994 | 46264.7994 | 18631.7129 | 64896.5123 | 64896.5123 | 0.70957 | 0.70957 | 194234.2381 | 194234.2381 | 0.23708 | 74372.4354 | 28.9018 | 17685.352 | High Efficiency Refrigeration Compressor - Discus | Transportation Equipment | New
| IwaTgsd805 | 34133.2453 | 7366.2401 | 0 | 4548.8234 | 46048.3089 | 46264.7994 | 46264.7994 | 18631.7129 | 64896.5123 | 64896.5123 | 0.70957 | 0.70957 | 194234.2381 | 194234.2381 | 0.23708 | 74372.4354 | 28.9018 | 17685.352 | High Efficiency Refrigeration Compressor - Discus | Water and Wastewater | Turnover
| IwaNgsd805 | 34133.2453 | 7366.2401 | 0 | 4548.8234 | 46048.3089 | 46264.7994 | 46264.7994 | 18631.7129 | 64896.5123 | 64896.5123 | 0.70957 | 0.70957 | 194234.2381 | 194234.2381 | 0.23708 | 74372.4354 | 28.9018 | 17685.352 | High Efficiency Refrigeration Compressor - Discus | Water and Wastewater | New
| IagTgsd806 | 34133.2453 | 7366.2401 | 0 | 4548.8234 | 46048.3089 | 46264.7994 | 46264.7994 | 18631.7129 | 64896.5123 | 64896.5123 | 0.70957 | 0.70957 | 193947.9803 | 193947.9803 | 0.23743 | 74372.4354 | 28.8592 | 17657.1594 | High Efficiency Refrigeration Compressor - Scroll | Agriculture and Assembly | Turnover
| IagNgsd806 | 34133.2453 | 7366.2401 | 0 | 4548.8234 | 46048.3089 | 46264.7994 | 46264.7994 | 18631.7129 | 64896.5123 | 64896.5123 | 0.70957 | 0.70957 | 193947.9803 | 193947.9803 | 0.23743 | 74372.4354 | 28.8592 | 17657.1594 | High Efficiency Refrigeration Compressor - Scroll | Agriculture and Assembly | New
| IchTgsd806 | 34133.2453 | 7366.2401 | 0 | 4548.8234 | 46048.3089 | 46264.7994 | 46264.7994 | 18631.7129 | 64896.5123 | 64896.5123 | 0.70957 | 0.70957 | 193947.9803 | 193947.9803 | 0.23743 | 74372.4354 | 28.8592 | 17657.1594 | High Efficiency Refrigeration Compressor - Scroll | Chemicals and Plastics | Turnover
| IchNgsd806 | 34133.2453 | 7366.2401 | 0 | 4548.8234 | 46048.3089 | 46264.7994 | 46264.7994 | 18631.7129 | 64896.5123 | 64896.5123 | 0.70957 | 0.70957 | 193947.9803 | 193947.9803 | 0.23743 | 74372.4354 | 28.8592 | 17657.1594 | High Efficiency Refrigeration Compressor - Scroll | Chemicals and Plastics | New
| IcoTgsd806 | 34133.2453 | 7366.2401 | 0 | 4548.8234 | 46048.3089 | 46264.7994 | 46264.7994 | 18631.7129 | 64896.5123 | 64896.5123 | 0.70957 | 0.70957 | 193947.9803 | 193947.9803 | 0.23743 | 74372.4354 | 28.8592 | 17657.1594 | High Efficiency Refrigeration Compressor - Scroll | Construction | Turnover
| IcoNgsd806 | 34133.2453 | 7366.2401 | 0 | 4548.8234 | 46048.3089 | 46264.7994 | 46264.7994 | 18631.7129 | 64896.5123 | 64896.5123 | 0.70957 | 0.70957 | 193947.9803 | 193947.9803 | 0.23743 | 74372.4354 | 28.8592 | 17657.1594 | High Efficiency Refrigeration Compressor - Scroll | Construction | New
| IelTgsd806 | 34133.2453 | 7366.2401 | 0 | 4548.8234 | 46048.3089 | 46264.7994 | 46264.7994 | 18631.7129 | 64896.5123 | 64896.5123 | 0.70957 | 0.70957 | 193947.9803 | 193947.9803 | 0.23743 | 74372.4354 | 28.8592 | 17657.1594 | High Efficiency Refrigeration Compressor - Scroll | Electrical and Electronic Equip. | Turnover
| IelNgsd806 | 34133.2453 | 7366.2401 | 0 | 4548.8234 | 46048.3089 | 46264.7994 | 46264.7994 | 18631.7129 | 64896.5123 | 64896.5123 | 0.70957 | 0.70957 | 193947.9803 | 193947.9803 | 0.23743 | 74372.4354 | 28.8592 | 17657.1594 | High Efficiency Refrigeration Compressor - Scroll | Electrical and Electronic Equip. | New
| IluTgsd806 | 34133.2453 | 7366.2401 | 0 | 4548.8234 | 46048.3089 | 46264.7994 | 46264.7994 | 18631.7129 | 64896.5123 | 64896.5123 | 0.70957 | 0.70957 | 193947.9803 | 193947.9803 | 0.23743 | 74372.4354 | 28.8592 | 17657.1594 | High Efficiency Refrigeration Compressor - Scroll | Lumber/Furniture/Pulp/Paper | Turnover
| IluNgsd806 | 34133.2453 | 7366.2401 | 0 | 4548.8234 | 46048.3089 | 46264.7994 | 46264.7994 | 18631.7129 | 64896.5123 | 64896.5123 | 0.70957 | 0.70957 | 193947.9803 | 193947.9803 | 0.23743 | 74372.4354 | 28.8592 | 17657.1594 | High Efficiency Refrigeration Compressor - Scroll | Lumber/Furniture/Pulp/Paper | New
| ImeTgsd806 | 34133.2453 | 7366.2401 | 0 | 4548.8234 | 46048.3089 | 46264.7994 | 46264.7994 | 18631.7129 | 64896.5123 | 64896.5123 | 0.70957 | 0.70957 | 193947.9803 | 193947.9803 | 0.23743 | 74372.4354 | 28.8592 | 17657.1594 | High Efficiency Refrigeration Compressor - Scroll | Metal Products and Machinery | Turnover
| ImeNgsd806 | 34133.2453 | 7366.2401 | 0 | 4548.8234 | 46048.3089 | 46264.7994 | 46264.7994 | 18631.7129 | 64896.5123 | 64896.5123 | 0.70957 | 0.70957 | 193947.9803 | 193947.9803 | 0.23743 | 74372.4354 | 28.8592 | 17657.1594 | High Efficiency Refrigeration Compressor - Scroll | Metal Products and Machinery | New
| ImiTgsd806 | 34133.2453 | 7366.2401 | 0 | 4548.8234 | 46048.3089 | 46264.7994 | 46264.7994 | 18631.7129 | 64896.5123 | 64896.5123 | 0.70957 | 0.70957 | 193947.9803 | 193947.9803 | 0.23743 | 74372.4354 | 28.8592 | 17657.1594 | High Efficiency Refrigeration Compressor - Scroll | Miscellaneous Manufacturing | Turnover
| ImiNgsd806 | 34133.2453 | 7366.2401 | 0 | 4548.8234 | 46048.3089 | 46264.7994 | 46264.7994 | 18631.7129 | 64896.5123 | 64896.5123 | 0.70957 | 0.70957 | 193947.9803 | 193947.9803 | 0.23743 | 74372.4354 | 28.8592 | 17657.1594 | High Efficiency Refrigeration Compressor - Scroll | Miscellaneous Manufacturing | New
| IprTgsd806 | 34133.2453 | 7366.2401 | 0 | 4548.8234 | 46048.3089 | 46264.7994 | 46264.7994 | 18631.7129 | 64896.5123 | 64896.5123 | 0.70957 | 0.70957 | 193947.9803 | 193947.9803 | 0.23743 | 74372.4354 | 28.8592 | 17657.1594 | High Efficiency Refrigeration Compressor - Scroll | Primary Resources Industries | Turnover
| IprNgsd806 | 34133.2453 | 7366.2401 | 0 | 4548.8234 | 46048.3089 | 46264.7994 | 46264.7994 | 18631.7129 | 64896.5123 | 64896.5123 | 0.70957 | 0.70957 | 193947.9803 | 193947.9803 | 0.23743 | 74372.4354 | 28.8592 | 17657.1594 | High Efficiency Refrigeration Compressor - Scroll | Primary Resources Industries | New
| IstTgsd806 | 34133.2453 | 7366.2401 | 0 | 4548.8234 | 46048.3089 | 46264.7994 | 46264.7994 | 18631.7129 | 64896.5123 | 64896.5123 | 0.70957 | 0.70957 | 193947.9803 | 193947.9803 | 0.23743 | 74372.4354 | 28.8592 | 17657.1594 | High Efficiency Refrigeration Compressor - Scroll | Stone/Clay/Glass/Concrete | Turnover
| IstNgsd806 | 34133.2453 | 7366.2401 | 0 | 4548.8234 | 46048.3089 | 46264.7994 | 46264.7994 | 18631.7129 | 64896.5123 | 64896.5123 | 0.70957 | 0.70957 | 193947.9803 | 193947.9803 | 0.23743 | 74372.4354 | 28.8592 | 17657.1594 | High Efficiency Refrigeration Compressor - Scroll | Stone/Clay/Glass/Concrete | New
| IteTgsd806 | 34133.2453 | 7366.2401 | 0 | 4548.8234 | 46048.3089 | 46264.7994 | 46264.7994 | 18631.7129 | 64896.5123 | 64896.5123 | 0.70957 | 0.70957 | 193947.9803 | 193947.9803 | 0.23743 | 74372.4354 | 28.8592 | 17657.1594 | High Efficiency Refrigeration Compressor - Scroll | Textiles and Leather | Turnover
| IteNgsd806 | 34133.2453 | 7366.2401 | 0 | 4548.8234 | 46048.3089 | 46264.7994 | 46264.7994 | 18631.7129 | 64896.5123 | 64896.5123 | 0.70957 | 0.70957 | 193947.9803 | 193947.9803 | 0.23743 | 74372.4354 | 28.8592 | 17657.1594 | High Efficiency Refrigeration Compressor - Scroll | Textiles and Leather | New
| ItrTgsd806 | 34133.2453 | 7366.2401 | 0 | 4548.8234 | 46048.3089 | 46264.7994 | 46264.7994 | 18631.7129 | 64896.5123 | 64896.5123 | 0.70957 | 0.70957 | 193947.9803 | 193947.9803 | 0.23743 | 74372.4354 | 28.8592 | 17657.1594 | High Efficiency Refrigeration Compressor - Scroll | Transportation Equipment | Turnover
| ItrNgsd806 | 34133.2453 | 7366.2401 | 0 | 4548.8234 | 46048.3089 | 46264.7994 | 46264.7994 | 18631.7129 | 64896.5123 | 64896.5123 | 0.70957 | 0.70957 | 193947.9803 | 193947.9803 | 0.23743 | 74372.4354 | 28.8592 | 17657.1594 | High Efficiency Refrigeration Compressor - Scroll | Transportation Equipment | New
| IwaTgsd806 | 34133.2453 | 7366.2401 | 0 | 4548.8234 | 46048.3089 | 46264.7994 | 46264.7994 | 18631.7129 | 64896.5123 | 64896.5123 | 0.70957 | 0.70957 | 193947.9803 | 193947.9803 | 0.23743 | 74372.4354 | 28.8592 | 17657.1594 | High Efficiency Refrigeration Compressor - Scroll | Water and Wastewater | Turnover
| IwaNgsd806 | 34133.2453 | 7366.2401 | 0 | 4548.8234 | 46048.3089 | 46264.7994 | 46264.7994 | 18631.7129 | 64896.5123 | 64896.5123 | 0.70957 | 0.70957 | 193947.9803 | 193947.9803 | 0.23743 | 74372.4354 | 28.8592 | 17657.1594 | High Efficiency Refrigeration Compressor - Scroll | Water and Wastewater | New
| IagEgsd807 | 34133.2453 | 7366.2401 | 0 | 4548.8234 | 46048.3089 | 46264.7994 | 46264.7994 | 18631.7129 | 64896.5123 | 64896.5123 | 0.70957 | 0.70957 | 109813.9458 | 109813.9458 | 0.41933 | 74372.4354 | 15.8038 | 9016.4578 | Process Cooling Ventilation Reduction | Agriculture and Assembly | Existing
| IagNgsd807 | 34133.2453 | 7366.2401 | 0 | 4548.8234 | 46048.3089 | 46264.7994 | 46264.7994 | 18631.7129 | 64896.5123 | 64896.5123 | 0.70957 | 0.70957 | 109813.9458 | 109813.9458 | 0.41933 | 74372.4354 | 15.8038 | 9016.4578 | Process Cooling Ventilation Reduction | Agriculture and Assembly | New
| IchEgsd807 | 34133.2453 | 7366.2401 | 0 | 4548.8234 | 46048.3089 | 46264.7994 | 46264.7994 | 18631.7129 | 64896.5123 | 64896.5123 | 0.70957 | 0.70957 | 109813.9458 | 109813.9458 | 0.41933 | 74372.4354 | 15.8038 | 9016.4581 | Process Cooling Ventilation Reduction | Chemicals and Plastics | Existing
| IchNgsd807 | 34133.2453 | 7366.2401 | 0 | 4548.8234 | 46048.3089 | 46264.7994 | 46264.7994 | 18631.7129 | 64896.5123 | 64896.5123 | 0.70957 | 0.70957 | 109813.9458 | 109813.9458 | 0.41933 | 74372.4354 | 15.8038 | 9016.4581 | Process Cooling Ventilation Reduction | Chemicals and Plastics | New
| IcoEgsd807 | 34133.2453 | 7366.2401 | 0 | 4548.8234 | 46048.3089 | 46264.7994 | 46264.7994 | 18631.7129 | 64896.5123 | 64896.5123 | 0.70957 | 0.70957 | 109813.7921 | 109813.7921 | 0.41933 | 74372.4354 | 15.8038 | 9016.4438 | Process Cooling Ventilation Reduction | Construction | Existing
| IcoNgsd807 | 34133.2453 | 7366.2401 | 0 | 4548.8234 | 46048.3089 | 46264.7994 | 46264.7994 | 18631.7129 | 64896.5123 | 64896.5123 | 0.70957 | 0.70957 | 109813.7921 | 109813.7921 | 0.41933 | 74372.4354 | 15.8038 | 9016.4438 | Process Cooling Ventilation Reduction | Construction | New
| IelEgsd807 | 34133.2453 | 7366.2401 | 0 | 4548.8234 | 46048.3089 | 46264.7994 | 46264.7994 | 18631.7129 | 64896.5123 | 64896.5123 | 0.70957 | 0.70957 | 109813.9458 | 109813.9458 | 0.41933 | 74372.4354 | 15.8038 | 9016.4578 | Process Cooling Ventilation Reduction | Electrical and Electronic Equip. | Existing
| IelNgsd807 | 34133.2453 | 7366.2401 | 0 | 4548.8234 | 46048.3089 | 46264.7994 | 46264.7994 | 18631.7129 | 64896.5123 | 64896.5123 | 0.70957 | 0.70957 | 109813.9458 | 109813.9458 | 0.41933 | 74372.4354 | 15.8038 | 9016.4578 | Process Cooling Ventilation Reduction | Electrical and Electronic Equip. | New
| IluEgsd807 | 34133.2453 | 7366.2401 | 0 | 4548.8234 | 46048.3089 | 46264.7994 | 46264.7994 | 18631.7129 | 64896.5123 | 64896.5123 | 0.70957 | 0.70957 | 109813.9253 | 109813.9253 | 0.41933 | 74372.4354 | 15.8038 | 9016.4566 | Process Cooling Ventilation Reduction | Lumber/Furniture/Pulp/Paper | Existing
| IluNgsd807 | 34133.2453 | 7366.2401 | 0 | 4548.8234 | 46048.3089 | 46264.7994 | 46264.7994 | 18631.7129 | 64896.5123 | 64896.5123 | 0.70957 | 0.70957 | 109813.9253 | 109813.9253 | 0.41933 | 74372.4354 | 15.8038 | 9016.4566 | Process Cooling Ventilation Reduction | Lumber/Furniture/Pulp/Paper | New
| ImeEgsd807 | 34133.2453 | 7366.2401 | 0 | 4548.8234 | 46048.3089 | 46264.7994 | 46264.7994 | 18631.7129 | 64896.5123 | 64896.5123 | 0.70957 | 0.70957 | 109813.9356 | 109813.9356 | 0.41933 | 74372.4354 | 15.8038 | 9016.4571 | Process Cooling Ventilation Reduction | Metal Products and Machinery | Existing
| ImeNgsd807 | 34133.2453 | 7366.2401 | 0 | 4548.8234 | 46048.3089 | 46264.7994 | 46264.7994 | 18631.7129 | 64896.5123 | 64896.5123 | 0.70957 | 0.70957 | 109813.9356 | 109813.9356 | 0.41933 | 74372.4354 | 15.8038 | 9016.4571 | Process Cooling Ventilation Reduction | Metal Products and Machinery | New
| ImiEgsd807 | 34133.2453 | 7366.2401 | 0 | 4548.8234 | 46048.3089 | 46264.7994 | 46264.7994 | 18631.7129 | 64896.5123 | 64896.5123 | 0.70957 | 0.70957 | 109813.7921 | 109813.7921 | 0.41933 | 74372.4354 | 15.8038 | 9016.4438 | Process Cooling Ventilation Reduction | Miscellaneous Manufacturing | Existing
| ImiNgsd807 | 34133.2453 | 7366.2401 | 0 | 4548.8234 | 46048.3089 | 46264.7994 | 46264.7994 | 18631.7129 | 64896.5123 | 64896.5123 | 0.70957 | 0.70957 | 109813.7921 | 109813.7921 | 0.41933 | 74372.4354 | 15.8038 | 9016.4438 | Process Cooling Ventilation Reduction | Miscellaneous Manufacturing | New
| IprEgsd807 | 34133.2453 | 7366.2401 | 0 | 4548.8234 | 46048.3089 | 46264.7994 | 46264.7994 | 18631.7129 | 64896.5123 | 64896.5123 | 0.70957 | 0.70957 | 109813.9356 | 109813.9356 | 0.41933 | 74372.4354 | 15.8038 | 9016.4571 | Process Cooling Ventilation Reduction | Primary Resources Industries | Existing
| IprNgsd807 | 34133.2453 | 7366.2401 | 0 | 4548.8234 | 46048.3089 | 46264.7994 | 46264.7994 | 18631.7129 | 64896.5123 | 64896.5123 | 0.70957 | 0.70957 | 109813.9356 | 109813.9356 | 0.41933 | 74372.4354 | 15.8038 | 9016.4571 | Process Cooling Ventilation Reduction | Primary Resources Industries | New
| IstEgsd807 | 34133.2453 | 7366.2401 | 0 | 4548.8234 | 46048.3089 | 46264.7994 | 46264.7994 | 18631.7129 | 64896.5123 | 64896.5123 | 0.70957 | 0.70957 | 109813.9663 | 109813.9663 | 0.41933 | 74372.4354 | 15.8038 | 9016.4598 | Process Cooling Ventilation Reduction | Stone/Clay/Glass/Concrete | Existing
| IstNgsd807 | 34133.2453 | 7366.2401 | 0 | 4548.8234 | 46048.3089 | 46264.7994 | 46264.7994 | 18631.7129 | 64896.5123 | 64896.5123 | 0.70957 | 0.70957 | 109813.9663 | 109813.9663 | 0.41933 | 74372.4354 | 15.8038 | 9016.4598 | Process Cooling Ventilation Reduction | Stone/Clay/Glass/Concrete | New
| IteEgsd807 | 34133.2453 | 7366.2401 | 0 | 4548.8234 | 46048.3089 | 46264.7994 | 46264.7994 | 18631.7129 | 64896.5123 | 64896.5123 | 0.70957 | 0.70957 | 109813.9356 | 109813.9356 | 0.41933 | 74372.4354 | 15.8038 | 9016.4576 | Process Cooling Ventilation Reduction | Textiles and Leather | Existing
| IteNgsd807 | 34133.2453 | 7366.2401 | 0 | 4548.8234 | 46048.3089 | 46264.7994 | 46264.7994 | 18631.7129 | 64896.5123 | 64896.5123 | 0.70957 | 0.70957 | 109813.9356 | 109813.9356 | 0.41933 | 74372.4354 | 15.8038 | 9016.4576 | Process Cooling Ventilation Reduction | Textiles and Leather | New
| ItrEgsd807 | 34133.2453 | 7366.2401 | 0 | 4548.8234 | 46048.3089 | 46264.7994 | 46264.7994 | 18631.7129 | 64896.5123 | 64896.5123 | 0.70957 | 0.70957 | 109813.9458 | 109813.9458 | 0.41933 | 74372.4354 | 15.8038 | 9016.4586 | Process Cooling Ventilation Reduction | Transportation Equipment | Existing
| ItrNgsd807 | 34133.2453 | 7366.2401 | 0 | 4548.8234 | 46048.3089 | 46264.7994 | 46264.7994 | 18631.7129 | 64896.5123 | 64896.5123 | 0.70957 | 0.70957 | 109813.9458 | 109813.9458 | 0.41933 | 74372.4354 | 15.8038 | 9016.4586 | Process Cooling Ventilation Reduction | Transportation Equipment | New
| IwaEgsd807 | 34133.2453 | 7366.2401 | 0 | 4548.8234 | 46048.3089 | 46264.7994 | 46264.7994 | 18631.7129 | 64896.5123 | 64896.5123 | 0.70957 | 0.70957 | 109813.9458 | 109813.9458 | 0.41933 | 74372.4354 | 15.8038 | 9016.4578 | Process Cooling Ventilation Reduction | Water and Wastewater | Existing
| IwaNgsd807 | 34133.2453 | 7366.2401 | 0 | 4548.8234 | 46048.3089 | 46264.7994 | 46264.7994 | 18631.7129 | 64896.5123 | 64896.5123 | 0.70957 | 0.70957 | 109813.9458 | 109813.9458 | 0.41933 | 74372.4354 | 15.8038 | 9016.4578 | Process Cooling Ventilation Reduction | Water and Wastewater | New
| IagEgsd808 | 34133.2453 | 7366.2401 | 0 | 4548.8234 | 46048.3089 | 46264.7994 | 46264.7994 | 18631.7129 | 64896.5123 | 64896.5123 | 0.70957 | 0.70957 | 27784.277 | 27784.277 | 1.6574 | 74372.4354 | 1.7113 | -310.7396 | Refrigeration Commissioning | Agriculture and Assembly | Existing
| IagNgsd808 | 34133.2453 | 7366.2401 | 0 | 4548.8234 | 46048.3089 | 46264.7994 | 46264.7994 | 18631.7129 | 64896.5123 | 64896.5123 | 0.70957 | 0.70957 | 27784.277 | 27784.277 | 1.6574 | 74372.4354 | 1.7113 | -310.7396 | Refrigeration Commissioning | Agriculture and Assembly | New
| IchEgsd808 | 34133.2453 | 7366.2401 | 0 | 4548.8234 | 46048.3089 | 46264.7994 | 46264.7994 | 18631.7129 | 64896.5123 | 64896.5123 | 0.70957 | 0.70957 | 40441.5569 | 40441.5569 | 1.1386 | 74372.4354 | 2.4908 | 205.2218 | Refrigeration Commissioning | Chemicals and Plastics | Existing
| IchNgsd808 | 34133.2453 | 7366.2401 | 0 | 4548.8234 | 46048.3089 | 46264.7994 | 46264.7994 | 18631.7129 | 64896.5123 | 64896.5123 | 0.70957 | 0.70957 | 40441.5569 | 40441.5569 | 1.1386 | 74372.4354 | 2.4908 | 205.2218 | Refrigeration Commissioning | Chemicals and Plastics | New
| IcoEgsd808 | 34133.2453 | 7366.2401 | 0 | 4548.8234 | 46048.3089 | 46264.7994 | 46264.7994 | 18631.7129 | 64896.5123 | 64896.5123 | 0.70957 | 0.70957 | 185357.1716 | 185357.1716 | 0.24843 | 74372.4354 | 11.4163 | 6112.5614 | Refrigeration Commissioning | Construction | Existing
| IcoNgsd808 | 34133.2453 | 7366.2401 | 0 | 4548.8234 | 46048.3089 | 46264.7994 | 46264.7994 | 18631.7129 | 64896.5123 | 64896.5123 | 0.70957 | 0.70957 | 185357.1716 | 185357.1716 | 0.24843 | 74372.4354 | 11.4163 | 6112.5614 | Refrigeration Commissioning | Construction | New
| IelEgsd808 | 34133.2453 | 7366.2401 | 0 | 4548.8234 | 46048.3089 | 46264.7994 | 46264.7994 | 18631.7129 | 64896.5123 | 64896.5123 | 0.70957 | 0.70957 | 82721.3797 | 82721.3797 | 0.55667 | 74372.4354 | 5.0949 | 1928.7162 | Refrigeration Commissioning | Electrical and Electronic Equip. | Existing
| IelNgsd808 | 34133.2453 | 7366.2401 | 0 | 4548.8234 | 46048.3089 | 46264.7994 | 46264.7994 | 18631.7129 | 64896.5123 | 64896.5123 | 0.70957 | 0.70957 | 82721.3797 | 82721.3797 | 0.55667 | 74372.4354 | 5.0949 | 1928.7162 | Refrigeration Commissioning | Electrical and Electronic Equip. | New
| IluEgsd808 | 34133.2453 | 7366.2401 | 0 | 4548.8234 | 46048.3089 | 46264.7994 | 46264.7994 | 18631.7129 | 64896.5123 | 64896.5123 | 0.70957 | 0.70957 | 363974.0393 | 363974.0393 | 0.12652 | 74372.4354 | 22.4175 | 13393.6988 | Refrigeration Commissioning | Lumber/Furniture/Pulp/Paper | Existing
| IluNgsd808 | 34133.2453 | 7366.2401 | 0 | 4548.8234 | 46048.3089 | 46264.7994 | 46264.7994 | 18631.7129 | 64896.5123 | 64896.5123 | 0.70957 | 0.70957 | 363974.0393 | 363974.0393 | 0.12652 | 74372.4354 | 22.4175 | 13393.6988 | Refrigeration Commissioning | Lumber/Furniture/Pulp/Paper | New
| ImeEgsd808 | 34133.2453 | 7366.2401 | 0 | 4548.8234 | 46048.3089 | 46264.7994 | 46264.7994 | 18631.7129 | 64896.5123 | 64896.5123 | 0.70957 | 0.70957 | 488257.7297 | 488257.7297 | 0.094311 | 74372.4354 | 30.0722 | 18459.998 | Refrigeration Commissioning | Metal Products and Machinery | Existing
| ImeNgsd808 | 34133.2453 | 7366.2401 | 0 | 4548.8234 | 46048.3089 | 46264.7994 | 46264.7994 | 18631.7129 | 64896.5123 | 64896.5123 | 0.70957 | 0.70957 | 488257.7297 | 488257.7297 | 0.094311 | 74372.4354 | 30.0722 | 18459.998 | Refrigeration Commissioning | Metal Products and Machinery | New
| ImiEgsd808 | 34133.2453 | 7366.2401 | 0 | 4548.8234 | 46048.3089 | 46264.7994 | 46264.7994 | 18631.7129 | 64896.5123 | 64896.5123 | 0.70957 | 0.70957 | 185357.1716 | 185357.1716 | 0.24843 | 74372.4354 | 11.4163 | 6112.5614 | Refrigeration Commissioning | Miscellaneous Manufacturing | Existing
| ImiNgsd808 | 34133.2453 | 7366.2401 | 0 | 4548.8234 | 46048.3089 | 46264.7994 | 46264.7994 | 18631.7129 | 64896.5123 | 64896.5123 | 0.70957 | 0.70957 | 185357.1716 | 185357.1716 | 0.24843 | 74372.4354 | 11.4163 | 6112.5614 | Refrigeration Commissioning | Miscellaneous Manufacturing | New
| IprEgsd808 | 34133.2453 | 7366.2401 | 0 | 4548.8234 | 46048.3089 | 46264.7994 | 46264.7994 | 18631.7129 | 64896.5123 | 64896.5123 | 0.70957 | 0.70957 | 139990.0124 | 139990.0124 | 0.32894 | 74372.4354 | 8.6221 | 4263.2147 | Refrigeration Commissioning | Primary Resources Industries | Existing
| IprNgsd808 | 34133.2453 | 7366.2401 | 0 | 4548.8234 | 46048.3089 | 46264.7994 | 46264.7994 | 18631.7129 | 64896.5123 | 64896.5123 | 0.70957 | 0.70957 | 139990.0124 | 139990.0124 | 0.32894 | 74372.4354 | 8.6221 | 4263.2147 | Refrigeration Commissioning | Primary Resources Industries | New
| IstEgsd808 | 34133.2453 | 7366.2401 | 0 | 4548.8234 | 46048.3089 | 46264.7994 | 46264.7994 | 18631.7129 | 64896.5123 | 64896.5123 | 0.70957 | 0.70957 | 130840.3318 | 130840.3318 | 0.35194 | 74372.4354 | 8.0586 | 3890.2368 | Refrigeration Commissioning | Stone/Clay/Glass/Concrete | Existing
| IstNgsd808 | 34133.2453 | 7366.2401 | 0 | 4548.8234 | 46048.3089 | 46264.7994 | 46264.7994 | 18631.7129 | 64896.5123 | 64896.5123 | 0.70957 | 0.70957 | 130840.3318 | 130840.3318 | 0.35194 | 74372.4354 | 8.0586 | 3890.2368 | Refrigeration Commissioning | Stone/Clay/Glass/Concrete | New
| IteEgsd808 | 34133.2453 | 7366.2401 | 0 | 4548.8234 | 46048.3089 | 46264.7994 | 46264.7994 | 18631.7129 | 64896.5123 | 64896.5123 | 0.70957 | 0.70957 | 97890.3275 | 97890.3275 | 0.47041 | 74372.4354 | 6.0291 | 2547.0633 | Refrigeration Commissioning | Textiles and Leather | Existing
| IteNgsd808 | 34133.2453 | 7366.2401 | 0 | 4548.8234 | 46048.3089 | 46264.7994 | 46264.7994 | 18631.7129 | 64896.5123 | 64896.5123 | 0.70957 | 0.70957 | 97890.3275 | 97890.3275 | 0.47041 | 74372.4354 | 6.0291 | 2547.0633 | Refrigeration Commissioning | Textiles and Leather | New
| ItrEgsd808 | 34133.2453 | 7366.2401 | 0 | 4548.8234 | 46048.3089 | 46264.7994 | 46264.7994 | 18631.7129 | 64896.5123 | 64896.5123 | 0.70957 | 0.70957 | 178737.2371 | 178737.2371 | 0.25763 | 74372.4354 | 11.0086 | 5842.7065 | Refrigeration Commissioning | Transportation Equipment | Existing
| ItrNgsd808 | 34133.2453 | 7366.2401 | 0 | 4548.8234 | 46048.3089 | 46264.7994 | 46264.7994 | 18631.7129 | 64896.5123 | 64896.5123 | 0.70957 | 0.70957 | 178737.2371 | 178737.2371 | 0.25763 | 74372.4354 | 11.0086 | 5842.7065 | Refrigeration Commissioning | Transportation Equipment | New
| IwaEgsd808 | 34133.2453 | 7366.2401 | 0 | 4548.8234 | 46048.3089 | 46264.7994 | 46264.7994 | 18631.7129 | 64896.5123 | 64896.5123 | 0.70957 | 0.70957 | 14443.4149 | 14443.4149 | 3.1882 | 74372.4354 | 0.88958 | -854.5664 | Refrigeration Commissioning | Water and Wastewater | Existing
| IwaNgsd808 | 34133.2453 | 7366.2401 | 0 | 4548.8234 | 46048.3089 | 46264.7994 | 46264.7994 | 18631.7129 | 64896.5123 | 64896.5123 | 0.70957 | 0.70957 | 14443.4149 | 14443.4149 | 3.1882 | 74372.4354 | 0.88958 | -854.5664 | Refrigeration Commissioning | Water and Wastewater | New
| IagEgsd809 | 34133.2453 | 7366.2401 | 0 | 4548.8234 | 46048.3089 | 46264.7994 | 46264.7994 | 18631.7129 | 64896.5123 | 64896.5123 | 0.70957 | 0.70957 | 39068.7831 | 39068.7831 | 1.1786 | 74372.4354 | 5.0897 | 1925.3188 | VSD Controlled Compressor | Agriculture and Assembly | Existing
| IagNgsd809 | 34133.2453 | 7366.2401 | 0 | 4548.8234 | 46048.3089 | 46264.7994 | 46264.7994 | 18631.7129 | 64896.5123 | 64896.5123 | 0.70957 | 0.70957 | 39068.7831 | 39068.7831 | 1.1786 | 74372.4354 | 5.0897 | 1925.3188 | VSD Controlled Compressor | Agriculture and Assembly | New
| IchEgsd809 | 34133.2453 | 7366.2401 | 0 | 4548.8234 | 46048.3089 | 46264.7994 | 46264.7994 | 18631.7129 | 64896.5123 | 64896.5123 | 0.70957 | 0.70957 | 39068.7831 | 39068.7831 | 1.1786 | 74372.4354 | 5.0897 | 1925.3188 | VSD Controlled Compressor | Chemicals and Plastics | Existing
| IchNgsd809 | 34133.2453 | 7366.2401 | 0 | 4548.8234 | 46048.3089 | 46264.7994 | 46264.7994 | 18631.7129 | 64896.5123 | 64896.5123 | 0.70957 | 0.70957 | 39068.7831 | 39068.7831 | 1.1786 | 74372.4354 | 5.0897 | 1925.3188 | VSD Controlled Compressor | Chemicals and Plastics | New
| IcoEgsd809 | 34133.2453 | 7366.2401 | 0 | 4548.8234 | 46048.3089 | 46264.7994 | 46264.7994 | 18631.7129 | 64896.5123 | 64896.5123 | 0.70957 | 0.70957 | 39068.7831 | 39068.7831 | 1.1786 | 74372.4354 | 5.0897 | 1925.3188 | VSD Controlled Compressor | Construction | Existing
| IcoNgsd809 | 34133.2453 | 7366.2401 | 0 | 4548.8234 | 46048.3089 | 46264.7994 | 46264.7994 | 18631.7129 | 64896.5123 | 64896.5123 | 0.70957 | 0.70957 | 39068.7831 | 39068.7831 | 1.1786 | 74372.4354 | 5.0897 | 1925.3188 | VSD Controlled Compressor | Construction | New
| IelEgsd809 | 34133.2453 | 7366.2401 | 0 | 4548.8234 | 46048.3089 | 46264.7994 | 46264.7994 | 18631.7129 | 64896.5123 | 64896.5123 | 0.70957 | 0.70957 | 39068.7831 | 39068.7831 | 1.1786 | 74372.4354 | 5.0897 | 1925.3188 | VSD Controlled Compressor | Electrical and Electronic Equip. | Existing
| IelNgsd809 | 34133.2453 | 7366.2401 | 0 | 4548.8234 | 46048.3089 | 46264.7994 | 46264.7994 | 18631.7129 | 64896.5123 | 64896.5123 | 0.70957 | 0.70957 | 39068.7831 | 39068.7831 | 1.1786 | 74372.4354 | 5.0897 | 1925.3188 | VSD Controlled Compressor | Electrical and Electronic Equip. | New
| IluEgsd809 | 34133.2453 | 7366.2401 | 0 | 4548.8234 | 46048.3089 | 46264.7994 | 46264.7994 | 18631.7129 | 64896.5123 | 64896.5123 | 0.70957 | 0.70957 | 39068.7831 | 39068.7831 | 1.1786 | 74372.4354 | 5.0897 | 1925.3188 | VSD Controlled Compressor | Lumber/Furniture/Pulp/Paper | Existing
| IluNgsd809 | 34133.2453 | 7366.2401 | 0 | 4548.8234 | 46048.3089 | 46264.7994 | 46264.7994 | 18631.7129 | 64896.5123 | 64896.5123 | 0.70957 | 0.70957 | 39068.7831 | 39068.7831 | 1.1786 | 74372.4354 | 5.0897 | 1925.3188 | VSD Controlled Compressor | Lumber/Furniture/Pulp/Paper | New
| ImeEgsd809 | 34133.2453 | 7366.2401 | 0 | 4548.8234 | 46048.3089 | 46264.7994 | 46264.7994 | 18631.7129 | 64896.5123 | 64896.5123 | 0.70957 | 0.70957 | 39068.7831 | 39068.7831 | 1.1786 | 74372.4354 | 5.0897 | 1925.3188 | VSD Controlled Compressor | Metal Products and Machinery | Existing
| ImeNgsd809 | 34133.2453 | 7366.2401 | 0 | 4548.8234 | 46048.3089 | 46264.7994 | 46264.7994 | 18631.7129 | 64896.5123 | 64896.5123 | 0.70957 | 0.70957 | 39068.7831 | 39068.7831 | 1.1786 | 74372.4354 | 5.0897 | 1925.3188 | VSD Controlled Compressor | Metal Products and Machinery | New
| ImiEgsd809 | 34133.2453 | 7366.2401 | 0 | 4548.8234 | 46048.3089 | 46264.7994 | 46264.7994 | 18631.7129 | 64896.5123 | 64896.5123 | 0.70957 | 0.70957 | 39068.7831 | 39068.7831 | 1.1786 | 74372.4354 | 5.0897 | 1925.3188 | VSD Controlled Compressor | Miscellaneous Manufacturing | Existing
| ImiNgsd809 | 34133.2453 | 7366.2401 | 0 | 4548.8234 | 46048.3089 | 46264.7994 | 46264.7994 | 18631.7129 | 64896.5123 | 64896.5123 | 0.70957 | 0.70957 | 39068.7831 | 39068.7831 | 1.1786 | 74372.4354 | 5.0897 | 1925.3188 | VSD Controlled Compressor | Miscellaneous Manufacturing | New
| IprEgsd809 | 34133.2453 | 7366.2401 | 0 | 4548.8234 | 46048.3089 | 46264.7994 | 46264.7994 | 18631.7129 | 64896.5123 | 64896.5123 | 0.70957 | 0.70957 | 39068.7831 | 39068.7831 | 1.1786 | 74372.4354 | 5.0897 | 1925.3188 | VSD Controlled Compressor | Primary Resources Industries | Existing
| IprNgsd809 | 34133.2453 | 7366.2401 | 0 | 4548.8234 | 46048.3089 | 46264.7994 | 46264.7994 | 18631.7129 | 64896.5123 | 64896.5123 | 0.70957 | 0.70957 | 39068.7831 | 39068.7831 | 1.1786 | 74372.4354 | 5.0897 | 1925.3188 | VSD Controlled Compressor | Primary Resources Industries | New
| IstEgsd809 | 34133.2453 | 7366.2401 | 0 | 4548.8234 | 46048.3089 | 46264.7994 | 46264.7994 | 18631.7129 | 64896.5123 | 64896.5123 | 0.70957 | 0.70957 | 39068.7831 | 39068.7831 | 1.1786 | 74372.4354 | 5.0897 | 1925.3188 | VSD Controlled Compressor | Stone/Clay/Glass/Concrete | Existing
| IstNgsd809 | 34133.2453 | 7366.2401 | 0 | 4548.8234 | 46048.3089 | 46264.7994 | 46264.7994 | 18631.7129 | 64896.5123 | 64896.5123 | 0.70957 | 0.70957 | 39068.7831 | 39068.7831 | 1.1786 | 74372.4354 | 5.0897 | 1925.3188 | VSD Controlled Compressor | Stone/Clay/Glass/Concrete | New
| IteEgsd809 | 34133.2453 | 7366.2401 | 0 | 4548.8234 | 46048.3089 | 46264.7994 | 46264.7994 | 18631.7129 | 64896.5123 | 64896.5123 | 0.70957 | 0.70957 | 39068.7831 | 39068.7831 | 1.1786 | 74372.4354 | 5.0897 | 1925.3188 | VSD Controlled Compressor | Textiles and Leather | Existing
| IteNgsd809 | 34133.2453 | 7366.2401 | 0 | 4548.8234 | 46048.3089 | 46264.7994 | 46264.7994 | 18631.7129 | 64896.5123 | 64896.5123 | 0.70957 | 0.70957 | 39068.7831 | 39068.7831 | 1.1786 | 74372.4354 | 5.0897 | 1925.3188 | VSD Controlled Compressor | Textiles and Leather | New
| ItrEgsd809 | 34133.2453 | 7366.2401 | 0 | 4548.8234 | 46048.3089 | 46264.7994 | 46264.7994 | 18631.7129 | 64896.5123 | 64896.5123 | 0.70957 | 0.70957 | 39068.7831 | 39068.7831 | 1.1786 | 74372.4354 | 5.0897 | 1925.3188 | VSD Controlled Compressor | Transportation Equipment | Existing
| ItrNgsd809 | 34133.2453 | 7366.2401 | 0 | 4548.8234 | 46048.3089 | 46264.7994 | 46264.7994 | 18631.7129 | 64896.5123 | 64896.5123 | 0.70957 | 0.70957 | 39068.7831 | 39068.7831 | 1.1786 | 74372.4354 | 5.0897 | 1925.3188 | VSD Controlled Compressor | Transportation Equipment | New
| IwaEgsd809 | 34133.2453 | 7366.2401 | 0 | 4548.8234 | 46048.3089 | 46264.7994 | 46264.7994 | 18631.7129 | 64896.5123 | 64896.5123 | 0.70957 | 0.70957 | 39068.7831 | 39068.7831 | 1.1786 | 74372.4354 | 5.0897 | 1925.3188 | VSD Controlled Compressor | Water and Wastewater | Existing
| IwaNgsd809 | 34133.2453 | 7366.2401 | 0 | 4548.8234 | 46048.3089 | 46264.7994 | 46264.7994 | 18631.7129 | 64896.5123 | 64896.5123 | 0.70957 | 0.70957 | 39068.7831 | 39068.7831 | 1.1786 | 74372.4354 | 5.0897 | 1925.3188 | VSD Controlled Compressor | Water and Wastewater | New
| IagEgsd901 | 34133.2453 | 7366.2401 | 0 | 4548.8234 | 46048.3089 | 46264.7994 | 46264.7994 | 18631.7129 | 64896.5123 | 64896.5123 | 0.70957 | 0.70957 | 83662.6783 | 83662.6783 | 0.5504 | 74372.4354 | 5.1529 | 1967.0873 | Insulated Pellet Dryer Tanks and Ducts | Agriculture and Assembly | Existing
| IagNgsd901 | 34133.2453 | 7366.2401 | 0 | 4548.8234 | 46048.3089 | 46264.7994 | 46264.7994 | 18631.7129 | 64896.5123 | 64896.5123 | 0.70957 | 0.70957 | 83662.6783 | 83662.6783 | 0.5504 | 74372.4354 | 5.1529 | 1967.0873 | Insulated Pellet Dryer Tanks and Ducts | Agriculture and Assembly | New
| IchEgsd901 | 34133.2453 | 7366.2401 | 0 | 4548.8234 | 46048.3089 | 46264.7994 | 46264.7994 | 18631.7129 | 64896.5123 | 64896.5123 | 0.70957 | 0.70957 | 83662.6783 | 83662.6783 | 0.5504 | 74372.4354 | 5.1529 | 1967.0873 | Insulated Pellet Dryer Tanks and Ducts | Chemicals and Plastics | Existing
| IchNgsd901 | 34133.2453 | 7366.2401 | 0 | 4548.8234 | 46048.3089 | 46264.7994 | 46264.7994 | 18631.7129 | 64896.5123 | 64896.5123 | 0.70957 | 0.70957 | 83662.6783 | 83662.6783 | 0.5504 | 74372.4354 | 5.1529 | 1967.0873 | Insulated Pellet Dryer Tanks and Ducts | Chemicals and Plastics | New
| IcoEgsd901 | 34133.2453 | 7366.2401 | 0 | 4548.8234 | 46048.3089 | 46264.7994 | 46264.7994 | 18631.7129 | 64896.5123 | 64896.5123 | 0.70957 | 0.70957 | 83662.6783 | 83662.6783 | 0.5504 | 74372.4354 | 5.1529 | 1967.0873 | Insulated Pellet Dryer Tanks and Ducts | Construction | Existing
| IcoNgsd901 | 34133.2453 | 7366.2401 | 0 | 4548.8234 | 46048.3089 | 46264.7994 | 46264.7994 | 18631.7129 | 64896.5123 | 64896.5123 | 0.70957 | 0.70957 | 83662.6783 | 83662.6783 | 0.5504 | 74372.4354 | 5.1529 | 1967.0873 | Insulated Pellet Dryer Tanks and Ducts | Construction | New
| IelEgsd901 | 34133.2453 | 7366.2401 | 0 | 4548.8234 | 46048.3089 | 46264.7994 | 46264.7994 | 18631.7129 | 64896.5123 | 64896.5123 | 0.70957 | 0.70957 | 83662.6783 | 83662.6783 | 0.5504 | 74372.4354 | 5.1529 | 1967.0873 | Insulated Pellet Dryer Tanks and Ducts | Electrical and Electronic Equip. | Existing
| IelNgsd901 | 34133.2453 | 7366.2401 | 0 | 4548.8234 | 46048.3089 | 46264.7994 | 46264.7994 | 18631.7129 | 64896.5123 | 64896.5123 | 0.70957 | 0.70957 | 83662.6783 | 83662.6783 | 0.5504 | 74372.4354 | 5.1529 | 1967.0873 | Insulated Pellet Dryer Tanks and Ducts | Electrical and Electronic Equip. | New
| IluEgsd901 | 34133.2453 | 7366.2401 | 0 | 4548.8234 | 46048.3089 | 46264.7994 | 46264.7994 | 18631.7129 | 64896.5123 | 64896.5123 | 0.70957 | 0.70957 | 87009.1852 | 87009.1852 | 0.52924 | 74372.4354 | 5.359 | 2103.5043 | Insulated Pellet Dryer Tanks and Ducts | Lumber/Furniture/Pulp/Paper | Existing
| IluNgsd901 | 34133.2453 | 7366.2401 | 0 | 4548.8234 | 46048.3089 | 46264.7994 | 46264.7994 | 18631.7129 | 64896.5123 | 64896.5123 | 0.70957 | 0.70957 | 87009.1852 | 87009.1852 | 0.52924 | 74372.4354 | 5.359 | 2103.5043 | Insulated Pellet Dryer Tanks and Ducts | Lumber/Furniture/Pulp/Paper | New
| ImeEgsd901 | 34133.2453 | 7366.2401 | 0 | 4548.8234 | 46048.3089 | 46264.7994 | 46264.7994 | 18631.7129 | 64896.5123 | 64896.5123 | 0.70957 | 0.70957 | 83662.6783 | 83662.6783 | 0.5504 | 74372.4354 | 5.1529 | 1967.0873 | Insulated Pellet Dryer Tanks and Ducts | Metal Products and Machinery | Existing
| ImeNgsd901 | 34133.2453 | 7366.2401 | 0 | 4548.8234 | 46048.3089 | 46264.7994 | 46264.7994 | 18631.7129 | 64896.5123 | 64896.5123 | 0.70957 | 0.70957 | 83662.6783 | 83662.6783 | 0.5504 | 74372.4354 | 5.1529 | 1967.0873 | Insulated Pellet Dryer Tanks and Ducts | Metal Products and Machinery | New
| ImiEgsd901 | 34133.2453 | 7366.2401 | 0 | 4548.8234 | 46048.3089 | 46264.7994 | 46264.7994 | 18631.7129 | 64896.5123 | 64896.5123 | 0.70957 | 0.70957 | 84969.9064 | 84969.9064 | 0.54194 | 74372.4354 | 5.2334 | 2020.3752 | Insulated Pellet Dryer Tanks and Ducts | Miscellaneous Manufacturing | Existing
| ImiNgsd901 | 34133.2453 | 7366.2401 | 0 | 4548.8234 | 46048.3089 | 46264.7994 | 46264.7994 | 18631.7129 | 64896.5123 | 64896.5123 | 0.70957 | 0.70957 | 84969.9064 | 84969.9064 | 0.54194 | 74372.4354 | 5.2334 | 2020.3752 | Insulated Pellet Dryer Tanks and Ducts | Miscellaneous Manufacturing | New
| IprEgsd901 | 34133.2453 | 7366.2401 | 0 | 4548.8234 | 46048.3089 | 46264.7994 | 46264.7994 | 18631.7129 | 64896.5123 | 64896.5123 | 0.70957 | 0.70957 | 83662.6783 | 83662.6783 | 0.5504 | 74372.4354 | 5.1529 | 1967.0873 | Insulated Pellet Dryer Tanks and Ducts | Primary Resources Industries | Existing
| IprNgsd901 | 34133.2453 | 7366.2401 | 0 | 4548.8234 | 46048.3089 | 46264.7994 | 46264.7994 | 18631.7129 | 64896.5123 | 64896.5123 | 0.70957 | 0.70957 | 83662.6783 | 83662.6783 | 0.5504 | 74372.4354 | 5.1529 | 1967.0873 | Insulated Pellet Dryer Tanks and Ducts | Primary Resources Industries | New
| IstEgsd901 | 34133.2453 | 7366.2401 | 0 | 4548.8234 | 46048.3089 | 46264.7994 | 46264.7994 | 18631.7129 | 64896.5123 | 64896.5123 | 0.70957 | 0.70957 | 83662.6783 | 83662.6783 | 0.5504 | 74372.4354 | 5.1529 | 1967.0873 | Insulated Pellet Dryer Tanks and Ducts | Stone/Clay/Glass/Concrete | Existing
| IstNgsd901 | 34133.2453 | 7366.2401 | 0 | 4548.8234 | 46048.3089 | 46264.7994 | 46264.7994 | 18631.7129 | 64896.5123 | 64896.5123 | 0.70957 | 0.70957 | 83662.6783 | 83662.6783 | 0.5504 | 74372.4354 | 5.1529 | 1967.0873 | Insulated Pellet Dryer Tanks and Ducts | Stone/Clay/Glass/Concrete | New
| IteEgsd901 | 34133.2453 | 7366.2401 | 0 | 4548.8234 | 46048.3089 | 46264.7994 | 46264.7994 | 18631.7129 | 64896.5123 | 64896.5123 | 0.70957 | 0.70957 | 83662.6783 | 83662.6783 | 0.5504 | 74372.4354 | 5.1529 | 1967.0873 | Insulated Pellet Dryer Tanks and Ducts | Textiles and Leather | Existing
| IteNgsd901 | 34133.2453 | 7366.2401 | 0 | 4548.8234 | 46048.3089 | 46264.7994 | 46264.7994 | 18631.7129 | 64896.5123 | 64896.5123 | 0.70957 | 0.70957 | 83662.6783 | 83662.6783 | 0.5504 | 74372.4354 | 5.1529 | 1967.0873 | Insulated Pellet Dryer Tanks and Ducts | Textiles and Leather | New
| ItrEgsd901 | 34133.2453 | 7366.2401 | 0 | 4548.8234 | 46048.3089 | 46264.7994 | 46264.7994 | 18631.7129 | 64896.5123 | 64896.5123 | 0.70957 | 0.70957 | 86318.6332 | 86318.6332 | 0.53347 | 74372.4354 | 5.3164 | 2075.3548 | Insulated Pellet Dryer Tanks and Ducts | Transportation Equipment | Existing
| ItrNgsd901 | 34133.2453 | 7366.2401 | 0 | 4548.8234 | 46048.3089 | 46264.7994 | 46264.7994 | 18631.7129 | 64896.5123 | 64896.5123 | 0.70957 | 0.70957 | 86318.6332 | 86318.6332 | 0.53347 | 74372.4354 | 5.3164 | 2075.3548 | Insulated Pellet Dryer Tanks and Ducts | Transportation Equipment | New
| IwaEgsd901 | 34133.2453 | 7366.2401 | 0 | 4548.8234 | 46048.3089 | 46264.7994 | 46264.7994 | 18631.7129 | 64896.5123 | 64896.5123 | 0.70957 | 0.70957 | 83662.6783 | 83662.6783 | 0.5504 | 74372.4354 | 5.1529 | 1967.0873 | Insulated Pellet Dryer Tanks and Ducts | Water and Wastewater | Existing
| IwaNgsd901 | 34133.2453 | 7366.2401 | 0 | 4548.8234 | 46048.3089 | 46264.7994 | 46264.7994 | 18631.7129 | 64896.5123 | 64896.5123 | 0.70957 | 0.70957 | 83662.6783 | 83662.6783 | 0.5504 | 74372.4354 | 5.1529 | 1967.0873 | Insulated Pellet Dryer Tanks and Ducts | Water and Wastewater | New
| IagEgsd1001 | 33164.2204 | 7334.6828 | 0 | 4394.6034 | 44893.5066 | 44867.3405 | 44867.3405 | 18631.7129 | 63499.0534 | 63499.0534 | 0.70699 | 0.70699 | 7617.4927 | 7617.4927 | 5.8935 | 72688.75 | 0.47991 | -1099.5159 | Drip Irrigation Nozzles | Agriculture and Assembly | Existing
| IagNgsd1001 | 33164.2204 | 7334.6828 | 0 | 4394.6034 | 44893.5066 | 44867.3405 | 44867.3405 | 18631.7129 | 63499.0534 | 63499.0534 | 0.70699 | 0.70699 | 7617.4927 | 7617.4927 | 5.8935 | 72688.75 | 0.47991 | -1099.5159 | Drip Irrigation Nozzles | Agriculture and Assembly | New
| IchEgsd1001 | 33164.2204 | 7334.6828 | 0 | 4394.6034 | 44893.5066 | 44867.3405 | 44867.3405 | 18631.7129 | 63499.0534 | 63499.0534 | 0.70699 | 0.70699 | 7617.4927 | 7617.4927 | 5.8935 | 72688.75 | 0.47991 | -1099.5159 | Drip Irrigation Nozzles | Chemicals and Plastics | Existing
| IchNgsd1001 | 33164.2204 | 7334.6828 | 0 | 4394.6034 | 44893.5066 | 44867.3405 | 44867.3405 | 18631.7129 | 63499.0534 | 63499.0534 | 0.70699 | 0.70699 | 7617.4927 | 7617.4927 | 5.8935 | 72688.75 | 0.47991 | -1099.5159 | Drip Irrigation Nozzles | Chemicals and Plastics | New
| IcoEgsd1001 | 33164.2204 | 7334.6828 | 0 | 4394.6034 | 44893.5066 | 44867.3405 | 44867.3405 | 18631.7129 | 63499.0534 | 63499.0534 | 0.70699 | 0.70699 | 7617.4927 | 7617.4927 | 5.8935 | 72688.75 | 0.47991 | -1099.5159 | Drip Irrigation Nozzles | Construction | Existing
| IcoNgsd1001 | 33164.2204 | 7334.6828 | 0 | 4394.6034 | 44893.5066 | 44867.3405 | 44867.3405 | 18631.7129 | 63499.0534 | 63499.0534 | 0.70699 | 0.70699 | 7617.4927 | 7617.4927 | 5.8935 | 72688.75 | 0.47991 | -1099.5159 | Drip Irrigation Nozzles | Construction | New
| IelEgsd1001 | 33164.2204 | 7334.6828 | 0 | 4394.6034 | 44893.5066 | 44867.3405 | 44867.3405 | 18631.7129 | 63499.0534 | 63499.0534 | 0.70699 | 0.70699 | 7617.4927 | 7617.4927 | 5.8935 | 72688.75 | 0.47991 | -1099.5159 | Drip Irrigation Nozzles | Electrical and Electronic Equip. | Existing
| IelNgsd1001 | 33164.2204 | 7334.6828 | 0 | 4394.6034 | 44893.5066 | 44867.3405 | 44867.3405 | 18631.7129 | 63499.0534 | 63499.0534 | 0.70699 | 0.70699 | 7617.4927 | 7617.4927 | 5.8935 | 72688.75 | 0.47991 | -1099.5159 | Drip Irrigation Nozzles | Electrical and Electronic Equip. | New
| IluEgsd1001 | 33164.2204 | 7334.6828 | 0 | 4394.6034 | 44893.5066 | 44867.3405 | 44867.3405 | 18631.7129 | 63499.0534 | 63499.0534 | 0.70699 | 0.70699 | 7617.4927 | 7617.4927 | 5.8935 | 72688.75 | 0.47991 | -1099.5159 | Drip Irrigation Nozzles | Lumber/Furniture/Pulp/Paper | Existing
| IluNgsd1001 | 33164.2204 | 7334.6828 | 0 | 4394.6034 | 44893.5066 | 44867.3405 | 44867.3405 | 18631.7129 | 63499.0534 | 63499.0534 | 0.70699 | 0.70699 | 7617.4927 | 7617.4927 | 5.8935 | 72688.75 | 0.47991 | -1099.5159 | Drip Irrigation Nozzles | Lumber/Furniture/Pulp/Paper | New
| ImeEgsd1001 | 33164.2204 | 7334.6828 | 0 | 4394.6034 | 44893.5066 | 44867.3405 | 44867.3405 | 18631.7129 | 63499.0534 | 63499.0534 | 0.70699 | 0.70699 | 7617.4927 | 7617.4927 | 5.8935 | 72688.75 | 0.47991 | -1099.5159 | Drip Irrigation Nozzles | Metal Products and Machinery | Existing
| ImeNgsd1001 | 33164.2204 | 7334.6828 | 0 | 4394.6034 | 44893.5066 | 44867.3405 | 44867.3405 | 18631.7129 | 63499.0534 | 63499.0534 | 0.70699 | 0.70699 | 7617.4927 | 7617.4927 | 5.8935 | 72688.75 | 0.47991 | -1099.5159 | Drip Irrigation Nozzles | Metal Products and Machinery | New
| ImiEgsd1001 | 33164.2204 | 7334.6828 | 0 | 4394.6034 | 44893.5066 | 44867.3405 | 44867.3405 | 18631.7129 | 63499.0534 | 63499.0534 | 0.70699 | 0.70699 | 7617.4927 | 7617.4927 | 5.8935 | 72688.75 | 0.47991 | -1099.5159 | Drip Irrigation Nozzles | Miscellaneous Manufacturing | Existing
| ImiNgsd1001 | 33164.2204 | 7334.6828 | 0 | 4394.6034 | 44893.5066 | 44867.3405 | 44867.3405 | 18631.7129 | 63499.0534 | 63499.0534 | 0.70699 | 0.70699 | 7617.4927 | 7617.4927 | 5.8935 | 72688.75 | 0.47991 | -1099.5159 | Drip Irrigation Nozzles | Miscellaneous Manufacturing | New
| IprEgsd1001 | 33164.2204 | 7334.6828 | 0 | 4394.6034 | 44893.5066 | 44867.3405 | 44867.3405 | 18631.7129 | 63499.0534 | 63499.0534 | 0.70699 | 0.70699 | 7617.4927 | 7617.4927 | 5.8935 | 72688.75 | 0.47991 | -1099.5159 | Drip Irrigation Nozzles | Primary Resources Industries | Existing
| IprNgsd1001 | 33164.2204 | 7334.6828 | 0 | 4394.6034 | 44893.5066 | 44867.3405 | 44867.3405 | 18631.7129 | 63499.0534 | 63499.0534 | 0.70699 | 0.70699 | 7617.4927 | 7617.4927 | 5.8935 | 72688.75 | 0.47991 | -1099.5159 | Drip Irrigation Nozzles | Primary Resources Industries | New
| IstEgsd1001 | 33164.2204 | 7334.6828 | 0 | 4394.6034 | 44893.5066 | 44867.3405 | 44867.3405 | 18631.7129 | 63499.0534 | 63499.0534 | 0.70699 | 0.70699 | 7617.4927 | 7617.4927 | 5.8935 | 72688.75 | 0.47991 | -1099.5159 | Drip Irrigation Nozzles | Stone/Clay/Glass/Concrete | Existing
| IstNgsd1001 | 33164.2204 | 7334.6828 | 0 | 4394.6034 | 44893.5066 | 44867.3405 | 44867.3405 | 18631.7129 | 63499.0534 | 63499.0534 | 0.70699 | 0.70699 | 7617.4927 | 7617.4927 | 5.8935 | 72688.75 | 0.47991 | -1099.5159 | Drip Irrigation Nozzles | Stone/Clay/Glass/Concrete | New
| IteEgsd1001 | 33164.2204 | 7334.6828 | 0 | 4394.6034 | 44893.5066 | 44867.3405 | 44867.3405 | 18631.7129 | 63499.0534 | 63499.0534 | 0.70699 | 0.70699 | 7617.4927 | 7617.4927 | 5.8935 | 72688.75 | 0.47991 | -1099.5159 | Drip Irrigation Nozzles | Textiles and Leather | Existing
| IteNgsd1001 | 33164.2204 | 7334.6828 | 0 | 4394.6034 | 44893.5066 | 44867.3405 | 44867.3405 | 18631.7129 | 63499.0534 | 63499.0534 | 0.70699 | 0.70699 | 7617.4927 | 7617.4927 | 5.8935 | 72688.75 | 0.47991 | -1099.5159 | Drip Irrigation Nozzles | Textiles and Leather | New
| ItrEgsd1001 | 33164.2204 | 7334.6828 | 0 | 4394.6034 | 44893.5066 | 44867.3405 | 44867.3405 | 18631.7129 | 63499.0534 | 63499.0534 | 0.70699 | 0.70699 | 7617.4927 | 7617.4927 | 5.8935 | 72688.75 | 0.47991 | -1099.5159 | Drip Irrigation Nozzles | Transportation Equipment | Existing
| ItrNgsd1001 | 33164.2204 | 7334.6828 | 0 | 4394.6034 | 44893.5066 | 44867.3405 | 44867.3405 | 18631.7129 | 63499.0534 | 63499.0534 | 0.70699 | 0.70699 | 7617.4927 | 7617.4927 | 5.8935 | 72688.75 | 0.47991 | -1099.5159 | Drip Irrigation Nozzles | Transportation Equipment | New
| IwaEgsd1001 | 33164.2204 | 7334.6828 | 0 | 4394.6034 | 44893.5066 | 44867.3405 | 44867.3405 | 18631.7129 | 63499.0534 | 63499.0534 | 0.70699 | 0.70699 | 7617.4927 | 7617.4927 | 5.8935 | 72688.75 | 0.47991 | -1099.5159 | Drip Irrigation Nozzles | Water and Wastewater | Existing
| IwaNgsd1001 | 33164.2204 | 7334.6828 | 0 | 4394.6034 | 44893.5066 | 44867.3405 | 44867.3405 | 18631.7129 | 63499.0534 | 63499.0534 | 0.70699 | 0.70699 | 7617.4927 | 7617.4927 | 5.8935 | 72688.75 | 0.47991 | -1099.5159 | Drip Irrigation Nozzles | Water and Wastewater | New
| IagEgsd1002 | 33164.2204 | 7334.6828 | 0 | 4394.6034 | 44893.5066 | 44867.3405 | 44867.3405 | 18631.7129 | 63499.0534 | 63499.0534 | 0.70699 | 0.70699 | 29440.2214 | 29440.2214 | 1.5249 | 72688.75 | 4.3339 | 1394.1505 | Grain Bin Aeration Control System | Agriculture and Assembly | Existing
| IagNgsd1002 | 33164.2204 | 7334.6828 | 0 | 4394.6034 | 44893.5066 | 44867.3405 | 44867.3405 | 18631.7129 | 63499.0534 | 63499.0534 | 0.70699 | 0.70699 | 29440.2214 | 29440.2214 | 1.5249 | 72688.75 | 4.3339 | 1394.1505 | Grain Bin Aeration Control System | Agriculture and Assembly | New
| IchEgsd1002 | 33164.2204 | 7334.6828 | 0 | 4394.6034 | 44893.5066 | 44867.3405 | 44867.3405 | 18631.7129 | 63499.0534 | 63499.0534 | 0.70699 | 0.70699 | 2027.2932 | 2027.2932 | 22.1446 | 72688.75 | 0.29844 | -1216.9354 | Grain Bin Aeration Control System | Chemicals and Plastics | Existing
| IchNgsd1002 | 33164.2204 | 7334.6828 | 0 | 4394.6034 | 44893.5066 | 44867.3405 | 44867.3405 | 18631.7129 | 63499.0534 | 63499.0534 | 0.70699 | 0.70699 | 2027.2932 | 2027.2932 | 22.1446 | 72688.75 | 0.29844 | -1216.9354 | Grain Bin Aeration Control System | Chemicals and Plastics | New
| IcoEgsd1002 | 33164.2204 | 7334.6828 | 0 | 4394.6034 | 44893.5066 | 44867.3405 | 44867.3405 | 18631.7129 | 63499.0534 | 63499.0534 | 0.70699 | 0.70699 | 108822.2111 | 108822.2111 | 0.41254 | 72688.75 | 16.0196 | 8955.2979 | Grain Bin Aeration Control System | Construction | Existing
| IcoNgsd1002 | 33164.2204 | 7334.6828 | 0 | 4394.6034 | 44893.5066 | 44867.3405 | 44867.3405 | 18631.7129 | 63499.0534 | 63499.0534 | 0.70699 | 0.70699 | 108822.2111 | 108822.2111 | 0.41254 | 72688.75 | 16.0196 | 8955.2979 | Grain Bin Aeration Control System | Construction | New
| IelEgsd1002 | 33164.2204 | 7334.6828 | 0 | 4394.6034 | 44893.5066 | 44867.3405 | 44867.3405 | 18631.7129 | 63499.0534 | 63499.0534 | 0.70699 | 0.70699 | 5282.4532 | 5282.4532 | 8.4986 | 72688.75 | 0.77763 | -906.8808 | Grain Bin Aeration Control System | Electrical and Electronic Equip. | Existing
| IelNgsd1002 | 33164.2204 | 7334.6828 | 0 | 4394.6034 | 44893.5066 | 44867.3405 | 44867.3405 | 18631.7129 | 63499.0534 | 63499.0534 | 0.70699 | 0.70699 | 5282.4532 | 5282.4532 | 8.4986 | 72688.75 | 0.77763 | -906.8808 | Grain Bin Aeration Control System | Electrical and Electronic Equip. | New
| IluEgsd1002 | 33164.2204 | 7334.6828 | 0 | 4394.6034 | 44893.5066 | 44867.3405 | 44867.3405 | 18631.7129 | 63499.0534 | 63499.0534 | 0.70699 | 0.70699 | 4531.8348 | 4531.8348 | 9.9063 | 72688.75 | 0.66713 | -978.3774 | Grain Bin Aeration Control System | Lumber/Furniture/Pulp/Paper | Existing
| IluNgsd1002 | 33164.2204 | 7334.6828 | 0 | 4394.6034 | 44893.5066 | 44867.3405 | 44867.3405 | 18631.7129 | 63499.0534 | 63499.0534 | 0.70699 | 0.70699 | 4531.8348 | 4531.8348 | 9.9063 | 72688.75 | 0.66713 | -978.3774 | Grain Bin Aeration Control System | Lumber/Furniture/Pulp/Paper | New
| ImeEgsd1002 | 33164.2204 | 7334.6828 | 0 | 4394.6034 | 44893.5066 | 44867.3405 | 44867.3405 | 18631.7129 | 63499.0534 | 63499.0534 | 0.70699 | 0.70699 | 27793.3604 | 27793.3604 | 1.6153 | 72688.75 | 4.0914 | 1237.2867 | Grain Bin Aeration Control System | Metal Products and Machinery | Existing
| ImeNgsd1002 | 33164.2204 | 7334.6828 | 0 | 4394.6034 | 44893.5066 | 44867.3405 | 44867.3405 | 18631.7129 | 63499.0534 | 63499.0534 | 0.70699 | 0.70699 | 27793.3604 | 27793.3604 | 1.6153 | 72688.75 | 4.0914 | 1237.2867 | Grain Bin Aeration Control System | Metal Products and Machinery | New
| ImiEgsd1002 | 33164.2204 | 7334.6828 | 0 | 4394.6034 | 44893.5066 | 44867.3405 | 44867.3405 | 18631.7129 | 63499.0534 | 63499.0534 | 0.70699 | 0.70699 | 108822.2111 | 108822.2111 | 0.41254 | 72688.75 | 16.0196 | 8955.2979 | Grain Bin Aeration Control System | Miscellaneous Manufacturing | Existing
| ImiNgsd1002 | 33164.2204 | 7334.6828 | 0 | 4394.6034 | 44893.5066 | 44867.3405 | 44867.3405 | 18631.7129 | 63499.0534 | 63499.0534 | 0.70699 | 0.70699 | 108822.2111 | 108822.2111 | 0.41254 | 72688.75 | 16.0196 | 8955.2979 | Grain Bin Aeration Control System | Miscellaneous Manufacturing | New
| IprEgsd1002 | 33164.2204 | 7334.6828 | 0 | 4394.6034 | 44893.5066 | 44867.3405 | 44867.3405 | 18631.7129 | 63499.0534 | 63499.0534 | 0.70699 | 0.70699 | 251.2955 | 251.2955 | 178.6483 | 72688.75 | 0.036993 | -1386.0994 | Grain Bin Aeration Control System | Primary Resources Industries | Existing
| IprNgsd1002 | 33164.2204 | 7334.6828 | 0 | 4394.6034 | 44893.5066 | 44867.3405 | 44867.3405 | 18631.7129 | 63499.0534 | 63499.0534 | 0.70699 | 0.70699 | 251.2955 | 251.2955 | 178.6483 | 72688.75 | 0.036993 | -1386.0994 | Grain Bin Aeration Control System | Primary Resources Industries | New
| IstEgsd1002 | 33164.2204 | 7334.6828 | 0 | 4394.6034 | 44893.5066 | 44867.3405 | 44867.3405 | 18631.7129 | 63499.0534 | 63499.0534 | 0.70699 | 0.70699 | 18206.1395 | 18206.1395 | 2.4658 | 72688.75 | 2.6801 | 324.1023 | Grain Bin Aeration Control System | Stone/Clay/Glass/Concrete | Existing
| IstNgsd1002 | 33164.2204 | 7334.6828 | 0 | 4394.6034 | 44893.5066 | 44867.3405 | 44867.3405 | 18631.7129 | 63499.0534 | 63499.0534 | 0.70699 | 0.70699 | 18206.1395 | 18206.1395 | 2.4658 | 72688.75 | 2.6801 | 324.1023 | Grain Bin Aeration Control System | Stone/Clay/Glass/Concrete | New
| IteEgsd1002 | 33164.2204 | 7334.6828 | 0 | 4394.6034 | 44893.5066 | 44867.3405 | 44867.3405 | 18631.7129 | 63499.0534 | 63499.0534 | 0.70699 | 0.70699 | 68466.5846 | 68466.5846 | 0.6557 | 72688.75 | 10.0789 | 5111.4179 | Grain Bin Aeration Control System | Textiles and Leather | Existing
| IteNgsd1002 | 33164.2204 | 7334.6828 | 0 | 4394.6034 | 44893.5066 | 44867.3405 | 44867.3405 | 18631.7129 | 63499.0534 | 63499.0534 | 0.70699 | 0.70699 | 68466.5846 | 68466.5846 | 0.6557 | 72688.75 | 10.0789 | 5111.4179 | Grain Bin Aeration Control System | Textiles and Leather | New
| ItrEgsd1002 | 33164.2204 | 7334.6828 | 0 | 4394.6034 | 44893.5066 | 44867.3405 | 44867.3405 | 18631.7129 | 63499.0534 | 63499.0534 | 0.70699 | 0.70699 | 6217.3144 | 6217.3144 | 7.2207 | 72688.75 | 0.91525 | -817.8352 | Grain Bin Aeration Control System | Transportation Equipment | Existing
| ItrNgsd1002 | 33164.2204 | 7334.6828 | 0 | 4394.6034 | 44893.5066 | 44867.3405 | 44867.3405 | 18631.7129 | 63499.0534 | 63499.0534 | 0.70699 | 0.70699 | 6217.3144 | 6217.3144 | 7.2207 | 72688.75 | 0.91525 | -817.8352 | Grain Bin Aeration Control System | Transportation Equipment | New
| IwaEgsd1002 | 33164.2204 | 7334.6828 | 0 | 4394.6034 | 44893.5066 | 44867.3405 | 44867.3405 | 18631.7129 | 63499.0534 | 63499.0534 | 0.70699 | 0.70699 | 8517.4991 | 8517.4991 | 5.2707 | 72688.75 | 1.2539 | -598.7422 | Grain Bin Aeration Control System | Water and Wastewater | Existing
| IwaNgsd1002 | 33164.2204 | 7334.6828 | 0 | 4394.6034 | 44893.5066 | 44867.3405 | 44867.3405 | 18631.7129 | 63499.0534 | 63499.0534 | 0.70699 | 0.70699 | 8517.4991 | 8517.4991 | 5.2707 | 72688.75 | 1.2539 | -598.7422 | Grain Bin Aeration Control System | Water and Wastewater | New
| IagTgsd1003 | 33164.2204 | 7334.6828 | 0 | 4394.6034 | 44893.5066 | 44867.3405 | 44867.3405 | 18631.7129 | 63499.0534 | 63499.0534 | 0.70699 | 0.70699 | 6077.7092 | 6077.7092 | 7.3866 | 72688.75 | 0.8947 | -831.1326 | High Efficiency Welder | Agriculture and Assembly | Turnover
| IagNgsd1003 | 33164.2204 | 7334.6828 | 0 | 4394.6034 | 44893.5066 | 44867.3405 | 44867.3405 | 18631.7129 | 63499.0534 | 63499.0534 | 0.70699 | 0.70699 | 6077.7092 | 6077.7092 | 7.3866 | 72688.75 | 0.8947 | -831.1326 | High Efficiency Welder | Agriculture and Assembly | New
| IchTgsd1003 | 33164.2204 | 7334.6828 | 0 | 4394.6034 | 44893.5066 | 44867.3405 | 44867.3405 | 18631.7129 | 63499.0534 | 63499.0534 | 0.70699 | 0.70699 | 6077.7092 | 6077.7092 | 7.3866 | 72688.75 | 0.8947 | -831.1326 | High Efficiency Welder | Chemicals and Plastics | Turnover
| IchNgsd1003 | 33164.2204 | 7334.6828 | 0 | 4394.6034 | 44893.5066 | 44867.3405 | 44867.3405 | 18631.7129 | 63499.0534 | 63499.0534 | 0.70699 | 0.70699 | 6077.7092 | 6077.7092 | 7.3866 | 72688.75 | 0.8947 | -831.1326 | High Efficiency Welder | Chemicals and Plastics | New
| IcoTgsd1003 | 33164.2204 | 7334.6828 | 0 | 4394.6034 | 44893.5066 | 44867.3405 | 44867.3405 | 18631.7129 | 63499.0534 | 63499.0534 | 0.70699 | 0.70699 | 6077.7092 | 6077.7092 | 7.3866 | 72688.75 | 0.8947 | -831.1326 | High Efficiency Welder | Construction | Turnover
| IcoNgsd1003 | 33164.2204 | 7334.6828 | 0 | 4394.6034 | 44893.5066 | 44867.3405 | 44867.3405 | 18631.7129 | 63499.0534 | 63499.0534 | 0.70699 | 0.70699 | 6077.7092 | 6077.7092 | 7.3866 | 72688.75 | 0.8947 | -831.1326 | High Efficiency Welder | Construction | New
| IelTgsd1003 | 33164.2204 | 7334.6828 | 0 | 4394.6034 | 44893.5066 | 44867.3405 | 44867.3405 | 18631.7129 | 63499.0534 | 63499.0534 | 0.70699 | 0.70699 | 6077.7092 | 6077.7092 | 7.3866 | 72688.75 | 0.8947 | -831.1326 | High Efficiency Welder | Electrical and Electronic Equip. | Turnover
| IelNgsd1003 | 33164.2204 | 7334.6828 | 0 | 4394.6034 | 44893.5066 | 44867.3405 | 44867.3405 | 18631.7129 | 63499.0534 | 63499.0534 | 0.70699 | 0.70699 | 6077.7092 | 6077.7092 | 7.3866 | 72688.75 | 0.8947 | -831.1326 | High Efficiency Welder | Electrical and Electronic Equip. | New
| IluTgsd1003 | 33164.2204 | 7334.6828 | 0 | 4394.6034 | 44893.5066 | 44867.3405 | 44867.3405 | 18631.7129 | 63499.0534 | 63499.0534 | 0.70699 | 0.70699 | 6077.7092 | 6077.7092 | 7.3866 | 72688.75 | 0.8947 | -831.1326 | High Efficiency Welder | Lumber/Furniture/Pulp/Paper | Turnover
| IluNgsd1003 | 33164.2204 | 7334.6828 | 0 | 4394.6034 | 44893.5066 | 44867.3405 | 44867.3405 | 18631.7129 | 63499.0534 | 63499.0534 | 0.70699 | 0.70699 | 6077.7092 | 6077.7092 | 7.3866 | 72688.75 | 0.8947 | -831.1326 | High Efficiency Welder | Lumber/Furniture/Pulp/Paper | New
| ImeTgsd1003 | 33164.2204 | 7334.6828 | 0 | 4394.6034 | 44893.5066 | 44867.3405 | 44867.3405 | 18631.7129 | 63499.0534 | 63499.0534 | 0.70699 | 0.70699 | 6077.7092 | 6077.7092 | 7.3866 | 72688.75 | 0.8947 | -831.1326 | High Efficiency Welder | Metal Products and Machinery | Turnover
| ImeNgsd1003 | 33164.2204 | 7334.6828 | 0 | 4394.6034 | 44893.5066 | 44867.3405 | 44867.3405 | 18631.7129 | 63499.0534 | 63499.0534 | 0.70699 | 0.70699 | 6077.7092 | 6077.7092 | 7.3866 | 72688.75 | 0.8947 | -831.1326 | High Efficiency Welder | Metal Products and Machinery | New
| ImiTgsd1003 | 33164.2204 | 7334.6828 | 0 | 4394.6034 | 44893.5066 | 44867.3405 | 44867.3405 | 18631.7129 | 63499.0534 | 63499.0534 | 0.70699 | 0.70699 | 6077.7092 | 6077.7092 | 7.3866 | 72688.75 | 0.8947 | -831.1326 | High Efficiency Welder | Miscellaneous Manufacturing | Turnover
| ImiNgsd1003 | 33164.2204 | 7334.6828 | 0 | 4394.6034 | 44893.5066 | 44867.3405 | 44867.3405 | 18631.7129 | 63499.0534 | 63499.0534 | 0.70699 | 0.70699 | 6077.7092 | 6077.7092 | 7.3866 | 72688.75 | 0.8947 | -831.1326 | High Efficiency Welder | Miscellaneous Manufacturing | New
| IprTgsd1003 | 33164.2204 | 7334.6828 | 0 | 4394.6034 | 44893.5066 | 44867.3405 | 44867.3405 | 18631.7129 | 63499.0534 | 63499.0534 | 0.70699 | 0.70699 | 6077.7092 | 6077.7092 | 7.3866 | 72688.75 | 0.8947 | -831.1326 | High Efficiency Welder | Primary Resources Industries | Turnover
| IprNgsd1003 | 33164.2204 | 7334.6828 | 0 | 4394.6034 | 44893.5066 | 44867.3405 | 44867.3405 | 18631.7129 | 63499.0534 | 63499.0534 | 0.70699 | 0.70699 | 6077.7092 | 6077.7092 | 7.3866 | 72688.75 | 0.8947 | -831.1326 | High Efficiency Welder | Primary Resources Industries | New
| IstTgsd1003 | 33164.2204 | 7334.6828 | 0 | 4394.6034 | 44893.5066 | 44867.3405 | 44867.3405 | 18631.7129 | 63499.0534 | 63499.0534 | 0.70699 | 0.70699 | 6077.7092 | 6077.7092 | 7.3866 | 72688.75 | 0.8947 | -831.1326 | High Efficiency Welder | Stone/Clay/Glass/Concrete | Turnover
| IstNgsd1003 | 33164.2204 | 7334.6828 | 0 | 4394.6034 | 44893.5066 | 44867.3405 | 44867.3405 | 18631.7129 | 63499.0534 | 63499.0534 | 0.70699 | 0.70699 | 6077.7092 | 6077.7092 | 7.3866 | 72688.75 | 0.8947 | -831.1326 | High Efficiency Welder | Stone/Clay/Glass/Concrete | New
| IteTgsd1003 | 33164.2204 | 7334.6828 | 0 | 4394.6034 | 44893.5066 | 44867.3405 | 44867.3405 | 18631.7129 | 63499.0534 | 63499.0534 | 0.70699 | 0.70699 | 6077.7092 | 6077.7092 | 7.3866 | 72688.75 | 0.8947 | -831.1326 | High Efficiency Welder | Textiles and Leather | Turnover
| IteNgsd1003 | 33164.2204 | 7334.6828 | 0 | 4394.6034 | 44893.5066 | 44867.3405 | 44867.3405 | 18631.7129 | 63499.0534 | 63499.0534 | 0.70699 | 0.70699 | 6077.7092 | 6077.7092 | 7.3866 | 72688.75 | 0.8947 | -831.1326 | High Efficiency Welder | Textiles and Leather | New
| ItrTgsd1003 | 33164.2204 | 7334.6828 | 0 | 4394.6034 | 44893.5066 | 44867.3405 | 44867.3405 | 18631.7129 | 63499.0534 | 63499.0534 | 0.70699 | 0.70699 | 6077.7092 | 6077.7092 | 7.3866 | 72688.75 | 0.8947 | -831.1326 | High Efficiency Welder | Transportation Equipment | Turnover
| ItrNgsd1003 | 33164.2204 | 7334.6828 | 0 | 4394.6034 | 44893.5066 | 44867.3405 | 44867.3405 | 18631.7129 | 63499.0534 | 63499.0534 | 0.70699 | 0.70699 | 6077.7092 | 6077.7092 | 7.3866 | 72688.75 | 0.8947 | -831.1326 | High Efficiency Welder | Transportation Equipment | New
| IwaTgsd1003 | 33164.2204 | 7334.6828 | 0 | 4394.6034 | 44893.5066 | 44867.3405 | 44867.3405 | 18631.7129 | 63499.0534 | 63499.0534 | 0.70699 | 0.70699 | 6077.7092 | 6077.7092 | 7.3866 | 72688.75 | 0.8947 | -831.1326 | High Efficiency Welder | Water and Wastewater | Turnover
| IwaNgsd1003 | 33164.2204 | 7334.6828 | 0 | 4394.6034 | 44893.5066 | 44867.3405 | 44867.3405 | 18631.7129 | 63499.0534 | 63499.0534 | 0.70699 | 0.70699 | 6077.7092 | 6077.7092 | 7.3866 | 72688.75 | 0.8947 | -831.1326 | High Efficiency Welder | Water and Wastewater | New
| IagEgsd1004 | 33164.2204 | 7334.6828 | 0 | 4394.6034 | 44893.5066 | 44867.3405 | 44867.3405 | 18631.7129 | 63499.0534 | 63499.0534 | 0.70699 | 0.70699 | 2152.9976 | 2152.9976 | 20.8516 | 72688.75 | 0.13564 | -1322.2706 | Injection Mold and Extruder Barrel Wraps | Agriculture and Assembly | Existing
| IagNgsd1004 | 33164.2204 | 7334.6828 | 0 | 4394.6034 | 44893.5066 | 44867.3405 | 44867.3405 | 18631.7129 | 63499.0534 | 63499.0534 | 0.70699 | 0.70699 | 2152.9976 | 2152.9976 | 20.8516 | 72688.75 | 0.13564 | -1322.2706 | Injection Mold and Extruder Barrel Wraps | Agriculture and Assembly | New
| IchEgsd1004 | 33164.2204 | 7334.6828 | 0 | 4394.6034 | 44893.5066 | 44867.3405 | 44867.3405 | 18631.7129 | 63499.0534 | 63499.0534 | 0.70699 | 0.70699 | 2152.9976 | 2152.9976 | 20.8516 | 72688.75 | 0.13564 | -1322.2706 | Injection Mold and Extruder Barrel Wraps | Chemicals and Plastics | Existing
| IchNgsd1004 | 33164.2204 | 7334.6828 | 0 | 4394.6034 | 44893.5066 | 44867.3405 | 44867.3405 | 18631.7129 | 63499.0534 | 63499.0534 | 0.70699 | 0.70699 | 2152.9976 | 2152.9976 | 20.8516 | 72688.75 | 0.13564 | -1322.2706 | Injection Mold and Extruder Barrel Wraps | Chemicals and Plastics | New
| IcoEgsd1004 | 33164.2204 | 7334.6828 | 0 | 4394.6034 | 44893.5066 | 44867.3405 | 44867.3405 | 18631.7129 | 63499.0534 | 63499.0534 | 0.70699 | 0.70699 | 2152.9976 | 2152.9976 | 20.8516 | 72688.75 | 0.13564 | -1322.2706 | Injection Mold and Extruder Barrel Wraps | Construction | Existing
| IcoNgsd1004 | 33164.2204 | 7334.6828 | 0 | 4394.6034 | 44893.5066 | 44867.3405 | 44867.3405 | 18631.7129 | 63499.0534 | 63499.0534 | 0.70699 | 0.70699 | 2152.9976 | 2152.9976 | 20.8516 | 72688.75 | 0.13564 | -1322.2706 | Injection Mold and Extruder Barrel Wraps | Construction | New
| IelEgsd1004 | 33164.2204 | 7334.6828 | 0 | 4394.6034 | 44893.5066 | 44867.3405 | 44867.3405 | 18631.7129 | 63499.0534 | 63499.0534 | 0.70699 | 0.70699 | 2152.9976 | 2152.9976 | 20.8516 | 72688.75 | 0.13564 | -1322.2706 | Injection Mold and Extruder Barrel Wraps | Electrical and Electronic Equip. | Existing
| IelNgsd1004 | 33164.2204 | 7334.6828 | 0 | 4394.6034 | 44893.5066 | 44867.3405 | 44867.3405 | 18631.7129 | 63499.0534 | 63499.0534 | 0.70699 | 0.70699 | 2152.9976 | 2152.9976 | 20.8516 | 72688.75 | 0.13564 | -1322.2706 | Injection Mold and Extruder Barrel Wraps | Electrical and Electronic Equip. | New
| IluEgsd1004 | 33164.2204 | 7334.6828 | 0 | 4394.6034 | 44893.5066 | 44867.3405 | 44867.3405 | 18631.7129 | 63499.0534 | 63499.0534 | 0.70699 | 0.70699 | 2239.116 | 2239.116 | 20.0497 | 72688.75 | 0.14107 | -1318.76 | Injection Mold and Extruder Barrel Wraps | Lumber/Furniture/Pulp/Paper | Existing
| IluNgsd1004 | 33164.2204 | 7334.6828 | 0 | 4394.6034 | 44893.5066 | 44867.3405 | 44867.3405 | 18631.7129 | 63499.0534 | 63499.0534 | 0.70699 | 0.70699 | 2239.116 | 2239.116 | 20.0497 | 72688.75 | 0.14107 | -1318.76 | Injection Mold and Extruder Barrel Wraps | Lumber/Furniture/Pulp/Paper | New
| ImeEgsd1004 | 33164.2204 | 7334.6828 | 0 | 4394.6034 | 44893.5066 | 44867.3405 | 44867.3405 | 18631.7129 | 63499.0534 | 63499.0534 | 0.70699 | 0.70699 | 2152.9976 | 2152.9976 | 20.8516 | 72688.75 | 0.13564 | -1322.2706 | Injection Mold and Extruder Barrel Wraps | Metal Products and Machinery | Existing
| ImeNgsd1004 | 33164.2204 | 7334.6828 | 0 | 4394.6034 | 44893.5066 | 44867.3405 | 44867.3405 | 18631.7129 | 63499.0534 | 63499.0534 | 0.70699 | 0.70699 | 2152.9976 | 2152.9976 | 20.8516 | 72688.75 | 0.13564 | -1322.2706 | Injection Mold and Extruder Barrel Wraps | Metal Products and Machinery | New
| ImiEgsd1004 | 33164.2204 | 7334.6828 | 0 | 4394.6034 | 44893.5066 | 44867.3405 | 44867.3405 | 18631.7129 | 63499.0534 | 63499.0534 | 0.70699 | 0.70699 | 2186.6376 | 2186.6376 | 20.5308 | 72688.75 | 0.13776 | -1320.8993 | Injection Mold and Extruder Barrel Wraps | Miscellaneous Manufacturing | Existing
| ImiNgsd1004 | 33164.2204 | 7334.6828 | 0 | 4394.6034 | 44893.5066 | 44867.3405 | 44867.3405 | 18631.7129 | 63499.0534 | 63499.0534 | 0.70699 | 0.70699 | 2186.6376 | 2186.6376 | 20.5308 | 72688.75 | 0.13776 | -1320.8993 | Injection Mold and Extruder Barrel Wraps | Miscellaneous Manufacturing | New
| IprEgsd1004 | 33164.2204 | 7334.6828 | 0 | 4394.6034 | 44893.5066 | 44867.3405 | 44867.3405 | 18631.7129 | 63499.0534 | 63499.0534 | 0.70699 | 0.70699 | 2152.9976 | 2152.9976 | 20.8516 | 72688.75 | 0.13564 | -1322.2706 | Injection Mold and Extruder Barrel Wraps | Primary Resources Industries | Existing
| IprNgsd1004 | 33164.2204 | 7334.6828 | 0 | 4394.6034 | 44893.5066 | 44867.3405 | 44867.3405 | 18631.7129 | 63499.0534 | 63499.0534 | 0.70699 | 0.70699 | 2152.9976 | 2152.9976 | 20.8516 | 72688.75 | 0.13564 | -1322.2706 | Injection Mold and Extruder Barrel Wraps | Primary Resources Industries | New
| IstEgsd1004 | 33164.2204 | 7334.6828 | 0 | 4394.6034 | 44893.5066 | 44867.3405 | 44867.3405 | 18631.7129 | 63499.0534 | 63499.0534 | 0.70699 | 0.70699 | 2152.9976 | 2152.9976 | 20.8516 | 72688.75 | 0.13564 | -1322.2706 | Injection Mold and Extruder Barrel Wraps | Stone/Clay/Glass/Concrete | Existing
| IstNgsd1004 | 33164.2204 | 7334.6828 | 0 | 4394.6034 | 44893.5066 | 44867.3405 | 44867.3405 | 18631.7129 | 63499.0534 | 63499.0534 | 0.70699 | 0.70699 | 2152.9976 | 2152.9976 | 20.8516 | 72688.75 | 0.13564 | -1322.2706 | Injection Mold and Extruder Barrel Wraps | Stone/Clay/Glass/Concrete | New
| IteEgsd1004 | 33164.2204 | 7334.6828 | 0 | 4394.6034 | 44893.5066 | 44867.3405 | 44867.3405 | 18631.7129 | 63499.0534 | 63499.0534 | 0.70699 | 0.70699 | 2152.9976 | 2152.9976 | 20.8516 | 72688.75 | 0.13564 | -1322.2706 | Injection Mold and Extruder Barrel Wraps | Textiles and Leather | Existing
| IteNgsd1004 | 33164.2204 | 7334.6828 | 0 | 4394.6034 | 44893.5066 | 44867.3405 | 44867.3405 | 18631.7129 | 63499.0534 | 63499.0534 | 0.70699 | 0.70699 | 2152.9976 | 2152.9976 | 20.8516 | 72688.75 | 0.13564 | -1322.2706 | Injection Mold and Extruder Barrel Wraps | Textiles and Leather | New
| ItrEgsd1004 | 33164.2204 | 7334.6828 | 0 | 4394.6034 | 44893.5066 | 44867.3405 | 44867.3405 | 18631.7129 | 63499.0534 | 63499.0534 | 0.70699 | 0.70699 | 2221.3455 | 2221.3455 | 20.2101 | 72688.75 | 0.13995 | -1319.4844 | Injection Mold and Extruder Barrel Wraps | Transportation Equipment | Existing
| ItrNgsd1004 | 33164.2204 | 7334.6828 | 0 | 4394.6034 | 44893.5066 | 44867.3405 | 44867.3405 | 18631.7129 | 63499.0534 | 63499.0534 | 0.70699 | 0.70699 | 2221.3455 | 2221.3455 | 20.2101 | 72688.75 | 0.13995 | -1319.4844 | Injection Mold and Extruder Barrel Wraps | Transportation Equipment | New
| IwaEgsd1004 | 33164.2204 | 7334.6828 | 0 | 4394.6034 | 44893.5066 | 44867.3405 | 44867.3405 | 18631.7129 | 63499.0534 | 63499.0534 | 0.70699 | 0.70699 | 2152.9976 | 2152.9976 | 20.8516 | 72688.75 | 0.13564 | -1322.2706 | Injection Mold and Extruder Barrel Wraps | Water and Wastewater | Existing
| IwaNgsd1004 | 33164.2204 | 7334.6828 | 0 | 4394.6034 | 44893.5066 | 44867.3405 | 44867.3405 | 18631.7129 | 63499.0534 | 63499.0534 | 0.70699 | 0.70699 | 2152.9976 | 2152.9976 | 20.8516 | 72688.75 | 0.13564 | -1322.2706 | Injection Mold and Extruder Barrel Wraps | Water and Wastewater | New
| IagNgsd2001 | 33235.1503 | 7339.9645 | 0 | 4406.1623 | 44981.2771 | 44974.3125 | 44974.3125 | 18545.0605 | 63519.3731 | 63519.3731 | 0.70815 | 0.70815 | 58793.4837 | 58793.4837 | 0.76507 | 72730.9788 | 10.3059 | 5260.7698 | LEED New Construction Whole Building | Agriculture and Assembly | New
| IchNgsd2001 | 33235.1503 | 7339.9645 | 0 | 4406.1623 | 44981.2771 | 44974.3125 | 44974.3125 | 18545.0605 | 63519.3731 | 63519.3731 | 0.70815 | 0.70815 | 24353.479 | 24353.479 | 1.847 | 72730.9788 | 4.2689 | 1352.5857 | LEED New Construction Whole Building | Chemicals and Plastics | New
| IcoNgsd2001 | 33235.1503 | 7339.9645 | 0 | 4406.1623 | 44981.2771 | 44974.3125 | 44974.3125 | 18545.0605 | 63519.3731 | 63519.3731 | 0.70815 | 0.70815 | 150850.1587 | 150850.1587 | 0.29819 | 72730.9788 | 26.4424 | 15707.1798 | LEED New Construction Whole Building | Construction | New
| IelNgsd2001 | 33235.1503 | 7339.9645 | 0 | 4406.1623 | 44981.2771 | 44974.3125 | 44974.3125 | 18545.0605 | 63519.3731 | 63519.3731 | 0.70815 | 0.70815 | 31051.9033 | 31051.9033 | 1.4486 | 72730.9788 | 5.4431 | 2112.7097 | LEED New Construction Whole Building | Electrical and Electronic Equip. | New
| IluNgsd2001 | 33235.1503 | 7339.9645 | 0 | 4406.1623 | 44981.2771 | 44974.3125 | 44974.3125 | 18545.0605 | 63519.3731 | 63519.3731 | 0.70815 | 0.70815 | 52341.7861 | 52341.7861 | 0.85938 | 72730.9788 | 9.175 | 4528.6436 | LEED New Construction Whole Building | Lumber/Furniture/Pulp/Paper | New
| ImeNgsd2001 | 33235.1503 | 7339.9645 | 0 | 4406.1623 | 44981.2771 | 44974.3125 | 44974.3125 | 18545.0605 | 63519.3731 | 63519.3731 | 0.70815 | 0.70815 | 135303.3124 | 135303.3124 | 0.33245 | 72730.9788 | 23.7172 | 13942.9542 | LEED New Construction Whole Building | Metal Products and Machinery | New
| ImiNgsd2001 | 33235.1503 | 7339.9645 | 0 | 4406.1623 | 44981.2771 | 44974.3125 | 44974.3125 | 18545.0605 | 63519.3731 | 63519.3731 | 0.70815 | 0.70815 | 150850.1587 | 150850.1587 | 0.29819 | 72730.9788 | 26.4424 | 15707.1798 | LEED New Construction Whole Building | Miscellaneous Manufacturing | New
| IprNgsd2001 | 33235.1503 | 7339.9645 | 0 | 4406.1623 | 44981.2771 | 44974.3125 | 44974.3125 | 18545.0605 | 63519.3731 | 63519.3731 | 0.70815 | 0.70815 | 18861.7022 | 18861.7022 | 2.3848 | 72730.9788 | 3.3063 | 729.3896 | LEED New Construction Whole Building | Primary Resources Industries | New
| IstNgsd2001 | 33235.1503 | 7339.9645 | 0 | 4406.1623 | 44981.2771 | 44974.3125 | 44974.3125 | 18545.0605 | 63519.3731 | 63519.3731 | 0.70815 | 0.70815 | 100289.6877 | 100289.6877 | 0.44851 | 72730.9788 | 17.5797 | 9969.6777 | LEED New Construction Whole Building | Stone/Clay/Glass/Concrete | New
| IteNgsd2001 | 33235.1503 | 7339.9645 | 0 | 4406.1623 | 44981.2771 | 44974.3125 | 44974.3125 | 18545.0605 | 63519.3731 | 63519.3731 | 0.70815 | 0.70815 | 56293.0601 | 56293.0601 | 0.79906 | 72730.9788 | 9.8676 | 4977.0267 | LEED New Construction Whole Building | Textiles and Leather | New
| ItrNgsd2001 | 33235.1503 | 7339.9645 | 0 | 4406.1623 | 44981.2771 | 44974.3125 | 44974.3125 | 18545.0605 | 63519.3731 | 63519.3731 | 0.70815 | 0.70815 | 17151.2382 | 17151.2382 | 2.6226 | 72730.9788 | 3.0064 | 535.2895 | LEED New Construction Whole Building | Transportation Equipment | New
| IwaNgsd2001 | 33235.1503 | 7339.9645 | 0 | 4406.1623 | 44981.2771 | 44974.3125 | 44974.3125 | 18545.0605 | 63519.3731 | 63519.3731 | 0.70815 | 0.70815 | 11747.1926 | 11747.1926 | 3.8291 | 72730.9788 | 2.0592 | -77.9511 | LEED New Construction Whole Building | Water and Wastewater | New
| IagTgsld101 | 33164.3952 | 7334.8229 | 0 | 4394.6034 | 44893.8215 | 65115.6532 | 65115.6532 | 17324.0762 | 82439.7294 | 82439.7294 | 0.54457 | 0.54457 | 7480.5952 | 7480.5952 | 6.0014 | 95776.671 | 1.1363 | -656.5367 | Compressed Air Desiccant Dryer | Agriculture and Assembly | Turnover
| IagNgsld101 | 33164.3952 | 7334.8229 | 0 | 4394.6034 | 44893.8215 | 65115.6532 | 65115.6532 | 17324.0762 | 82439.7294 | 82439.7294 | 0.54457 | 0.54457 | 7480.5952 | 7480.5952 | 6.0014 | 95776.671 | 1.1363 | -656.5367 | Compressed Air Desiccant Dryer | Agriculture and Assembly | New
| IchTgsld101 | 33164.3952 | 7334.8229 | 0 | 4394.6034 | 44893.8215 | 65115.6532 | 65115.6532 | 17324.0762 | 82439.7294 | 82439.7294 | 0.54457 | 0.54457 | 7480.5952 | 7480.5952 | 6.0014 | 95776.671 | 1.1363 | -656.5367 | Compressed Air Desiccant Dryer | Chemicals and Plastics | Turnover
| IchNgsld101 | 33164.3952 | 7334.8229 | 0 | 4394.6034 | 44893.8215 | 65115.6532 | 65115.6532 | 17324.0762 | 82439.7294 | 82439.7294 | 0.54457 | 0.54457 | 7480.5952 | 7480.5952 | 6.0014 | 95776.671 | 1.1363 | -656.5367 | Compressed Air Desiccant Dryer | Chemicals and Plastics | New
| IcoTgsld101 | 33164.3952 | 7334.8229 | 0 | 4394.6034 | 44893.8215 | 65115.6532 | 65115.6532 | 17324.0762 | 82439.7294 | 82439.7294 | 0.54457 | 0.54457 | 7480.5952 | 7480.5952 | 6.0014 | 95776.671 | 1.1363 | -656.5367 | Compressed Air Desiccant Dryer | Construction | Turnover
| IcoNgsld101 | 33164.3952 | 7334.8229 | 0 | 4394.6034 | 44893.8215 | 65115.6532 | 65115.6532 | 17324.0762 | 82439.7294 | 82439.7294 | 0.54457 | 0.54457 | 7480.5952 | 7480.5952 | 6.0014 | 95776.671 | 1.1363 | -656.5367 | Compressed Air Desiccant Dryer | Construction | New
| IelTgsld101 | 33164.3952 | 7334.8229 | 0 | 4394.6034 | 44893.8215 | 65115.6532 | 65115.6532 | 17324.0762 | 82439.7294 | 82439.7294 | 0.54457 | 0.54457 | 7480.5952 | 7480.5952 | 6.0014 | 95776.671 | 1.1363 | -656.5367 | Compressed Air Desiccant Dryer | Electrical and Electronic Equip. | Turnover
| IelNgsld101 | 33164.3952 | 7334.8229 | 0 | 4394.6034 | 44893.8215 | 65115.6532 | 65115.6532 | 17324.0762 | 82439.7294 | 82439.7294 | 0.54457 | 0.54457 | 7480.5952 | 7480.5952 | 6.0014 | 95776.671 | 1.1363 | -656.5367 | Compressed Air Desiccant Dryer | Electrical and Electronic Equip. | New
| IluTgsld101 | 33164.3952 | 7334.8229 | 0 | 4394.6034 | 44893.8215 | 65115.6532 | 65115.6532 | 17324.0762 | 82439.7294 | 82439.7294 | 0.54457 | 0.54457 | 7778.9641 | 7778.9641 | 5.7712 | 95776.671 | 1.1816 | -628.1171 | Compressed Air Desiccant Dryer | Lumber/Furniture/Pulp/Paper | Turnover
| IluNgsld101 | 33164.3952 | 7334.8229 | 0 | 4394.6034 | 44893.8215 | 65115.6532 | 65115.6532 | 17324.0762 | 82439.7294 | 82439.7294 | 0.54457 | 0.54457 | 7778.9641 | 7778.9641 | 5.7712 | 95776.671 | 1.1816 | -628.1171 | Compressed Air Desiccant Dryer | Lumber/Furniture/Pulp/Paper | New
| ImeTgsld101 | 33164.3952 | 7334.8229 | 0 | 4394.6034 | 44893.8215 | 65115.6532 | 65115.6532 | 17324.0762 | 82439.7294 | 82439.7294 | 0.54457 | 0.54457 | 7480.5952 | 7480.5952 | 6.0014 | 95776.671 | 1.1363 | -656.5367 | Compressed Air Desiccant Dryer | Metal Products and Machinery | Turnover
| ImeNgsld101 | 33164.3952 | 7334.8229 | 0 | 4394.6034 | 44893.8215 | 65115.6532 | 65115.6532 | 17324.0762 | 82439.7294 | 82439.7294 | 0.54457 | 0.54457 | 7480.5952 | 7480.5952 | 6.0014 | 95776.671 | 1.1363 | -656.5367 | Compressed Air Desiccant Dryer | Metal Products and Machinery | New
| ImiTgsld101 | 33164.3952 | 7334.8229 | 0 | 4394.6034 | 44893.8215 | 65115.6532 | 65115.6532 | 17324.0762 | 82439.7294 | 82439.7294 | 0.54457 | 0.54457 | 7597.4782 | 7597.4782 | 5.909 | 95776.671 | 1.154 | -645.4036 | Compressed Air Desiccant Dryer | Miscellaneous Manufacturing | Turnover
| ImiNgsld101 | 33164.3952 | 7334.8229 | 0 | 4394.6034 | 44893.8215 | 65115.6532 | 65115.6532 | 17324.0762 | 82439.7294 | 82439.7294 | 0.54457 | 0.54457 | 7597.4782 | 7597.4782 | 5.909 | 95776.671 | 1.154 | -645.4036 | Compressed Air Desiccant Dryer | Miscellaneous Manufacturing | New
| IprTgsld101 | 33164.3952 | 7334.8229 | 0 | 4394.6034 | 44893.8215 | 65115.6532 | 65115.6532 | 17324.0762 | 82439.7294 | 82439.7294 | 0.54457 | 0.54457 | 7480.5952 | 7480.5952 | 6.0014 | 95776.671 | 1.1363 | -656.5367 | Compressed Air Desiccant Dryer | Primary Resources Industries | Turnover
| IprNgsld101 | 33164.3952 | 7334.8229 | 0 | 4394.6034 | 44893.8215 | 65115.6532 | 65115.6532 | 17324.0762 | 82439.7294 | 82439.7294 | 0.54457 | 0.54457 | 7480.5952 | 7480.5952 | 6.0014 | 95776.671 | 1.1363 | -656.5367 | Compressed Air Desiccant Dryer | Primary Resources Industries | New
| IstTgsld101 | 33164.3952 | 7334.8229 | 0 | 4394.6034 | 44893.8215 | 65115.6532 | 65115.6532 | 17324.0762 | 82439.7294 | 82439.7294 | 0.54457 | 0.54457 | 7480.5952 | 7480.5952 | 6.0014 | 95776.671 | 1.1363 | -656.5367 | Compressed Air Desiccant Dryer | Stone/Clay/Glass/Concrete | Turnover
| IstNgsld101 | 33164.3952 | 7334.8229 | 0 | 4394.6034 | 44893.8215 | 65115.6532 | 65115.6532 | 17324.0762 | 82439.7294 | 82439.7294 | 0.54457 | 0.54457 | 7480.5952 | 7480.5952 | 6.0014 | 95776.671 | 1.1363 | -656.5367 | Compressed Air Desiccant Dryer | Stone/Clay/Glass/Concrete | New
| IteTgsld101 | 33164.3952 | 7334.8229 | 0 | 4394.6034 | 44893.8215 | 65115.6532 | 65115.6532 | 17324.0762 | 82439.7294 | 82439.7294 | 0.54457 | 0.54457 | 7480.5952 | 7480.5952 | 6.0014 | 95776.671 | 1.1363 | -656.5367 | Compressed Air Desiccant Dryer | Textiles and Leather | Turnover
| IteNgsld101 | 33164.3952 | 7334.8229 | 0 | 4394.6034 | 44893.8215 | 65115.6532 | 65115.6532 | 17324.0762 | 82439.7294 | 82439.7294 | 0.54457 | 0.54457 | 7480.5952 | 7480.5952 | 6.0014 | 95776.671 | 1.1363 | -656.5367 | Compressed Air Desiccant Dryer | Textiles and Leather | New
| ItrTgsld101 | 33164.3952 | 7334.8229 | 0 | 4394.6034 | 44893.8215 | 65115.6532 | 65115.6532 | 17324.0762 | 82439.7294 | 82439.7294 | 0.54457 | 0.54457 | 7718.0719 | 7718.0719 | 5.8167 | 95776.671 | 1.1724 | -633.917 | Compressed Air Desiccant Dryer | Transportation Equipment | Turnover
| ItrNgsld101 | 33164.3952 | 7334.8229 | 0 | 4394.6034 | 44893.8215 | 65115.6532 | 65115.6532 | 17324.0762 | 82439.7294 | 82439.7294 | 0.54457 | 0.54457 | 7718.0719 | 7718.0719 | 5.8167 | 95776.671 | 1.1724 | -633.917 | Compressed Air Desiccant Dryer | Transportation Equipment | New
| IwaTgsld101 | 33164.3952 | 7334.8229 | 0 | 4394.6034 | 44893.8215 | 65115.6532 | 65115.6532 | 17324.0762 | 82439.7294 | 82439.7294 | 0.54457 | 0.54457 | 7480.5952 | 7480.5952 | 6.0014 | 95776.671 | 1.1363 | -656.5367 | Compressed Air Desiccant Dryer | Water and Wastewater | Turnover
| IwaNgsld101 | 33164.3952 | 7334.8229 | 0 | 4394.6034 | 44893.8215 | 65115.6532 | 65115.6532 | 17324.0762 | 82439.7294 | 82439.7294 | 0.54457 | 0.54457 | 7480.5952 | 7480.5952 | 6.0014 | 95776.671 | 1.1363 | -656.5367 | Compressed Air Desiccant Dryer | Water and Wastewater | New
| IagEgsld102 | 33164.3952 | 7334.8229 | 0 | 4394.6034 | 44893.8215 | 65115.6532 | 65115.6532 | 17324.0762 | 82439.7294 | 82439.7294 | 0.54457 | 0.54457 | 18401.4076 | 18401.4076 | 2.4397 | 95776.671 | 2.0974 | -53.8584 | Compressed Air No-Loss Condensate Drains | Agriculture and Assembly | Existing
| IagNgsld102 | 33164.3952 | 7334.8229 | 0 | 4394.6034 | 44893.8215 | 65115.6532 | 65115.6532 | 17324.0762 | 82439.7294 | 82439.7294 | 0.54457 | 0.54457 | 18401.4076 | 18401.4076 | 2.4397 | 95776.671 | 2.0974 | -53.8584 | Compressed Air No-Loss Condensate Drains | Agriculture and Assembly | New
| IchEgsld102 | 33164.3952 | 7334.8229 | 0 | 4394.6034 | 44893.8215 | 65115.6532 | 65115.6532 | 17324.0762 | 82439.7294 | 82439.7294 | 0.54457 | 0.54457 | 18401.4076 | 18401.4076 | 2.4397 | 95776.671 | 2.0974 | -53.8584 | Compressed Air No-Loss Condensate Drains | Chemicals and Plastics | Existing
| IchNgsld102 | 33164.3952 | 7334.8229 | 0 | 4394.6034 | 44893.8215 | 65115.6532 | 65115.6532 | 17324.0762 | 82439.7294 | 82439.7294 | 0.54457 | 0.54457 | 18401.4076 | 18401.4076 | 2.4397 | 95776.671 | 2.0974 | -53.8584 | Compressed Air No-Loss Condensate Drains | Chemicals and Plastics | New
| IcoEgsld102 | 33164.3952 | 7334.8229 | 0 | 4394.6034 | 44893.8215 | 65115.6532 | 65115.6532 | 17324.0762 | 82439.7294 | 82439.7294 | 0.54457 | 0.54457 | 18401.4076 | 18401.4076 | 2.4397 | 95776.671 | 2.0974 | -53.8584 | Compressed Air No-Loss Condensate Drains | Construction | Existing
| IcoNgsld102 | 33164.3952 | 7334.8229 | 0 | 4394.6034 | 44893.8215 | 65115.6532 | 65115.6532 | 17324.0762 | 82439.7294 | 82439.7294 | 0.54457 | 0.54457 | 18401.4076 | 18401.4076 | 2.4397 | 95776.671 | 2.0974 | -53.8584 | Compressed Air No-Loss Condensate Drains | Construction | New
| IelEgsld102 | 33164.3952 | 7334.8229 | 0 | 4394.6034 | 44893.8215 | 65115.6532 | 65115.6532 | 17324.0762 | 82439.7294 | 82439.7294 | 0.54457 | 0.54457 | 18401.4076 | 18401.4076 | 2.4397 | 95776.671 | 2.0974 | -53.8584 | Compressed Air No-Loss Condensate Drains | Electrical and Electronic Equip. | Existing
| IelNgsld102 | 33164.3952 | 7334.8229 | 0 | 4394.6034 | 44893.8215 | 65115.6532 | 65115.6532 | 17324.0762 | 82439.7294 | 82439.7294 | 0.54457 | 0.54457 | 18401.4076 | 18401.4076 | 2.4397 | 95776.671 | 2.0974 | -53.8584 | Compressed Air No-Loss Condensate Drains | Electrical and Electronic Equip. | New
| IluEgsld102 | 33164.3952 | 7334.8229 | 0 | 4394.6034 | 44893.8215 | 65115.6532 | 65115.6532 | 17324.0762 | 82439.7294 | 82439.7294 | 0.54457 | 0.54457 | 19135.4676 | 19135.4676 | 2.3461 | 95776.671 | 2.181 | -1.3927 | Compressed Air No-Loss Condensate Drains | Lumber/Furniture/Pulp/Paper | Existing
| IluNgsld102 | 33164.3952 | 7334.8229 | 0 | 4394.6034 | 44893.8215 | 65115.6532 | 65115.6532 | 17324.0762 | 82439.7294 | 82439.7294 | 0.54457 | 0.54457 | 19135.4676 | 19135.4676 | 2.3461 | 95776.671 | 2.181 | -1.3927 | Compressed Air No-Loss Condensate Drains | Lumber/Furniture/Pulp/Paper | New
| ImeEgsld102 | 33164.3952 | 7334.8229 | 0 | 4394.6034 | 44893.8215 | 65115.6532 | 65115.6532 | 17324.0762 | 82439.7294 | 82439.7294 | 0.54457 | 0.54457 | 18401.4076 | 18401.4076 | 2.4397 | 95776.671 | 2.0974 | -53.8584 | Compressed Air No-Loss Condensate Drains | Metal Products and Machinery | Existing
| ImeNgsld102 | 33164.3952 | 7334.8229 | 0 | 4394.6034 | 44893.8215 | 65115.6532 | 65115.6532 | 17324.0762 | 82439.7294 | 82439.7294 | 0.54457 | 0.54457 | 18401.4076 | 18401.4076 | 2.4397 | 95776.671 | 2.0974 | -53.8584 | Compressed Air No-Loss Condensate Drains | Metal Products and Machinery | New
| ImiEgsld102 | 33164.3952 | 7334.8229 | 0 | 4394.6034 | 44893.8215 | 65115.6532 | 65115.6532 | 17324.0762 | 82439.7294 | 82439.7294 | 0.54457 | 0.54457 | 18689.016 | 18689.016 | 2.4022 | 95776.671 | 2.1302 | -33.3021 | Compressed Air No-Loss Condensate Drains | Miscellaneous Manufacturing | Existing
| ImiNgsld102 | 33164.3952 | 7334.8229 | 0 | 4394.6034 | 44893.8215 | 65115.6532 | 65115.6532 | 17324.0762 | 82439.7294 | 82439.7294 | 0.54457 | 0.54457 | 18689.016 | 18689.016 | 2.4022 | 95776.671 | 2.1302 | -33.3021 | Compressed Air No-Loss Condensate Drains | Miscellaneous Manufacturing | New
| IprEgsld102 | 33164.3952 | 7334.8229 | 0 | 4394.6034 | 44893.8215 | 65115.6532 | 65115.6532 | 17324.0762 | 82439.7294 | 82439.7294 | 0.54457 | 0.54457 | 18401.4076 | 18401.4076 | 2.4397 | 95776.671 | 2.0974 | -53.8584 | Compressed Air No-Loss Condensate Drains | Primary Resources Industries | Existing
| IprNgsld102 | 33164.3952 | 7334.8229 | 0 | 4394.6034 | 44893.8215 | 65115.6532 | 65115.6532 | 17324.0762 | 82439.7294 | 82439.7294 | 0.54457 | 0.54457 | 18401.4076 | 18401.4076 | 2.4397 | 95776.671 | 2.0974 | -53.8584 | Compressed Air No-Loss Condensate Drains | Primary Resources Industries | New
| IstEgsld102 | 33164.3952 | 7334.8229 | 0 | 4394.6034 | 44893.8215 | 65115.6532 | 65115.6532 | 17324.0762 | 82439.7294 | 82439.7294 | 0.54457 | 0.54457 | 18401.4076 | 18401.4076 | 2.4397 | 95776.671 | 2.0974 | -53.8584 | Compressed Air No-Loss Condensate Drains | Stone/Clay/Glass/Concrete | Existing
| IstNgsld102 | 33164.3952 | 7334.8229 | 0 | 4394.6034 | 44893.8215 | 65115.6532 | 65115.6532 | 17324.0762 | 82439.7294 | 82439.7294 | 0.54457 | 0.54457 | 18401.4076 | 18401.4076 | 2.4397 | 95776.671 | 2.0974 | -53.8584 | Compressed Air No-Loss Condensate Drains | Stone/Clay/Glass/Concrete | New
| IteEgsld102 | 33164.3952 | 7334.8229 | 0 | 4394.6034 | 44893.8215 | 65115.6532 | 65115.6532 | 17324.0762 | 82439.7294 | 82439.7294 | 0.54457 | 0.54457 | 18401.4076 | 18401.4076 | 2.4397 | 95776.671 | 2.0974 | -53.8584 | Compressed Air No-Loss Condensate Drains | Textiles and Leather | Existing
| IteNgsld102 | 33164.3952 | 7334.8229 | 0 | 4394.6034 | 44893.8215 | 65115.6532 | 65115.6532 | 17324.0762 | 82439.7294 | 82439.7294 | 0.54457 | 0.54457 | 18401.4076 | 18401.4076 | 2.4397 | 95776.671 | 2.0974 | -53.8584 | Compressed Air No-Loss Condensate Drains | Textiles and Leather | New
| ItrEgsld102 | 33164.3952 | 7334.8229 | 0 | 4394.6034 | 44893.8215 | 65115.6532 | 65115.6532 | 17324.0762 | 82439.7294 | 82439.7294 | 0.54457 | 0.54457 | 18985.6285 | 18985.6285 | 2.3646 | 95776.671 | 2.164 | -12.1022 | Compressed Air No-Loss Condensate Drains | Transportation Equipment | Existing
| ItrNgsld102 | 33164.3952 | 7334.8229 | 0 | 4394.6034 | 44893.8215 | 65115.6532 | 65115.6532 | 17324.0762 | 82439.7294 | 82439.7294 | 0.54457 | 0.54457 | 18985.6285 | 18985.6285 | 2.3646 | 95776.671 | 2.164 | -12.1022 | Compressed Air No-Loss Condensate Drains | Transportation Equipment | New
| IwaEgsld102 | 33164.3952 | 7334.8229 | 0 | 4394.6034 | 44893.8215 | 65115.6532 | 65115.6532 | 17324.0762 | 82439.7294 | 82439.7294 | 0.54457 | 0.54457 | 18401.4076 | 18401.4076 | 2.4397 | 95776.671 | 2.0974 | -53.8584 | Compressed Air No-Loss Condensate Drains | Water and Wastewater | Existing
| IwaNgsld102 | 33164.3952 | 7334.8229 | 0 | 4394.6034 | 44893.8215 | 65115.6532 | 65115.6532 | 17324.0762 | 82439.7294 | 82439.7294 | 0.54457 | 0.54457 | 18401.4076 | 18401.4076 | 2.4397 | 95776.671 | 2.0974 | -53.8584 | Compressed Air No-Loss Condensate Drains | Water and Wastewater | New
| IagEgsld103 | 33235.2382 | 7340.0349 | 0 | 4406.1623 | 44981.4354 | 65270.901 | 65270.901 | 17324.0762 | 82594.9771 | 82594.9771 | 0.5446 | 0.5446 | 8518.1255 | 8518.1255 | 5.2807 | 95963.7165 | 0.96931 | -762.5676 | Compressed Air Storage Tank | Agriculture and Assembly | Existing
| IagNgsld103 | 33235.2382 | 7340.0349 | 0 | 4406.1623 | 44981.4354 | 65270.901 | 65270.901 | 17324.0762 | 82594.9771 | 82594.9771 | 0.5446 | 0.5446 | 8518.1255 | 8518.1255 | 5.2807 | 95963.7165 | 0.96931 | -762.5676 | Compressed Air Storage Tank | Agriculture and Assembly | New
| IchEgsld103 | 33235.2382 | 7340.0349 | 0 | 4406.1623 | 44981.4354 | 65270.901 | 65270.901 | 17324.0762 | 82594.9771 | 82594.9771 | 0.5446 | 0.5446 | 8518.1255 | 8518.1255 | 5.2807 | 95963.7165 | 0.96931 | -762.5676 | Compressed Air Storage Tank | Chemicals and Plastics | Existing
| IchNgsld103 | 33235.2382 | 7340.0349 | 0 | 4406.1623 | 44981.4354 | 65270.901 | 65270.901 | 17324.0762 | 82594.9771 | 82594.9771 | 0.5446 | 0.5446 | 8518.1255 | 8518.1255 | 5.2807 | 95963.7165 | 0.96931 | -762.5676 | Compressed Air Storage Tank | Chemicals and Plastics | New
| IcoEgsld103 | 33235.2382 | 7340.0349 | 0 | 4406.1623 | 44981.4354 | 65270.901 | 65270.901 | 17324.0762 | 82594.9771 | 82594.9771 | 0.5446 | 0.5446 | 8518.1255 | 8518.1255 | 5.2807 | 95963.7165 | 0.96931 | -762.5676 | Compressed Air Storage Tank | Construction | Existing
| IcoNgsld103 | 33235.2382 | 7340.0349 | 0 | 4406.1623 | 44981.4354 | 65270.901 | 65270.901 | 17324.0762 | 82594.9771 | 82594.9771 | 0.5446 | 0.5446 | 8518.1255 | 8518.1255 | 5.2807 | 95963.7165 | 0.96931 | -762.5676 | Compressed Air Storage Tank | Construction | New
| IelEgsld103 | 33235.2382 | 7340.0349 | 0 | 4406.1623 | 44981.4354 | 65270.901 | 65270.901 | 17324.0762 | 82594.9771 | 82594.9771 | 0.5446 | 0.5446 | 8518.1255 | 8518.1255 | 5.2807 | 95963.7165 | 0.96931 | -762.5676 | Compressed Air Storage Tank | Electrical and Electronic Equip. | Existing
| IelNgsld103 | 33235.2382 | 7340.0349 | 0 | 4406.1623 | 44981.4354 | 65270.901 | 65270.901 | 17324.0762 | 82594.9771 | 82594.9771 | 0.5446 | 0.5446 | 8518.1255 | 8518.1255 | 5.2807 | 95963.7165 | 0.96931 | -762.5676 | Compressed Air Storage Tank | Electrical and Electronic Equip. | New
| IluEgsld103 | 33235.2382 | 7340.0349 | 0 | 4406.1623 | 44981.4354 | 65270.901 | 65270.901 | 17324.0762 | 82594.9771 | 82594.9771 | 0.5446 | 0.5446 | 8858.8561 | 8858.8561 | 5.0776 | 95963.7165 | 1.0081 | -738.2145 | Compressed Air Storage Tank | Lumber/Furniture/Pulp/Paper | Existing
| IluNgsld103 | 33235.2382 | 7340.0349 | 0 | 4406.1623 | 44981.4354 | 65270.901 | 65270.901 | 17324.0762 | 82594.9771 | 82594.9771 | 0.5446 | 0.5446 | 8858.8561 | 8858.8561 | 5.0776 | 95963.7165 | 1.0081 | -738.2145 | Compressed Air Storage Tank | Lumber/Furniture/Pulp/Paper | New
| ImeEgsld103 | 33235.2382 | 7340.0349 | 0 | 4406.1623 | 44981.4354 | 65270.901 | 65270.901 | 17324.0762 | 82594.9771 | 82594.9771 | 0.5446 | 0.5446 | 8518.1255 | 8518.1255 | 5.2807 | 95963.7165 | 0.96931 | -762.5676 | Compressed Air Storage Tank | Metal Products and Machinery | Existing
| ImeNgsld103 | 33235.2382 | 7340.0349 | 0 | 4406.1623 | 44981.4354 | 65270.901 | 65270.901 | 17324.0762 | 82594.9771 | 82594.9771 | 0.5446 | 0.5446 | 8518.1255 | 8518.1255 | 5.2807 | 95963.7165 | 0.96931 | -762.5676 | Compressed Air Storage Tank | Metal Products and Machinery | New
| ImiEgsld103 | 33235.2382 | 7340.0349 | 0 | 4406.1623 | 44981.4354 | 65270.901 | 65270.901 | 17324.0762 | 82594.9771 | 82594.9771 | 0.5446 | 0.5446 | 8651.2458 | 8651.2458 | 5.1994 | 95963.7165 | 0.98446 | -753.0531 | Compressed Air Storage Tank | Miscellaneous Manufacturing | Existing
| ImiNgsld103 | 33235.2382 | 7340.0349 | 0 | 4406.1623 | 44981.4354 | 65270.901 | 65270.901 | 17324.0762 | 82594.9771 | 82594.9771 | 0.5446 | 0.5446 | 8651.2458 | 8651.2458 | 5.1994 | 95963.7165 | 0.98446 | -753.0531 | Compressed Air Storage Tank | Miscellaneous Manufacturing | New
| IprEgsld103 | 33235.2382 | 7340.0349 | 0 | 4406.1623 | 44981.4354 | 65270.901 | 65270.901 | 17324.0762 | 82594.9771 | 82594.9771 | 0.5446 | 0.5446 | 8518.1255 | 8518.1255 | 5.2807 | 95963.7165 | 0.96931 | -762.5676 | Compressed Air Storage Tank | Primary Resources Industries | Existing
| IprNgsld103 | 33235.2382 | 7340.0349 | 0 | 4406.1623 | 44981.4354 | 65270.901 | 65270.901 | 17324.0762 | 82594.9771 | 82594.9771 | 0.5446 | 0.5446 | 8518.1255 | 8518.1255 | 5.2807 | 95963.7165 | 0.96931 | -762.5676 | Compressed Air Storage Tank | Primary Resources Industries | New
| IstEgsld103 | 33235.2382 | 7340.0349 | 0 | 4406.1623 | 44981.4354 | 65270.901 | 65270.901 | 17324.0762 | 82594.9771 | 82594.9771 | 0.5446 | 0.5446 | 8518.1255 | 8518.1255 | 5.2807 | 95963.7165 | 0.96931 | -762.5676 | Compressed Air Storage Tank | Stone/Clay/Glass/Concrete | Existing
| IstNgsld103 | 33235.2382 | 7340.0349 | 0 | 4406.1623 | 44981.4354 | 65270.901 | 65270.901 | 17324.0762 | 82594.9771 | 82594.9771 | 0.5446 | 0.5446 | 8518.1255 | 8518.1255 | 5.2807 | 95963.7165 | 0.96931 | -762.5676 | Compressed Air Storage Tank | Stone/Clay/Glass/Concrete | New
| IteEgsld103 | 33235.2382 | 7340.0349 | 0 | 4406.1623 | 44981.4354 | 65270.901 | 65270.901 | 17324.0762 | 82594.9771 | 82594.9771 | 0.5446 | 0.5446 | 8518.1255 | 8518.1255 | 5.2807 | 95963.7165 | 0.96931 | -762.5676 | Compressed Air Storage Tank | Textiles and Leather | Existing
| IteNgsld103 | 33235.2382 | 7340.0349 | 0 | 4406.1623 | 44981.4354 | 65270.901 | 65270.901 | 17324.0762 | 82594.9771 | 82594.9771 | 0.5446 | 0.5446 | 8518.1255 | 8518.1255 | 5.2807 | 95963.7165 | 0.96931 | -762.5676 | Compressed Air Storage Tank | Textiles and Leather | New
| ItrEgsld103 | 33235.2382 | 7340.0349 | 0 | 4406.1623 | 44981.4354 | 65270.901 | 65270.901 | 17324.0762 | 82594.9771 | 82594.9771 | 0.5446 | 0.5446 | 8788.5599 | 8788.5599 | 5.1182 | 95963.7165 | 1.0001 | -743.2388 | Compressed Air Storage Tank | Transportation Equipment | Existing
| ItrNgsld103 | 33235.2382 | 7340.0349 | 0 | 4406.1623 | 44981.4354 | 65270.901 | 65270.901 | 17324.0762 | 82594.9771 | 82594.9771 | 0.5446 | 0.5446 | 8788.5599 | 8788.5599 | 5.1182 | 95963.7165 | 1.0001 | -743.2388 | Compressed Air Storage Tank | Transportation Equipment | New
| IwaEgsld103 | 33164.3952 | 7334.8229 | 0 | 4394.6034 | 44893.8215 | 65115.6532 | 65115.6532 | 17324.0762 | 82439.7294 | 82439.7294 | 0.54457 | 0.54457 | 8497.8653 | 8497.8653 | 5.283 | 95776.671 | 0.96858 | -761.6955 | Compressed Air Storage Tank | Water and Wastewater | Existing
| IwaNgsld103 | 33164.3952 | 7334.8229 | 0 | 4394.6034 | 44893.8215 | 65115.6532 | 65115.6532 | 17324.0762 | 82439.7294 | 82439.7294 | 0.54457 | 0.54457 | 8497.8653 | 8497.8653 | 5.283 | 95776.671 | 0.96858 | -761.6955 | Compressed Air Storage Tank | Water and Wastewater | New
| IagEgsld104 | 33235.2382 | 7340.0349 | 0 | 4406.1623 | 44981.4354 | 65270.901 | 65270.901 | 17324.0762 | 82594.9771 | 82594.9771 | 0.5446 | 0.5446 | 1091.8916 | 1091.8916 | 41.1959 | 95963.7165 | 0.16559 | -1267.3819 | Efficient Compressed Air Nozzles | Agriculture and Assembly | Existing
| IagNgsld104 | 33235.2382 | 7340.0349 | 0 | 4406.1623 | 44981.4354 | 65270.901 | 65270.901 | 17324.0762 | 82594.9771 | 82594.9771 | 0.5446 | 0.5446 | 1091.8916 | 1091.8916 | 41.1959 | 95963.7165 | 0.16559 | -1267.3819 | Efficient Compressed Air Nozzles | Agriculture and Assembly | New
| IchEgsld104 | 33235.2382 | 7340.0349 | 0 | 4406.1623 | 44981.4354 | 65270.901 | 65270.901 | 17324.0762 | 82594.9771 | 82594.9771 | 0.5446 | 0.5446 | 1091.8916 | 1091.8916 | 41.1959 | 95963.7165 | 0.16559 | -1267.3819 | Efficient Compressed Air Nozzles | Chemicals and Plastics | Existing
| IchNgsld104 | 33235.2382 | 7340.0349 | 0 | 4406.1623 | 44981.4354 | 65270.901 | 65270.901 | 17324.0762 | 82594.9771 | 82594.9771 | 0.5446 | 0.5446 | 1091.8916 | 1091.8916 | 41.1959 | 95963.7165 | 0.16559 | -1267.3819 | Efficient Compressed Air Nozzles | Chemicals and Plastics | New
| IcoEgsld104 | 33235.2382 | 7340.0349 | 0 | 4406.1623 | 44981.4354 | 65270.901 | 65270.901 | 17324.0762 | 82594.9771 | 82594.9771 | 0.5446 | 0.5446 | 1613.6999 | 1613.6999 | 27.8747 | 95963.7165 | 0.24472 | -1217.6796 | Efficient Compressed Air Nozzles | Construction | Existing
| IcoNgsld104 | 33235.2382 | 7340.0349 | 0 | 4406.1623 | 44981.4354 | 65270.901 | 65270.901 | 17324.0762 | 82594.9771 | 82594.9771 | 0.5446 | 0.5446 | 1613.6999 | 1613.6999 | 27.8747 | 95963.7165 | 0.24472 | -1217.6796 | Efficient Compressed Air Nozzles | Construction | New
| IelEgsld104 | 33235.2382 | 7340.0349 | 0 | 4406.1623 | 44981.4354 | 65270.901 | 65270.901 | 17324.0762 | 82594.9771 | 82594.9771 | 0.5446 | 0.5446 | 1091.8916 | 1091.8916 | 41.1959 | 95963.7165 | 0.16559 | -1267.3819 | Efficient Compressed Air Nozzles | Electrical and Electronic Equip. | Existing
| IelNgsld104 | 33235.2382 | 7340.0349 | 0 | 4406.1623 | 44981.4354 | 65270.901 | 65270.901 | 17324.0762 | 82594.9771 | 82594.9771 | 0.5446 | 0.5446 | 1091.8916 | 1091.8916 | 41.1959 | 95963.7165 | 0.16559 | -1267.3819 | Efficient Compressed Air Nozzles | Electrical and Electronic Equip. | New
| IluEgsld104 | 33235.2382 | 7340.0349 | 0 | 4406.1623 | 44981.4354 | 65270.901 | 65270.901 | 17324.0762 | 82594.9771 | 82594.9771 | 0.5446 | 0.5446 | 1091.8916 | 1091.8916 | 41.1959 | 95963.7165 | 0.16559 | -1267.3819 | Efficient Compressed Air Nozzles | Lumber/Furniture/Pulp/Paper | Existing
| IluNgsld104 | 33235.2382 | 7340.0349 | 0 | 4406.1623 | 44981.4354 | 65270.901 | 65270.901 | 17324.0762 | 82594.9771 | 82594.9771 | 0.5446 | 0.5446 | 1091.8916 | 1091.8916 | 41.1959 | 95963.7165 | 0.16559 | -1267.3819 | Efficient Compressed Air Nozzles | Lumber/Furniture/Pulp/Paper | New
| ImeEgsld104 | 33235.2382 | 7340.0349 | 0 | 4406.1623 | 44981.4354 | 65270.901 | 65270.901 | 17324.0762 | 82594.9771 | 82594.9771 | 0.5446 | 0.5446 | 1140.2921 | 1140.2921 | 39.4473 | 95963.7165 | 0.17293 | -1262.7718 | Efficient Compressed Air Nozzles | Metal Products and Machinery | Existing
| ImeNgsld104 | 33235.2382 | 7340.0349 | 0 | 4406.1623 | 44981.4354 | 65270.901 | 65270.901 | 17324.0762 | 82594.9771 | 82594.9771 | 0.5446 | 0.5446 | 1140.2921 | 1140.2921 | 39.4473 | 95963.7165 | 0.17293 | -1262.7718 | Efficient Compressed Air Nozzles | Metal Products and Machinery | New
| ImiEgsld104 | 33235.2382 | 7340.0349 | 0 | 4406.1623 | 44981.4354 | 65270.901 | 65270.901 | 17324.0762 | 82594.9771 | 82594.9771 | 0.5446 | 0.5446 | 1507.339 | 1507.339 | 29.8416 | 95963.7165 | 0.22859 | -1227.8105 | Efficient Compressed Air Nozzles | Miscellaneous Manufacturing | Existing
| ImiNgsld104 | 33235.2382 | 7340.0349 | 0 | 4406.1623 | 44981.4354 | 65270.901 | 65270.901 | 17324.0762 | 82594.9771 | 82594.9771 | 0.5446 | 0.5446 | 1507.339 | 1507.339 | 29.8416 | 95963.7165 | 0.22859 | -1227.8105 | Efficient Compressed Air Nozzles | Miscellaneous Manufacturing | New
| IprEgsld104 | 33235.2382 | 7340.0349 | 0 | 4406.1623 | 44981.4354 | 65270.901 | 65270.901 | 17324.0762 | 82594.9771 | 82594.9771 | 0.5446 | 0.5446 | 1091.8916 | 1091.8916 | 41.1959 | 95963.7165 | 0.16559 | -1267.3819 | Efficient Compressed Air Nozzles | Primary Resources Industries | Existing
| IprNgsld104 | 33235.2382 | 7340.0349 | 0 | 4406.1623 | 44981.4354 | 65270.901 | 65270.901 | 17324.0762 | 82594.9771 | 82594.9771 | 0.5446 | 0.5446 | 1091.8916 | 1091.8916 | 41.1959 | 95963.7165 | 0.16559 | -1267.3819 | Efficient Compressed Air Nozzles | Primary Resources Industries | New
| IstEgsld104 | 33235.2382 | 7340.0349 | 0 | 4406.1623 | 44981.4354 | 65270.901 | 65270.901 | 17324.0762 | 82594.9771 | 82594.9771 | 0.5446 | 0.5446 | 1091.8916 | 1091.8916 | 41.1959 | 95963.7165 | 0.16559 | -1267.3819 | Efficient Compressed Air Nozzles | Stone/Clay/Glass/Concrete | Existing
| IstNgsld104 | 33235.2382 | 7340.0349 | 0 | 4406.1623 | 44981.4354 | 65270.901 | 65270.901 | 17324.0762 | 82594.9771 | 82594.9771 | 0.5446 | 0.5446 | 1091.8916 | 1091.8916 | 41.1959 | 95963.7165 | 0.16559 | -1267.3819 | Efficient Compressed Air Nozzles | Stone/Clay/Glass/Concrete | New
| IteEgsld104 | 33235.2382 | 7340.0349 | 0 | 4406.1623 | 44981.4354 | 65270.901 | 65270.901 | 17324.0762 | 82594.9771 | 82594.9771 | 0.5446 | 0.5446 | 1091.8916 | 1091.8916 | 41.1959 | 95963.7165 | 0.16559 | -1267.3819 | Efficient Compressed Air Nozzles | Textiles and Leather | Existing
| IteNgsld104 | 33235.2382 | 7340.0349 | 0 | 4406.1623 | 44981.4354 | 65270.901 | 65270.901 | 17324.0762 | 82594.9771 | 82594.9771 | 0.5446 | 0.5446 | 1091.8916 | 1091.8916 | 41.1959 | 95963.7165 | 0.16559 | -1267.3819 | Efficient Compressed Air Nozzles | Textiles and Leather | New
| ItrEgsld104 | 33235.2382 | 7340.0349 | 0 | 4406.1623 | 44981.4354 | 65270.901 | 65270.901 | 17324.0762 | 82594.9771 | 82594.9771 | 0.5446 | 0.5446 | 1091.8916 | 1091.8916 | 41.1959 | 95963.7165 | 0.16559 | -1267.3819 | Efficient Compressed Air Nozzles | Transportation Equipment | Existing
| ItrNgsld104 | 33235.2382 | 7340.0349 | 0 | 4406.1623 | 44981.4354 | 65270.901 | 65270.901 | 17324.0762 | 82594.9771 | 82594.9771 | 0.5446 | 0.5446 | 1091.8916 | 1091.8916 | 41.1959 | 95963.7165 | 0.16559 | -1267.3819 | Efficient Compressed Air Nozzles | Transportation Equipment | New
| IwaEgsld104 | 33164.3952 | 7334.8229 | 0 | 4394.6034 | 44893.8215 | 65115.6532 | 65115.6532 | 17324.0762 | 82439.7294 | 82439.7294 | 0.54457 | 0.54457 | 1089.2945 | 1089.2945 | 41.2137 | 95776.671 | 0.16546 | -1265.3091 | Efficient Compressed Air Nozzles | Water and Wastewater | Existing
| IwaNgsld104 | 33164.3952 | 7334.8229 | 0 | 4394.6034 | 44893.8215 | 65115.6532 | 65115.6532 | 17324.0762 | 82439.7294 | 82439.7294 | 0.54457 | 0.54457 | 1089.2945 | 1089.2945 | 41.2137 | 95776.671 | 0.16546 | -1265.3091 | Efficient Compressed Air Nozzles | Water and Wastewater | New
| IagEgsld105 | 33235.2382 | 7340.0349 | 0 | 4406.1623 | 44981.4354 | 65270.901 | 65270.901 | 17324.0762 | 82594.9771 | 82594.9771 | 0.5446 | 0.5446 | 27366.0445 | 27366.0445 | 1.6437 | 95963.7165 | 4.1501 | 1235.2355 | High Efficiency Air Compressor | Agriculture and Assembly | Existing
| IagNgsld105 | 33235.2382 | 7340.0349 | 0 | 4406.1623 | 44981.4354 | 65270.901 | 65270.901 | 17324.0762 | 82594.9771 | 82594.9771 | 0.5446 | 0.5446 | 27366.0445 | 27366.0445 | 1.6437 | 95963.7165 | 4.1501 | 1235.2355 | High Efficiency Air Compressor | Agriculture and Assembly | New
| IchEgsld105 | 33235.2382 | 7340.0349 | 0 | 4406.1623 | 44981.4354 | 65270.901 | 65270.901 | 17324.0762 | 82594.9771 | 82594.9771 | 0.5446 | 0.5446 | 27366.0445 | 27366.0445 | 1.6437 | 95963.7165 | 4.1501 | 1235.2355 | High Efficiency Air Compressor | Chemicals and Plastics | Existing
| IchNgsld105 | 33235.2382 | 7340.0349 | 0 | 4406.1623 | 44981.4354 | 65270.901 | 65270.901 | 17324.0762 | 82594.9771 | 82594.9771 | 0.5446 | 0.5446 | 27366.0445 | 27366.0445 | 1.6437 | 95963.7165 | 4.1501 | 1235.2355 | High Efficiency Air Compressor | Chemicals and Plastics | New
| IcoEgsld105 | 33235.2382 | 7340.0349 | 0 | 4406.1623 | 44981.4354 | 65270.901 | 65270.901 | 17324.0762 | 82594.9771 | 82594.9771 | 0.5446 | 0.5446 | 27366.0445 | 27366.0445 | 1.6437 | 95963.7165 | 4.1501 | 1235.2355 | High Efficiency Air Compressor | Construction | Existing
| IcoNgsld105 | 33235.2382 | 7340.0349 | 0 | 4406.1623 | 44981.4354 | 65270.901 | 65270.901 | 17324.0762 | 82594.9771 | 82594.9771 | 0.5446 | 0.5446 | 27366.0445 | 27366.0445 | 1.6437 | 95963.7165 | 4.1501 | 1235.2355 | High Efficiency Air Compressor | Construction | New
| IelEgsld105 | 33235.2382 | 7340.0349 | 0 | 4406.1623 | 44981.4354 | 65270.901 | 65270.901 | 17324.0762 | 82594.9771 | 82594.9771 | 0.5446 | 0.5446 | 27366.0445 | 27366.0445 | 1.6437 | 95963.7165 | 4.1501 | 1235.2355 | High Efficiency Air Compressor | Electrical and Electronic Equip. | Existing
| IelNgsld105 | 33235.2382 | 7340.0349 | 0 | 4406.1623 | 44981.4354 | 65270.901 | 65270.901 | 17324.0762 | 82594.9771 | 82594.9771 | 0.5446 | 0.5446 | 27366.0445 | 27366.0445 | 1.6437 | 95963.7165 | 4.1501 | 1235.2355 | High Efficiency Air Compressor | Electrical and Electronic Equip. | New
| IluEgsld105 | 33235.2382 | 7340.0349 | 0 | 4406.1623 | 44981.4354 | 65270.901 | 65270.901 | 17324.0762 | 82594.9771 | 82594.9771 | 0.5446 | 0.5446 | 28457.5858 | 28457.5858 | 1.5806 | 95963.7165 | 4.3156 | 1339.2048 | High Efficiency Air Compressor | Lumber/Furniture/Pulp/Paper | Existing
| IluNgsld105 | 33235.2382 | 7340.0349 | 0 | 4406.1623 | 44981.4354 | 65270.901 | 65270.901 | 17324.0762 | 82594.9771 | 82594.9771 | 0.5446 | 0.5446 | 28457.5858 | 28457.5858 | 1.5806 | 95963.7165 | 4.3156 | 1339.2048 | High Efficiency Air Compressor | Lumber/Furniture/Pulp/Paper | New
| ImeEgsld105 | 33235.2382 | 7340.0349 | 0 | 4406.1623 | 44981.4354 | 65270.901 | 65270.901 | 17324.0762 | 82594.9771 | 82594.9771 | 0.5446 | 0.5446 | 27366.0445 | 27366.0445 | 1.6437 | 95963.7165 | 4.1501 | 1235.2355 | High Efficiency Air Compressor | Metal Products and Machinery | Existing
| ImeNgsld105 | 33235.2382 | 7340.0349 | 0 | 4406.1623 | 44981.4354 | 65270.901 | 65270.901 | 17324.0762 | 82594.9771 | 82594.9771 | 0.5446 | 0.5446 | 27366.0445 | 27366.0445 | 1.6437 | 95963.7165 | 4.1501 | 1235.2355 | High Efficiency Air Compressor | Metal Products and Machinery | New
| ImiEgsld105 | 33235.2382 | 7340.0349 | 0 | 4406.1623 | 44981.4354 | 65270.901 | 65270.901 | 17324.0762 | 82594.9771 | 82594.9771 | 0.5446 | 0.5446 | 27793.65 | 27793.65 | 1.6184 | 95963.7165 | 4.2149 | 1275.9649 | High Efficiency Air Compressor | Miscellaneous Manufacturing | Existing
| ImiNgsld105 | 33235.2382 | 7340.0349 | 0 | 4406.1623 | 44981.4354 | 65270.901 | 65270.901 | 17324.0762 | 82594.9771 | 82594.9771 | 0.5446 | 0.5446 | 27793.65 | 27793.65 | 1.6184 | 95963.7165 | 4.2149 | 1275.9649 | High Efficiency Air Compressor | Miscellaneous Manufacturing | New
| IprEgsld105 | 33235.2382 | 7340.0349 | 0 | 4406.1623 | 44981.4354 | 65270.901 | 65270.901 | 17324.0762 | 82594.9771 | 82594.9771 | 0.5446 | 0.5446 | 27366.0445 | 27366.0445 | 1.6437 | 95963.7165 | 4.1501 | 1235.2355 | High Efficiency Air Compressor | Primary Resources Industries | Existing
| IprNgsld105 | 33235.2382 | 7340.0349 | 0 | 4406.1623 | 44981.4354 | 65270.901 | 65270.901 | 17324.0762 | 82594.9771 | 82594.9771 | 0.5446 | 0.5446 | 27366.0445 | 27366.0445 | 1.6437 | 95963.7165 | 4.1501 | 1235.2355 | High Efficiency Air Compressor | Primary Resources Industries | New
| IstEgsld105 | 33235.2382 | 7340.0349 | 0 | 4406.1623 | 44981.4354 | 65270.901 | 65270.901 | 17324.0762 | 82594.9771 | 82594.9771 | 0.5446 | 0.5446 | 27366.0445 | 27366.0445 | 1.6437 | 95963.7165 | 4.1501 | 1235.2355 | High Efficiency Air Compressor | Stone/Clay/Glass/Concrete | Existing
| IstNgsld105 | 33235.2382 | 7340.0349 | 0 | 4406.1623 | 44981.4354 | 65270.901 | 65270.901 | 17324.0762 | 82594.9771 | 82594.9771 | 0.5446 | 0.5446 | 27366.0445 | 27366.0445 | 1.6437 | 95963.7165 | 4.1501 | 1235.2355 | High Efficiency Air Compressor | Stone/Clay/Glass/Concrete | New
| IteEgsld105 | 33235.2382 | 7340.0349 | 0 | 4406.1623 | 44981.4354 | 65270.901 | 65270.901 | 17324.0762 | 82594.9771 | 82594.9771 | 0.5446 | 0.5446 | 27366.0445 | 27366.0445 | 1.6437 | 95963.7165 | 4.1501 | 1235.2355 | High Efficiency Air Compressor | Textiles and Leather | Existing
| IteNgsld105 | 33235.2382 | 7340.0349 | 0 | 4406.1623 | 44981.4354 | 65270.901 | 65270.901 | 17324.0762 | 82594.9771 | 82594.9771 | 0.5446 | 0.5446 | 27366.0445 | 27366.0445 | 1.6437 | 95963.7165 | 4.1501 | 1235.2355 | High Efficiency Air Compressor | Textiles and Leather | New
| ItrEgsld105 | 33235.2382 | 7340.0349 | 0 | 4406.1623 | 44981.4354 | 65270.901 | 65270.901 | 17324.0762 | 82594.9771 | 82594.9771 | 0.5446 | 0.5446 | 28234.812 | 28234.812 | 1.5931 | 95963.7165 | 4.2818 | 1317.9856 | High Efficiency Air Compressor | Transportation Equipment | Existing
| ItrNgsld105 | 33235.2382 | 7340.0349 | 0 | 4406.1623 | 44981.4354 | 65270.901 | 65270.901 | 17324.0762 | 82594.9771 | 82594.9771 | 0.5446 | 0.5446 | 28234.812 | 28234.812 | 1.5931 | 95963.7165 | 4.2818 | 1317.9856 | High Efficiency Air Compressor | Transportation Equipment | New
| IwaEgsld105 | 33164.3952 | 7334.8229 | 0 | 4394.6034 | 44893.8215 | 65115.6532 | 65115.6532 | 17324.0762 | 82439.7294 | 82439.7294 | 0.54457 | 0.54457 | 27300.9559 | 27300.9559 | 1.6444 | 95776.671 | 4.1469 | 1231.3557 | High Efficiency Air Compressor | Water and Wastewater | Existing
| IwaNgsld105 | 33164.3952 | 7334.8229 | 0 | 4394.6034 | 44893.8215 | 65115.6532 | 65115.6532 | 17324.0762 | 82439.7294 | 82439.7294 | 0.54457 | 0.54457 | 27300.9559 | 27300.9559 | 1.6444 | 95776.671 | 4.1469 | 1231.3557 | High Efficiency Air Compressor | Water and Wastewater | New
| IagEgsld106 | 33235.2382 | 7340.0349 | 0 | 4406.1623 | 44981.4354 | 65270.901 | 65270.901 | 17324.0762 | 82594.9771 | 82594.9771 | 0.5446 | 0.5446 | 32528.6629 | 32528.6629 | 1.3828 | 95963.7165 | 3.7016 | 953.5408 | Low Pressure-drop Filters | Agriculture and Assembly | Existing
| IagNgsld106 | 33235.2382 | 7340.0349 | 0 | 4406.1623 | 44981.4354 | 65270.901 | 65270.901 | 17324.0762 | 82594.9771 | 82594.9771 | 0.5446 | 0.5446 | 32528.6629 | 32528.6629 | 1.3828 | 95963.7165 | 3.7016 | 953.5408 | Low Pressure-drop Filters | Agriculture and Assembly | New
| IchEgsld106 | 33235.2382 | 7340.0349 | 0 | 4406.1623 | 44981.4354 | 65270.901 | 65270.901 | 17324.0762 | 82594.9771 | 82594.9771 | 0.5446 | 0.5446 | 32528.6629 | 32528.6629 | 1.3828 | 95963.7165 | 3.7016 | 953.5408 | Low Pressure-drop Filters | Chemicals and Plastics | Existing
| IchNgsld106 | 33235.2382 | 7340.0349 | 0 | 4406.1623 | 44981.4354 | 65270.901 | 65270.901 | 17324.0762 | 82594.9771 | 82594.9771 | 0.5446 | 0.5446 | 32528.6629 | 32528.6629 | 1.3828 | 95963.7165 | 3.7016 | 953.5408 | Low Pressure-drop Filters | Chemicals and Plastics | New
| IcoEgsld106 | 33235.2382 | 7340.0349 | 0 | 4406.1623 | 44981.4354 | 65270.901 | 65270.901 | 17324.0762 | 82594.9771 | 82594.9771 | 0.5446 | 0.5446 | 32528.6629 | 32528.6629 | 1.3828 | 95963.7165 | 3.7016 | 953.5408 | Low Pressure-drop Filters | Construction | Existing
| IcoNgsld106 | 33235.2382 | 7340.0349 | 0 | 4406.1623 | 44981.4354 | 65270.901 | 65270.901 | 17324.0762 | 82594.9771 | 82594.9771 | 0.5446 | 0.5446 | 32528.6629 | 32528.6629 | 1.3828 | 95963.7165 | 3.7016 | 953.5408 | Low Pressure-drop Filters | Construction | New
| IelEgsld106 | 33235.2382 | 7340.0349 | 0 | 4406.1623 | 44981.4354 | 65270.901 | 65270.901 | 17324.0762 | 82594.9771 | 82594.9771 | 0.5446 | 0.5446 | 32528.6629 | 32528.6629 | 1.3828 | 95963.7165 | 3.7016 | 953.5408 | Low Pressure-drop Filters | Electrical and Electronic Equip. | Existing
| IelNgsld106 | 33235.2382 | 7340.0349 | 0 | 4406.1623 | 44981.4354 | 65270.901 | 65270.901 | 17324.0762 | 82594.9771 | 82594.9771 | 0.5446 | 0.5446 | 32528.6629 | 32528.6629 | 1.3828 | 95963.7165 | 3.7016 | 953.5408 | Low Pressure-drop Filters | Electrical and Electronic Equip. | New
| IluEgsld106 | 33235.2382 | 7340.0349 | 0 | 4406.1623 | 44981.4354 | 65270.901 | 65270.901 | 17324.0762 | 82594.9771 | 82594.9771 | 0.5446 | 0.5446 | 33829.8613 | 33829.8613 | 1.3296 | 95963.7165 | 3.8496 | 1046.5414 | Low Pressure-drop Filters | Lumber/Furniture/Pulp/Paper | Existing
| IluNgsld106 | 33235.2382 | 7340.0349 | 0 | 4406.1623 | 44981.4354 | 65270.901 | 65270.901 | 17324.0762 | 82594.9771 | 82594.9771 | 0.5446 | 0.5446 | 33829.8613 | 33829.8613 | 1.3296 | 95963.7165 | 3.8496 | 1046.5414 | Low Pressure-drop Filters | Lumber/Furniture/Pulp/Paper | New
| ImeEgsld106 | 33235.2382 | 7340.0349 | 0 | 4406.1623 | 44981.4354 | 65270.901 | 65270.901 | 17324.0762 | 82594.9771 | 82594.9771 | 0.5446 | 0.5446 | 32528.6629 | 32528.6629 | 1.3828 | 95963.7165 | 3.7016 | 953.5408 | Low Pressure-drop Filters | Metal Products and Machinery | Existing
| ImeNgsld106 | 33235.2382 | 7340.0349 | 0 | 4406.1623 | 44981.4354 | 65270.901 | 65270.901 | 17324.0762 | 82594.9771 | 82594.9771 | 0.5446 | 0.5446 | 32528.6629 | 32528.6629 | 1.3828 | 95963.7165 | 3.7016 | 953.5408 | Low Pressure-drop Filters | Metal Products and Machinery | New
| ImiEgsld106 | 33235.2382 | 7340.0349 | 0 | 4406.1623 | 44981.4354 | 65270.901 | 65270.901 | 17324.0762 | 82594.9771 | 82594.9771 | 0.5446 | 0.5446 | 33036.943 | 33036.943 | 1.3615 | 95963.7165 | 3.7594 | 989.8692 | Low Pressure-drop Filters | Miscellaneous Manufacturing | Existing
| ImiNgsld106 | 33235.2382 | 7340.0349 | 0 | 4406.1623 | 44981.4354 | 65270.901 | 65270.901 | 17324.0762 | 82594.9771 | 82594.9771 | 0.5446 | 0.5446 | 33036.943 | 33036.943 | 1.3615 | 95963.7165 | 3.7594 | 989.8692 | Low Pressure-drop Filters | Miscellaneous Manufacturing | New
| IprEgsld106 | 33235.2382 | 7340.0349 | 0 | 4406.1623 | 44981.4354 | 65270.901 | 65270.901 | 17324.0762 | 82594.9771 | 82594.9771 | 0.5446 | 0.5446 | 32528.6629 | 32528.6629 | 1.3828 | 95963.7165 | 3.7016 | 953.5408 | Low Pressure-drop Filters | Primary Resources Industries | Existing
| IprNgsld106 | 33235.2382 | 7340.0349 | 0 | 4406.1623 | 44981.4354 | 65270.901 | 65270.901 | 17324.0762 | 82594.9771 | 82594.9771 | 0.5446 | 0.5446 | 32528.6629 | 32528.6629 | 1.3828 | 95963.7165 | 3.7016 | 953.5408 | Low Pressure-drop Filters | Primary Resources Industries | New
| IstEgsld106 | 33235.2382 | 7340.0349 | 0 | 4406.1623 | 44981.4354 | 65270.901 | 65270.901 | 17324.0762 | 82594.9771 | 82594.9771 | 0.5446 | 0.5446 | 32528.6629 | 32528.6629 | 1.3828 | 95963.7165 | 3.7016 | 953.5408 | Low Pressure-drop Filters | Stone/Clay/Glass/Concrete | Existing
| IstNgsld106 | 33235.2382 | 7340.0349 | 0 | 4406.1623 | 44981.4354 | 65270.901 | 65270.901 | 17324.0762 | 82594.9771 | 82594.9771 | 0.5446 | 0.5446 | 32528.6629 | 32528.6629 | 1.3828 | 95963.7165 | 3.7016 | 953.5408 | Low Pressure-drop Filters | Stone/Clay/Glass/Concrete | New
| IteEgsld106 | 33235.2382 | 7340.0349 | 0 | 4406.1623 | 44981.4354 | 65270.901 | 65270.901 | 17324.0762 | 82594.9771 | 82594.9771 | 0.5446 | 0.5446 | 32528.6629 | 32528.6629 | 1.3828 | 95963.7165 | 3.7016 | 953.5408 | Low Pressure-drop Filters | Textiles and Leather | Existing
| IteNgsld106 | 33235.2382 | 7340.0349 | 0 | 4406.1623 | 44981.4354 | 65270.901 | 65270.901 | 17324.0762 | 82594.9771 | 82594.9771 | 0.5446 | 0.5446 | 32528.6629 | 32528.6629 | 1.3828 | 95963.7165 | 3.7016 | 953.5408 | Low Pressure-drop Filters | Textiles and Leather | New
| ItrEgsld106 | 33235.2382 | 7340.0349 | 0 | 4406.1623 | 44981.4354 | 65270.901 | 65270.901 | 17324.0762 | 82594.9771 | 82594.9771 | 0.5446 | 0.5446 | 33561.3594 | 33561.3594 | 1.3403 | 95963.7165 | 3.8191 | 1027.3508 | Low Pressure-drop Filters | Transportation Equipment | Existing
| ItrNgsld106 | 33235.2382 | 7340.0349 | 0 | 4406.1623 | 44981.4354 | 65270.901 | 65270.901 | 17324.0762 | 82594.9771 | 82594.9771 | 0.5446 | 0.5446 | 33561.3594 | 33561.3594 | 1.3403 | 95963.7165 | 3.8191 | 1027.3508 | Low Pressure-drop Filters | Transportation Equipment | New
| IwaEgsld106 | 33164.3952 | 7334.8229 | 0 | 4394.6034 | 44893.8215 | 65115.6532 | 65115.6532 | 17324.0762 | 82439.7294 | 82439.7294 | 0.54457 | 0.54457 | 32451.2942 | 32451.2942 | 1.3834 | 95776.671 | 3.6988 | 950.3311 | Low Pressure-drop Filters | Water and Wastewater | Existing
| IwaNgsld106 | 33164.3952 | 7334.8229 | 0 | 4394.6034 | 44893.8215 | 65115.6532 | 65115.6532 | 17324.0762 | 82439.7294 | 82439.7294 | 0.54457 | 0.54457 | 32451.2942 | 32451.2942 | 1.3834 | 95776.671 | 3.6988 | 950.3311 | Low Pressure-drop Filters | Water and Wastewater | New
| IagEgsld107 | 33235.2382 | 7340.0349 | 0 | 4406.1623 | 44981.4354 | 65270.901 | 65270.901 | 17324.0762 | 82594.9771 | 82594.9771 | 0.5446 | 0.5446 | 3605.0333 | 3605.0333 | 12.4774 | 95963.7165 | 0.4949 | -1060.5453 | VFD on Air Compressor | Agriculture and Assembly | Existing
| IagNgsld107 | 33235.2382 | 7340.0349 | 0 | 4406.1623 | 44981.4354 | 65270.901 | 65270.901 | 17324.0762 | 82594.9771 | 82594.9771 | 0.5446 | 0.5446 | 3605.0333 | 3605.0333 | 12.4774 | 95963.7165 | 0.4949 | -1060.5453 | VFD on Air Compressor | Agriculture and Assembly | New
| IchEgsld107 | 33235.2382 | 7340.0349 | 0 | 4406.1623 | 44981.4354 | 65270.901 | 65270.901 | 17324.0762 | 82594.9771 | 82594.9771 | 0.5446 | 0.5446 | 3605.0333 | 3605.0333 | 12.4774 | 95963.7165 | 0.4949 | -1060.5453 | VFD on Air Compressor | Chemicals and Plastics | Existing
| IchNgsld107 | 33235.2382 | 7340.0349 | 0 | 4406.1623 | 44981.4354 | 65270.901 | 65270.901 | 17324.0762 | 82594.9771 | 82594.9771 | 0.5446 | 0.5446 | 3605.0333 | 3605.0333 | 12.4774 | 95963.7165 | 0.4949 | -1060.5453 | VFD on Air Compressor | Chemicals and Plastics | New
| IcoEgsld107 | 33235.2382 | 7340.0349 | 0 | 4406.1623 | 44981.4354 | 65270.901 | 65270.901 | 17324.0762 | 82594.9771 | 82594.9771 | 0.5446 | 0.5446 | 3605.0333 | 3605.0333 | 12.4774 | 95963.7165 | 0.4949 | -1060.5453 | VFD on Air Compressor | Construction | Existing
| IcoNgsld107 | 33235.2382 | 7340.0349 | 0 | 4406.1623 | 44981.4354 | 65270.901 | 65270.901 | 17324.0762 | 82594.9771 | 82594.9771 | 0.5446 | 0.5446 | 3605.0333 | 3605.0333 | 12.4774 | 95963.7165 | 0.4949 | -1060.5453 | VFD on Air Compressor | Construction | New
| IelEgsld107 | 33235.2382 | 7340.0349 | 0 | 4406.1623 | 44981.4354 | 65270.901 | 65270.901 | 17324.0762 | 82594.9771 | 82594.9771 | 0.5446 | 0.5446 | 3605.0333 | 3605.0333 | 12.4774 | 95963.7165 | 0.4949 | -1060.5453 | VFD on Air Compressor | Electrical and Electronic Equip. | Existing
| IelNgsld107 | 33235.2382 | 7340.0349 | 0 | 4406.1623 | 44981.4354 | 65270.901 | 65270.901 | 17324.0762 | 82594.9771 | 82594.9771 | 0.5446 | 0.5446 | 3605.0333 | 3605.0333 | 12.4774 | 95963.7165 | 0.4949 | -1060.5453 | VFD on Air Compressor | Electrical and Electronic Equip. | New
| IluEgsld107 | 33235.2382 | 7340.0349 | 0 | 4406.1623 | 44981.4354 | 65270.901 | 65270.901 | 17324.0762 | 82594.9771 | 82594.9771 | 0.5446 | 0.5446 | 3749.2348 | 3749.2348 | 11.9975 | 95963.7165 | 0.51469 | -1048.1117 | VFD on Air Compressor | Lumber/Furniture/Pulp/Paper | Existing
| IluNgsld107 | 33235.2382 | 7340.0349 | 0 | 4406.1623 | 44981.4354 | 65270.901 | 65270.901 | 17324.0762 | 82594.9771 | 82594.9771 | 0.5446 | 0.5446 | 3749.2348 | 3749.2348 | 11.9975 | 95963.7165 | 0.51469 | -1048.1117 | VFD on Air Compressor | Lumber/Furniture/Pulp/Paper | New
| ImeEgsld107 | 33235.2382 | 7340.0349 | 0 | 4406.1623 | 44981.4354 | 65270.901 | 65270.901 | 17324.0762 | 82594.9771 | 82594.9771 | 0.5446 | 0.5446 | 3605.0333 | 3605.0333 | 12.4774 | 95963.7165 | 0.4949 | -1060.5453 | VFD on Air Compressor | Metal Products and Machinery | Existing
| ImeNgsld107 | 33235.2382 | 7340.0349 | 0 | 4406.1623 | 44981.4354 | 65270.901 | 65270.901 | 17324.0762 | 82594.9771 | 82594.9771 | 0.5446 | 0.5446 | 3605.0333 | 3605.0333 | 12.4774 | 95963.7165 | 0.4949 | -1060.5453 | VFD on Air Compressor | Metal Products and Machinery | New
| ImiEgsld107 | 33235.2382 | 7340.0349 | 0 | 4406.1623 | 44981.4354 | 65270.901 | 65270.901 | 17324.0762 | 82594.9771 | 82594.9771 | 0.5446 | 0.5446 | 3661.3635 | 3661.3635 | 12.2854 | 95963.7165 | 0.50263 | -1055.6883 | VFD on Air Compressor | Miscellaneous Manufacturing | Existing
| ImiNgsld107 | 33235.2382 | 7340.0349 | 0 | 4406.1623 | 44981.4354 | 65270.901 | 65270.901 | 17324.0762 | 82594.9771 | 82594.9771 | 0.5446 | 0.5446 | 3661.3635 | 3661.3635 | 12.2854 | 95963.7165 | 0.50263 | -1055.6883 | VFD on Air Compressor | Miscellaneous Manufacturing | New
| IprEgsld107 | 33235.2382 | 7340.0349 | 0 | 4406.1623 | 44981.4354 | 65270.901 | 65270.901 | 17324.0762 | 82594.9771 | 82594.9771 | 0.5446 | 0.5446 | 3605.0333 | 3605.0333 | 12.4774 | 95963.7165 | 0.4949 | -1060.5453 | VFD on Air Compressor | Primary Resources Industries | Existing
| IprNgsld107 | 33235.2382 | 7340.0349 | 0 | 4406.1623 | 44981.4354 | 65270.901 | 65270.901 | 17324.0762 | 82594.9771 | 82594.9771 | 0.5446 | 0.5446 | 3605.0333 | 3605.0333 | 12.4774 | 95963.7165 | 0.4949 | -1060.5453 | VFD on Air Compressor | Primary Resources Industries | New
| IstEgsld107 | 33235.2382 | 7340.0349 | 0 | 4406.1623 | 44981.4354 | 65270.901 | 65270.901 | 17324.0762 | 82594.9771 | 82594.9771 | 0.5446 | 0.5446 | 3605.0333 | 3605.0333 | 12.4774 | 95963.7165 | 0.4949 | -1060.5453 | VFD on Air Compressor | Stone/Clay/Glass/Concrete | Existing
| IstNgsld107 | 33235.2382 | 7340.0349 | 0 | 4406.1623 | 44981.4354 | 65270.901 | 65270.901 | 17324.0762 | 82594.9771 | 82594.9771 | 0.5446 | 0.5446 | 3605.0333 | 3605.0333 | 12.4774 | 95963.7165 | 0.4949 | -1060.5453 | VFD on Air Compressor | Stone/Clay/Glass/Concrete | New
| IteEgsld107 | 33235.2382 | 7340.0349 | 0 | 4406.1623 | 44981.4354 | 65270.901 | 65270.901 | 17324.0762 | 82594.9771 | 82594.9771 | 0.5446 | 0.5446 | 3605.0333 | 3605.0333 | 12.4774 | 95963.7165 | 0.4949 | -1060.5453 | VFD on Air Compressor | Textiles and Leather | Existing
| IteNgsld107 | 33235.2382 | 7340.0349 | 0 | 4406.1623 | 44981.4354 | 65270.901 | 65270.901 | 17324.0762 | 82594.9771 | 82594.9771 | 0.5446 | 0.5446 | 3605.0333 | 3605.0333 | 12.4774 | 95963.7165 | 0.4949 | -1060.5453 | VFD on Air Compressor | Textiles and Leather | New
| ItrEgsld107 | 33235.2382 | 7340.0349 | 0 | 4406.1623 | 44981.4354 | 65270.901 | 65270.901 | 17324.0762 | 82594.9771 | 82594.9771 | 0.5446 | 0.5446 | 3719.4796 | 3719.4796 | 12.0935 | 95963.7165 | 0.51061 | -1050.6773 | VFD on Air Compressor | Transportation Equipment | Existing
| ItrNgsld107 | 33235.2382 | 7340.0349 | 0 | 4406.1623 | 44981.4354 | 65270.901 | 65270.901 | 17324.0762 | 82594.9771 | 82594.9771 | 0.5446 | 0.5446 | 3719.4796 | 3719.4796 | 12.0935 | 95963.7165 | 0.51061 | -1050.6773 | VFD on Air Compressor | Transportation Equipment | New
| IwaEgsld107 | 33164.3952 | 7334.8229 | 0 | 4394.6034 | 44893.8215 | 65115.6532 | 65115.6532 | 17324.0762 | 82439.7294 | 82439.7294 | 0.54457 | 0.54457 | 3596.4589 | 3596.4589 | 12.4828 | 95776.671 | 0.49452 | -1058.9645 | VFD on Air Compressor | Water and Wastewater | Existing
| IwaNgsld107 | 33164.3952 | 7334.8229 | 0 | 4394.6034 | 44893.8215 | 65115.6532 | 65115.6532 | 17324.0762 | 82439.7294 | 82439.7294 | 0.54457 | 0.54457 | 3596.4589 | 3596.4589 | 12.4828 | 95776.671 | 0.49452 | -1058.9645 | VFD on Air Compressor | Water and Wastewater | New
| IagEgsld108 | 33235.2382 | 7340.0349 | 0 | 4406.1623 | 44981.4354 | 65270.901 | 65270.901 | 17324.0762 | 82594.9771 | 82594.9771 | 0.5446 | 0.5446 | 2431.0096 | 2431.0096 | 18.5032 | 95963.7165 | 0.15778 | -1272.2871 | Dew Point Sensor Control for Dessicant CA Dryer | Agriculture and Assembly | Existing
| IagNgsld108 | 33235.2382 | 7340.0349 | 0 | 4406.1623 | 44981.4354 | 65270.901 | 65270.901 | 17324.0762 | 82594.9771 | 82594.9771 | 0.5446 | 0.5446 | 2431.0096 | 2431.0096 | 18.5032 | 95963.7165 | 0.15778 | -1272.2871 | Dew Point Sensor Control for Dessicant CA Dryer | Agriculture and Assembly | New
| IchEgsld108 | 33235.2382 | 7340.0349 | 0 | 4406.1623 | 44981.4354 | 65270.901 | 65270.901 | 17324.0762 | 82594.9771 | 82594.9771 | 0.5446 | 0.5446 | 2431.0096 | 2431.0096 | 18.5032 | 95963.7165 | 0.15778 | -1272.2871 | Dew Point Sensor Control for Dessicant CA Dryer | Chemicals and Plastics | Existing
| IchNgsld108 | 33235.2382 | 7340.0349 | 0 | 4406.1623 | 44981.4354 | 65270.901 | 65270.901 | 17324.0762 | 82594.9771 | 82594.9771 | 0.5446 | 0.5446 | 2431.0096 | 2431.0096 | 18.5032 | 95963.7165 | 0.15778 | -1272.2871 | Dew Point Sensor Control for Dessicant CA Dryer | Chemicals and Plastics | New
| IcoEgsld108 | 33235.2382 | 7340.0349 | 0 | 4406.1623 | 44981.4354 | 65270.901 | 65270.901 | 17324.0762 | 82594.9771 | 82594.9771 | 0.5446 | 0.5446 | 2431.0096 | 2431.0096 | 18.5032 | 95963.7165 | 0.15778 | -1272.2871 | Dew Point Sensor Control for Dessicant CA Dryer | Construction | Existing
| IcoNgsld108 | 33235.2382 | 7340.0349 | 0 | 4406.1623 | 44981.4354 | 65270.901 | 65270.901 | 17324.0762 | 82594.9771 | 82594.9771 | 0.5446 | 0.5446 | 2431.0096 | 2431.0096 | 18.5032 | 95963.7165 | 0.15778 | -1272.2871 | Dew Point Sensor Control for Dessicant CA Dryer | Construction | New
| IelEgsld108 | 33235.2382 | 7340.0349 | 0 | 4406.1623 | 44981.4354 | 65270.901 | 65270.901 | 17324.0762 | 82594.9771 | 82594.9771 | 0.5446 | 0.5446 | 2431.0096 | 2431.0096 | 18.5032 | 95963.7165 | 0.15778 | -1272.2871 | Dew Point Sensor Control for Dessicant CA Dryer | Electrical and Electronic Equip. | Existing
| IelNgsld108 | 33235.2382 | 7340.0349 | 0 | 4406.1623 | 44981.4354 | 65270.901 | 65270.901 | 17324.0762 | 82594.9771 | 82594.9771 | 0.5446 | 0.5446 | 2431.0096 | 2431.0096 | 18.5032 | 95963.7165 | 0.15778 | -1272.2871 | Dew Point Sensor Control for Dessicant CA Dryer | Electrical and Electronic Equip. | New
| IluEgsld108 | 33235.2382 | 7340.0349 | 0 | 4406.1623 | 44981.4354 | 65270.901 | 65270.901 | 17324.0762 | 82594.9771 | 82594.9771 | 0.5446 | 0.5446 | 2528.2499 | 2528.2499 | 17.7915 | 95963.7165 | 0.16409 | -1268.3232 | Dew Point Sensor Control for Dessicant CA Dryer | Lumber/Furniture/Pulp/Paper | Existing
| IluNgsld108 | 33235.2382 | 7340.0349 | 0 | 4406.1623 | 44981.4354 | 65270.901 | 65270.901 | 17324.0762 | 82594.9771 | 82594.9771 | 0.5446 | 0.5446 | 2528.2499 | 2528.2499 | 17.7915 | 95963.7165 | 0.16409 | -1268.3232 | Dew Point Sensor Control for Dessicant CA Dryer | Lumber/Furniture/Pulp/Paper | New
| ImeEgsld108 | 33235.2382 | 7340.0349 | 0 | 4406.1623 | 44981.4354 | 65270.901 | 65270.901 | 17324.0762 | 82594.9771 | 82594.9771 | 0.5446 | 0.5446 | 2431.0096 | 2431.0096 | 18.5032 | 95963.7165 | 0.15778 | -1272.2871 | Dew Point Sensor Control for Dessicant CA Dryer | Metal Products and Machinery | Existing
| ImeNgsld108 | 33235.2382 | 7340.0349 | 0 | 4406.1623 | 44981.4354 | 65270.901 | 65270.901 | 17324.0762 | 82594.9771 | 82594.9771 | 0.5446 | 0.5446 | 2431.0096 | 2431.0096 | 18.5032 | 95963.7165 | 0.15778 | -1272.2871 | Dew Point Sensor Control for Dessicant CA Dryer | Metal Products and Machinery | New
| ImiEgsld108 | 33235.2382 | 7340.0349 | 0 | 4406.1623 | 44981.4354 | 65270.901 | 65270.901 | 17324.0762 | 82594.9771 | 82594.9771 | 0.5446 | 0.5446 | 2468.9941 | 2468.9941 | 18.2185 | 95963.7165 | 0.16024 | -1270.7387 | Dew Point Sensor Control for Dessicant CA Dryer | Miscellaneous Manufacturing | Existing
| ImiNgsld108 | 33235.2382 | 7340.0349 | 0 | 4406.1623 | 44981.4354 | 65270.901 | 65270.901 | 17324.0762 | 82594.9771 | 82594.9771 | 0.5446 | 0.5446 | 2468.9941 | 2468.9941 | 18.2185 | 95963.7165 | 0.16024 | -1270.7387 | Dew Point Sensor Control for Dessicant CA Dryer | Miscellaneous Manufacturing | New
| IprEgsld108 | 33235.2382 | 7340.0349 | 0 | 4406.1623 | 44981.4354 | 65270.901 | 65270.901 | 17324.0762 | 82594.9771 | 82594.9771 | 0.5446 | 0.5446 | 2431.0096 | 2431.0096 | 18.5032 | 95963.7165 | 0.15778 | -1272.2871 | Dew Point Sensor Control for Dessicant CA Dryer | Primary Resources Industries | Existing
| IprNgsld108 | 33235.2382 | 7340.0349 | 0 | 4406.1623 | 44981.4354 | 65270.901 | 65270.901 | 17324.0762 | 82594.9771 | 82594.9771 | 0.5446 | 0.5446 | 2431.0096 | 2431.0096 | 18.5032 | 95963.7165 | 0.15778 | -1272.2871 | Dew Point Sensor Control for Dessicant CA Dryer | Primary Resources Industries | New
| IstEgsld108 | 33235.2382 | 7340.0349 | 0 | 4406.1623 | 44981.4354 | 65270.901 | 65270.901 | 17324.0762 | 82594.9771 | 82594.9771 | 0.5446 | 0.5446 | 2431.0096 | 2431.0096 | 18.5032 | 95963.7165 | 0.15778 | -1272.2871 | Dew Point Sensor Control for Dessicant CA Dryer | Stone/Clay/Glass/Concrete | Existing
| IstNgsld108 | 33235.2382 | 7340.0349 | 0 | 4406.1623 | 44981.4354 | 65270.901 | 65270.901 | 17324.0762 | 82594.9771 | 82594.9771 | 0.5446 | 0.5446 | 2431.0096 | 2431.0096 | 18.5032 | 95963.7165 | 0.15778 | -1272.2871 | Dew Point Sensor Control for Dessicant CA Dryer | Stone/Clay/Glass/Concrete | New
| IteEgsld108 | 33235.2382 | 7340.0349 | 0 | 4406.1623 | 44981.4354 | 65270.901 | 65270.901 | 17324.0762 | 82594.9771 | 82594.9771 | 0.5446 | 0.5446 | 2431.0096 | 2431.0096 | 18.5032 | 95963.7165 | 0.15778 | -1272.2871 | Dew Point Sensor Control for Dessicant CA Dryer | Textiles and Leather | Existing
| IteNgsld108 | 33235.2382 | 7340.0349 | 0 | 4406.1623 | 44981.4354 | 65270.901 | 65270.901 | 17324.0762 | 82594.9771 | 82594.9771 | 0.5446 | 0.5446 | 2431.0096 | 2431.0096 | 18.5032 | 95963.7165 | 0.15778 | -1272.2871 | Dew Point Sensor Control for Dessicant CA Dryer | Textiles and Leather | New
| ItrEgsld108 | 33235.2382 | 7340.0349 | 0 | 4406.1623 | 44981.4354 | 65270.901 | 65270.901 | 17324.0762 | 82594.9771 | 82594.9771 | 0.5446 | 0.5446 | 2508.1845 | 2508.1845 | 17.9339 | 95963.7165 | 0.16278 | -1269.1411 | Dew Point Sensor Control for Dessicant CA Dryer | Transportation Equipment | Existing
| ItrNgsld108 | 33235.2382 | 7340.0349 | 0 | 4406.1623 | 44981.4354 | 65270.901 | 65270.901 | 17324.0762 | 82594.9771 | 82594.9771 | 0.5446 | 0.5446 | 2508.1845 | 2508.1845 | 17.9339 | 95963.7165 | 0.16278 | -1269.1411 | Dew Point Sensor Control for Dessicant CA Dryer | Transportation Equipment | New
| IwaEgsld108 | 33164.3952 | 7334.8229 | 0 | 4394.6034 | 44893.8215 | 65115.6532 | 65115.6532 | 17324.0762 | 82439.7294 | 82439.7294 | 0.54457 | 0.54457 | 2425.2273 | 2425.2273 | 18.5112 | 95776.671 | 0.15766 | -1270.2027 | Dew Point Sensor Control for Dessicant CA Dryer | Water and Wastewater | Existing
| IwaNgsld108 | 33164.3952 | 7334.8229 | 0 | 4394.6034 | 44893.8215 | 65115.6532 | 65115.6532 | 17324.0762 | 82439.7294 | 82439.7294 | 0.54457 | 0.54457 | 2425.2273 | 2425.2273 | 18.5112 | 95776.671 | 0.15766 | -1270.2027 | Dew Point Sensor Control for Dessicant CA Dryer | Water and Wastewater | New
| IagEgsld109 | 33235.2382 | 7340.0349 | 0 | 4406.1623 | 44981.4354 | 65270.901 | 65270.901 | 17324.0762 | 82594.9771 | 82594.9771 | 0.5446 | 0.5446 | 58333.7985 | 58333.7985 | 0.7711 | 95963.7165 | 2.4001 | 136.1245 | Air Compressor Optimization | Agriculture and Assembly | Existing
| IagNgsld109 | 33235.2382 | 7340.0349 | 0 | 4406.1623 | 44981.4354 | 65270.901 | 65270.901 | 17324.0762 | 82594.9771 | 82594.9771 | 0.5446 | 0.5446 | 58333.7985 | 58333.7985 | 0.7711 | 95963.7165 | 2.4001 | 136.1245 | Air Compressor Optimization | Agriculture and Assembly | New
| IchEgsld109 | 33235.2382 | 7340.0349 | 0 | 4406.1623 | 44981.4354 | 65270.901 | 65270.901 | 17324.0762 | 82594.9771 | 82594.9771 | 0.5446 | 0.5446 | 58333.7985 | 58333.7985 | 0.7711 | 95963.7165 | 2.4001 | 136.1245 | Air Compressor Optimization | Chemicals and Plastics | Existing
| IchNgsld109 | 33235.2382 | 7340.0349 | 0 | 4406.1623 | 44981.4354 | 65270.901 | 65270.901 | 17324.0762 | 82594.9771 | 82594.9771 | 0.5446 | 0.5446 | 58333.7985 | 58333.7985 | 0.7711 | 95963.7165 | 2.4001 | 136.1245 | Air Compressor Optimization | Chemicals and Plastics | New
| IcoEgsld109 | 33235.2382 | 7340.0349 | 0 | 4406.1623 | 44981.4354 | 65270.901 | 65270.901 | 17324.0762 | 82594.9771 | 82594.9771 | 0.5446 | 0.5446 | 58333.7985 | 58333.7985 | 0.7711 | 95963.7165 | 2.4001 | 136.1245 | Air Compressor Optimization | Construction | Existing
| IcoNgsld109 | 33235.2382 | 7340.0349 | 0 | 4406.1623 | 44981.4354 | 65270.901 | 65270.901 | 17324.0762 | 82594.9771 | 82594.9771 | 0.5446 | 0.5446 | 58333.7985 | 58333.7985 | 0.7711 | 95963.7165 | 2.4001 | 136.1245 | Air Compressor Optimization | Construction | New
| IelEgsld109 | 33235.2382 | 7340.0349 | 0 | 4406.1623 | 44981.4354 | 65270.901 | 65270.901 | 17324.0762 | 82594.9771 | 82594.9771 | 0.5446 | 0.5446 | 58333.7985 | 58333.7985 | 0.7711 | 95963.7165 | 2.4001 | 136.1245 | Air Compressor Optimization | Electrical and Electronic Equip. | Existing
| IelNgsld109 | 33235.2382 | 7340.0349 | 0 | 4406.1623 | 44981.4354 | 65270.901 | 65270.901 | 17324.0762 | 82594.9771 | 82594.9771 | 0.5446 | 0.5446 | 58333.7985 | 58333.7985 | 0.7711 | 95963.7165 | 2.4001 | 136.1245 | Air Compressor Optimization | Electrical and Electronic Equip. | New
| IluEgsld109 | 33235.2382 | 7340.0349 | 0 | 4406.1623 | 44981.4354 | 65270.901 | 65270.901 | 17324.0762 | 82594.9771 | 82594.9771 | 0.5446 | 0.5446 | 60660.4683 | 60660.4683 | 0.74153 | 95963.7165 | 2.4959 | 196.2522 | Air Compressor Optimization | Lumber/Furniture/Pulp/Paper | Existing
| IluNgsld109 | 33235.2382 | 7340.0349 | 0 | 4406.1623 | 44981.4354 | 65270.901 | 65270.901 | 17324.0762 | 82594.9771 | 82594.9771 | 0.5446 | 0.5446 | 60660.4683 | 60660.4683 | 0.74153 | 95963.7165 | 2.4959 | 196.2522 | Air Compressor Optimization | Lumber/Furniture/Pulp/Paper | New
| ImeEgsld109 | 33235.2382 | 7340.0349 | 0 | 4406.1623 | 44981.4354 | 65270.901 | 65270.901 | 17324.0762 | 82594.9771 | 82594.9771 | 0.5446 | 0.5446 | 58333.7985 | 58333.7985 | 0.7711 | 95963.7165 | 2.4001 | 136.1245 | Air Compressor Optimization | Metal Products and Machinery | Existing
| ImeNgsld109 | 33235.2382 | 7340.0349 | 0 | 4406.1623 | 44981.4354 | 65270.901 | 65270.901 | 17324.0762 | 82594.9771 | 82594.9771 | 0.5446 | 0.5446 | 58333.7985 | 58333.7985 | 0.7711 | 95963.7165 | 2.4001 | 136.1245 | Air Compressor Optimization | Metal Products and Machinery | New
| ImiEgsld109 | 33235.2382 | 7340.0349 | 0 | 4406.1623 | 44981.4354 | 65270.901 | 65270.901 | 17324.0762 | 82594.9771 | 82594.9771 | 0.5446 | 0.5446 | 59245.2962 | 59245.2962 | 0.75924 | 95963.7165 | 2.4376 | 159.6802 | Air Compressor Optimization | Miscellaneous Manufacturing | Existing
| ImiNgsld109 | 33235.2382 | 7340.0349 | 0 | 4406.1623 | 44981.4354 | 65270.901 | 65270.901 | 17324.0762 | 82594.9771 | 82594.9771 | 0.5446 | 0.5446 | 59245.2962 | 59245.2962 | 0.75924 | 95963.7165 | 2.4376 | 159.6802 | Air Compressor Optimization | Miscellaneous Manufacturing | New
| IprEgsld109 | 33235.2382 | 7340.0349 | 0 | 4406.1623 | 44981.4354 | 65270.901 | 65270.901 | 17324.0762 | 82594.9771 | 82594.9771 | 0.5446 | 0.5446 | 58333.7985 | 58333.7985 | 0.7711 | 95963.7165 | 2.4001 | 136.1245 | Air Compressor Optimization | Primary Resources Industries | Existing
| IprNgsld109 | 33235.2382 | 7340.0349 | 0 | 4406.1623 | 44981.4354 | 65270.901 | 65270.901 | 17324.0762 | 82594.9771 | 82594.9771 | 0.5446 | 0.5446 | 58333.7985 | 58333.7985 | 0.7711 | 95963.7165 | 2.4001 | 136.1245 | Air Compressor Optimization | Primary Resources Industries | New
| IstEgsld109 | 33235.2382 | 7340.0349 | 0 | 4406.1623 | 44981.4354 | 65270.901 | 65270.901 | 17324.0762 | 82594.9771 | 82594.9771 | 0.5446 | 0.5446 | 58333.7985 | 58333.7985 | 0.7711 | 95963.7165 | 2.4001 | 136.1245 | Air Compressor Optimization | Stone/Clay/Glass/Concrete | Existing
| IstNgsld109 | 33235.2382 | 7340.0349 | 0 | 4406.1623 | 44981.4354 | 65270.901 | 65270.901 | 17324.0762 | 82594.9771 | 82594.9771 | 0.5446 | 0.5446 | 58333.7985 | 58333.7985 | 0.7711 | 95963.7165 | 2.4001 | 136.1245 | Air Compressor Optimization | Stone/Clay/Glass/Concrete | New
| IteEgsld109 | 33235.2382 | 7340.0349 | 0 | 4406.1623 | 44981.4354 | 65270.901 | 65270.901 | 17324.0762 | 82594.9771 | 82594.9771 | 0.5446 | 0.5446 | 58333.7985 | 58333.7985 | 0.7711 | 95963.7165 | 2.4001 | 136.1245 | Air Compressor Optimization | Textiles and Leather | Existing
| IteNgsld109 | 33235.2382 | 7340.0349 | 0 | 4406.1623 | 44981.4354 | 65270.901 | 65270.901 | 17324.0762 | 82594.9771 | 82594.9771 | 0.5446 | 0.5446 | 58333.7985 | 58333.7985 | 0.7711 | 95963.7165 | 2.4001 | 136.1245 | Air Compressor Optimization | Textiles and Leather | New
| ItrEgsld109 | 33235.2382 | 7340.0349 | 0 | 4406.1623 | 44981.4354 | 65270.901 | 65270.901 | 17324.0762 | 82594.9771 | 82594.9771 | 0.5446 | 0.5446 | 60185.6456 | 60185.6456 | 0.74738 | 95963.7165 | 2.4763 | 183.9815 | Air Compressor Optimization | Transportation Equipment | Existing
| ItrNgsld109 | 33235.2382 | 7340.0349 | 0 | 4406.1623 | 44981.4354 | 65270.901 | 65270.901 | 17324.0762 | 82594.9771 | 82594.9771 | 0.5446 | 0.5446 | 60185.6456 | 60185.6456 | 0.74738 | 95963.7165 | 2.4763 | 183.9815 | Air Compressor Optimization | Transportation Equipment | New
| IwaEgsld109 | 33164.3952 | 7334.8229 | 0 | 4394.6034 | 44893.8215 | 65115.6532 | 65115.6532 | 17324.0762 | 82439.7294 | 82439.7294 | 0.54457 | 0.54457 | 58195.0483 | 58195.0483 | 0.77144 | 95776.671 | 2.3983 | 134.859 | Air Compressor Optimization | Water and Wastewater | Existing
| IwaNgsld109 | 33164.3952 | 7334.8229 | 0 | 4394.6034 | 44893.8215 | 65115.6532 | 65115.6532 | 17324.0762 | 82439.7294 | 82439.7294 | 0.54457 | 0.54457 | 58195.0483 | 58195.0483 | 0.77144 | 95776.671 | 2.3983 | 134.859 | Air Compressor Optimization | Water and Wastewater | New
| IagEgsld201 | 33234.5575 | 7339.4894 | 0 | 4406.1623 | 44980.2092 | 65270.901 | 65270.901 | 17974.6992 | 83245.6002 | 83245.6002 | 0.54033 | 0.54033 | 107674.6607 | 107674.6607 | 0.41774 | 96614.3395 | 19.2248 | 10832.4538 | Energy Star windows | Agriculture and Assembly | Existing
| IagNgsld201 | 33234.5575 | 7339.4894 | 0 | 4406.1623 | 44980.2092 | 65270.901 | 65270.901 | 17974.6992 | 83245.6002 | 83245.6002 | 0.54033 | 0.54033 | 107674.6607 | 107674.6607 | 0.41774 | 96614.3395 | 19.2248 | 10832.4538 | Energy Star windows | Agriculture and Assembly | New
| IchEgsld201 | 33234.5575 | 7339.4894 | 0 | 4406.1623 | 44980.2092 | 65270.901 | 65270.901 | 17974.6992 | 83245.6002 | 83245.6002 | 0.54033 | 0.54033 | 67569.5574 | 67569.5574 | 0.66569 | 96614.3395 | 12.0642 | 6281.4055 | Energy Star windows | Chemicals and Plastics | Existing
| IchNgsld201 | 33234.5575 | 7339.4894 | 0 | 4406.1623 | 44980.2092 | 65270.901 | 65270.901 | 17974.6992 | 83245.6002 | 83245.6002 | 0.54033 | 0.54033 | 67569.5574 | 67569.5574 | 0.66569 | 96614.3395 | 12.0642 | 6281.4055 | Energy Star windows | Chemicals and Plastics | New
| IcoEgsld201 | 33234.5575 | 7339.4894 | 0 | 4406.1623 | 44980.2092 | 65270.901 | 65270.901 | 17974.6992 | 83245.6002 | 83245.6002 | 0.54033 | 0.54033 | 109159.8996 | 109159.8996 | 0.41206 | 96614.3395 | 19.49 | 11000.9961 | Energy Star windows | Construction | Existing
| IcoNgsld201 | 33234.5575 | 7339.4894 | 0 | 4406.1623 | 44980.2092 | 65270.901 | 65270.901 | 17974.6992 | 83245.6002 | 83245.6002 | 0.54033 | 0.54033 | 109159.8996 | 109159.8996 | 0.41206 | 96614.3395 | 19.49 | 11000.9961 | Energy Star windows | Construction | New
| IelEgsld201 | 33234.5575 | 7339.4894 | 0 | 4406.1623 | 44980.2092 | 65270.901 | 65270.901 | 17974.6992 | 83245.6002 | 83245.6002 | 0.54033 | 0.54033 | 60240.4142 | 60240.4142 | 0.74668 | 96614.3395 | 10.7557 | 5449.7087 | Energy Star windows | Electrical and Electronic Equip. | Existing
| IelNgsld201 | 33234.5575 | 7339.4894 | 0 | 4406.1623 | 44980.2092 | 65270.901 | 65270.901 | 17974.6992 | 83245.6002 | 83245.6002 | 0.54033 | 0.54033 | 60240.4142 | 60240.4142 | 0.74668 | 96614.3395 | 10.7557 | 5449.7087 | Energy Star windows | Electrical and Electronic Equip. | New
| IluEgsld201 | 33234.5575 | 7339.4894 | 0 | 4406.1623 | 44980.2092 | 65270.901 | 65270.901 | 17974.6992 | 83245.6002 | 83245.6002 | 0.54033 | 0.54033 | 200356.6417 | 200356.6417 | 0.2245 | 96614.3395 | 35.7728 | 21349.8228 | Energy Star windows | Lumber/Furniture/Pulp/Paper | Existing
| IluNgsld201 | 33234.5575 | 7339.4894 | 0 | 4406.1623 | 44980.2092 | 65270.901 | 65270.901 | 17974.6992 | 83245.6002 | 83245.6002 | 0.54033 | 0.54033 | 200356.6417 | 200356.6417 | 0.2245 | 96614.3395 | 35.7728 | 21349.8228 | Energy Star windows | Lumber/Furniture/Pulp/Paper | New
| ImeEgsld201 | 33234.5575 | 7339.4894 | 0 | 4406.1623 | 44980.2092 | 65270.901 | 65270.901 | 17974.6992 | 83245.6002 | 83245.6002 | 0.54033 | 0.54033 | 186763.066 | 186763.066 | 0.24084 | 96614.3395 | 33.3457 | 19807.2513 | Energy Star windows | Metal Products and Machinery | Existing
| ImeNgsld201 | 33234.5575 | 7339.4894 | 0 | 4406.1623 | 44980.2092 | 65270.901 | 65270.901 | 17974.6992 | 83245.6002 | 83245.6002 | 0.54033 | 0.54033 | 186763.066 | 186763.066 | 0.24084 | 96614.3395 | 33.3457 | 19807.2513 | Energy Star windows | Metal Products and Machinery | New
| ImiEgsld201 | 33234.5575 | 7339.4894 | 0 | 4406.1623 | 44980.2092 | 65270.901 | 65270.901 | 17974.6992 | 83245.6002 | 83245.6002 | 0.54033 | 0.54033 | 109159.8996 | 109159.8996 | 0.41206 | 96614.3395 | 19.49 | 11000.9961 | Energy Star windows | Miscellaneous Manufacturing | Existing
| ImiNgsld201 | 33234.5575 | 7339.4894 | 0 | 4406.1623 | 44980.2092 | 65270.901 | 65270.901 | 17974.6992 | 83245.6002 | 83245.6002 | 0.54033 | 0.54033 | 109159.8996 | 109159.8996 | 0.41206 | 96614.3395 | 19.49 | 11000.9961 | Energy Star windows | Miscellaneous Manufacturing | New
| IprEgsld201 | 33234.5575 | 7339.4894 | 0 | 4406.1623 | 44980.2092 | 65270.901 | 65270.901 | 17974.6992 | 83245.6002 | 83245.6002 | 0.54033 | 0.54033 | 95494.2508 | 95494.2508 | 0.47103 | 96614.3395 | 17.0501 | 9450.2445 | Energy Star windows | Primary Resources Industries | Existing
| IprNgsld201 | 33234.5575 | 7339.4894 | 0 | 4406.1623 | 44980.2092 | 65270.901 | 65270.901 | 17974.6992 | 83245.6002 | 83245.6002 | 0.54033 | 0.54033 | 95494.2508 | 95494.2508 | 0.47103 | 96614.3395 | 17.0501 | 9450.2445 | Energy Star windows | Primary Resources Industries | New
| IstEgsld201 | 33234.5575 | 7339.4894 | 0 | 4406.1623 | 44980.2092 | 65270.901 | 65270.901 | 17974.6992 | 83245.6002 | 83245.6002 | 0.54033 | 0.54033 | 124877.1913 | 124877.1913 | 0.3602 | 96614.3395 | 22.2963 | 12784.5633 | Energy Star windows | Stone/Clay/Glass/Concrete | Existing
| IstNgsld201 | 33234.5575 | 7339.4894 | 0 | 4406.1623 | 44980.2092 | 65270.901 | 65270.901 | 17974.6992 | 83245.6002 | 83245.6002 | 0.54033 | 0.54033 | 124877.1913 | 124877.1913 | 0.3602 | 96614.3395 | 22.2963 | 12784.5633 | Energy Star windows | Stone/Clay/Glass/Concrete | New
| IteEgsld201 | 33234.5575 | 7339.4894 | 0 | 4406.1623 | 44980.2092 | 65270.901 | 65270.901 | 17974.6992 | 83245.6002 | 83245.6002 | 0.54033 | 0.54033 | 82011.2331 | 82011.2331 | 0.54846 | 96614.3395 | 14.6427 | 7920.2181 | Energy Star windows | Textiles and Leather | Existing
| IteNgsld201 | 33234.5575 | 7339.4894 | 0 | 4406.1623 | 44980.2092 | 65270.901 | 65270.901 | 17974.6992 | 83245.6002 | 83245.6002 | 0.54033 | 0.54033 | 82011.2331 | 82011.2331 | 0.54846 | 96614.3395 | 14.6427 | 7920.2181 | Energy Star windows | Textiles and Leather | New
| ItrEgsld201 | 33234.5575 | 7339.4894 | 0 | 4406.1623 | 44980.2092 | 65270.901 | 65270.901 | 17974.6992 | 83245.6002 | 83245.6002 | 0.54033 | 0.54033 | 75732.8809 | 75732.8809 | 0.59393 | 96614.3395 | 13.5218 | 7207.7635 | Energy Star windows | Transportation Equipment | Existing
| ItrNgsld201 | 33234.5575 | 7339.4894 | 0 | 4406.1623 | 44980.2092 | 65270.901 | 65270.901 | 17974.6992 | 83245.6002 | 83245.6002 | 0.54033 | 0.54033 | 75732.8809 | 75732.8809 | 0.59393 | 96614.3395 | 13.5218 | 7207.7635 | Energy Star windows | Transportation Equipment | New
| IwaEgsld201 | 33234.5575 | 7339.4894 | 0 | 4406.1623 | 44980.2092 | 65270.901 | 65270.901 | 17974.6992 | 83245.6002 | 83245.6002 | 0.54033 | 0.54033 | 8500.6308 | 8500.6308 | 5.2914 | 96614.3395 | 1.5177 | -421.6203 | Energy Star windows | Water and Wastewater | Existing
| IwaNgsld201 | 33234.5575 | 7339.4894 | 0 | 4406.1623 | 44980.2092 | 65270.901 | 65270.901 | 17974.6992 | 83245.6002 | 83245.6002 | 0.54033 | 0.54033 | 8500.6308 | 8500.6308 | 5.2914 | 96614.3395 | 1.5177 | -421.6203 | Energy Star windows | Water and Wastewater | New
| IagEgsld202 | 33234.5575 | 7339.4894 | 0 | 4406.1623 | 44980.2092 | 65270.901 | 65270.901 | 17974.6992 | 83245.6002 | 83245.6002 | 0.54033 | 0.54033 | 39959.2575 | 39959.2575 | 1.1257 | 96614.3395 | 7.1345 | 3148.243 | Industrial Duct Sealing | Agriculture and Assembly | Existing
| IagNgsld202 | 33234.5575 | 7339.4894 | 0 | 4406.1623 | 44980.2092 | 65270.901 | 65270.901 | 17974.6992 | 83245.6002 | 83245.6002 | 0.54033 | 0.54033 | 39959.2575 | 39959.2575 | 1.1257 | 96614.3395 | 7.1345 | 3148.243 | Industrial Duct Sealing | Agriculture and Assembly | New
| IchEgsld202 | 33234.5575 | 7339.4894 | 0 | 4406.1623 | 44980.2092 | 65270.901 | 65270.901 | 17974.6992 | 83245.6002 | 83245.6002 | 0.54033 | 0.54033 | 25075.8212 | 25075.8212 | 1.7938 | 96614.3395 | 4.4772 | 1459.2999 | Industrial Duct Sealing | Chemicals and Plastics | Existing
| IchNgsld202 | 33234.5575 | 7339.4894 | 0 | 4406.1623 | 44980.2092 | 65270.901 | 65270.901 | 17974.6992 | 83245.6002 | 83245.6002 | 0.54033 | 0.54033 | 25075.8212 | 25075.8212 | 1.7938 | 96614.3395 | 4.4772 | 1459.2999 | Industrial Duct Sealing | Chemicals and Plastics | New
| IcoEgsld202 | 33234.5575 | 7339.4894 | 0 | 4406.1623 | 44980.2092 | 65270.901 | 65270.901 | 17974.6992 | 83245.6002 | 83245.6002 | 0.54033 | 0.54033 | 40510.425 | 40510.425 | 1.1103 | 96614.3395 | 7.233 | 3210.7884 | Industrial Duct Sealing | Construction | Existing
| IcoNgsld202 | 33234.5575 | 7339.4894 | 0 | 4406.1623 | 44980.2092 | 65270.901 | 65270.901 | 17974.6992 | 83245.6002 | 83245.6002 | 0.54033 | 0.54033 | 40510.425 | 40510.425 | 1.1103 | 96614.3395 | 7.233 | 3210.7884 | Industrial Duct Sealing | Construction | New
| IelEgsld202 | 33234.5575 | 7339.4894 | 0 | 4406.1623 | 44980.2092 | 65270.901 | 65270.901 | 17974.6992 | 83245.6002 | 83245.6002 | 0.54033 | 0.54033 | 22355.8931 | 22355.8931 | 2.012 | 96614.3395 | 3.9915 | 1150.6478 | Industrial Duct Sealing | Electrical and Electronic Equip. | Existing
| IelNgsld202 | 33234.5575 | 7339.4894 | 0 | 4406.1623 | 44980.2092 | 65270.901 | 65270.901 | 17974.6992 | 83245.6002 | 83245.6002 | 0.54033 | 0.54033 | 22355.8931 | 22355.8931 | 2.012 | 96614.3395 | 3.9915 | 1150.6478 | Industrial Duct Sealing | Electrical and Electronic Equip. | New
| IluEgsld202 | 33234.5575 | 7339.4894 | 0 | 4406.1623 | 44980.2092 | 65270.901 | 65270.901 | 17974.6992 | 83245.6002 | 83245.6002 | 0.54033 | 0.54033 | 74354.5769 | 74354.5769 | 0.60494 | 96614.3395 | 13.2757 | 7051.3559 | Industrial Duct Sealing | Lumber/Furniture/Pulp/Paper | Existing
| IluNgsld202 | 33234.5575 | 7339.4894 | 0 | 4406.1623 | 44980.2092 | 65270.901 | 65270.901 | 17974.6992 | 83245.6002 | 83245.6002 | 0.54033 | 0.54033 | 74354.5769 | 74354.5769 | 0.60494 | 96614.3395 | 13.2757 | 7051.3559 | Industrial Duct Sealing | Lumber/Furniture/Pulp/Paper | New
| ImeEgsld202 | 33234.5575 | 7339.4894 | 0 | 4406.1623 | 44980.2092 | 65270.901 | 65270.901 | 17974.6992 | 83245.6002 | 83245.6002 | 0.54033 | 0.54033 | 69309.8575 | 69309.8575 | 0.64897 | 96614.3395 | 12.375 | 6478.8915 | Industrial Duct Sealing | Metal Products and Machinery | Existing
| ImeNgsld202 | 33234.5575 | 7339.4894 | 0 | 4406.1623 | 44980.2092 | 65270.901 | 65270.901 | 17974.6992 | 83245.6002 | 83245.6002 | 0.54033 | 0.54033 | 69309.8575 | 69309.8575 | 0.64897 | 96614.3395 | 12.375 | 6478.8915 | Industrial Duct Sealing | Metal Products and Machinery | New
| ImiEgsld202 | 33234.5575 | 7339.4894 | 0 | 4406.1623 | 44980.2092 | 65270.901 | 65270.901 | 17974.6992 | 83245.6002 | 83245.6002 | 0.54033 | 0.54033 | 40510.425 | 40510.425 | 1.1103 | 96614.3395 | 7.233 | 3210.7884 | Industrial Duct Sealing | Miscellaneous Manufacturing | Existing
| ImiNgsld202 | 33234.5575 | 7339.4894 | 0 | 4406.1623 | 44980.2092 | 65270.901 | 65270.901 | 17974.6992 | 83245.6002 | 83245.6002 | 0.54033 | 0.54033 | 40510.425 | 40510.425 | 1.1103 | 96614.3395 | 7.233 | 3210.7884 | Industrial Duct Sealing | Miscellaneous Manufacturing | New
| IprEgsld202 | 33234.5575 | 7339.4894 | 0 | 4406.1623 | 44980.2092 | 65270.901 | 65270.901 | 17974.6992 | 83245.6002 | 83245.6002 | 0.54033 | 0.54033 | 35438.9806 | 35438.9806 | 1.2692 | 96614.3395 | 6.3275 | 2635.2907 | Industrial Duct Sealing | Primary Resources Industries | Existing
| IprNgsld202 | 33234.5575 | 7339.4894 | 0 | 4406.1623 | 44980.2092 | 65270.901 | 65270.901 | 17974.6992 | 83245.6002 | 83245.6002 | 0.54033 | 0.54033 | 35438.9806 | 35438.9806 | 1.2692 | 96614.3395 | 6.3275 | 2635.2907 | Industrial Duct Sealing | Primary Resources Industries | New
| IstEgsld202 | 33234.5575 | 7339.4894 | 0 | 4406.1623 | 44980.2092 | 65270.901 | 65270.901 | 17974.6992 | 83245.6002 | 83245.6002 | 0.54033 | 0.54033 | 46343.2796 | 46343.2796 | 0.97059 | 96614.3395 | 8.2744 | 3872.6893 | Industrial Duct Sealing | Stone/Clay/Glass/Concrete | Existing
| IstNgsld202 | 33234.5575 | 7339.4894 | 0 | 4406.1623 | 44980.2092 | 65270.901 | 65270.901 | 17974.6992 | 83245.6002 | 83245.6002 | 0.54033 | 0.54033 | 46343.2796 | 46343.2796 | 0.97059 | 96614.3395 | 8.2744 | 3872.6893 | Industrial Duct Sealing | Stone/Clay/Glass/Concrete | New
| IteEgsld202 | 33234.5575 | 7339.4894 | 0 | 4406.1623 | 44980.2092 | 65270.901 | 65270.901 | 17974.6992 | 83245.6002 | 83245.6002 | 0.54033 | 0.54033 | 30435.2891 | 30435.2891 | 1.4779 | 96614.3395 | 5.4341 | 2067.4816 | Industrial Duct Sealing | Textiles and Leather | Existing
| IteNgsld202 | 33234.5575 | 7339.4894 | 0 | 4406.1623 | 44980.2092 | 65270.901 | 65270.901 | 17974.6992 | 83245.6002 | 83245.6002 | 0.54033 | 0.54033 | 30435.2891 | 30435.2891 | 1.4779 | 96614.3395 | 5.4341 | 2067.4816 | Industrial Duct Sealing | Textiles and Leather | New
| ItrEgsld202 | 33234.5575 | 7339.4894 | 0 | 4406.1623 | 44980.2092 | 65270.901 | 65270.901 | 17974.6992 | 83245.6002 | 83245.6002 | 0.54033 | 0.54033 | 28105.3172 | 28105.3172 | 1.6004 | 96614.3395 | 5.0181 | 1803.081 | Industrial Duct Sealing | Transportation Equipment | Existing
| ItrNgsld202 | 33234.5575 | 7339.4894 | 0 | 4406.1623 | 44980.2092 | 65270.901 | 65270.901 | 17974.6992 | 83245.6002 | 83245.6002 | 0.54033 | 0.54033 | 28105.3172 | 28105.3172 | 1.6004 | 96614.3395 | 5.0181 | 1803.081 | Industrial Duct Sealing | Transportation Equipment | New
| IwaEgsld202 | 33234.5575 | 7339.4894 | 0 | 4406.1623 | 44980.2092 | 65270.901 | 65270.901 | 17974.6992 | 83245.6002 | 83245.6002 | 0.54033 | 0.54033 | 3154.6783 | 3154.6783 | 14.2583 | 96614.3395 | 0.56325 | -1028.2685 | Industrial Duct Sealing | Water and Wastewater | Existing
| IwaNgsld202 | 33234.5575 | 7339.4894 | 0 | 4406.1623 | 44980.2092 | 65270.901 | 65270.901 | 17974.6992 | 83245.6002 | 83245.6002 | 0.54033 | 0.54033 | 3154.6783 | 3154.6783 | 14.2583 | 96614.3395 | 0.56325 | -1028.2685 | Industrial Duct Sealing | Water and Wastewater | New
| IagEgsld203 | 33234.5575 | 7339.4894 | 0 | 4406.1623 | 44980.2092 | 65270.901 | 65270.901 | 17974.6992 | 83245.6002 | 83245.6002 | 0.54033 | 0.54033 | 303609.4805 | 303609.4805 | 0.14815 | 96614.3395 | 45.5007 | 27532.5971 | Reflective Roof Treatment | Agriculture and Assembly | Existing
| IagNgsld203 | 33234.5575 | 7339.4894 | 0 | 4406.1623 | 44980.2092 | 65270.901 | 65270.901 | 17974.6992 | 83245.6002 | 83245.6002 | 0.54033 | 0.54033 | 303609.4805 | 303609.4805 | 0.14815 | 96614.3395 | 45.5007 | 27532.5971 | Reflective Roof Treatment | Agriculture and Assembly | New
| IchEgsld203 | 33234.5575 | 7339.4894 | 0 | 4406.1623 | 44980.2092 | 65270.901 | 65270.901 | 17974.6992 | 83245.6002 | 83245.6002 | 0.54033 | 0.54033 | 459961.2522 | 459961.2522 | 0.097791 | 96614.3395 | 68.9325 | 42425.127 | Reflective Roof Treatment | Chemicals and Plastics | Existing
| IchNgsld203 | 33234.5575 | 7339.4894 | 0 | 4406.1623 | 44980.2092 | 65270.901 | 65270.901 | 17974.6992 | 83245.6002 | 83245.6002 | 0.54033 | 0.54033 | 459961.2522 | 459961.2522 | 0.097791 | 96614.3395 | 68.9325 | 42425.127 | Reflective Roof Treatment | Chemicals and Plastics | New
| IcoEgsld203 | 33234.5575 | 7339.4894 | 0 | 4406.1623 | 44980.2092 | 65270.901 | 65270.901 | 17974.6992 | 83245.6002 | 83245.6002 | 0.54033 | 0.54033 | 119963.2173 | 119963.2173 | 0.37495 | 96614.3395 | 17.9784 | 10040.2605 | Reflective Roof Treatment | Construction | Existing
| IcoNgsld203 | 33234.5575 | 7339.4894 | 0 | 4406.1623 | 44980.2092 | 65270.901 | 65270.901 | 17974.6992 | 83245.6002 | 83245.6002 | 0.54033 | 0.54033 | 119963.2173 | 119963.2173 | 0.37495 | 96614.3395 | 17.9784 | 10040.2605 | Reflective Roof Treatment | Construction | New
| IelEgsld203 | 33234.5575 | 7339.4894 | 0 | 4406.1623 | 44980.2092 | 65270.901 | 65270.901 | 17974.6992 | 83245.6002 | 83245.6002 | 0.54033 | 0.54033 | 321611.0087 | 321611.0087 | 0.13986 | 96614.3395 | 48.1985 | 29247.2457 | Reflective Roof Treatment | Electrical and Electronic Equip. | Existing
| IelNgsld203 | 33234.5575 | 7339.4894 | 0 | 4406.1623 | 44980.2092 | 65270.901 | 65270.901 | 17974.6992 | 83245.6002 | 83245.6002 | 0.54033 | 0.54033 | 321611.0087 | 321611.0087 | 0.13986 | 96614.3395 | 48.1985 | 29247.2457 | Reflective Roof Treatment | Electrical and Electronic Equip. | New
| IluEgsld203 | 33234.5575 | 7339.4894 | 0 | 4406.1623 | 44980.2092 | 65270.901 | 65270.901 | 17974.6992 | 83245.6002 | 83245.6002 | 0.54033 | 0.54033 | 634579.8075 | 634579.8075 | 0.070882 | 96614.3395 | 95.1019 | 59057.573 | Reflective Roof Treatment | Lumber/Furniture/Pulp/Paper | Existing
| IluNgsld203 | 33234.5575 | 7339.4894 | 0 | 4406.1623 | 44980.2092 | 65270.901 | 65270.901 | 17974.6992 | 83245.6002 | 83245.6002 | 0.54033 | 0.54033 | 634579.8075 | 634579.8075 | 0.070882 | 96614.3395 | 95.1019 | 59057.573 | Reflective Roof Treatment | Lumber/Furniture/Pulp/Paper | New
| ImeEgsld203 | 33234.5575 | 7339.4894 | 0 | 4406.1623 | 44980.2092 | 65270.901 | 65270.901 | 17974.6992 | 83245.6002 | 83245.6002 | 0.54033 | 0.54033 | 228830.4066 | 228830.4066 | 0.19657 | 96614.3395 | 34.2939 | 20409.8769 | Reflective Roof Treatment | Metal Products and Machinery | Existing
| ImeNgsld203 | 33234.5575 | 7339.4894 | 0 | 4406.1623 | 44980.2092 | 65270.901 | 65270.901 | 17974.6992 | 83245.6002 | 83245.6002 | 0.54033 | 0.54033 | 228830.4066 | 228830.4066 | 0.19657 | 96614.3395 | 34.2939 | 20409.8769 | Reflective Roof Treatment | Metal Products and Machinery | New
| ImiEgsld203 | 33234.5575 | 7339.4894 | 0 | 4406.1623 | 44980.2092 | 65270.901 | 65270.901 | 17974.6992 | 83245.6002 | 83245.6002 | 0.54033 | 0.54033 | 119963.2173 | 119963.2173 | 0.37495 | 96614.3395 | 17.9784 | 10040.2605 | Reflective Roof Treatment | Miscellaneous Manufacturing | Existing
| ImiNgsld203 | 33234.5575 | 7339.4894 | 0 | 4406.1623 | 44980.2092 | 65270.901 | 65270.901 | 17974.6992 | 83245.6002 | 83245.6002 | 0.54033 | 0.54033 | 119963.2173 | 119963.2173 | 0.37495 | 96614.3395 | 17.9784 | 10040.2605 | Reflective Roof Treatment | Miscellaneous Manufacturing | New
| IprEgsld203 | 33234.5575 | 7339.4894 | 0 | 4406.1623 | 44980.2092 | 65270.901 | 65270.901 | 17974.6992 | 83245.6002 | 83245.6002 | 0.54033 | 0.54033 | 839319.7034 | 839319.7034 | 0.053591 | 96614.3395 | 125.7854 | 78559.0845 | Reflective Roof Treatment | Primary Resources Industries | Existing
| IprNgsld203 | 33234.5575 | 7339.4894 | 0 | 4406.1623 | 44980.2092 | 65270.901 | 65270.901 | 17974.6992 | 83245.6002 | 83245.6002 | 0.54033 | 0.54033 | 839319.7034 | 839319.7034 | 0.053591 | 96614.3395 | 125.7854 | 78559.0845 | Reflective Roof Treatment | Primary Resources Industries | New
| IstEgsld203 | 33234.5575 | 7339.4894 | 0 | 4406.1623 | 44980.2092 | 65270.901 | 65270.901 | 17974.6992 | 83245.6002 | 83245.6002 | 0.54033 | 0.54033 | 206422.7793 | 206422.7793 | 0.2179 | 96614.3395 | 30.9357 | 18275.5481 | Reflective Roof Treatment | Stone/Clay/Glass/Concrete | Existing
| IstNgsld203 | 33234.5575 | 7339.4894 | 0 | 4406.1623 | 44980.2092 | 65270.901 | 65270.901 | 17974.6992 | 83245.6002 | 83245.6002 | 0.54033 | 0.54033 | 206422.7793 | 206422.7793 | 0.2179 | 96614.3395 | 30.9357 | 18275.5481 | Reflective Roof Treatment | Stone/Clay/Glass/Concrete | New
| IteEgsld203 | 33234.5575 | 7339.4894 | 0 | 4406.1623 | 44980.2092 | 65270.901 | 65270.901 | 17974.6992 | 83245.6002 | 83245.6002 | 0.54033 | 0.54033 | 241518.0903 | 241518.0903 | 0.18624 | 96614.3395 | 36.1953 | 21618.3823 | Reflective Roof Treatment | Textiles and Leather | Existing
| IteNgsld203 | 33234.5575 | 7339.4894 | 0 | 4406.1623 | 44980.2092 | 65270.901 | 65270.901 | 17974.6992 | 83245.6002 | 83245.6002 | 0.54033 | 0.54033 | 241518.0903 | 241518.0903 | 0.18624 | 96614.3395 | 36.1953 | 21618.3823 | Reflective Roof Treatment | Textiles and Leather | New
| ItrEgsld203 | 33234.5575 | 7339.4894 | 0 | 4406.1623 | 44980.2092 | 65270.901 | 65270.901 | 17974.6992 | 83245.6002 | 83245.6002 | 0.54033 | 0.54033 | 732015.1755 | 732015.1755 | 0.061447 | 96614.3395 | 109.7041 | 68338.3106 | Reflective Roof Treatment | Transportation Equipment | Existing
| ItrNgsld203 | 33234.5575 | 7339.4894 | 0 | 4406.1623 | 44980.2092 | 65270.901 | 65270.901 | 17974.6992 | 83245.6002 | 83245.6002 | 0.54033 | 0.54033 | 732015.1755 | 732015.1755 | 0.061447 | 96614.3395 | 109.7041 | 68338.3106 | Reflective Roof Treatment | Transportation Equipment | New
| IwaEgsld203 | 33234.5575 | 7339.4894 | 0 | 4406.1623 | 44980.2092 | 65270.901 | 65270.901 | 17974.6992 | 83245.6002 | 83245.6002 | 0.54033 | 0.54033 | 119963.2173 | 119963.2173 | 0.37495 | 96614.3395 | 17.9784 | 10040.2605 | Reflective Roof Treatment | Water and Wastewater | Existing
| IwaNgsld203 | 33234.5575 | 7339.4894 | 0 | 4406.1623 | 44980.2092 | 65270.901 | 65270.901 | 17974.6992 | 83245.6002 | 83245.6002 | 0.54033 | 0.54033 | 119963.2173 | 119963.2173 | 0.37495 | 96614.3395 | 17.9784 | 10040.2605 | Reflective Roof Treatment | Water and Wastewater | New
| IagEgsld204 | 33234.5575 | 7339.4894 | 0 | 4406.1623 | 44980.2092 | 65270.901 | 65270.901 | 17974.6992 | 83245.6002 | 83245.6002 | 0.54033 | 0.54033 | 345915.0528 | 345915.0528 | 0.13003 | 96614.3395 | 75.1974 | 46406.8885 | Roof insulation | Agriculture and Assembly | Existing
| IagNgsld204 | 33234.5575 | 7339.4894 | 0 | 4406.1623 | 44980.2092 | 65270.901 | 65270.901 | 17974.6992 | 83245.6002 | 83245.6002 | 0.54033 | 0.54033 | 345915.0528 | 345915.0528 | 0.13003 | 96614.3395 | 75.1974 | 46406.8885 | Roof insulation | Agriculture and Assembly | New
| IchEgsld204 | 33234.5575 | 7339.4894 | 0 | 4406.1623 | 44980.2092 | 65270.901 | 65270.901 | 17974.6992 | 83245.6002 | 83245.6002 | 0.54033 | 0.54033 | 345915.1942 | 345915.1942 | 0.13003 | 96614.3395 | 75.1974 | 46406.9093 | Roof insulation | Chemicals and Plastics | Existing
| IchNgsld204 | 33234.5575 | 7339.4894 | 0 | 4406.1623 | 44980.2092 | 65270.901 | 65270.901 | 17974.6992 | 83245.6002 | 83245.6002 | 0.54033 | 0.54033 | 345915.1942 | 345915.1942 | 0.13003 | 96614.3395 | 75.1974 | 46406.9093 | Roof insulation | Chemicals and Plastics | New
| IcoEgsld204 | 33234.5575 | 7339.4894 | 0 | 4406.1623 | 44980.2092 | 65270.901 | 65270.901 | 17974.6992 | 83245.6002 | 83245.6002 | 0.54033 | 0.54033 | 345915.3073 | 345915.3073 | 0.13003 | 96614.3395 | 75.1974 | 46406.9246 | Roof insulation | Construction | Existing
| IcoNgsld204 | 33234.5575 | 7339.4894 | 0 | 4406.1623 | 44980.2092 | 65270.901 | 65270.901 | 17974.6992 | 83245.6002 | 83245.6002 | 0.54033 | 0.54033 | 345915.3073 | 345915.3073 | 0.13003 | 96614.3395 | 75.1974 | 46406.9246 | Roof insulation | Construction | New
| IelEgsld204 | 33234.5575 | 7339.4894 | 0 | 4406.1623 | 44980.2092 | 65270.901 | 65270.901 | 17974.6992 | 83245.6002 | 83245.6002 | 0.54033 | 0.54033 | 345915.0811 | 345915.0811 | 0.13003 | 96614.3395 | 75.1974 | 46406.8923 | Roof insulation | Electrical and Electronic Equip. | Existing
| IelNgsld204 | 33234.5575 | 7339.4894 | 0 | 4406.1623 | 44980.2092 | 65270.901 | 65270.901 | 17974.6992 | 83245.6002 | 83245.6002 | 0.54033 | 0.54033 | 345915.0811 | 345915.0811 | 0.13003 | 96614.3395 | 75.1974 | 46406.8923 | Roof insulation | Electrical and Electronic Equip. | New
| IluEgsld204 | 33234.5575 | 7339.4894 | 0 | 4406.1623 | 44980.2092 | 65270.901 | 65270.901 | 17974.6992 | 83245.6002 | 83245.6002 | 0.54033 | 0.54033 | 345915.1377 | 345915.1377 | 0.13003 | 96614.3395 | 75.1974 | 46406.9003 | Roof insulation | Lumber/Furniture/Pulp/Paper | Existing
| IluNgsld204 | 33234.5575 | 7339.4894 | 0 | 4406.1623 | 44980.2092 | 65270.901 | 65270.901 | 17974.6992 | 83245.6002 | 83245.6002 | 0.54033 | 0.54033 | 345915.1377 | 345915.1377 | 0.13003 | 96614.3395 | 75.1974 | 46406.9003 | Roof insulation | Lumber/Furniture/Pulp/Paper | New
| ImeEgsld204 | 33234.5575 | 7339.4894 | 0 | 4406.1623 | 44980.2092 | 65270.901 | 65270.901 | 17974.6992 | 83245.6002 | 83245.6002 | 0.54033 | 0.54033 | 345915.1094 | 345915.1094 | 0.13003 | 96614.3395 | 75.1974 | 46406.8962 | Roof insulation | Metal Products and Machinery | Existing
| ImeNgsld204 | 33234.5575 | 7339.4894 | 0 | 4406.1623 | 44980.2092 | 65270.901 | 65270.901 | 17974.6992 | 83245.6002 | 83245.6002 | 0.54033 | 0.54033 | 345915.1094 | 345915.1094 | 0.13003 | 96614.3395 | 75.1974 | 46406.8962 | Roof insulation | Metal Products and Machinery | New
| ImiEgsld204 | 33234.5575 | 7339.4894 | 0 | 4406.1623 | 44980.2092 | 65270.901 | 65270.901 | 17974.6992 | 83245.6002 | 83245.6002 | 0.54033 | 0.54033 | 345915.3073 | 345915.3073 | 0.13003 | 96614.3395 | 75.1974 | 46406.9246 | Roof insulation | Miscellaneous Manufacturing | Existing
| ImiNgsld204 | 33234.5575 | 7339.4894 | 0 | 4406.1623 | 44980.2092 | 65270.901 | 65270.901 | 17974.6992 | 83245.6002 | 83245.6002 | 0.54033 | 0.54033 | 345915.3073 | 345915.3073 | 0.13003 | 96614.3395 | 75.1974 | 46406.9246 | Roof insulation | Miscellaneous Manufacturing | New
| IprEgsld204 | 33234.5575 | 7339.4894 | 0 | 4406.1623 | 44980.2092 | 65270.901 | 65270.901 | 17974.6992 | 83245.6002 | 83245.6002 | 0.54033 | 0.54033 | 345915.1377 | 345915.1377 | 0.13003 | 96614.3395 | 75.1974 | 46406.9027 | Roof insulation | Primary Resources Industries | Existing
| IprNgsld204 | 33234.5575 | 7339.4894 | 0 | 4406.1623 | 44980.2092 | 65270.901 | 65270.901 | 17974.6992 | 83245.6002 | 83245.6002 | 0.54033 | 0.54033 | 345915.1377 | 345915.1377 | 0.13003 | 96614.3395 | 75.1974 | 46406.9027 | Roof insulation | Primary Resources Industries | New
| IstEgsld204 | 33234.5575 | 7339.4894 | 0 | 4406.1623 | 44980.2092 | 65270.901 | 65270.901 | 17974.6992 | 83245.6002 | 83245.6002 | 0.54033 | 0.54033 | 345915.1377 | 345915.1377 | 0.13003 | 96614.3395 | 75.1974 | 46406.9009 | Roof insulation | Stone/Clay/Glass/Concrete | Existing
| IstNgsld204 | 33234.5575 | 7339.4894 | 0 | 4406.1623 | 44980.2092 | 65270.901 | 65270.901 | 17974.6992 | 83245.6002 | 83245.6002 | 0.54033 | 0.54033 | 345915.1377 | 345915.1377 | 0.13003 | 96614.3395 | 75.1974 | 46406.9009 | Roof insulation | Stone/Clay/Glass/Concrete | New
| IteEgsld204 | 33234.5575 | 7339.4894 | 0 | 4406.1623 | 44980.2092 | 65270.901 | 65270.901 | 17974.6992 | 83245.6002 | 83245.6002 | 0.54033 | 0.54033 | 345915.1942 | 345915.1942 | 0.13003 | 96614.3395 | 75.1974 | 46406.9095 | Roof insulation | Textiles and Leather | Existing
| IteNgsld204 | 33234.5575 | 7339.4894 | 0 | 4406.1623 | 44980.2092 | 65270.901 | 65270.901 | 17974.6992 | 83245.6002 | 83245.6002 | 0.54033 | 0.54033 | 345915.1942 | 345915.1942 | 0.13003 | 96614.3395 | 75.1974 | 46406.9095 | Roof insulation | Textiles and Leather | New
| ItrEgsld204 | 33234.5575 | 7339.4894 | 0 | 4406.1623 | 44980.2092 | 65270.901 | 65270.901 | 17974.6992 | 83245.6002 | 83245.6002 | 0.54033 | 0.54033 | 345915.1659 | 345915.1659 | 0.13003 | 96614.3395 | 75.1974 | 46406.9067 | Roof insulation | Transportation Equipment | Existing
| ItrNgsld204 | 33234.5575 | 7339.4894 | 0 | 4406.1623 | 44980.2092 | 65270.901 | 65270.901 | 17974.6992 | 83245.6002 | 83245.6002 | 0.54033 | 0.54033 | 345915.1659 | 345915.1659 | 0.13003 | 96614.3395 | 75.1974 | 46406.9067 | Roof insulation | Transportation Equipment | New
| IwaEgsld204 | 33234.5575 | 7339.4894 | 0 | 4406.1623 | 44980.2092 | 65270.901 | 65270.901 | 17974.6992 | 83245.6002 | 83245.6002 | 0.54033 | 0.54033 | 345915.3073 | 345915.3073 | 0.13003 | 96614.3395 | 75.1974 | 46406.9246 | Roof insulation | Water and Wastewater | Existing
| IwaNgsld204 | 33234.5575 | 7339.4894 | 0 | 4406.1623 | 44980.2092 | 65270.901 | 65270.901 | 17974.6992 | 83245.6002 | 83245.6002 | 0.54033 | 0.54033 | 345915.3073 | 345915.3073 | 0.13003 | 96614.3395 | 75.1974 | 46406.9246 | Roof insulation | Water and Wastewater | New
| IagEgsld205 | 33234.5575 | 7339.4894 | 0 | 4406.1623 | 44980.2092 | 65270.901 | 65270.901 | 17974.6992 | 83245.6002 | 83245.6002 | 0.54033 | 0.54033 | 3797549.6491 | 3797549.6491 | 0.011845 | 96614.3395 | 427.0545 | 270036.5151 | Window shade film | Agriculture and Assembly | Existing
| IagNgsld205 | 33234.5575 | 7339.4894 | 0 | 4406.1623 | 44980.2092 | 65270.901 | 65270.901 | 17974.6992 | 83245.6002 | 83245.6002 | 0.54033 | 0.54033 | 3797549.6491 | 3797549.6491 | 0.011845 | 96614.3395 | 427.0545 | 270036.5151 | Window shade film | Agriculture and Assembly | New
| IchEgsld205 | 33234.5575 | 7339.4894 | 0 | 4406.1623 | 44980.2092 | 65270.901 | 65270.901 | 17974.6992 | 83245.6002 | 83245.6002 | 0.54033 | 0.54033 | 5753198.7711 | 5753198.7711 | 0.0078183 | 96614.3395 | 646.9776 | 409812.9067 | Window shade film | Chemicals and Plastics | Existing
| IchNgsld205 | 33234.5575 | 7339.4894 | 0 | 4406.1623 | 44980.2092 | 65270.901 | 65270.901 | 17974.6992 | 83245.6002 | 83245.6002 | 0.54033 | 0.54033 | 5753198.7711 | 5753198.7711 | 0.0078183 | 96614.3395 | 646.9776 | 409812.9067 | Window shade film | Chemicals and Plastics | New
| IcoEgsld205 | 33234.5575 | 7339.4894 | 0 | 4406.1623 | 44980.2092 | 65270.901 | 65270.901 | 17974.6992 | 83245.6002 | 83245.6002 | 0.54033 | 0.54033 | 1500500.5107 | 1500500.5107 | 0.029977 | 96614.3395 | 168.7392 | 105859.2183 | Window shade film | Construction | Existing
| IcoNgsld205 | 33234.5575 | 7339.4894 | 0 | 4406.1623 | 44980.2092 | 65270.901 | 65270.901 | 17974.6992 | 83245.6002 | 83245.6002 | 0.54033 | 0.54033 | 1500500.5107 | 1500500.5107 | 0.029977 | 96614.3395 | 168.7392 | 105859.2183 | Window shade film | Construction | New
| IelEgsld205 | 33234.5575 | 7339.4894 | 0 | 4406.1623 | 44980.2092 | 65270.901 | 65270.901 | 17974.6992 | 83245.6002 | 83245.6002 | 0.54033 | 0.54033 | 4022712.9199 | 4022712.9199 | 0.011182 | 96614.3395 | 452.3753 | 286129.6436 | Window shade film | Electrical and Electronic Equip. | Existing
| IelNgsld205 | 33234.5575 | 7339.4894 | 0 | 4406.1623 | 44980.2092 | 65270.901 | 65270.901 | 17974.6992 | 83245.6002 | 83245.6002 | 0.54033 | 0.54033 | 4022712.9199 | 4022712.9199 | 0.011182 | 96614.3395 | 452.3753 | 286129.6436 | Window shade film | Electrical and Electronic Equip. | New
| IluEgsld205 | 33234.5575 | 7339.4894 | 0 | 4406.1623 | 44980.2092 | 65270.901 | 65270.901 | 17974.6992 | 83245.6002 | 83245.6002 | 0.54033 | 0.54033 | 7937329.2812 | 7937329.2812 | 0.0056669 | 96614.3395 | 892.5946 | 565919.5299 | Window shade film | Lumber/Furniture/Pulp/Paper | Existing
| IluNgsld205 | 33234.5575 | 7339.4894 | 0 | 4406.1623 | 44980.2092 | 65270.901 | 65270.901 | 17974.6992 | 83245.6002 | 83245.6002 | 0.54033 | 0.54033 | 7937329.2812 | 7937329.2812 | 0.0056669 | 96614.3395 | 892.5946 | 565919.5299 | Window shade film | Lumber/Furniture/Pulp/Paper | New
| ImeEgsld205 | 33234.5575 | 7339.4894 | 0 | 4406.1623 | 44980.2092 | 65270.901 | 65270.901 | 17974.6992 | 83245.6002 | 83245.6002 | 0.54033 | 0.54033 | 2862212.8613 | 2862212.8613 | 0.015715 | 96614.3395 | 321.871 | 203185.0725 | Window shade film | Metal Products and Machinery | Existing
| ImeNgsld205 | 33234.5575 | 7339.4894 | 0 | 4406.1623 | 44980.2092 | 65270.901 | 65270.901 | 17974.6992 | 83245.6002 | 83245.6002 | 0.54033 | 0.54033 | 2862212.8613 | 2862212.8613 | 0.015715 | 96614.3395 | 321.871 | 203185.0725 | Window shade film | Metal Products and Machinery | New
| ImiEgsld205 | 33234.5575 | 7339.4894 | 0 | 4406.1623 | 44980.2092 | 65270.901 | 65270.901 | 17974.6992 | 83245.6002 | 83245.6002 | 0.54033 | 0.54033 | 1500500.5107 | 1500500.5107 | 0.029977 | 96614.3395 | 168.7392 | 105859.2183 | Window shade film | Miscellaneous Manufacturing | Existing
| ImiNgsld205 | 33234.5575 | 7339.4894 | 0 | 4406.1623 | 44980.2092 | 65270.901 | 65270.901 | 17974.6992 | 83245.6002 | 83245.6002 | 0.54033 | 0.54033 | 1500500.5107 | 1500500.5107 | 0.029977 | 96614.3395 | 168.7392 | 105859.2183 | Window shade film | Miscellaneous Manufacturing | New
| IprEgsld205 | 33234.5575 | 7339.4894 | 0 | 4406.1623 | 44980.2092 | 65270.901 | 65270.901 | 17974.6992 | 83245.6002 | 83245.6002 | 0.54033 | 0.54033 | 10498218.0446 | 10498218.0446 | 0.0042846 | 96614.3395 | 1180.58 | 748954.2903 | Window shade film | Primary Resources Industries | Existing
| IprNgsld205 | 33234.5575 | 7339.4894 | 0 | 4406.1623 | 44980.2092 | 65270.901 | 65270.901 | 17974.6992 | 83245.6002 | 83245.6002 | 0.54033 | 0.54033 | 10498218.0446 | 10498218.0446 | 0.0042846 | 96614.3395 | 1180.58 | 748954.2903 | Window shade film | Primary Resources Industries | New
| IstEgsld205 | 33234.5575 | 7339.4894 | 0 | 4406.1623 | 44980.2092 | 65270.901 | 65270.901 | 17974.6992 | 83245.6002 | 83245.6002 | 0.54033 | 0.54033 | 2581938.1932 | 2581938.1932 | 0.017421 | 96614.3395 | 290.3526 | 183152.9596 | Window shade film | Stone/Clay/Glass/Concrete | Existing
| IstNgsld205 | 33234.5575 | 7339.4894 | 0 | 4406.1623 | 44980.2092 | 65270.901 | 65270.901 | 17974.6992 | 83245.6002 | 83245.6002 | 0.54033 | 0.54033 | 2581938.1932 | 2581938.1932 | 0.017421 | 96614.3395 | 290.3526 | 183152.9596 | Window shade film | Stone/Clay/Glass/Concrete | New
| IteEgsld205 | 33234.5575 | 7339.4894 | 0 | 4406.1623 | 44980.2092 | 65270.901 | 65270.901 | 17974.6992 | 83245.6002 | 83245.6002 | 0.54033 | 0.54033 | 3020909.944 | 3020909.944 | 0.01489 | 96614.3395 | 339.7173 | 214527.6499 | Window shade film | Textiles and Leather | Existing
| IteNgsld205 | 33234.5575 | 7339.4894 | 0 | 4406.1623 | 44980.2092 | 65270.901 | 65270.901 | 17974.6992 | 83245.6002 | 83245.6002 | 0.54033 | 0.54033 | 3020909.944 | 3020909.944 | 0.01489 | 96614.3395 | 339.7173 | 214527.6499 | Window shade film | Textiles and Leather | New
| ItrEgsld205 | 33234.5575 | 7339.4894 | 0 | 4406.1623 | 44980.2092 | 65270.901 | 65270.901 | 17974.6992 | 83245.6002 | 83245.6002 | 0.54033 | 0.54033 | 9156052.046 | 9156052.046 | 0.0049126 | 96614.3395 | 1029.6464 | 653025.5021 | Window shade film | Transportation Equipment | Existing
| ItrNgsld205 | 33234.5575 | 7339.4894 | 0 | 4406.1623 | 44980.2092 | 65270.901 | 65270.901 | 17974.6992 | 83245.6002 | 83245.6002 | 0.54033 | 0.54033 | 9156052.046 | 9156052.046 | 0.0049126 | 96614.3395 | 1029.6464 | 653025.5021 | Window shade film | Transportation Equipment | New
| IwaEgsld205 | 33234.5575 | 7339.4894 | 0 | 4406.1623 | 44980.2092 | 65270.901 | 65270.901 | 17974.6992 | 83245.6002 | 83245.6002 | 0.54033 | 0.54033 | 1500500.5107 | 1500500.5107 | 0.029977 | 96614.3395 | 168.7392 | 105859.2183 | Window shade film | Water and Wastewater | Existing
| IwaNgsld205 | 33234.5575 | 7339.4894 | 0 | 4406.1623 | 44980.2092 | 65270.901 | 65270.901 | 17974.6992 | 83245.6002 | 83245.6002 | 0.54033 | 0.54033 | 1500500.5107 | 1500500.5107 | 0.029977 | 96614.3395 | 168.7392 | 105859.2183 | Window shade film | Water and Wastewater | New
| IagEgsld206 | 33234.5575 | 7339.4894 | 0 | 4406.1623 | 44980.2092 | 65270.901 | 65270.901 | 17974.6992 | 83245.6002 | 83245.6002 | 0.54033 | 0.54033 | 93522.6859 | 93522.6859 | 0.48096 | 96614.3395 | 14.0159 | 7521.7957 | Advanced Rooftop Controller | Agriculture and Assembly | Existing
| IagNgsld206 | 33234.5575 | 7339.4894 | 0 | 4406.1623 | 44980.2092 | 65270.901 | 65270.901 | 17974.6992 | 83245.6002 | 83245.6002 | 0.54033 | 0.54033 | 93522.6859 | 93522.6859 | 0.48096 | 96614.3395 | 14.0159 | 7521.7957 | Advanced Rooftop Controller | Agriculture and Assembly | New
| IchEgsld206 | 33234.5575 | 7339.4894 | 0 | 4406.1623 | 44980.2092 | 65270.901 | 65270.901 | 17974.6992 | 83245.6002 | 83245.6002 | 0.54033 | 0.54033 | 93522.6859 | 93522.6859 | 0.48096 | 96614.3395 | 14.0159 | 7521.7957 | Advanced Rooftop Controller | Chemicals and Plastics | Existing
| IchNgsld206 | 33234.5575 | 7339.4894 | 0 | 4406.1623 | 44980.2092 | 65270.901 | 65270.901 | 17974.6992 | 83245.6002 | 83245.6002 | 0.54033 | 0.54033 | 93522.6859 | 93522.6859 | 0.48096 | 96614.3395 | 14.0159 | 7521.7957 | Advanced Rooftop Controller | Chemicals and Plastics | New
| IcoEgsld206 | 33234.5575 | 7339.4894 | 0 | 4406.1623 | 44980.2092 | 65270.901 | 65270.901 | 17974.6992 | 83245.6002 | 83245.6002 | 0.54033 | 0.54033 | 93523.1062 | 93523.1062 | 0.48095 | 96614.3395 | 14.0159 | 7521.8357 | Advanced Rooftop Controller | Construction | Existing
| IcoNgsld206 | 33234.5575 | 7339.4894 | 0 | 4406.1623 | 44980.2092 | 65270.901 | 65270.901 | 17974.6992 | 83245.6002 | 83245.6002 | 0.54033 | 0.54033 | 93523.1062 | 93523.1062 | 0.48095 | 96614.3395 | 14.0159 | 7521.8357 | Advanced Rooftop Controller | Construction | New
| IelEgsld206 | 33234.5575 | 7339.4894 | 0 | 4406.1623 | 44980.2092 | 65270.901 | 65270.901 | 17974.6992 | 83245.6002 | 83245.6002 | 0.54033 | 0.54033 | 93523.1062 | 93523.1062 | 0.48095 | 96614.3395 | 14.0159 | 7521.8357 | Advanced Rooftop Controller | Electrical and Electronic Equip. | Existing
| IelNgsld206 | 33234.5575 | 7339.4894 | 0 | 4406.1623 | 44980.2092 | 65270.901 | 65270.901 | 17974.6992 | 83245.6002 | 83245.6002 | 0.54033 | 0.54033 | 93523.1062 | 93523.1062 | 0.48095 | 96614.3395 | 14.0159 | 7521.8357 | Advanced Rooftop Controller | Electrical and Electronic Equip. | New
| IluEgsld206 | 33234.5575 | 7339.4894 | 0 | 4406.1623 | 44980.2092 | 65270.901 | 65270.901 | 17974.6992 | 83245.6002 | 83245.6002 | 0.54033 | 0.54033 | 93523.1062 | 93523.1062 | 0.48095 | 96614.3395 | 14.0159 | 7521.8357 | Advanced Rooftop Controller | Lumber/Furniture/Pulp/Paper | Existing
| IluNgsld206 | 33234.5575 | 7339.4894 | 0 | 4406.1623 | 44980.2092 | 65270.901 | 65270.901 | 17974.6992 | 83245.6002 | 83245.6002 | 0.54033 | 0.54033 | 93523.1062 | 93523.1062 | 0.48095 | 96614.3395 | 14.0159 | 7521.8357 | Advanced Rooftop Controller | Lumber/Furniture/Pulp/Paper | New
| ImeEgsld206 | 33234.5575 | 7339.4894 | 0 | 4406.1623 | 44980.2092 | 65270.901 | 65270.901 | 17974.6992 | 83245.6002 | 83245.6002 | 0.54033 | 0.54033 | 93523.1062 | 93523.1062 | 0.48095 | 96614.3395 | 14.0159 | 7521.8357 | Advanced Rooftop Controller | Metal Products and Machinery | Existing
| ImeNgsld206 | 33234.5575 | 7339.4894 | 0 | 4406.1623 | 44980.2092 | 65270.901 | 65270.901 | 17974.6992 | 83245.6002 | 83245.6002 | 0.54033 | 0.54033 | 93523.1062 | 93523.1062 | 0.48095 | 96614.3395 | 14.0159 | 7521.8357 | Advanced Rooftop Controller | Metal Products and Machinery | New
| ImiEgsld206 | 33234.5575 | 7339.4894 | 0 | 4406.1623 | 44980.2092 | 65270.901 | 65270.901 | 17974.6992 | 83245.6002 | 83245.6002 | 0.54033 | 0.54033 | 93523.1062 | 93523.1062 | 0.48095 | 96614.3395 | 14.0159 | 7521.8357 | Advanced Rooftop Controller | Miscellaneous Manufacturing | Existing
| ImiNgsld206 | 33234.5575 | 7339.4894 | 0 | 4406.1623 | 44980.2092 | 65270.901 | 65270.901 | 17974.6992 | 83245.6002 | 83245.6002 | 0.54033 | 0.54033 | 93523.1062 | 93523.1062 | 0.48095 | 96614.3395 | 14.0159 | 7521.8357 | Advanced Rooftop Controller | Miscellaneous Manufacturing | New
| IprEgsld206 | 33234.5575 | 7339.4894 | 0 | 4406.1623 | 44980.2092 | 65270.901 | 65270.901 | 17974.6992 | 83245.6002 | 83245.6002 | 0.54033 | 0.54033 | 93522.6859 | 93522.6859 | 0.48096 | 96614.3395 | 14.0159 | 7521.7957 | Advanced Rooftop Controller | Primary Resources Industries | Existing
| IprNgsld206 | 33234.5575 | 7339.4894 | 0 | 4406.1623 | 44980.2092 | 65270.901 | 65270.901 | 17974.6992 | 83245.6002 | 83245.6002 | 0.54033 | 0.54033 | 93522.6859 | 93522.6859 | 0.48096 | 96614.3395 | 14.0159 | 7521.7957 | Advanced Rooftop Controller | Primary Resources Industries | New
| IstEgsld206 | 33234.5575 | 7339.4894 | 0 | 4406.1623 | 44980.2092 | 65270.901 | 65270.901 | 17974.6992 | 83245.6002 | 83245.6002 | 0.54033 | 0.54033 | 93523.1062 | 93523.1062 | 0.48095 | 96614.3395 | 14.0159 | 7521.8357 | Advanced Rooftop Controller | Stone/Clay/Glass/Concrete | Existing
| IstNgsld206 | 33234.5575 | 7339.4894 | 0 | 4406.1623 | 44980.2092 | 65270.901 | 65270.901 | 17974.6992 | 83245.6002 | 83245.6002 | 0.54033 | 0.54033 | 93523.1062 | 93523.1062 | 0.48095 | 96614.3395 | 14.0159 | 7521.8357 | Advanced Rooftop Controller | Stone/Clay/Glass/Concrete | New
| IteEgsld206 | 33234.5575 | 7339.4894 | 0 | 4406.1623 | 44980.2092 | 65270.901 | 65270.901 | 17974.6992 | 83245.6002 | 83245.6002 | 0.54033 | 0.54033 | 93522.6859 | 93522.6859 | 0.48096 | 96614.3395 | 14.0159 | 7521.7957 | Advanced Rooftop Controller | Textiles and Leather | Existing
| IteNgsld206 | 33234.5575 | 7339.4894 | 0 | 4406.1623 | 44980.2092 | 65270.901 | 65270.901 | 17974.6992 | 83245.6002 | 83245.6002 | 0.54033 | 0.54033 | 93522.6859 | 93522.6859 | 0.48096 | 96614.3395 | 14.0159 | 7521.7957 | Advanced Rooftop Controller | Textiles and Leather | New
| ItrEgsld206 | 33234.5575 | 7339.4894 | 0 | 4406.1623 | 44980.2092 | 65270.901 | 65270.901 | 17974.6992 | 83245.6002 | 83245.6002 | 0.54033 | 0.54033 | 93522.6859 | 93522.6859 | 0.48096 | 96614.3395 | 14.0159 | 7521.7957 | Advanced Rooftop Controller | Transportation Equipment | Existing
| ItrNgsld206 | 33234.5575 | 7339.4894 | 0 | 4406.1623 | 44980.2092 | 65270.901 | 65270.901 | 17974.6992 | 83245.6002 | 83245.6002 | 0.54033 | 0.54033 | 93522.6859 | 93522.6859 | 0.48096 | 96614.3395 | 14.0159 | 7521.7957 | Advanced Rooftop Controller | Transportation Equipment | New
| IwaEgsld206 | 33234.5575 | 7339.4894 | 0 | 4406.1623 | 44980.2092 | 65270.901 | 65270.901 | 17974.6992 | 83245.6002 | 83245.6002 | 0.54033 | 0.54033 | 93523.1062 | 93523.1062 | 0.48095 | 96614.3395 | 14.0159 | 7521.8357 | Advanced Rooftop Controller | Water and Wastewater | Existing
| IwaNgsld206 | 33234.5575 | 7339.4894 | 0 | 4406.1623 | 44980.2092 | 65270.901 | 65270.901 | 17974.6992 | 83245.6002 | 83245.6002 | 0.54033 | 0.54033 | 93523.1062 | 93523.1062 | 0.48095 | 96614.3395 | 14.0159 | 7521.8357 | Advanced Rooftop Controller | Water and Wastewater | New
| IagEgsld207 | 33234.5575 | 7339.4894 | 0 | 4406.1623 | 44980.2092 | 65270.901 | 65270.901 | 17974.6992 | 83245.6002 | 83245.6002 | 0.54033 | 0.54033 | 33491.0649 | 33491.0649 | 1.3431 | 96614.3395 | 3.7662 | 1007.4563 | Airside economizer | Agriculture and Assembly | Existing
| IagNgsld207 | 33234.5575 | 7339.4894 | 0 | 4406.1623 | 44980.2092 | 65270.901 | 65270.901 | 17974.6992 | 83245.6002 | 83245.6002 | 0.54033 | 0.54033 | 33491.0649 | 33491.0649 | 1.3431 | 96614.3395 | 3.7662 | 1007.4563 | Airside economizer | Agriculture and Assembly | New
| IchEgsld207 | 33234.5575 | 7339.4894 | 0 | 4406.1623 | 44980.2092 | 65270.901 | 65270.901 | 17974.6992 | 83245.6002 | 83245.6002 | 0.54033 | 0.54033 | 13872.6935 | 13872.6935 | 3.2424 | 96614.3395 | 1.5601 | -394.7303 | Airside economizer | Chemicals and Plastics | Existing
| IchNgsld207 | 33234.5575 | 7339.4894 | 0 | 4406.1623 | 44980.2092 | 65270.901 | 65270.901 | 17974.6992 | 83245.6002 | 83245.6002 | 0.54033 | 0.54033 | 13872.6935 | 13872.6935 | 3.2424 | 96614.3395 | 1.5601 | -394.7303 | Airside economizer | Chemicals and Plastics | New
| IcoEgsld207 | 33234.5575 | 7339.4894 | 0 | 4406.1623 | 44980.2092 | 65270.901 | 65270.901 | 17974.6992 | 83245.6002 | 83245.6002 | 0.54033 | 0.54033 | 85930.1021 | 85930.1021 | 0.52345 | 96614.3395 | 9.6633 | 4755.4385 | Airside economizer | Construction | Existing
| IcoNgsld207 | 33234.5575 | 7339.4894 | 0 | 4406.1623 | 44980.2092 | 65270.901 | 65270.901 | 17974.6992 | 83245.6002 | 83245.6002 | 0.54033 | 0.54033 | 85930.1021 | 85930.1021 | 0.52345 | 96614.3395 | 9.6633 | 4755.4385 | Airside economizer | Construction | New
| IelEgsld207 | 33234.5575 | 7339.4894 | 0 | 4406.1623 | 44980.2092 | 65270.901 | 65270.901 | 17974.6992 | 83245.6002 | 83245.6002 | 0.54033 | 0.54033 | 17688.3788 | 17688.3788 | 2.5429 | 96614.3395 | 1.9892 | -122.0113 | Airside economizer | Electrical and Electronic Equip. | Existing
| IelNgsld207 | 33234.5575 | 7339.4894 | 0 | 4406.1623 | 44980.2092 | 65270.901 | 65270.901 | 17974.6992 | 83245.6002 | 83245.6002 | 0.54033 | 0.54033 | 17688.3788 | 17688.3788 | 2.5429 | 96614.3395 | 1.9892 | -122.0113 | Airside economizer | Electrical and Electronic Equip. | New
| IluEgsld207 | 33234.5575 | 7339.4894 | 0 | 4406.1623 | 44980.2092 | 65270.901 | 65270.901 | 17974.6992 | 83245.6002 | 83245.6002 | 0.54033 | 0.54033 | 29815.9242 | 29815.9242 | 1.5086 | 96614.3395 | 3.353 | 744.7824 | Airside economizer | Lumber/Furniture/Pulp/Paper | Existing
| IluNgsld207 | 33234.5575 | 7339.4894 | 0 | 4406.1623 | 44980.2092 | 65270.901 | 65270.901 | 17974.6992 | 83245.6002 | 83245.6002 | 0.54033 | 0.54033 | 29815.9242 | 29815.9242 | 1.5086 | 96614.3395 | 3.353 | 744.7824 | Airside economizer | Lumber/Furniture/Pulp/Paper | New
| ImeEgsld207 | 33234.5575 | 7339.4894 | 0 | 4406.1623 | 44980.2092 | 65270.901 | 65270.901 | 17974.6992 | 83245.6002 | 83245.6002 | 0.54033 | 0.54033 | 77074.0444 | 77074.0444 | 0.5836 | 96614.3395 | 8.6674 | 4122.4683 | Airside economizer | Metal Products and Machinery | Existing
| ImeNgsld207 | 33234.5575 | 7339.4894 | 0 | 4406.1623 | 44980.2092 | 65270.901 | 65270.901 | 17974.6992 | 83245.6002 | 83245.6002 | 0.54033 | 0.54033 | 77074.0444 | 77074.0444 | 0.5836 | 96614.3395 | 8.6674 | 4122.4683 | Airside economizer | Metal Products and Machinery | New
| ImiEgsld207 | 33234.5575 | 7339.4894 | 0 | 4406.1623 | 44980.2092 | 65270.901 | 65270.901 | 17974.6992 | 83245.6002 | 83245.6002 | 0.54033 | 0.54033 | 85930.1021 | 85930.1021 | 0.52345 | 96614.3395 | 9.6633 | 4755.4385 | Airside economizer | Miscellaneous Manufacturing | Existing
| ImiNgsld207 | 33234.5575 | 7339.4894 | 0 | 4406.1623 | 44980.2092 | 65270.901 | 65270.901 | 17974.6992 | 83245.6002 | 83245.6002 | 0.54033 | 0.54033 | 85930.1021 | 85930.1021 | 0.52345 | 96614.3395 | 9.6633 | 4755.4385 | Airside economizer | Miscellaneous Manufacturing | New
| IprEgsld207 | 33234.5575 | 7339.4894 | 0 | 4406.1623 | 44980.2092 | 65270.901 | 65270.901 | 17974.6992 | 83245.6002 | 83245.6002 | 0.54033 | 0.54033 | 10744.3635 | 10744.3635 | 4.1864 | 96614.3395 | 1.2083 | -618.3218 | Airside economizer | Primary Resources Industries | Existing
| IprNgsld207 | 33234.5575 | 7339.4894 | 0 | 4406.1623 | 44980.2092 | 65270.901 | 65270.901 | 17974.6992 | 83245.6002 | 83245.6002 | 0.54033 | 0.54033 | 10744.3635 | 10744.3635 | 4.1864 | 96614.3395 | 1.2083 | -618.3218 | Airside economizer | Primary Resources Industries | New
| IstEgsld207 | 33234.5575 | 7339.4894 | 0 | 4406.1623 | 44980.2092 | 65270.901 | 65270.901 | 17974.6992 | 83245.6002 | 83245.6002 | 0.54033 | 0.54033 | 57128.9276 | 57128.9276 | 0.78735 | 96614.3395 | 6.4244 | 2696.9285 | Airside economizer | Stone/Clay/Glass/Concrete | Existing
| IstNgsld207 | 33234.5575 | 7339.4894 | 0 | 4406.1623 | 44980.2092 | 65270.901 | 65270.901 | 17974.6992 | 83245.6002 | 83245.6002 | 0.54033 | 0.54033 | 57128.9276 | 57128.9276 | 0.78735 | 96614.3395 | 6.4244 | 2696.9285 | Airside economizer | Stone/Clay/Glass/Concrete | New
| IteEgsld207 | 33234.5575 | 7339.4894 | 0 | 4406.1623 | 44980.2092 | 65270.901 | 65270.901 | 17974.6992 | 83245.6002 | 83245.6002 | 0.54033 | 0.54033 | 32066.7255 | 32066.7255 | 1.4027 | 96614.3395 | 3.6061 | 905.6542 | Airside economizer | Textiles and Leather | Existing
| IteNgsld207 | 33234.5575 | 7339.4894 | 0 | 4406.1623 | 44980.2092 | 65270.901 | 65270.901 | 17974.6992 | 83245.6002 | 83245.6002 | 0.54033 | 0.54033 | 32066.7255 | 32066.7255 | 1.4027 | 96614.3395 | 3.6061 | 905.6542 | Airside economizer | Textiles and Leather | New
| ItrEgsld207 | 33234.5575 | 7339.4894 | 0 | 4406.1623 | 44980.2092 | 65270.901 | 65270.901 | 17974.6992 | 83245.6002 | 83245.6002 | 0.54033 | 0.54033 | 9770.0146 | 9770.0146 | 4.6039 | 96614.3395 | 1.0987 | -687.9616 | Airside economizer | Transportation Equipment | Existing
| ItrNgsld207 | 33234.5575 | 7339.4894 | 0 | 4406.1623 | 44980.2092 | 65270.901 | 65270.901 | 17974.6992 | 83245.6002 | 83245.6002 | 0.54033 | 0.54033 | 9770.0146 | 9770.0146 | 4.6039 | 96614.3395 | 1.0987 | -687.9616 | Airside economizer | Transportation Equipment | New
| IwaEgsld207 | 33234.5575 | 7339.4894 | 0 | 4406.1623 | 44980.2092 | 65270.901 | 65270.901 | 17974.6992 | 83245.6002 | 83245.6002 | 0.54033 | 0.54033 | 6691.66 | 6691.66 | 6.7218 | 96614.3395 | 0.75251 | -907.9812 | Airside economizer | Water and Wastewater | Existing
| IwaNgsld207 | 33234.5575 | 7339.4894 | 0 | 4406.1623 | 44980.2092 | 65270.901 | 65270.901 | 17974.6992 | 83245.6002 | 83245.6002 | 0.54033 | 0.54033 | 6691.66 | 6691.66 | 6.7218 | 96614.3395 | 0.75251 | -907.9812 | Airside economizer | Water and Wastewater | New
| IagEgsld208 | 33234.5575 | 7339.4894 | 0 | 4406.1623 | 44980.2092 | 65270.901 | 65270.901 | 17974.6992 | 83245.6002 | 83245.6002 | 0.54033 | 0.54033 | 5668.4344 | 5668.4344 | 7.9352 | 96614.3395 | 0.63745 | -981.1144 | Chilled Water Reset | Agriculture and Assembly | Existing
| IagNgsld208 | 33234.5575 | 7339.4894 | 0 | 4406.1623 | 44980.2092 | 65270.901 | 65270.901 | 17974.6992 | 83245.6002 | 83245.6002 | 0.54033 | 0.54033 | 5668.4344 | 5668.4344 | 7.9352 | 96614.3395 | 0.63745 | -981.1144 | Chilled Water Reset | Agriculture and Assembly | New
| IchEgsld208 | 33234.5575 | 7339.4894 | 0 | 4406.1623 | 44980.2092 | 65270.901 | 65270.901 | 17974.6992 | 83245.6002 | 83245.6002 | 0.54033 | 0.54033 | 3741.5988 | 3741.5988 | 12.0217 | 96614.3395 | 0.42076 | -1118.8314 | Chilled Water Reset | Chemicals and Plastics | Existing
| IchNgsld208 | 33234.5575 | 7339.4894 | 0 | 4406.1623 | 44980.2092 | 65270.901 | 65270.901 | 17974.6992 | 83245.6002 | 83245.6002 | 0.54033 | 0.54033 | 3741.5988 | 3741.5988 | 12.0217 | 96614.3395 | 0.42076 | -1118.8314 | Chilled Water Reset | Chemicals and Plastics | New
| IcoEgsld208 | 33234.5575 | 7339.4894 | 0 | 4406.1623 | 44980.2092 | 65270.901 | 65270.901 | 17974.6992 | 83245.6002 | 83245.6002 | 0.54033 | 0.54033 | 14345.9851 | 14345.9851 | 3.1354 | 96614.3395 | 1.6133 | -360.9027 | Chilled Water Reset | Construction | Existing
| IcoNgsld208 | 33234.5575 | 7339.4894 | 0 | 4406.1623 | 44980.2092 | 65270.901 | 65270.901 | 17974.6992 | 83245.6002 | 83245.6002 | 0.54033 | 0.54033 | 14345.9851 | 14345.9851 | 3.1354 | 96614.3395 | 1.6133 | -360.9027 | Chilled Water Reset | Construction | New
| IelEgsld208 | 33234.5575 | 7339.4894 | 0 | 4406.1623 | 44980.2092 | 65270.901 | 65270.901 | 17974.6992 | 83245.6002 | 83245.6002 | 0.54033 | 0.54033 | 5351.1551 | 5351.1551 | 8.4057 | 96614.3395 | 0.60177 | -1003.7913 | Chilled Water Reset | Electrical and Electronic Equip. | Existing
| IelNgsld208 | 33234.5575 | 7339.4894 | 0 | 4406.1623 | 44980.2092 | 65270.901 | 65270.901 | 17974.6992 | 83245.6002 | 83245.6002 | 0.54033 | 0.54033 | 5351.1551 | 5351.1551 | 8.4057 | 96614.3395 | 0.60177 | -1003.7913 | Chilled Water Reset | Electrical and Electronic Equip. | New
| IluEgsld208 | 33234.5575 | 7339.4894 | 0 | 4406.1623 | 44980.2092 | 65270.901 | 65270.901 | 17974.6992 | 83245.6002 | 83245.6002 | 0.54033 | 0.54033 | 2712.0158 | 2712.0158 | 16.5855 | 96614.3395 | 0.30498 | -1192.4189 | Chilled Water Reset | Lumber/Furniture/Pulp/Paper | Existing
| IluNgsld208 | 33234.5575 | 7339.4894 | 0 | 4406.1623 | 44980.2092 | 65270.901 | 65270.901 | 17974.6992 | 83245.6002 | 83245.6002 | 0.54033 | 0.54033 | 2712.0158 | 2712.0158 | 16.5855 | 96614.3395 | 0.30498 | -1192.4189 | Chilled Water Reset | Lumber/Furniture/Pulp/Paper | New
| ImeEgsld208 | 33234.5575 | 7339.4894 | 0 | 4406.1623 | 44980.2092 | 65270.901 | 65270.901 | 17974.6992 | 83245.6002 | 83245.6002 | 0.54033 | 0.54033 | 7520.8119 | 7520.8119 | 5.9808 | 96614.3395 | 0.84576 | -848.7191 | Chilled Water Reset | Metal Products and Machinery | Existing
| ImeNgsld208 | 33234.5575 | 7339.4894 | 0 | 4406.1623 | 44980.2092 | 65270.901 | 65270.901 | 17974.6992 | 83245.6002 | 83245.6002 | 0.54033 | 0.54033 | 7520.8119 | 7520.8119 | 5.9808 | 96614.3395 | 0.84576 | -848.7191 | Chilled Water Reset | Metal Products and Machinery | New
| ImiEgsld208 | 33234.5575 | 7339.4894 | 0 | 4406.1623 | 44980.2092 | 65270.901 | 65270.901 | 17974.6992 | 83245.6002 | 83245.6002 | 0.54033 | 0.54033 | 14345.9851 | 14345.9851 | 3.1354 | 96614.3395 | 1.6133 | -360.9027 | Chilled Water Reset | Miscellaneous Manufacturing | Existing
| ImiNgsld208 | 33234.5575 | 7339.4894 | 0 | 4406.1623 | 44980.2092 | 65270.901 | 65270.901 | 17974.6992 | 83245.6002 | 83245.6002 | 0.54033 | 0.54033 | 14345.9851 | 14345.9851 | 3.1354 | 96614.3395 | 1.6133 | -360.9027 | Chilled Water Reset | Miscellaneous Manufacturing | New
| IprEgsld208 | 33234.5575 | 7339.4894 | 0 | 4406.1623 | 44980.2092 | 65270.901 | 65270.901 | 17974.6992 | 83245.6002 | 83245.6002 | 0.54033 | 0.54033 | 2050.4588 | 2050.4588 | 21.9367 | 96614.3395 | 0.23058 | -1239.7025 | Chilled Water Reset | Primary Resources Industries | Existing
| IprNgsld208 | 33234.5575 | 7339.4894 | 0 | 4406.1623 | 44980.2092 | 65270.901 | 65270.901 | 17974.6992 | 83245.6002 | 83245.6002 | 0.54033 | 0.54033 | 2050.4588 | 2050.4588 | 21.9367 | 96614.3395 | 0.23058 | -1239.7025 | Chilled Water Reset | Primary Resources Industries | New
| IstEgsld208 | 33234.5575 | 7339.4894 | 0 | 4406.1623 | 44980.2092 | 65270.901 | 65270.901 | 17974.6992 | 83245.6002 | 83245.6002 | 0.54033 | 0.54033 | 8337.2116 | 8337.2116 | 5.3951 | 96614.3395 | 0.93756 | -790.3685 | Chilled Water Reset | Stone/Clay/Glass/Concrete | Existing
| IstNgsld208 | 33234.5575 | 7339.4894 | 0 | 4406.1623 | 44980.2092 | 65270.901 | 65270.901 | 17974.6992 | 83245.6002 | 83245.6002 | 0.54033 | 0.54033 | 8337.2116 | 8337.2116 | 5.3951 | 96614.3395 | 0.93756 | -790.3685 | Chilled Water Reset | Stone/Clay/Glass/Concrete | New
| IteEgsld208 | 33234.5575 | 7339.4894 | 0 | 4406.1623 | 44980.2092 | 65270.901 | 65270.901 | 17974.6992 | 83245.6002 | 83245.6002 | 0.54033 | 0.54033 | 7125.7203 | 7125.7203 | 6.3124 | 96614.3395 | 0.80132 | -876.9576 | Chilled Water Reset | Textiles and Leather | Existing
| IteNgsld208 | 33234.5575 | 7339.4894 | 0 | 4406.1623 | 44980.2092 | 65270.901 | 65270.901 | 17974.6992 | 83245.6002 | 83245.6002 | 0.54033 | 0.54033 | 7125.7203 | 7125.7203 | 6.3124 | 96614.3395 | 0.80132 | -876.9576 | Chilled Water Reset | Textiles and Leather | New
| ItrEgsld208 | 33234.5575 | 7339.4894 | 0 | 4406.1623 | 44980.2092 | 65270.901 | 65270.901 | 17974.6992 | 83245.6002 | 83245.6002 | 0.54033 | 0.54033 | 2351.0309 | 2351.0309 | 19.1321 | 96614.3395 | 0.26439 | -1218.2196 | Chilled Water Reset | Transportation Equipment | Existing
| ItrNgsld208 | 33234.5575 | 7339.4894 | 0 | 4406.1623 | 44980.2092 | 65270.901 | 65270.901 | 17974.6992 | 83245.6002 | 83245.6002 | 0.54033 | 0.54033 | 2351.0309 | 2351.0309 | 19.1321 | 96614.3395 | 0.26439 | -1218.2196 | Chilled Water Reset | Transportation Equipment | New
| IwaEgsld208 | 33234.5575 | 7339.4894 | 0 | 4406.1623 | 44980.2092 | 65270.901 | 65270.901 | 17974.6992 | 83245.6002 | 83245.6002 | 0.54033 | 0.54033 | 14345.9851 | 14345.9851 | 3.1354 | 96614.3395 | 1.6133 | -360.9027 | Chilled Water Reset | Water and Wastewater | Existing
| IwaNgsld208 | 33234.5575 | 7339.4894 | 0 | 4406.1623 | 44980.2092 | 65270.901 | 65270.901 | 17974.6992 | 83245.6002 | 83245.6002 | 0.54033 | 0.54033 | 14345.9851 | 14345.9851 | 3.1354 | 96614.3395 | 1.6133 | -360.9027 | Chilled Water Reset | Water and Wastewater | New
| IagEgsld209 | 33234.5575 | 7339.4894 | 0 | 4406.1623 | 44980.2092 | 65270.901 | 65270.901 | 17974.6992 | 83245.6002 | 83245.6002 | 0.54033 | 0.54033 | 92169.5599 | 92169.5599 | 0.48802 | 96614.3395 | 10.365 | 5201.3925 | Demand Controlled Ventilation | Agriculture and Assembly | Existing
| IagNgsld209 | 33234.5575 | 7339.4894 | 0 | 4406.1623 | 44980.2092 | 65270.901 | 65270.901 | 17974.6992 | 83245.6002 | 83245.6002 | 0.54033 | 0.54033 | 92169.5599 | 92169.5599 | 0.48802 | 96614.3395 | 10.365 | 5201.3925 | Demand Controlled Ventilation | Agriculture and Assembly | New
| IchEgsld209 | 33234.5575 | 7339.4894 | 0 | 4406.1623 | 44980.2092 | 65270.901 | 65270.901 | 17974.6992 | 83245.6002 | 83245.6002 | 0.54033 | 0.54033 | 92169.5804 | 92169.5804 | 0.48802 | 96614.3395 | 10.365 | 5201.3935 | Demand Controlled Ventilation | Chemicals and Plastics | Existing
| IchNgsld209 | 33234.5575 | 7339.4894 | 0 | 4406.1623 | 44980.2092 | 65270.901 | 65270.901 | 17974.6992 | 83245.6002 | 83245.6002 | 0.54033 | 0.54033 | 92169.5804 | 92169.5804 | 0.48802 | 96614.3395 | 10.365 | 5201.3935 | Demand Controlled Ventilation | Chemicals and Plastics | New
| IcoEgsld209 | 33234.5575 | 7339.4894 | 0 | 4406.1623 | 44980.2092 | 65270.901 | 65270.901 | 17974.6992 | 83245.6002 | 83245.6002 | 0.54033 | 0.54033 | 92169.5804 | 92169.5804 | 0.48802 | 96614.3395 | 10.365 | 5201.3936 | Demand Controlled Ventilation | Construction | Existing
| IcoNgsld209 | 33234.5575 | 7339.4894 | 0 | 4406.1623 | 44980.2092 | 65270.901 | 65270.901 | 17974.6992 | 83245.6002 | 83245.6002 | 0.54033 | 0.54033 | 92169.5804 | 92169.5804 | 0.48802 | 96614.3395 | 10.365 | 5201.3936 | Demand Controlled Ventilation | Construction | New
| IelEgsld209 | 33234.5575 | 7339.4894 | 0 | 4406.1623 | 44980.2092 | 65270.901 | 65270.901 | 17974.6992 | 83245.6002 | 83245.6002 | 0.54033 | 0.54033 | 92169.5668 | 92169.5668 | 0.48802 | 96614.3395 | 10.365 | 5201.3929 | Demand Controlled Ventilation | Electrical and Electronic Equip. | Existing
| IelNgsld209 | 33234.5575 | 7339.4894 | 0 | 4406.1623 | 44980.2092 | 65270.901 | 65270.901 | 17974.6992 | 83245.6002 | 83245.6002 | 0.54033 | 0.54033 | 92169.5668 | 92169.5668 | 0.48802 | 96614.3395 | 10.365 | 5201.3929 | Demand Controlled Ventilation | Electrical and Electronic Equip. | New
| IluEgsld209 | 33234.5575 | 7339.4894 | 0 | 4406.1623 | 44980.2092 | 65270.901 | 65270.901 | 17974.6992 | 83245.6002 | 83245.6002 | 0.54033 | 0.54033 | 92169.5668 | 92169.5668 | 0.48802 | 96614.3395 | 10.365 | 5201.3927 | Demand Controlled Ventilation | Lumber/Furniture/Pulp/Paper | Existing
| IluNgsld209 | 33234.5575 | 7339.4894 | 0 | 4406.1623 | 44980.2092 | 65270.901 | 65270.901 | 17974.6992 | 83245.6002 | 83245.6002 | 0.54033 | 0.54033 | 92169.5668 | 92169.5668 | 0.48802 | 96614.3395 | 10.365 | 5201.3927 | Demand Controlled Ventilation | Lumber/Furniture/Pulp/Paper | New
| ImeEgsld209 | 33234.5575 | 7339.4894 | 0 | 4406.1623 | 44980.2092 | 65270.901 | 65270.901 | 17974.6992 | 83245.6002 | 83245.6002 | 0.54033 | 0.54033 | 92169.5668 | 92169.5668 | 0.48802 | 96614.3395 | 10.365 | 5201.3928 | Demand Controlled Ventilation | Metal Products and Machinery | Existing
| ImeNgsld209 | 33234.5575 | 7339.4894 | 0 | 4406.1623 | 44980.2092 | 65270.901 | 65270.901 | 17974.6992 | 83245.6002 | 83245.6002 | 0.54033 | 0.54033 | 92169.5668 | 92169.5668 | 0.48802 | 96614.3395 | 10.365 | 5201.3928 | Demand Controlled Ventilation | Metal Products and Machinery | New
| ImiEgsld209 | 33234.5575 | 7339.4894 | 0 | 4406.1623 | 44980.2092 | 65270.901 | 65270.901 | 17974.6992 | 83245.6002 | 83245.6002 | 0.54033 | 0.54033 | 92169.5804 | 92169.5804 | 0.48802 | 96614.3395 | 10.365 | 5201.3936 | Demand Controlled Ventilation | Miscellaneous Manufacturing | Existing
| ImiNgsld209 | 33234.5575 | 7339.4894 | 0 | 4406.1623 | 44980.2092 | 65270.901 | 65270.901 | 17974.6992 | 83245.6002 | 83245.6002 | 0.54033 | 0.54033 | 92169.5804 | 92169.5804 | 0.48802 | 96614.3395 | 10.365 | 5201.3936 | Demand Controlled Ventilation | Miscellaneous Manufacturing | New
| IprEgsld209 | 33234.5575 | 7339.4894 | 0 | 4406.1623 | 44980.2092 | 65270.901 | 65270.901 | 17974.6992 | 83245.6002 | 83245.6002 | 0.54033 | 0.54033 | 92169.5736 | 92169.5736 | 0.48802 | 96614.3395 | 10.365 | 5201.3932 | Demand Controlled Ventilation | Primary Resources Industries | Existing
| IprNgsld209 | 33234.5575 | 7339.4894 | 0 | 4406.1623 | 44980.2092 | 65270.901 | 65270.901 | 17974.6992 | 83245.6002 | 83245.6002 | 0.54033 | 0.54033 | 92169.5736 | 92169.5736 | 0.48802 | 96614.3395 | 10.365 | 5201.3932 | Demand Controlled Ventilation | Primary Resources Industries | New
| IstEgsld209 | 33234.5575 | 7339.4894 | 0 | 4406.1623 | 44980.2092 | 65270.901 | 65270.901 | 17974.6992 | 83245.6002 | 83245.6002 | 0.54033 | 0.54033 | 92169.5873 | 92169.5873 | 0.48802 | 96614.3395 | 10.365 | 5201.3941 | Demand Controlled Ventilation | Stone/Clay/Glass/Concrete | Existing
| IstNgsld209 | 33234.5575 | 7339.4894 | 0 | 4406.1623 | 44980.2092 | 65270.901 | 65270.901 | 17974.6992 | 83245.6002 | 83245.6002 | 0.54033 | 0.54033 | 92169.5873 | 92169.5873 | 0.48802 | 96614.3395 | 10.365 | 5201.3941 | Demand Controlled Ventilation | Stone/Clay/Glass/Concrete | New
| IteEgsld209 | 33234.5575 | 7339.4894 | 0 | 4406.1623 | 44980.2092 | 65270.901 | 65270.901 | 17974.6992 | 83245.6002 | 83245.6002 | 0.54033 | 0.54033 | 92169.5736 | 92169.5736 | 0.48802 | 96614.3395 | 10.365 | 5201.3933 | Demand Controlled Ventilation | Textiles and Leather | Existing
| IteNgsld209 | 33234.5575 | 7339.4894 | 0 | 4406.1623 | 44980.2092 | 65270.901 | 65270.901 | 17974.6992 | 83245.6002 | 83245.6002 | 0.54033 | 0.54033 | 92169.5736 | 92169.5736 | 0.48802 | 96614.3395 | 10.365 | 5201.3933 | Demand Controlled Ventilation | Textiles and Leather | New
| ItrEgsld209 | 33234.5575 | 7339.4894 | 0 | 4406.1623 | 44980.2092 | 65270.901 | 65270.901 | 17974.6992 | 83245.6002 | 83245.6002 | 0.54033 | 0.54033 | 92169.5736 | 92169.5736 | 0.48802 | 96614.3395 | 10.365 | 5201.3935 | Demand Controlled Ventilation | Transportation Equipment | Existing
| ItrNgsld209 | 33234.5575 | 7339.4894 | 0 | 4406.1623 | 44980.2092 | 65270.901 | 65270.901 | 17974.6992 | 83245.6002 | 83245.6002 | 0.54033 | 0.54033 | 92169.5736 | 92169.5736 | 0.48802 | 96614.3395 | 10.365 | 5201.3935 | Demand Controlled Ventilation | Transportation Equipment | New
| IwaEgsld209 | 33234.5575 | 7339.4894 | 0 | 4406.1623 | 44980.2092 | 65270.901 | 65270.901 | 17974.6992 | 83245.6002 | 83245.6002 | 0.54033 | 0.54033 | 92169.5804 | 92169.5804 | 0.48802 | 96614.3395 | 10.365 | 5201.3936 | Demand Controlled Ventilation | Water and Wastewater | Existing
| IwaNgsld209 | 33234.5575 | 7339.4894 | 0 | 4406.1623 | 44980.2092 | 65270.901 | 65270.901 | 17974.6992 | 83245.6002 | 83245.6002 | 0.54033 | 0.54033 | 92169.5804 | 92169.5804 | 0.48802 | 96614.3395 | 10.365 | 5201.3936 | Demand Controlled Ventilation | Water and Wastewater | New
| IagEgsld210 | 34132.7377 | 7365.8334 | 0 | 4548.8234 | 46047.3946 | 67143.7754 | 67143.7754 | 17974.6992 | 85118.4746 | 85118.4746 | 0.54098 | 0.54098 | 75357.4289 | 75357.4289 | 0.61105 | 98870.8147 | 8.3133 | 3971.7867 | Dual Enthalpy Economizer | Agriculture and Assembly | Existing
| IagNgsld210 | 34132.7377 | 7365.8334 | 0 | 4548.8234 | 46047.3946 | 67143.7754 | 67143.7754 | 17974.6992 | 85118.4746 | 85118.4746 | 0.54098 | 0.54098 | 75357.4289 | 75357.4289 | 0.61105 | 98870.8147 | 8.3133 | 3971.7867 | Dual Enthalpy Economizer | Agriculture and Assembly | New
| IchEgsld210 | 34132.7377 | 7365.8334 | 0 | 4548.8234 | 46047.3946 | 67143.7754 | 67143.7754 | 17974.6992 | 85118.4746 | 85118.4746 | 0.54098 | 0.54098 | 72401.8686 | 72401.8686 | 0.636 | 98870.8147 | 7.9873 | 3760.5439 | Dual Enthalpy Economizer | Chemicals and Plastics | Existing
| IchNgsld210 | 34132.7377 | 7365.8334 | 0 | 4548.8234 | 46047.3946 | 67143.7754 | 67143.7754 | 17974.6992 | 85118.4746 | 85118.4746 | 0.54098 | 0.54098 | 72401.8686 | 72401.8686 | 0.636 | 98870.8147 | 7.9873 | 3760.5439 | Dual Enthalpy Economizer | Chemicals and Plastics | New
| IcoEgsld210 | 34132.7377 | 7365.8334 | 0 | 4548.8234 | 46047.3946 | 67143.7754 | 67143.7754 | 17974.6992 | 85118.4746 | 85118.4746 | 0.54098 | 0.54098 | 1272319.8256 | 1272319.8256 | 0.036192 | 98870.8147 | 140.3607 | 89522.443 | Dual Enthalpy Economizer | Construction | Existing
| IcoNgsld210 | 34132.7377 | 7365.8334 | 0 | 4548.8234 | 46047.3946 | 67143.7754 | 67143.7754 | 17974.6992 | 85118.4746 | 85118.4746 | 0.54098 | 0.54098 | 1272319.8256 | 1272319.8256 | 0.036192 | 98870.8147 | 140.3607 | 89522.443 | Dual Enthalpy Economizer | Construction | New
| IelEgsld210 | 34132.7377 | 7365.8334 | 0 | 4548.8234 | 46047.3946 | 67143.7754 | 67143.7754 | 17974.6992 | 85118.4746 | 85118.4746 | 0.54098 | 0.54098 | 211801.9897 | 211801.9897 | 0.21741 | 98870.8147 | 23.3657 | 13723.907 | Dual Enthalpy Economizer | Electrical and Electronic Equip. | Existing
| IelNgsld210 | 34132.7377 | 7365.8334 | 0 | 4548.8234 | 46047.3946 | 67143.7754 | 67143.7754 | 17974.6992 | 85118.4746 | 85118.4746 | 0.54098 | 0.54098 | 211801.9897 | 211801.9897 | 0.21741 | 98870.8147 | 23.3657 | 13723.907 | Dual Enthalpy Economizer | Electrical and Electronic Equip. | New
| IluEgsld210 | 34132.7377 | 7365.8334 | 0 | 4548.8234 | 46047.3946 | 67143.7754 | 67143.7754 | 17974.6992 | 85118.4746 | 85118.4746 | 0.54098 | 0.54098 | 472303.6036 | 472303.6036 | 0.097495 | 98870.8147 | 52.1039 | 32342.7731 | Dual Enthalpy Economizer | Lumber/Furniture/Pulp/Paper | Existing
| IluNgsld210 | 34132.7377 | 7365.8334 | 0 | 4548.8234 | 46047.3946 | 67143.7754 | 67143.7754 | 17974.6992 | 85118.4746 | 85118.4746 | 0.54098 | 0.54098 | 472303.6036 | 472303.6036 | 0.097495 | 98870.8147 | 52.1039 | 32342.7731 | Dual Enthalpy Economizer | Lumber/Furniture/Pulp/Paper | New
| ImeEgsld210 | 34132.7377 | 7365.8334 | 0 | 4548.8234 | 46047.3946 | 67143.7754 | 67143.7754 | 17974.6992 | 85118.4746 | 85118.4746 | 0.54098 | 0.54098 | 1757100.5275 | 1757100.5275 | 0.026206 | 98870.8147 | 193.8411 | 124171.2406 | Dual Enthalpy Economizer | Metal Products and Machinery | Existing
| ImeNgsld210 | 34132.7377 | 7365.8334 | 0 | 4548.8234 | 46047.3946 | 67143.7754 | 67143.7754 | 17974.6992 | 85118.4746 | 85118.4746 | 0.54098 | 0.54098 | 1757100.5275 | 1757100.5275 | 0.026206 | 98870.8147 | 193.8411 | 124171.2406 | Dual Enthalpy Economizer | Metal Products and Machinery | New
| ImiEgsld210 | 34132.7377 | 7365.8334 | 0 | 4548.8234 | 46047.3946 | 67143.7754 | 67143.7754 | 17974.6992 | 85118.4746 | 85118.4746 | 0.54098 | 0.54098 | 1272319.8256 | 1272319.8256 | 0.036192 | 98870.8147 | 140.3607 | 89522.443 | Dual Enthalpy Economizer | Miscellaneous Manufacturing | Existing
| ImiNgsld210 | 34132.7377 | 7365.8334 | 0 | 4548.8234 | 46047.3946 | 67143.7754 | 67143.7754 | 17974.6992 | 85118.4746 | 85118.4746 | 0.54098 | 0.54098 | 1272319.8256 | 1272319.8256 | 0.036192 | 98870.8147 | 140.3607 | 89522.443 | Dual Enthalpy Economizer | Miscellaneous Manufacturing | New
| IprEgsld210 | 34132.7377 | 7365.8334 | 0 | 4548.8234 | 46047.3946 | 67143.7754 | 67143.7754 | 17974.6992 | 85118.4746 | 85118.4746 | 0.54098 | 0.54098 | 137344.9141 | 137344.9141 | 0.33527 | 98870.8147 | 15.1517 | 8402.2265 | Dual Enthalpy Economizer | Primary Resources Industries | Existing
| IprNgsld210 | 34132.7377 | 7365.8334 | 0 | 4548.8234 | 46047.3946 | 67143.7754 | 67143.7754 | 17974.6992 | 85118.4746 | 85118.4746 | 0.54098 | 0.54098 | 137344.9141 | 137344.9141 | 0.33527 | 98870.8147 | 15.1517 | 8402.2265 | Dual Enthalpy Economizer | Primary Resources Industries | New
| IstEgsld210 | 34132.7377 | 7365.8334 | 0 | 4548.8234 | 46047.3946 | 67143.7754 | 67143.7754 | 17974.6992 | 85118.4746 | 85118.4746 | 0.54098 | 0.54098 | 521951.1363 | 521951.1363 | 0.088222 | 98870.8147 | 57.581 | 35891.2399 | Dual Enthalpy Economizer | Stone/Clay/Glass/Concrete | Existing
| IstNgsld210 | 34132.7377 | 7365.8334 | 0 | 4548.8234 | 46047.3946 | 67143.7754 | 67143.7754 | 17974.6992 | 85118.4746 | 85118.4746 | 0.54098 | 0.54098 | 521951.1363 | 521951.1363 | 0.088222 | 98870.8147 | 57.581 | 35891.2399 | Dual Enthalpy Economizer | Stone/Clay/Glass/Concrete | New
| IteEgsld210 | 34132.7377 | 7365.8334 | 0 | 4548.8234 | 46047.3946 | 67143.7754 | 67143.7754 | 17974.6992 | 85118.4746 | 85118.4746 | 0.54098 | 0.54098 | 333759.6895 | 333759.6895 | 0.13797 | 98870.8147 | 36.8199 | 22440.6065 | Dual Enthalpy Economizer | Textiles and Leather | Existing
| IteNgsld210 | 34132.7377 | 7365.8334 | 0 | 4548.8234 | 46047.3946 | 67143.7754 | 67143.7754 | 17974.6992 | 85118.4746 | 85118.4746 | 0.54098 | 0.54098 | 333759.6895 | 333759.6895 | 0.13797 | 98870.8147 | 36.8199 | 22440.6065 | Dual Enthalpy Economizer | Textiles and Leather | New
| ItrEgsld210 | 34132.7377 | 7365.8334 | 0 | 4548.8234 | 46047.3946 | 67143.7754 | 67143.7754 | 17974.6992 | 85118.4746 | 85118.4746 | 0.54098 | 0.54098 | 201065.4109 | 201065.4109 | 0.22902 | 98870.8147 | 22.1813 | 12956.5302 | Dual Enthalpy Economizer | Transportation Equipment | Existing
| ItrNgsld210 | 34132.7377 | 7365.8334 | 0 | 4548.8234 | 46047.3946 | 67143.7754 | 67143.7754 | 17974.6992 | 85118.4746 | 85118.4746 | 0.54098 | 0.54098 | 201065.4109 | 201065.4109 | 0.22902 | 98870.8147 | 22.1813 | 12956.5302 | Dual Enthalpy Economizer | Transportation Equipment | New
| IwaEgsld210 | 34132.7377 | 7365.8334 | 0 | 4548.8234 | 46047.3946 | 67143.7754 | 67143.7754 | 17974.6992 | 85118.4746 | 85118.4746 | 0.54098 | 0.54098 | 99143.4843 | 99143.4843 | 0.46445 | 98870.8147 | 10.9374 | 5671.851 | Dual Enthalpy Economizer | Water and Wastewater | Existing
| IwaNgsld210 | 34132.7377 | 7365.8334 | 0 | 4548.8234 | 46047.3946 | 67143.7754 | 67143.7754 | 17974.6992 | 85118.4746 | 85118.4746 | 0.54098 | 0.54098 | 99143.4843 | 99143.4843 | 0.46445 | 98870.8147 | 10.9374 | 5671.851 | Dual Enthalpy Economizer | Water and Wastewater | New
| IagEgsld211 | 33234.5575 | 7339.4894 | 0 | 4406.1623 | 44980.2092 | 65270.901 | 65270.901 | 17974.6992 | 83245.6002 | 83245.6002 | 0.54033 | 0.54033 | 109494.2593 | 109494.2593 | 0.4108 | 96614.3395 | 16.4095 | 9043.0903 | Facility Energy Management System | Agriculture and Assembly | Existing
| IagNgsld211 | 33234.5575 | 7339.4894 | 0 | 4406.1623 | 44980.2092 | 65270.901 | 65270.901 | 17974.6992 | 83245.6002 | 83245.6002 | 0.54033 | 0.54033 | 109494.2593 | 109494.2593 | 0.4108 | 96614.3395 | 16.4095 | 9043.0903 | Facility Energy Management System | Agriculture and Assembly | New
| IchEgsld211 | 33234.5575 | 7339.4894 | 0 | 4406.1623 | 44980.2092 | 65270.901 | 65270.901 | 17974.6992 | 83245.6002 | 83245.6002 | 0.54033 | 0.54033 | 68711.4476 | 68711.4476 | 0.65462 | 96614.3395 | 10.2975 | 5158.5212 | Facility Energy Management System | Chemicals and Plastics | Existing
| IchNgsld211 | 33234.5575 | 7339.4894 | 0 | 4406.1623 | 44980.2092 | 65270.901 | 65270.901 | 17974.6992 | 83245.6002 | 83245.6002 | 0.54033 | 0.54033 | 68711.4476 | 68711.4476 | 0.65462 | 96614.3395 | 10.2975 | 5158.5212 | Facility Energy Management System | Chemicals and Plastics | New
| IcoEgsld211 | 33234.5575 | 7339.4894 | 0 | 4406.1623 | 44980.2092 | 65270.901 | 65270.901 | 17974.6992 | 83245.6002 | 83245.6002 | 0.54033 | 0.54033 | 111004.5299 | 111004.5299 | 0.40521 | 96614.3395 | 16.6358 | 9186.944 | Facility Energy Management System | Construction | Existing
| IcoNgsld211 | 33234.5575 | 7339.4894 | 0 | 4406.1623 | 44980.2092 | 65270.901 | 65270.901 | 17974.6992 | 83245.6002 | 83245.6002 | 0.54033 | 0.54033 | 111004.5299 | 111004.5299 | 0.40521 | 96614.3395 | 16.6358 | 9186.944 | Facility Energy Management System | Construction | New
| IelEgsld211 | 33234.5575 | 7339.4894 | 0 | 4406.1623 | 44980.2092 | 65270.901 | 65270.901 | 17974.6992 | 83245.6002 | 83245.6002 | 0.54033 | 0.54033 | 61258.4479 | 61258.4479 | 0.73427 | 96614.3395 | 9.1806 | 4448.6217 | Facility Energy Management System | Electrical and Electronic Equip. | Existing
| IelNgsld211 | 33234.5575 | 7339.4894 | 0 | 4406.1623 | 44980.2092 | 65270.901 | 65270.901 | 17974.6992 | 83245.6002 | 83245.6002 | 0.54033 | 0.54033 | 61258.4479 | 61258.4479 | 0.73427 | 96614.3395 | 9.1806 | 4448.6217 | Facility Energy Management System | Electrical and Electronic Equip. | New
| IluEgsld211 | 33234.5575 | 7339.4894 | 0 | 4406.1623 | 44980.2092 | 65270.901 | 65270.901 | 17974.6992 | 83245.6002 | 83245.6002 | 0.54033 | 0.54033 | 203742.4812 | 203742.4812 | 0.22077 | 96614.3395 | 30.534 | 18020.249 | Facility Energy Management System | Lumber/Furniture/Pulp/Paper | Existing
| IluNgsld211 | 33234.5575 | 7339.4894 | 0 | 4406.1623 | 44980.2092 | 65270.901 | 65270.901 | 17974.6992 | 83245.6002 | 83245.6002 | 0.54033 | 0.54033 | 203742.4812 | 203742.4812 | 0.22077 | 96614.3395 | 30.534 | 18020.249 | Facility Energy Management System | Lumber/Furniture/Pulp/Paper | New
| ImeEgsld211 | 33234.5575 | 7339.4894 | 0 | 4406.1623 | 44980.2092 | 65270.901 | 65270.901 | 17974.6992 | 83245.6002 | 83245.6002 | 0.54033 | 0.54033 | 189919.2596 | 189919.2596 | 0.23684 | 96614.3395 | 28.4624 | 16703.5837 | Facility Energy Management System | Metal Products and Machinery | Existing
| ImeNgsld211 | 33234.5575 | 7339.4894 | 0 | 4406.1623 | 44980.2092 | 65270.901 | 65270.901 | 17974.6992 | 83245.6002 | 83245.6002 | 0.54033 | 0.54033 | 189919.2596 | 189919.2596 | 0.23684 | 96614.3395 | 28.4624 | 16703.5837 | Facility Energy Management System | Metal Products and Machinery | New
| ImiEgsld211 | 33234.5575 | 7339.4894 | 0 | 4406.1623 | 44980.2092 | 65270.901 | 65270.901 | 17974.6992 | 83245.6002 | 83245.6002 | 0.54033 | 0.54033 | 111004.5299 | 111004.5299 | 0.40521 | 96614.3395 | 16.6358 | 9186.944 | Facility Energy Management System | Miscellaneous Manufacturing | Existing
| ImiNgsld211 | 33234.5575 | 7339.4894 | 0 | 4406.1623 | 44980.2092 | 65270.901 | 65270.901 | 17974.6992 | 83245.6002 | 83245.6002 | 0.54033 | 0.54033 | 111004.5299 | 111004.5299 | 0.40521 | 96614.3395 | 16.6358 | 9186.944 | Facility Energy Management System | Miscellaneous Manufacturing | New
| IprEgsld211 | 33234.5575 | 7339.4894 | 0 | 4406.1623 | 44980.2092 | 65270.901 | 65270.901 | 17974.6992 | 83245.6002 | 83245.6002 | 0.54033 | 0.54033 | 97108.0329 | 97108.0329 | 0.4632 | 96614.3395 | 14.5532 | 7863.3008 | Facility Energy Management System | Primary Resources Industries | Existing
| IprNgsld211 | 33234.5575 | 7339.4894 | 0 | 4406.1623 | 44980.2092 | 65270.901 | 65270.901 | 17974.6992 | 83245.6002 | 83245.6002 | 0.54033 | 0.54033 | 97108.0329 | 97108.0329 | 0.4632 | 96614.3395 | 14.5532 | 7863.3008 | Facility Energy Management System | Primary Resources Industries | New
| IstEgsld211 | 33234.5575 | 7339.4894 | 0 | 4406.1623 | 44980.2092 | 65270.901 | 65270.901 | 17974.6992 | 83245.6002 | 83245.6002 | 0.54033 | 0.54033 | 126987.4324 | 126987.4324 | 0.35421 | 96614.3395 | 19.0311 | 10709.318 | Facility Energy Management System | Stone/Clay/Glass/Concrete | Existing
| IstNgsld211 | 33234.5575 | 7339.4894 | 0 | 4406.1623 | 44980.2092 | 65270.901 | 65270.901 | 17974.6992 | 83245.6002 | 83245.6002 | 0.54033 | 0.54033 | 126987.4324 | 126987.4324 | 0.35421 | 96614.3395 | 19.0311 | 10709.318 | Facility Energy Management System | Stone/Clay/Glass/Concrete | New
| IteEgsld211 | 33234.5575 | 7339.4894 | 0 | 4406.1623 | 44980.2092 | 65270.901 | 65270.901 | 17974.6992 | 83245.6002 | 83245.6002 | 0.54033 | 0.54033 | 83397.1902 | 83397.1902 | 0.53935 | 96614.3395 | 12.4984 | 6557.3405 | Facility Energy Management System | Textiles and Leather | Existing
| IteNgsld211 | 33234.5575 | 7339.4894 | 0 | 4406.1623 | 44980.2092 | 65270.901 | 65270.901 | 17974.6992 | 83245.6002 | 83245.6002 | 0.54033 | 0.54033 | 83397.1902 | 83397.1902 | 0.53935 | 96614.3395 | 12.4984 | 6557.3405 | Facility Energy Management System | Textiles and Leather | New
| ItrEgsld211 | 33234.5575 | 7339.4894 | 0 | 4406.1623 | 44980.2092 | 65270.901 | 65270.901 | 17974.6992 | 83245.6002 | 83245.6002 | 0.54033 | 0.54033 | 77012.7121 | 77012.7121 | 0.58406 | 96614.3395 | 11.5416 | 5949.2178 | Facility Energy Management System | Transportation Equipment | Existing
| ItrNgsld211 | 33234.5575 | 7339.4894 | 0 | 4406.1623 | 44980.2092 | 65270.901 | 65270.901 | 17974.6992 | 83245.6002 | 83245.6002 | 0.54033 | 0.54033 | 77012.7121 | 77012.7121 | 0.58406 | 96614.3395 | 11.5416 | 5949.2178 | Facility Energy Management System | Transportation Equipment | New
| IwaEgsld211 | 33234.5575 | 7339.4894 | 0 | 4406.1623 | 44980.2092 | 65270.901 | 65270.901 | 17974.6992 | 83245.6002 | 83245.6002 | 0.54033 | 0.54033 | 8644.2841 | 8644.2841 | 5.2035 | 96614.3395 | 1.2955 | -562.8857 | Facility Energy Management System | Water and Wastewater | Existing
| IwaNgsld211 | 33234.5575 | 7339.4894 | 0 | 4406.1623 | 44980.2092 | 65270.901 | 65270.901 | 17974.6992 | 83245.6002 | 83245.6002 | 0.54033 | 0.54033 | 8644.2841 | 8644.2841 | 5.2035 | 96614.3395 | 1.2955 | -562.8857 | Facility Energy Management System | Water and Wastewater | New
| IagEgsld212 | 33234.5575 | 7339.4894 | 0 | 4406.1623 | 44980.2092 | 65270.901 | 65270.901 | 17974.6992 | 83245.6002 | 83245.6002 | 0.54033 | 0.54033 | 2859.2581 | 2859.2581 | 15.7314 | 96614.3395 | 0.42851 | -1113.9104 | Fan Thermostat Controller | Agriculture and Assembly | Existing
| IagNgsld212 | 33234.5575 | 7339.4894 | 0 | 4406.1623 | 44980.2092 | 65270.901 | 65270.901 | 17974.6992 | 83245.6002 | 83245.6002 | 0.54033 | 0.54033 | 2859.2581 | 2859.2581 | 15.7314 | 96614.3395 | 0.42851 | -1113.9104 | Fan Thermostat Controller | Agriculture and Assembly | New
| IchEgsld212 | 33234.5575 | 7339.4894 | 0 | 4406.1623 | 44980.2092 | 65270.901 | 65270.901 | 17974.6992 | 83245.6002 | 83245.6002 | 0.54033 | 0.54033 | 2859.2513 | 2859.2513 | 15.7315 | 96614.3395 | 0.4285 | -1113.911 | Fan Thermostat Controller | Chemicals and Plastics | Existing
| IchNgsld212 | 33234.5575 | 7339.4894 | 0 | 4406.1623 | 44980.2092 | 65270.901 | 65270.901 | 17974.6992 | 83245.6002 | 83245.6002 | 0.54033 | 0.54033 | 2859.2513 | 2859.2513 | 15.7315 | 96614.3395 | 0.4285 | -1113.911 | Fan Thermostat Controller | Chemicals and Plastics | New
| IcoEgsld212 | 33234.5575 | 7339.4894 | 0 | 4406.1623 | 44980.2092 | 65270.901 | 65270.901 | 17974.6992 | 83245.6002 | 83245.6002 | 0.54033 | 0.54033 | 2859.2504 | 2859.2504 | 15.7315 | 96614.3395 | 0.4285 | -1113.9111 | Fan Thermostat Controller | Construction | Existing
| IcoNgsld212 | 33234.5575 | 7339.4894 | 0 | 4406.1623 | 44980.2092 | 65270.901 | 65270.901 | 17974.6992 | 83245.6002 | 83245.6002 | 0.54033 | 0.54033 | 2859.2504 | 2859.2504 | 15.7315 | 96614.3395 | 0.4285 | -1113.9111 | Fan Thermostat Controller | Construction | New
| IelEgsld212 | 33234.5575 | 7339.4894 | 0 | 4406.1623 | 44980.2092 | 65270.901 | 65270.901 | 17974.6992 | 83245.6002 | 83245.6002 | 0.54033 | 0.54033 | 2859.2491 | 2859.2491 | 15.7315 | 96614.3395 | 0.4285 | -1113.9112 | Fan Thermostat Controller | Electrical and Electronic Equip. | Existing
| IelNgsld212 | 33234.5575 | 7339.4894 | 0 | 4406.1623 | 44980.2092 | 65270.901 | 65270.901 | 17974.6992 | 83245.6002 | 83245.6002 | 0.54033 | 0.54033 | 2859.2491 | 2859.2491 | 15.7315 | 96614.3395 | 0.4285 | -1113.9112 | Fan Thermostat Controller | Electrical and Electronic Equip. | New
| IluEgsld212 | 33234.5575 | 7339.4894 | 0 | 4406.1623 | 44980.2092 | 65270.901 | 65270.901 | 17974.6992 | 83245.6002 | 83245.6002 | 0.54033 | 0.54033 | 2859.2494 | 2859.2494 | 15.7315 | 96614.3395 | 0.4285 | -1113.9112 | Fan Thermostat Controller | Lumber/Furniture/Pulp/Paper | Existing
| IluNgsld212 | 33234.5575 | 7339.4894 | 0 | 4406.1623 | 44980.2092 | 65270.901 | 65270.901 | 17974.6992 | 83245.6002 | 83245.6002 | 0.54033 | 0.54033 | 2859.2494 | 2859.2494 | 15.7315 | 96614.3395 | 0.4285 | -1113.9112 | Fan Thermostat Controller | Lumber/Furniture/Pulp/Paper | New
| ImeEgsld212 | 33234.5575 | 7339.4894 | 0 | 4406.1623 | 44980.2092 | 65270.901 | 65270.901 | 17974.6992 | 83245.6002 | 83245.6002 | 0.54033 | 0.54033 | 2859.242 | 2859.242 | 15.7315 | 96614.3395 | 0.4285 | -1113.9119 | Fan Thermostat Controller | Metal Products and Machinery | Existing
| ImeNgsld212 | 33234.5575 | 7339.4894 | 0 | 4406.1623 | 44980.2092 | 65270.901 | 65270.901 | 17974.6992 | 83245.6002 | 83245.6002 | 0.54033 | 0.54033 | 2859.242 | 2859.242 | 15.7315 | 96614.3395 | 0.4285 | -1113.9119 | Fan Thermostat Controller | Metal Products and Machinery | New
| ImiEgsld212 | 33234.5575 | 7339.4894 | 0 | 4406.1623 | 44980.2092 | 65270.901 | 65270.901 | 17974.6992 | 83245.6002 | 83245.6002 | 0.54033 | 0.54033 | 2859.2504 | 2859.2504 | 15.7315 | 96614.3395 | 0.4285 | -1113.9111 | Fan Thermostat Controller | Miscellaneous Manufacturing | Existing
| ImiNgsld212 | 33234.5575 | 7339.4894 | 0 | 4406.1623 | 44980.2092 | 65270.901 | 65270.901 | 17974.6992 | 83245.6002 | 83245.6002 | 0.54033 | 0.54033 | 2859.2504 | 2859.2504 | 15.7315 | 96614.3395 | 0.4285 | -1113.9111 | Fan Thermostat Controller | Miscellaneous Manufacturing | New
| IprEgsld212 | 33234.5575 | 7339.4894 | 0 | 4406.1623 | 44980.2092 | 65270.901 | 65270.901 | 17974.6992 | 83245.6002 | 83245.6002 | 0.54033 | 0.54033 | 2859.2549 | 2859.2549 | 15.7314 | 96614.3395 | 0.4285 | -1113.9107 | Fan Thermostat Controller | Primary Resources Industries | Existing
| IprNgsld212 | 33234.5575 | 7339.4894 | 0 | 4406.1623 | 44980.2092 | 65270.901 | 65270.901 | 17974.6992 | 83245.6002 | 83245.6002 | 0.54033 | 0.54033 | 2859.2549 | 2859.2549 | 15.7314 | 96614.3395 | 0.4285 | -1113.9107 | Fan Thermostat Controller | Primary Resources Industries | New
| IstEgsld212 | 33234.5575 | 7339.4894 | 0 | 4406.1623 | 44980.2092 | 65270.901 | 65270.901 | 17974.6992 | 83245.6002 | 83245.6002 | 0.54033 | 0.54033 | 2859.2549 | 2859.2549 | 15.7314 | 96614.3395 | 0.4285 | -1113.9107 | Fan Thermostat Controller | Stone/Clay/Glass/Concrete | Existing
| IstNgsld212 | 33234.5575 | 7339.4894 | 0 | 4406.1623 | 44980.2092 | 65270.901 | 65270.901 | 17974.6992 | 83245.6002 | 83245.6002 | 0.54033 | 0.54033 | 2859.2549 | 2859.2549 | 15.7314 | 96614.3395 | 0.4285 | -1113.9107 | Fan Thermostat Controller | Stone/Clay/Glass/Concrete | New
| IteEgsld212 | 33234.5575 | 7339.4894 | 0 | 4406.1623 | 44980.2092 | 65270.901 | 65270.901 | 17974.6992 | 83245.6002 | 83245.6002 | 0.54033 | 0.54033 | 2859.2459 | 2859.2459 | 15.7315 | 96614.3395 | 0.4285 | -1113.9115 | Fan Thermostat Controller | Textiles and Leather | Existing
| IteNgsld212 | 33234.5575 | 7339.4894 | 0 | 4406.1623 | 44980.2092 | 65270.901 | 65270.901 | 17974.6992 | 83245.6002 | 83245.6002 | 0.54033 | 0.54033 | 2859.2459 | 2859.2459 | 15.7315 | 96614.3395 | 0.4285 | -1113.9115 | Fan Thermostat Controller | Textiles and Leather | New
| ItrEgsld212 | 33234.5575 | 7339.4894 | 0 | 4406.1623 | 44980.2092 | 65270.901 | 65270.901 | 17974.6992 | 83245.6002 | 83245.6002 | 0.54033 | 0.54033 | 2859.2555 | 2859.2555 | 15.7314 | 96614.3395 | 0.4285 | -1113.9106 | Fan Thermostat Controller | Transportation Equipment | Existing
| ItrNgsld212 | 33234.5575 | 7339.4894 | 0 | 4406.1623 | 44980.2092 | 65270.901 | 65270.901 | 17974.6992 | 83245.6002 | 83245.6002 | 0.54033 | 0.54033 | 2859.2555 | 2859.2555 | 15.7314 | 96614.3395 | 0.4285 | -1113.9106 | Fan Thermostat Controller | Transportation Equipment | New
| IwaEgsld212 | 33234.5575 | 7339.4894 | 0 | 4406.1623 | 44980.2092 | 65270.901 | 65270.901 | 17974.6992 | 83245.6002 | 83245.6002 | 0.54033 | 0.54033 | 2859.2536 | 2859.2536 | 15.7315 | 96614.3395 | 0.4285 | -1113.9108 | Fan Thermostat Controller | Water and Wastewater | Existing
| IwaNgsld212 | 33234.5575 | 7339.4894 | 0 | 4406.1623 | 44980.2092 | 65270.901 | 65270.901 | 17974.6992 | 83245.6002 | 83245.6002 | 0.54033 | 0.54033 | 2859.2536 | 2859.2536 | 15.7315 | 96614.3395 | 0.4285 | -1113.9108 | Fan Thermostat Controller | Water and Wastewater | New
| IagEgsld213 | 33234.5575 | 7339.4894 | 0 | 4406.1623 | 44980.2092 | 65270.901 | 65270.901 | 17974.6992 | 83245.6002 | 83245.6002 | 0.54033 | 0.54033 | 1268.9986 | 1268.9986 | 35.4454 | 96614.3395 | 0.15362 | -1288.6171 | Programmable thermostat | Agriculture and Assembly | Existing
| IagNgsld213 | 33234.5575 | 7339.4894 | 0 | 4406.1623 | 44980.2092 | 65270.901 | 65270.901 | 17974.6992 | 83245.6002 | 83245.6002 | 0.54033 | 0.54033 | 1268.9986 | 1268.9986 | 35.4454 | 96614.3395 | 0.15362 | -1288.6171 | Programmable thermostat | Agriculture and Assembly | New
| IchEgsld213 | 33234.5575 | 7339.4894 | 0 | 4406.1623 | 44980.2092 | 65270.901 | 65270.901 | 17974.6992 | 83245.6002 | 83245.6002 | 0.54033 | 0.54033 | 792.9229 | 792.9229 | 56.7271 | 96614.3395 | 0.09599 | -1325.2468 | Programmable thermostat | Chemicals and Plastics | Existing
| IchNgsld213 | 33234.5575 | 7339.4894 | 0 | 4406.1623 | 44980.2092 | 65270.901 | 65270.901 | 17974.6992 | 83245.6002 | 83245.6002 | 0.54033 | 0.54033 | 792.9229 | 792.9229 | 56.7271 | 96614.3395 | 0.09599 | -1325.2468 | Programmable thermostat | Chemicals and Plastics | New
| IcoEgsld213 | 33234.5575 | 7339.4894 | 0 | 4406.1623 | 44980.2092 | 65270.901 | 65270.901 | 17974.6992 | 83245.6002 | 83245.6002 | 0.54033 | 0.54033 | 1324.4543 | 1324.4543 | 33.9613 | 96614.3395 | 0.16034 | -1284.3503 | Programmable thermostat | Construction | Existing
| IcoNgsld213 | 33234.5575 | 7339.4894 | 0 | 4406.1623 | 44980.2092 | 65270.901 | 65270.901 | 17974.6992 | 83245.6002 | 83245.6002 | 0.54033 | 0.54033 | 1324.4543 | 1324.4543 | 33.9613 | 96614.3395 | 0.16034 | -1284.3503 | Programmable thermostat | Construction | New
| IelEgsld213 | 33234.5575 | 7339.4894 | 0 | 4406.1623 | 44980.2092 | 65270.901 | 65270.901 | 17974.6992 | 83245.6002 | 83245.6002 | 0.54033 | 0.54033 | 704.3034 | 704.3034 | 63.8648 | 96614.3395 | 0.085262 | -1332.0653 | Programmable thermostat | Electrical and Electronic Equip. | Existing
| IelNgsld213 | 33234.5575 | 7339.4894 | 0 | 4406.1623 | 44980.2092 | 65270.901 | 65270.901 | 17974.6992 | 83245.6002 | 83245.6002 | 0.54033 | 0.54033 | 704.3034 | 704.3034 | 63.8648 | 96614.3395 | 0.085262 | -1332.0653 | Programmable thermostat | Electrical and Electronic Equip. | New
| IluEgsld213 | 33234.5575 | 7339.4894 | 0 | 4406.1623 | 44980.2092 | 65270.901 | 65270.901 | 17974.6992 | 83245.6002 | 83245.6002 | 0.54033 | 0.54033 | 2355.2307 | 2355.2307 | 19.098 | 96614.3395 | 0.28512 | -1205.0412 | Programmable thermostat | Lumber/Furniture/Pulp/Paper | Existing
| IluNgsld213 | 33234.5575 | 7339.4894 | 0 | 4406.1623 | 44980.2092 | 65270.901 | 65270.901 | 17974.6992 | 83245.6002 | 83245.6002 | 0.54033 | 0.54033 | 2355.2307 | 2355.2307 | 19.098 | 96614.3395 | 0.28512 | -1205.0412 | Programmable thermostat | Lumber/Furniture/Pulp/Paper | New
| ImeEgsld213 | 33234.5575 | 7339.4894 | 0 | 4406.1623 | 44980.2092 | 65270.901 | 65270.901 | 17974.6992 | 83245.6002 | 83245.6002 | 0.54033 | 0.54033 | 2227.4128 | 2227.4128 | 20.1939 | 96614.3395 | 0.26965 | -1214.8757 | Programmable thermostat | Metal Products and Machinery | Existing
| ImeNgsld213 | 33234.5575 | 7339.4894 | 0 | 4406.1623 | 44980.2092 | 65270.901 | 65270.901 | 17974.6992 | 83245.6002 | 83245.6002 | 0.54033 | 0.54033 | 2227.4128 | 2227.4128 | 20.1939 | 96614.3395 | 0.26965 | -1214.8757 | Programmable thermostat | Metal Products and Machinery | New
| ImiEgsld213 | 33234.5575 | 7339.4894 | 0 | 4406.1623 | 44980.2092 | 65270.901 | 65270.901 | 17974.6992 | 83245.6002 | 83245.6002 | 0.54033 | 0.54033 | 1324.4543 | 1324.4543 | 33.9613 | 96614.3395 | 0.16034 | -1284.3503 | Programmable thermostat | Miscellaneous Manufacturing | Existing
| ImiNgsld213 | 33234.5575 | 7339.4894 | 0 | 4406.1623 | 44980.2092 | 65270.901 | 65270.901 | 17974.6992 | 83245.6002 | 83245.6002 | 0.54033 | 0.54033 | 1324.4543 | 1324.4543 | 33.9613 | 96614.3395 | 0.16034 | -1284.3503 | Programmable thermostat | Miscellaneous Manufacturing | New
| IprEgsld213 | 33234.5575 | 7339.4894 | 0 | 4406.1623 | 44980.2092 | 65270.901 | 65270.901 | 17974.6992 | 83245.6002 | 83245.6002 | 0.54033 | 0.54033 | 1117.8301 | 1117.8301 | 40.2389 | 96614.3395 | 0.13532 | -1300.2481 | Programmable thermostat | Primary Resources Industries | Existing
| IprNgsld213 | 33234.5575 | 7339.4894 | 0 | 4406.1623 | 44980.2092 | 65270.901 | 65270.901 | 17974.6992 | 83245.6002 | 83245.6002 | 0.54033 | 0.54033 | 1117.8301 | 1117.8301 | 40.2389 | 96614.3395 | 0.13532 | -1300.2481 | Programmable thermostat | Primary Resources Industries | New
| IstEgsld213 | 33234.5575 | 7339.4894 | 0 | 4406.1623 | 44980.2092 | 65270.901 | 65270.901 | 17974.6992 | 83245.6002 | 83245.6002 | 0.54033 | 0.54033 | 1467.561 | 1467.561 | 30.6496 | 96614.3395 | 0.17766 | -1273.3395 | Programmable thermostat | Stone/Clay/Glass/Concrete | Existing
| IstNgsld213 | 33234.5575 | 7339.4894 | 0 | 4406.1623 | 44980.2092 | 65270.901 | 65270.901 | 17974.6992 | 83245.6002 | 83245.6002 | 0.54033 | 0.54033 | 1467.561 | 1467.561 | 30.6496 | 96614.3395 | 0.17766 | -1273.3395 | Programmable thermostat | Stone/Clay/Glass/Concrete | New
| IteEgsld213 | 33234.5575 | 7339.4894 | 0 | 4406.1623 | 44980.2092 | 65270.901 | 65270.901 | 17974.6992 | 83245.6002 | 83245.6002 | 0.54033 | 0.54033 | 967.9049 | 967.9049 | 46.4717 | 96614.3395 | 0.11717 | -1311.7835 | Programmable thermostat | Textiles and Leather | Existing
| IteNgsld213 | 33234.5575 | 7339.4894 | 0 | 4406.1623 | 44980.2092 | 65270.901 | 65270.901 | 17974.6992 | 83245.6002 | 83245.6002 | 0.54033 | 0.54033 | 967.9049 | 967.9049 | 46.4717 | 96614.3395 | 0.11717 | -1311.7835 | Programmable thermostat | Textiles and Leather | New
| ItrEgsld213 | 33234.5575 | 7339.4894 | 0 | 4406.1623 | 44980.2092 | 65270.901 | 65270.901 | 17974.6992 | 83245.6002 | 83245.6002 | 0.54033 | 0.54033 | 890.9713 | 890.9713 | 50.4845 | 96614.3395 | 0.10786 | -1317.7029 | Programmable thermostat | Transportation Equipment | Existing
| ItrNgsld213 | 33234.5575 | 7339.4894 | 0 | 4406.1623 | 44980.2092 | 65270.901 | 65270.901 | 17974.6992 | 83245.6002 | 83245.6002 | 0.54033 | 0.54033 | 890.9713 | 890.9713 | 50.4845 | 96614.3395 | 0.10786 | -1317.7029 | Programmable thermostat | Transportation Equipment | New
| IwaEgsld213 | 33234.5575 | 7339.4894 | 0 | 4406.1623 | 44980.2092 | 65270.901 | 65270.901 | 17974.6992 | 83245.6002 | 83245.6002 | 0.54033 | 0.54033 | 103.1395 | 103.1395 | 436.1102 | 96614.3395 | 0.012486 | -1378.3195 | Programmable thermostat | Water and Wastewater | Existing
| IwaNgsld213 | 33234.5575 | 7339.4894 | 0 | 4406.1623 | 44980.2092 | 65270.901 | 65270.901 | 17974.6992 | 83245.6002 | 83245.6002 | 0.54033 | 0.54033 | 103.1395 | 103.1395 | 436.1102 | 96614.3395 | 0.012486 | -1378.3195 | Programmable thermostat | Water and Wastewater | New
| IagEgsld214 | 33234.5575 | 7339.4894 | 0 | 4406.1623 | 44980.2092 | 65270.901 | 65270.901 | 17974.6992 | 83245.6002 | 83245.6002 | 0.54033 | 0.54033 | 25634.2796 | 25634.2796 | 1.7547 | 96614.3395 | 3.1032 | 586.0735 | Smart thermostat | Agriculture and Assembly | Existing
| IagNgsld214 | 33234.5575 | 7339.4894 | 0 | 4406.1623 | 44980.2092 | 65270.901 | 65270.901 | 17974.6992 | 83245.6002 | 83245.6002 | 0.54033 | 0.54033 | 25634.2796 | 25634.2796 | 1.7547 | 96614.3395 | 3.1032 | 586.0735 | Smart thermostat | Agriculture and Assembly | New
| IchEgsld214 | 33234.5575 | 7339.4894 | 0 | 4406.1623 | 44980.2092 | 65270.901 | 65270.901 | 17974.6992 | 83245.6002 | 83245.6002 | 0.54033 | 0.54033 | 16017.3592 | 16017.3592 | 2.8082 | 96614.3395 | 1.939 | -153.8626 | Smart thermostat | Chemicals and Plastics | Existing
| IchNgsld214 | 33234.5575 | 7339.4894 | 0 | 4406.1623 | 44980.2092 | 65270.901 | 65270.901 | 17974.6992 | 83245.6002 | 83245.6002 | 0.54033 | 0.54033 | 16017.3592 | 16017.3592 | 2.8082 | 96614.3395 | 1.939 | -153.8626 | Smart thermostat | Chemicals and Plastics | New
| IcoEgsld214 | 33234.5575 | 7339.4894 | 0 | 4406.1623 | 44980.2092 | 65270.901 | 65270.901 | 17974.6992 | 83245.6002 | 83245.6002 | 0.54033 | 0.54033 | 26754.5028 | 26754.5028 | 1.6812 | 96614.3395 | 3.2389 | 672.2646 | Smart thermostat | Construction | Existing
| IcoNgsld214 | 33234.5575 | 7339.4894 | 0 | 4406.1623 | 44980.2092 | 65270.901 | 65270.901 | 17974.6992 | 83245.6002 | 83245.6002 | 0.54033 | 0.54033 | 26754.5028 | 26754.5028 | 1.6812 | 96614.3395 | 3.2389 | 672.2646 | Smart thermostat | Construction | New
| IelEgsld214 | 33234.5575 | 7339.4894 | 0 | 4406.1623 | 44980.2092 | 65270.901 | 65270.901 | 17974.6992 | 83245.6002 | 83245.6002 | 0.54033 | 0.54033 | 14227.2118 | 14227.2118 | 3.1616 | 96614.3395 | 1.7223 | -291.5984 | Smart thermostat | Electrical and Electronic Equip. | Existing
| IelNgsld214 | 33234.5575 | 7339.4894 | 0 | 4406.1623 | 44980.2092 | 65270.901 | 65270.901 | 17974.6992 | 83245.6002 | 83245.6002 | 0.54033 | 0.54033 | 14227.2118 | 14227.2118 | 3.1616 | 96614.3395 | 1.7223 | -291.5984 | Smart thermostat | Electrical and Electronic Equip. | New
| IluEgsld214 | 33234.5575 | 7339.4894 | 0 | 4406.1623 | 44980.2092 | 65270.901 | 65270.901 | 17974.6992 | 83245.6002 | 83245.6002 | 0.54033 | 0.54033 | 47576.6161 | 47576.6161 | 0.94543 | 96614.3395 | 5.7596 | 2274.3399 | Smart thermostat | Lumber/Furniture/Pulp/Paper | Existing
| IluNgsld214 | 33234.5575 | 7339.4894 | 0 | 4406.1623 | 44980.2092 | 65270.901 | 65270.901 | 17974.6992 | 83245.6002 | 83245.6002 | 0.54033 | 0.54033 | 47576.6161 | 47576.6161 | 0.94543 | 96614.3395 | 5.7596 | 2274.3399 | Smart thermostat | Lumber/Furniture/Pulp/Paper | New
| ImeEgsld214 | 33234.5575 | 7339.4894 | 0 | 4406.1623 | 44980.2092 | 65270.901 | 65270.901 | 17974.6992 | 83245.6002 | 83245.6002 | 0.54033 | 0.54033 | 44994.6535 | 44994.6535 | 0.99968 | 96614.3395 | 5.447 | 2075.6811 | Smart thermostat | Metal Products and Machinery | Existing
| ImeNgsld214 | 33234.5575 | 7339.4894 | 0 | 4406.1623 | 44980.2092 | 65270.901 | 65270.901 | 17974.6992 | 83245.6002 | 83245.6002 | 0.54033 | 0.54033 | 44994.6535 | 44994.6535 | 0.99968 | 96614.3395 | 5.447 | 2075.6811 | Smart thermostat | Metal Products and Machinery | New
| ImiEgsld214 | 33234.5575 | 7339.4894 | 0 | 4406.1623 | 44980.2092 | 65270.901 | 65270.901 | 17974.6992 | 83245.6002 | 83245.6002 | 0.54033 | 0.54033 | 26754.5028 | 26754.5028 | 1.6812 | 96614.3395 | 3.2389 | 672.2646 | Smart thermostat | Miscellaneous Manufacturing | Existing
| ImiNgsld214 | 33234.5575 | 7339.4894 | 0 | 4406.1623 | 44980.2092 | 65270.901 | 65270.901 | 17974.6992 | 83245.6002 | 83245.6002 | 0.54033 | 0.54033 | 26754.5028 | 26754.5028 | 1.6812 | 96614.3395 | 3.2389 | 672.2646 | Smart thermostat | Miscellaneous Manufacturing | New
| IprEgsld214 | 33234.5575 | 7339.4894 | 0 | 4406.1623 | 44980.2092 | 65270.901 | 65270.901 | 17974.6992 | 83245.6002 | 83245.6002 | 0.54033 | 0.54033 | 22580.6155 | 22580.6155 | 1.992 | 96614.3395 | 2.7336 | 351.1213 | Smart thermostat | Primary Resources Industries | Existing
| IprNgsld214 | 33234.5575 | 7339.4894 | 0 | 4406.1623 | 44980.2092 | 65270.901 | 65270.901 | 17974.6992 | 83245.6002 | 83245.6002 | 0.54033 | 0.54033 | 22580.6155 | 22580.6155 | 1.992 | 96614.3395 | 2.7336 | 351.1213 | Smart thermostat | Primary Resources Industries | New
| IstEgsld214 | 33234.5575 | 7339.4894 | 0 | 4406.1623 | 44980.2092 | 65270.901 | 65270.901 | 17974.6992 | 83245.6002 | 83245.6002 | 0.54033 | 0.54033 | 29645.3178 | 29645.3178 | 1.5173 | 96614.3395 | 3.5888 | 894.6869 | Smart thermostat | Stone/Clay/Glass/Concrete | Existing
| IstNgsld214 | 33234.5575 | 7339.4894 | 0 | 4406.1623 | 44980.2092 | 65270.901 | 65270.901 | 17974.6992 | 83245.6002 | 83245.6002 | 0.54033 | 0.54033 | 29645.3178 | 29645.3178 | 1.5173 | 96614.3395 | 3.5888 | 894.6869 | Smart thermostat | Stone/Clay/Glass/Concrete | New
| IteEgsld214 | 33234.5575 | 7339.4894 | 0 | 4406.1623 | 44980.2092 | 65270.901 | 65270.901 | 17974.6992 | 83245.6002 | 83245.6002 | 0.54033 | 0.54033 | 19552.0632 | 19552.0632 | 2.3005 | 96614.3395 | 2.3669 | 118.1012 | Smart thermostat | Textiles and Leather | Existing
| IteNgsld214 | 33234.5575 | 7339.4894 | 0 | 4406.1623 | 44980.2092 | 65270.901 | 65270.901 | 17974.6992 | 83245.6002 | 83245.6002 | 0.54033 | 0.54033 | 19552.0632 | 19552.0632 | 2.3005 | 96614.3395 | 2.3669 | 118.1012 | Smart thermostat | Textiles and Leather | New
| ItrEgsld214 | 33234.5575 | 7339.4894 | 0 | 4406.1623 | 44980.2092 | 65270.901 | 65270.901 | 17974.6992 | 83245.6002 | 83245.6002 | 0.54033 | 0.54033 | 17997.9775 | 17997.9775 | 2.4992 | 96614.3395 | 2.1788 | -1.4717 | Smart thermostat | Transportation Equipment | Existing
| ItrNgsld214 | 33234.5575 | 7339.4894 | 0 | 4406.1623 | 44980.2092 | 65270.901 | 65270.901 | 17974.6992 | 83245.6002 | 83245.6002 | 0.54033 | 0.54033 | 17997.9775 | 17997.9775 | 2.4992 | 96614.3395 | 2.1788 | -1.4717 | Smart thermostat | Transportation Equipment | New
| IwaEgsld214 | 33234.5575 | 7339.4894 | 0 | 4406.1623 | 44980.2092 | 65270.901 | 65270.901 | 17974.6992 | 83245.6002 | 83245.6002 | 0.54033 | 0.54033 | 2083.4602 | 2083.4602 | 21.5892 | 96614.3395 | 0.25222 | -1225.9515 | Smart thermostat | Water and Wastewater | Existing
| IwaNgsld214 | 33234.5575 | 7339.4894 | 0 | 4406.1623 | 44980.2092 | 65270.901 | 65270.901 | 17974.6992 | 83245.6002 | 83245.6002 | 0.54033 | 0.54033 | 2083.4602 | 2083.4602 | 21.5892 | 96614.3395 | 0.25222 | -1225.9515 | Smart thermostat | Water and Wastewater | New
| IagEgsld215 | 33234.5575 | 7339.4894 | 0 | 4406.1623 | 44980.2092 | 65270.901 | 65270.901 | 17974.6992 | 83245.6002 | 83245.6002 | 0.54033 | 0.54033 | 21965.7641 | 21965.7641 | 2.0477 | 96614.3395 | 2.4702 | 183.7069 | Strategic Energy Management | Agriculture and Assembly | Existing
| IagNgsld215 | 33234.5575 | 7339.4894 | 0 | 4406.1623 | 44980.2092 | 65270.901 | 65270.901 | 17974.6992 | 83245.6002 | 83245.6002 | 0.54033 | 0.54033 | 21965.7641 | 21965.7641 | 2.0477 | 96614.3395 | 2.4702 | 183.7069 | Strategic Energy Management | Agriculture and Assembly | New
| IchEgsld215 | 33234.5575 | 7339.4894 | 0 | 4406.1623 | 44980.2092 | 65270.901 | 65270.901 | 17974.6992 | 83245.6002 | 83245.6002 | 0.54033 | 0.54033 | 7445.9351 | 7445.9351 | 6.0409 | 96614.3395 | 0.83733 | -854.0708 | Strategic Energy Management | Chemicals and Plastics | Existing
| IchNgsld215 | 33234.5575 | 7339.4894 | 0 | 4406.1623 | 44980.2092 | 65270.901 | 65270.901 | 17974.6992 | 83245.6002 | 83245.6002 | 0.54033 | 0.54033 | 7445.9351 | 7445.9351 | 6.0409 | 96614.3395 | 0.83733 | -854.0708 | Strategic Energy Management | Chemicals and Plastics | New
| IcoEgsld215 | 33234.5575 | 7339.4894 | 0 | 4406.1623 | 44980.2092 | 65270.901 | 65270.901 | 17974.6992 | 83245.6002 | 83245.6002 | 0.54033 | 0.54033 | 137525.1884 | 137525.1884 | 0.32707 | 96614.3395 | 15.4654 | 8443.1012 | Strategic Energy Management | Construction | Existing
| IcoNgsld215 | 33234.5575 | 7339.4894 | 0 | 4406.1623 | 44980.2092 | 65270.901 | 65270.901 | 17974.6992 | 83245.6002 | 83245.6002 | 0.54033 | 0.54033 | 137525.1884 | 137525.1884 | 0.32707 | 96614.3395 | 15.4654 | 8443.1012 | Strategic Energy Management | Construction | New
| IelEgsld215 | 33234.5575 | 7339.4894 | 0 | 4406.1623 | 44980.2092 | 65270.901 | 65270.901 | 17974.6992 | 83245.6002 | 83245.6002 | 0.54033 | 0.54033 | 30042.4899 | 30042.4899 | 1.4972 | 96614.3395 | 3.3784 | 760.9759 | Strategic Energy Management | Electrical and Electronic Equip. | Existing
| IelNgsld215 | 33234.5575 | 7339.4894 | 0 | 4406.1623 | 44980.2092 | 65270.901 | 65270.901 | 17974.6992 | 83245.6002 | 83245.6002 | 0.54033 | 0.54033 | 30042.4899 | 30042.4899 | 1.4972 | 96614.3395 | 3.3784 | 760.9759 | Strategic Energy Management | Electrical and Electronic Equip. | New
| IluEgsld215 | 33234.5575 | 7339.4894 | 0 | 4406.1623 | 44980.2092 | 65270.901 | 65270.901 | 17974.6992 | 83245.6002 | 83245.6002 | 0.54033 | 0.54033 | 12831.1926 | 12831.1926 | 3.5055 | 96614.3395 | 1.4429 | -469.1696 | Strategic Energy Management | Lumber/Furniture/Pulp/Paper | Existing
| IluNgsld215 | 33234.5575 | 7339.4894 | 0 | 4406.1623 | 44980.2092 | 65270.901 | 65270.901 | 17974.6992 | 83245.6002 | 83245.6002 | 0.54033 | 0.54033 | 12831.1926 | 12831.1926 | 3.5055 | 96614.3395 | 1.4429 | -469.1696 | Strategic Energy Management | Lumber/Furniture/Pulp/Paper | New
| ImeEgsld215 | 33234.5575 | 7339.4894 | 0 | 4406.1623 | 44980.2092 | 65270.901 | 65270.901 | 17974.6992 | 83245.6002 | 83245.6002 | 0.54033 | 0.54033 | 85032.4405 | 85032.4405 | 0.52898 | 96614.3395 | 9.5623 | 4691.2802 | Strategic Energy Management | Metal Products and Machinery | Existing
| ImeNgsld215 | 33234.5575 | 7339.4894 | 0 | 4406.1623 | 44980.2092 | 65270.901 | 65270.901 | 17974.6992 | 83245.6002 | 83245.6002 | 0.54033 | 0.54033 | 85032.4405 | 85032.4405 | 0.52898 | 96614.3395 | 9.5623 | 4691.2802 | Strategic Energy Management | Metal Products and Machinery | New
| ImiEgsld215 | 33234.5575 | 7339.4894 | 0 | 4406.1623 | 44980.2092 | 65270.901 | 65270.901 | 17974.6992 | 83245.6002 | 83245.6002 | 0.54033 | 0.54033 | 128460.8397 | 128460.8397 | 0.35015 | 96614.3395 | 14.4461 | 7795.2443 | Strategic Energy Management | Miscellaneous Manufacturing | Existing
| ImiNgsld215 | 33234.5575 | 7339.4894 | 0 | 4406.1623 | 44980.2092 | 65270.901 | 65270.901 | 17974.6992 | 83245.6002 | 83245.6002 | 0.54033 | 0.54033 | 128460.8397 | 128460.8397 | 0.35015 | 96614.3395 | 14.4461 | 7795.2443 | Strategic Energy Management | Miscellaneous Manufacturing | New
| IprEgsld215 | 33234.5575 | 7339.4894 | 0 | 4406.1623 | 44980.2092 | 65270.901 | 65270.901 | 17974.6992 | 83245.6002 | 83245.6002 | 0.54033 | 0.54033 | 2782.7149 | 2782.7149 | 16.1641 | 96614.3395 | 0.31293 | -1187.3658 | Strategic Energy Management | Primary Resources Industries | Existing
| IprNgsld215 | 33234.5575 | 7339.4894 | 0 | 4406.1623 | 44980.2092 | 65270.901 | 65270.901 | 17974.6992 | 83245.6002 | 83245.6002 | 0.54033 | 0.54033 | 2782.7149 | 2782.7149 | 16.1641 | 96614.3395 | 0.31293 | -1187.3658 | Strategic Energy Management | Primary Resources Industries | New
| IstEgsld215 | 33234.5575 | 7339.4894 | 0 | 4406.1623 | 44980.2092 | 65270.901 | 65270.901 | 17974.6992 | 83245.6002 | 83245.6002 | 0.54033 | 0.54033 | 27236.9122 | 27236.9122 | 1.6514 | 96614.3395 | 3.0629 | 560.4523 | Strategic Energy Management | Stone/Clay/Glass/Concrete | Existing
| IstNgsld215 | 33234.5575 | 7339.4894 | 0 | 4406.1623 | 44980.2092 | 65270.901 | 65270.901 | 17974.6992 | 83245.6002 | 83245.6002 | 0.54033 | 0.54033 | 27236.9122 | 27236.9122 | 1.6514 | 96614.3395 | 3.0629 | 560.4523 | Strategic Energy Management | Stone/Clay/Glass/Concrete | New
| IteEgsld215 | 33234.5575 | 7339.4894 | 0 | 4406.1623 | 44980.2092 | 65270.901 | 65270.901 | 17974.6992 | 83245.6002 | 83245.6002 | 0.54033 | 0.54033 | 36740.1994 | 36740.1994 | 1.2243 | 96614.3395 | 4.1316 | 1239.682 | Strategic Energy Management | Textiles and Leather | Existing
| IteNgsld215 | 33234.5575 | 7339.4894 | 0 | 4406.1623 | 44980.2092 | 65270.901 | 65270.901 | 17974.6992 | 83245.6002 | 83245.6002 | 0.54033 | 0.54033 | 36740.1994 | 36740.1994 | 1.2243 | 96614.3395 | 4.1316 | 1239.682 | Strategic Energy Management | Textiles and Leather | New
| ItrEgsld215 | 33234.5575 | 7339.4894 | 0 | 4406.1623 | 44980.2092 | 65270.901 | 65270.901 | 17974.6992 | 83245.6002 | 83245.6002 | 0.54033 | 0.54033 | 13975.412 | 13975.412 | 3.2185 | 96614.3395 | 1.5716 | -387.3887 | Strategic Energy Management | Transportation Equipment | Existing
| ItrNgsld215 | 33234.5575 | 7339.4894 | 0 | 4406.1623 | 44980.2092 | 65270.901 | 65270.901 | 17974.6992 | 83245.6002 | 83245.6002 | 0.54033 | 0.54033 | 13975.412 | 13975.412 | 3.2185 | 96614.3395 | 1.5716 | -387.3887 | Strategic Energy Management | Transportation Equipment | New
| IwaEgsld215 | 33234.5575 | 7339.4894 | 0 | 4406.1623 | 44980.2092 | 65270.901 | 65270.901 | 17974.6992 | 83245.6002 | 83245.6002 | 0.54033 | 0.54033 | 10010.9481 | 10010.9481 | 4.4931 | 96614.3395 | 1.1258 | -670.7413 | Strategic Energy Management | Water and Wastewater | Existing
| IwaNgsld215 | 33234.5575 | 7339.4894 | 0 | 4406.1623 | 44980.2092 | 65270.901 | 65270.901 | 17974.6992 | 83245.6002 | 83245.6002 | 0.54033 | 0.54033 | 10010.9481 | 10010.9481 | 4.4931 | 96614.3395 | 1.1258 | -670.7413 | Strategic Energy Management | Water and Wastewater | New
| IagEgsld216 | 34241.0375 | 7367.8051 | 0 | 4567.6945 | 46176.5371 | 67389.7955 | 67389.7955 | 17974.6992 | 85364.4947 | 85364.4947 | 0.54093 | 0.54093 | 51761.0013 | 51761.0013 | 0.89211 | 99167.2245 | 7.5909 | 3512.322 | VFD on HVAC Pump | Agriculture and Assembly | Existing
| IagNgsld216 | 34241.0375 | 7367.8051 | 0 | 4567.6945 | 46176.5371 | 67389.7955 | 67389.7955 | 17974.6992 | 85364.4947 | 85364.4947 | 0.54093 | 0.54093 | 51761.0013 | 51761.0013 | 0.89211 | 99167.2245 | 7.5909 | 3512.322 | VFD on HVAC Pump | Agriculture and Assembly | New
| IchEgsld216 | 34241.0375 | 7367.8051 | 0 | 4567.6945 | 46176.5371 | 67389.7955 | 67389.7955 | 17974.6992 | 85364.4947 | 85364.4947 | 0.54093 | 0.54093 | 51761.0013 | 51761.0013 | 0.89211 | 99167.2245 | 7.5909 | 3512.322 | VFD on HVAC Pump | Chemicals and Plastics | Existing
| IchNgsld216 | 34241.0375 | 7367.8051 | 0 | 4567.6945 | 46176.5371 | 67389.7955 | 67389.7955 | 17974.6992 | 85364.4947 | 85364.4947 | 0.54093 | 0.54093 | 51761.0013 | 51761.0013 | 0.89211 | 99167.2245 | 7.5909 | 3512.322 | VFD on HVAC Pump | Chemicals and Plastics | New
| IcoEgsld216 | 34241.0375 | 7367.8051 | 0 | 4567.6945 | 46176.5371 | 67389.7955 | 67389.7955 | 17974.6992 | 85364.4947 | 85364.4947 | 0.54093 | 0.54093 | 51761.0013 | 51761.0013 | 0.89211 | 99167.2245 | 7.5909 | 3512.322 | VFD on HVAC Pump | Construction | Existing
| IcoNgsld216 | 34241.0375 | 7367.8051 | 0 | 4567.6945 | 46176.5371 | 67389.7955 | 67389.7955 | 17974.6992 | 85364.4947 | 85364.4947 | 0.54093 | 0.54093 | 51761.0013 | 51761.0013 | 0.89211 | 99167.2245 | 7.5909 | 3512.322 | VFD on HVAC Pump | Construction | New
| IelEgsld216 | 34241.0375 | 7367.8051 | 0 | 4567.6945 | 46176.5371 | 67389.7955 | 67389.7955 | 17974.6992 | 85364.4947 | 85364.4947 | 0.54093 | 0.54093 | 51761.0013 | 51761.0013 | 0.89211 | 99167.2245 | 7.5909 | 3512.322 | VFD on HVAC Pump | Electrical and Electronic Equip. | Existing
| IelNgsld216 | 34241.0375 | 7367.8051 | 0 | 4567.6945 | 46176.5371 | 67389.7955 | 67389.7955 | 17974.6992 | 85364.4947 | 85364.4947 | 0.54093 | 0.54093 | 51761.0013 | 51761.0013 | 0.89211 | 99167.2245 | 7.5909 | 3512.322 | VFD on HVAC Pump | Electrical and Electronic Equip. | New
| IluEgsld216 | 34241.0375 | 7367.8051 | 0 | 4567.6945 | 46176.5371 | 67389.7955 | 67389.7955 | 17974.6992 | 85364.4947 | 85364.4947 | 0.54093 | 0.54093 | 51761.0013 | 51761.0013 | 0.89211 | 99167.2245 | 7.5909 | 3512.322 | VFD on HVAC Pump | Lumber/Furniture/Pulp/Paper | Existing
| IluNgsld216 | 34241.0375 | 7367.8051 | 0 | 4567.6945 | 46176.5371 | 67389.7955 | 67389.7955 | 17974.6992 | 85364.4947 | 85364.4947 | 0.54093 | 0.54093 | 51761.0013 | 51761.0013 | 0.89211 | 99167.2245 | 7.5909 | 3512.322 | VFD on HVAC Pump | Lumber/Furniture/Pulp/Paper | New
| ImeEgsld216 | 34241.0375 | 7367.8051 | 0 | 4567.6945 | 46176.5371 | 67389.7955 | 67389.7955 | 17974.6992 | 85364.4947 | 85364.4947 | 0.54093 | 0.54093 | 51761.0013 | 51761.0013 | 0.89211 | 99167.2245 | 7.5909 | 3512.322 | VFD on HVAC Pump | Metal Products and Machinery | Existing
| ImeNgsld216 | 34241.0375 | 7367.8051 | 0 | 4567.6945 | 46176.5371 | 67389.7955 | 67389.7955 | 17974.6992 | 85364.4947 | 85364.4947 | 0.54093 | 0.54093 | 51761.0013 | 51761.0013 | 0.89211 | 99167.2245 | 7.5909 | 3512.322 | VFD on HVAC Pump | Metal Products and Machinery | New
| ImiEgsld216 | 34241.0375 | 7367.8051 | 0 | 4567.6945 | 46176.5371 | 67389.7955 | 67389.7955 | 17974.6992 | 85364.4947 | 85364.4947 | 0.54093 | 0.54093 | 51761.0013 | 51761.0013 | 0.89211 | 99167.2245 | 7.5909 | 3512.322 | VFD on HVAC Pump | Miscellaneous Manufacturing | Existing
| ImiNgsld216 | 34241.0375 | 7367.8051 | 0 | 4567.6945 | 46176.5371 | 67389.7955 | 67389.7955 | 17974.6992 | 85364.4947 | 85364.4947 | 0.54093 | 0.54093 | 51761.0013 | 51761.0013 | 0.89211 | 99167.2245 | 7.5909 | 3512.322 | VFD on HVAC Pump | Miscellaneous Manufacturing | New
| IprEgsld216 | 34241.0375 | 7367.8051 | 0 | 4567.6945 | 46176.5371 | 67389.7955 | 67389.7955 | 17974.6992 | 85364.4947 | 85364.4947 | 0.54093 | 0.54093 | 51761.0013 | 51761.0013 | 0.89211 | 99167.2245 | 7.5909 | 3512.322 | VFD on HVAC Pump | Primary Resources Industries | Existing
| IprNgsld216 | 34241.0375 | 7367.8051 | 0 | 4567.6945 | 46176.5371 | 67389.7955 | 67389.7955 | 17974.6992 | 85364.4947 | 85364.4947 | 0.54093 | 0.54093 | 51761.0013 | 51761.0013 | 0.89211 | 99167.2245 | 7.5909 | 3512.322 | VFD on HVAC Pump | Primary Resources Industries | New
| IstEgsld216 | 34241.0375 | 7367.8051 | 0 | 4567.6945 | 46176.5371 | 67389.7955 | 67389.7955 | 17974.6992 | 85364.4947 | 85364.4947 | 0.54093 | 0.54093 | 51761.0013 | 51761.0013 | 0.89211 | 99167.2245 | 7.5909 | 3512.322 | VFD on HVAC Pump | Stone/Clay/Glass/Concrete | Existing
| IstNgsld216 | 34241.0375 | 7367.8051 | 0 | 4567.6945 | 46176.5371 | 67389.7955 | 67389.7955 | 17974.6992 | 85364.4947 | 85364.4947 | 0.54093 | 0.54093 | 51761.0013 | 51761.0013 | 0.89211 | 99167.2245 | 7.5909 | 3512.322 | VFD on HVAC Pump | Stone/Clay/Glass/Concrete | New
| IteEgsld216 | 34241.0375 | 7367.8051 | 0 | 4567.6945 | 46176.5371 | 67389.7955 | 67389.7955 | 17974.6992 | 85364.4947 | 85364.4947 | 0.54093 | 0.54093 | 51761.0013 | 51761.0013 | 0.89211 | 99167.2245 | 7.5909 | 3512.322 | VFD on HVAC Pump | Textiles and Leather | Existing
| IteNgsld216 | 34241.0375 | 7367.8051 | 0 | 4567.6945 | 46176.5371 | 67389.7955 | 67389.7955 | 17974.6992 | 85364.4947 | 85364.4947 | 0.54093 | 0.54093 | 51761.0013 | 51761.0013 | 0.89211 | 99167.2245 | 7.5909 | 3512.322 | VFD on HVAC Pump | Textiles and Leather | New
| ItrEgsld216 | 34241.0375 | 7367.8051 | 0 | 4567.6945 | 46176.5371 | 67389.7955 | 67389.7955 | 17974.6992 | 85364.4947 | 85364.4947 | 0.54093 | 0.54093 | 51761.0013 | 51761.0013 | 0.89211 | 99167.2245 | 7.5909 | 3512.322 | VFD on HVAC Pump | Transportation Equipment | Existing
| ItrNgsld216 | 34241.0375 | 7367.8051 | 0 | 4567.6945 | 46176.5371 | 67389.7955 | 67389.7955 | 17974.6992 | 85364.4947 | 85364.4947 | 0.54093 | 0.54093 | 51761.0013 | 51761.0013 | 0.89211 | 99167.2245 | 7.5909 | 3512.322 | VFD on HVAC Pump | Transportation Equipment | New
| IwaEgsld216 | 34132.7377 | 7365.8334 | 0 | 4548.8234 | 46047.3946 | 67143.7754 | 67143.7754 | 17974.6992 | 85118.4746 | 85118.4746 | 0.54098 | 0.54098 | 51572.0355 | 51572.0355 | 0.89288 | 98870.8147 | 7.582 | 3498 | VFD on HVAC Pump | Water and Wastewater | Existing
| IwaNgsld216 | 34132.7377 | 7365.8334 | 0 | 4548.8234 | 46047.3946 | 67143.7754 | 67143.7754 | 17974.6992 | 85118.4746 | 85118.4746 | 0.54098 | 0.54098 | 51572.0355 | 51572.0355 | 0.89288 | 98870.8147 | 7.582 | 3498 | VFD on HVAC Pump | Water and Wastewater | New
| IagEgsld217 | 33234.5575 | 7339.4894 | 0 | 4406.1623 | 44980.2092 | 65270.901 | 65270.901 | 17974.6992 | 83245.6002 | 83245.6002 | 0.54033 | 0.54033 | 87868.8018 | 87868.8018 | 0.5119 | 96614.3395 | 9.8813 | 4894.0037 | Waterside economizer | Agriculture and Assembly | Existing
| IagNgsld217 | 33234.5575 | 7339.4894 | 0 | 4406.1623 | 44980.2092 | 65270.901 | 65270.901 | 17974.6992 | 83245.6002 | 83245.6002 | 0.54033 | 0.54033 | 87868.8018 | 87868.8018 | 0.5119 | 96614.3395 | 9.8813 | 4894.0037 | Waterside economizer | Agriculture and Assembly | New
| IchEgsld217 | 33234.5575 | 7339.4894 | 0 | 4406.1623 | 44980.2092 | 65270.901 | 65270.901 | 17974.6992 | 83245.6002 | 83245.6002 | 0.54033 | 0.54033 | 87868.8018 | 87868.8018 | 0.5119 | 96614.3395 | 9.8813 | 4894.0037 | Waterside economizer | Chemicals and Plastics | Existing
| IchNgsld217 | 33234.5575 | 7339.4894 | 0 | 4406.1623 | 44980.2092 | 65270.901 | 65270.901 | 17974.6992 | 83245.6002 | 83245.6002 | 0.54033 | 0.54033 | 87868.8018 | 87868.8018 | 0.5119 | 96614.3395 | 9.8813 | 4894.0037 | Waterside economizer | Chemicals and Plastics | New
| IcoEgsld217 | 33234.5575 | 7339.4894 | 0 | 4406.1623 | 44980.2092 | 65270.901 | 65270.901 | 17974.6992 | 83245.6002 | 83245.6002 | 0.54033 | 0.54033 | 87868.8018 | 87868.8018 | 0.5119 | 96614.3395 | 9.8813 | 4894.0037 | Waterside economizer | Construction | Existing
| IcoNgsld217 | 33234.5575 | 7339.4894 | 0 | 4406.1623 | 44980.2092 | 65270.901 | 65270.901 | 17974.6992 | 83245.6002 | 83245.6002 | 0.54033 | 0.54033 | 87868.8018 | 87868.8018 | 0.5119 | 96614.3395 | 9.8813 | 4894.0037 | Waterside economizer | Construction | New
| IelEgsld217 | 33234.5575 | 7339.4894 | 0 | 4406.1623 | 44980.2092 | 65270.901 | 65270.901 | 17974.6992 | 83245.6002 | 83245.6002 | 0.54033 | 0.54033 | 87868.8018 | 87868.8018 | 0.5119 | 96614.3395 | 9.8813 | 4894.0037 | Waterside economizer | Electrical and Electronic Equip. | Existing
| IelNgsld217 | 33234.5575 | 7339.4894 | 0 | 4406.1623 | 44980.2092 | 65270.901 | 65270.901 | 17974.6992 | 83245.6002 | 83245.6002 | 0.54033 | 0.54033 | 87868.8018 | 87868.8018 | 0.5119 | 96614.3395 | 9.8813 | 4894.0037 | Waterside economizer | Electrical and Electronic Equip. | New
| IluEgsld217 | 33234.5575 | 7339.4894 | 0 | 4406.1623 | 44980.2092 | 65270.901 | 65270.901 | 17974.6992 | 83245.6002 | 83245.6002 | 0.54033 | 0.54033 | 87868.8018 | 87868.8018 | 0.5119 | 96614.3395 | 9.8813 | 4894.0037 | Waterside economizer | Lumber/Furniture/Pulp/Paper | Existing
| IluNgsld217 | 33234.5575 | 7339.4894 | 0 | 4406.1623 | 44980.2092 | 65270.901 | 65270.901 | 17974.6992 | 83245.6002 | 83245.6002 | 0.54033 | 0.54033 | 87868.8018 | 87868.8018 | 0.5119 | 96614.3395 | 9.8813 | 4894.0037 | Waterside economizer | Lumber/Furniture/Pulp/Paper | New
| ImeEgsld217 | 33234.5575 | 7339.4894 | 0 | 4406.1623 | 44980.2092 | 65270.901 | 65270.901 | 17974.6992 | 83245.6002 | 83245.6002 | 0.54033 | 0.54033 | 87868.8018 | 87868.8018 | 0.5119 | 96614.3395 | 9.8813 | 4894.0037 | Waterside economizer | Metal Products and Machinery | Existing
| ImeNgsld217 | 33234.5575 | 7339.4894 | 0 | 4406.1623 | 44980.2092 | 65270.901 | 65270.901 | 17974.6992 | 83245.6002 | 83245.6002 | 0.54033 | 0.54033 | 87868.8018 | 87868.8018 | 0.5119 | 96614.3395 | 9.8813 | 4894.0037 | Waterside economizer | Metal Products and Machinery | New
| ImiEgsld217 | 33234.5575 | 7339.4894 | 0 | 4406.1623 | 44980.2092 | 65270.901 | 65270.901 | 17974.6992 | 83245.6002 | 83245.6002 | 0.54033 | 0.54033 | 87868.8018 | 87868.8018 | 0.5119 | 96614.3395 | 9.8813 | 4894.0037 | Waterside economizer | Miscellaneous Manufacturing | Existing
| ImiNgsld217 | 33234.5575 | 7339.4894 | 0 | 4406.1623 | 44980.2092 | 65270.901 | 65270.901 | 17974.6992 | 83245.6002 | 83245.6002 | 0.54033 | 0.54033 | 87868.8018 | 87868.8018 | 0.5119 | 96614.3395 | 9.8813 | 4894.0037 | Waterside economizer | Miscellaneous Manufacturing | New
| IprEgsld217 | 33234.5575 | 7339.4894 | 0 | 4406.1623 | 44980.2092 | 65270.901 | 65270.901 | 17974.6992 | 83245.6002 | 83245.6002 | 0.54033 | 0.54033 | 87868.8018 | 87868.8018 | 0.5119 | 96614.3395 | 9.8813 | 4894.0037 | Waterside economizer | Primary Resources Industries | Existing
| IprNgsld217 | 33234.5575 | 7339.4894 | 0 | 4406.1623 | 44980.2092 | 65270.901 | 65270.901 | 17974.6992 | 83245.6002 | 83245.6002 | 0.54033 | 0.54033 | 87868.8018 | 87868.8018 | 0.5119 | 96614.3395 | 9.8813 | 4894.0037 | Waterside economizer | Primary Resources Industries | New
| IstEgsld217 | 33234.5575 | 7339.4894 | 0 | 4406.1623 | 44980.2092 | 65270.901 | 65270.901 | 17974.6992 | 83245.6002 | 83245.6002 | 0.54033 | 0.54033 | 87868.8018 | 87868.8018 | 0.5119 | 96614.3395 | 9.8813 | 4894.0037 | Waterside economizer | Stone/Clay/Glass/Concrete | Existing
| IstNgsld217 | 33234.5575 | 7339.4894 | 0 | 4406.1623 | 44980.2092 | 65270.901 | 65270.901 | 17974.6992 | 83245.6002 | 83245.6002 | 0.54033 | 0.54033 | 87868.8018 | 87868.8018 | 0.5119 | 96614.3395 | 9.8813 | 4894.0037 | Waterside economizer | Stone/Clay/Glass/Concrete | New
| IteEgsld217 | 33234.5575 | 7339.4894 | 0 | 4406.1623 | 44980.2092 | 65270.901 | 65270.901 | 17974.6992 | 83245.6002 | 83245.6002 | 0.54033 | 0.54033 | 87868.8018 | 87868.8018 | 0.5119 | 96614.3395 | 9.8813 | 4894.0037 | Waterside economizer | Textiles and Leather | Existing
| IteNgsld217 | 33234.5575 | 7339.4894 | 0 | 4406.1623 | 44980.2092 | 65270.901 | 65270.901 | 17974.6992 | 83245.6002 | 83245.6002 | 0.54033 | 0.54033 | 87868.8018 | 87868.8018 | 0.5119 | 96614.3395 | 9.8813 | 4894.0037 | Waterside economizer | Textiles and Leather | New
| ItrEgsld217 | 33234.5575 | 7339.4894 | 0 | 4406.1623 | 44980.2092 | 65270.901 | 65270.901 | 17974.6992 | 83245.6002 | 83245.6002 | 0.54033 | 0.54033 | 87868.8018 | 87868.8018 | 0.5119 | 96614.3395 | 9.8813 | 4894.0037 | Waterside economizer | Transportation Equipment | Existing
| ItrNgsld217 | 33234.5575 | 7339.4894 | 0 | 4406.1623 | 44980.2092 | 65270.901 | 65270.901 | 17974.6992 | 83245.6002 | 83245.6002 | 0.54033 | 0.54033 | 87868.8018 | 87868.8018 | 0.5119 | 96614.3395 | 9.8813 | 4894.0037 | Waterside economizer | Transportation Equipment | New
| IwaEgsld217 | 33234.5575 | 7339.4894 | 0 | 4406.1623 | 44980.2092 | 65270.901 | 65270.901 | 17974.6992 | 83245.6002 | 83245.6002 | 0.54033 | 0.54033 | 87868.8018 | 87868.8018 | 0.5119 | 96614.3395 | 9.8813 | 4894.0037 | Waterside economizer | Water and Wastewater | Existing
| IwaNgsld217 | 33234.5575 | 7339.4894 | 0 | 4406.1623 | 44980.2092 | 65270.901 | 65270.901 | 17974.6992 | 83245.6002 | 83245.6002 | 0.54033 | 0.54033 | 87868.8018 | 87868.8018 | 0.5119 | 96614.3395 | 9.8813 | 4894.0037 | Waterside economizer | Water and Wastewater | New
| IagEgsld218 | 33234.5575 | 7339.4894 | 0 | 4406.1623 | 44980.2092 | 65270.901 | 65270.901 | 17974.6992 | 83245.6002 | 83245.6002 | 0.54033 | 0.54033 | 3836360.0303 | 3836360.0303 | 0.011725 | 96614.3395 | 574.9394 | 364027.6434 | Air curtains | Agriculture and Assembly | Existing
| IagNgsld218 | 33234.5575 | 7339.4894 | 0 | 4406.1623 | 44980.2092 | 65270.901 | 65270.901 | 17974.6992 | 83245.6002 | 83245.6002 | 0.54033 | 0.54033 | 3836360.0303 | 3836360.0303 | 0.011725 | 96614.3395 | 574.9394 | 364027.6434 | Air curtains | Agriculture and Assembly | New
| IchEgsld218 | 33234.5575 | 7339.4894 | 0 | 4406.1623 | 44980.2092 | 65270.901 | 65270.901 | 17974.6992 | 83245.6002 | 83245.6002 | 0.54033 | 0.54033 | 3836360.0303 | 3836360.0303 | 0.011725 | 96614.3395 | 574.9394 | 364027.6434 | Air curtains | Chemicals and Plastics | Existing
| IchNgsld218 | 33234.5575 | 7339.4894 | 0 | 4406.1623 | 44980.2092 | 65270.901 | 65270.901 | 17974.6992 | 83245.6002 | 83245.6002 | 0.54033 | 0.54033 | 3836360.0303 | 3836360.0303 | 0.011725 | 96614.3395 | 574.9394 | 364027.6434 | Air curtains | Chemicals and Plastics | New
| IcoEgsld218 | 33234.5575 | 7339.4894 | 0 | 4406.1623 | 44980.2092 | 65270.901 | 65270.901 | 17974.6992 | 83245.6002 | 83245.6002 | 0.54033 | 0.54033 | 3836360.0303 | 3836360.0303 | 0.011725 | 96614.3395 | 574.9394 | 364027.6434 | Air curtains | Construction | Existing
| IcoNgsld218 | 33234.5575 | 7339.4894 | 0 | 4406.1623 | 44980.2092 | 65270.901 | 65270.901 | 17974.6992 | 83245.6002 | 83245.6002 | 0.54033 | 0.54033 | 3836360.0303 | 3836360.0303 | 0.011725 | 96614.3395 | 574.9394 | 364027.6434 | Air curtains | Construction | New
| IelEgsld218 | 33234.5575 | 7339.4894 | 0 | 4406.1623 | 44980.2092 | 65270.901 | 65270.901 | 17974.6992 | 83245.6002 | 83245.6002 | 0.54033 | 0.54033 | 3836360.0303 | 3836360.0303 | 0.011725 | 96614.3395 | 574.9394 | 364027.6434 | Air curtains | Electrical and Electronic Equip. | Existing
| IelNgsld218 | 33234.5575 | 7339.4894 | 0 | 4406.1623 | 44980.2092 | 65270.901 | 65270.901 | 17974.6992 | 83245.6002 | 83245.6002 | 0.54033 | 0.54033 | 3836360.0303 | 3836360.0303 | 0.011725 | 96614.3395 | 574.9394 | 364027.6434 | Air curtains | Electrical and Electronic Equip. | New
| IluEgsld218 | 33234.5575 | 7339.4894 | 0 | 4406.1623 | 44980.2092 | 65270.901 | 65270.901 | 17974.6992 | 83245.6002 | 83245.6002 | 0.54033 | 0.54033 | 3836360.0303 | 3836360.0303 | 0.011725 | 96614.3395 | 574.9394 | 364027.6434 | Air curtains | Lumber/Furniture/Pulp/Paper | Existing
| IluNgsld218 | 33234.5575 | 7339.4894 | 0 | 4406.1623 | 44980.2092 | 65270.901 | 65270.901 | 17974.6992 | 83245.6002 | 83245.6002 | 0.54033 | 0.54033 | 3836360.0303 | 3836360.0303 | 0.011725 | 96614.3395 | 574.9394 | 364027.6434 | Air curtains | Lumber/Furniture/Pulp/Paper | New
| ImeEgsld218 | 33234.5575 | 7339.4894 | 0 | 4406.1623 | 44980.2092 | 65270.901 | 65270.901 | 17974.6992 | 83245.6002 | 83245.6002 | 0.54033 | 0.54033 | 3836360.0303 | 3836360.0303 | 0.011725 | 96614.3395 | 574.9394 | 364027.6434 | Air curtains | Metal Products and Machinery | Existing
| ImeNgsld218 | 33234.5575 | 7339.4894 | 0 | 4406.1623 | 44980.2092 | 65270.901 | 65270.901 | 17974.6992 | 83245.6002 | 83245.6002 | 0.54033 | 0.54033 | 3836360.0303 | 3836360.0303 | 0.011725 | 96614.3395 | 574.9394 | 364027.6434 | Air curtains | Metal Products and Machinery | New
| ImiEgsld218 | 33234.5575 | 7339.4894 | 0 | 4406.1623 | 44980.2092 | 65270.901 | 65270.901 | 17974.6992 | 83245.6002 | 83245.6002 | 0.54033 | 0.54033 | 3836360.0303 | 3836360.0303 | 0.011725 | 96614.3395 | 574.9394 | 364027.6434 | Air curtains | Miscellaneous Manufacturing | Existing
| ImiNgsld218 | 33234.5575 | 7339.4894 | 0 | 4406.1623 | 44980.2092 | 65270.901 | 65270.901 | 17974.6992 | 83245.6002 | 83245.6002 | 0.54033 | 0.54033 | 3836360.0303 | 3836360.0303 | 0.011725 | 96614.3395 | 574.9394 | 364027.6434 | Air curtains | Miscellaneous Manufacturing | New
| IprEgsld218 | 33234.5575 | 7339.4894 | 0 | 4406.1623 | 44980.2092 | 65270.901 | 65270.901 | 17974.6992 | 83245.6002 | 83245.6002 | 0.54033 | 0.54033 | 3836360.0303 | 3836360.0303 | 0.011725 | 96614.3395 | 574.9394 | 364027.6434 | Air curtains | Primary Resources Industries | Existing
| IprNgsld218 | 33234.5575 | 7339.4894 | 0 | 4406.1623 | 44980.2092 | 65270.901 | 65270.901 | 17974.6992 | 83245.6002 | 83245.6002 | 0.54033 | 0.54033 | 3836360.0303 | 3836360.0303 | 0.011725 | 96614.3395 | 574.9394 | 364027.6434 | Air curtains | Primary Resources Industries | New
| IstEgsld218 | 33234.5575 | 7339.4894 | 0 | 4406.1623 | 44980.2092 | 65270.901 | 65270.901 | 17974.6992 | 83245.6002 | 83245.6002 | 0.54033 | 0.54033 | 3836360.0303 | 3836360.0303 | 0.011725 | 96614.3395 | 574.9394 | 364027.6434 | Air curtains | Stone/Clay/Glass/Concrete | Existing
| IstNgsld218 | 33234.5575 | 7339.4894 | 0 | 4406.1623 | 44980.2092 | 65270.901 | 65270.901 | 17974.6992 | 83245.6002 | 83245.6002 | 0.54033 | 0.54033 | 3836360.0303 | 3836360.0303 | 0.011725 | 96614.3395 | 574.9394 | 364027.6434 | Air curtains | Stone/Clay/Glass/Concrete | New
| IteEgsld218 | 33234.5575 | 7339.4894 | 0 | 4406.1623 | 44980.2092 | 65270.901 | 65270.901 | 17974.6992 | 83245.6002 | 83245.6002 | 0.54033 | 0.54033 | 3836360.0303 | 3836360.0303 | 0.011725 | 96614.3395 | 574.9394 | 364027.6434 | Air curtains | Textiles and Leather | Existing
| IteNgsld218 | 33234.5575 | 7339.4894 | 0 | 4406.1623 | 44980.2092 | 65270.901 | 65270.901 | 17974.6992 | 83245.6002 | 83245.6002 | 0.54033 | 0.54033 | 3836360.0303 | 3836360.0303 | 0.011725 | 96614.3395 | 574.9394 | 364027.6434 | Air curtains | Textiles and Leather | New
| ItrEgsld218 | 33234.5575 | 7339.4894 | 0 | 4406.1623 | 44980.2092 | 65270.901 | 65270.901 | 17974.6992 | 83245.6002 | 83245.6002 | 0.54033 | 0.54033 | 3836360.0303 | 3836360.0303 | 0.011725 | 96614.3395 | 574.9394 | 364027.6434 | Air curtains | Transportation Equipment | Existing
| ItrNgsld218 | 33234.5575 | 7339.4894 | 0 | 4406.1623 | 44980.2092 | 65270.901 | 65270.901 | 17974.6992 | 83245.6002 | 83245.6002 | 0.54033 | 0.54033 | 3836360.0303 | 3836360.0303 | 0.011725 | 96614.3395 | 574.9394 | 364027.6434 | Air curtains | Transportation Equipment | New
| IwaEgsld218 | 33234.5575 | 7339.4894 | 0 | 4406.1623 | 44980.2092 | 65270.901 | 65270.901 | 17974.6992 | 83245.6002 | 83245.6002 | 0.54033 | 0.54033 | 3836360.0303 | 3836360.0303 | 0.011725 | 96614.3395 | 574.9394 | 364027.6434 | Air curtains | Water and Wastewater | Existing
| IwaNgsld218 | 33234.5575 | 7339.4894 | 0 | 4406.1623 | 44980.2092 | 65270.901 | 65270.901 | 17974.6992 | 83245.6002 | 83245.6002 | 0.54033 | 0.54033 | 3836360.0303 | 3836360.0303 | 0.011725 | 96614.3395 | 574.9394 | 364027.6434 | Air curtains | Water and Wastewater | New
| IagTgsld219 | 33234.5575 | 7339.4894 | 0 | 4406.1623 | 44980.2092 | 65270.901 | 65270.901 | 17974.6992 | 83245.6002 | 83245.6002 | 0.54033 | 0.54033 | 31911.4048 | 31911.4048 | 1.4095 | 96614.3395 | 4.7824 | 1653.3113 | Custom Measure - Non-Lighting | Agriculture and Assembly | Turnover
| IagNgsld219 | 33234.5575 | 7339.4894 | 0 | 4406.1623 | 44980.2092 | 65270.901 | 65270.901 | 17974.6992 | 83245.6002 | 83245.6002 | 0.54033 | 0.54033 | 31911.4048 | 31911.4048 | 1.4095 | 96614.3395 | 4.7824 | 1653.3113 | Custom Measure - Non-Lighting | Agriculture and Assembly | New
| IchTgsld219 | 33234.5575 | 7339.4894 | 0 | 4406.1623 | 44980.2092 | 65270.901 | 65270.901 | 17974.6992 | 83245.6002 | 83245.6002 | 0.54033 | 0.54033 | 31911.3843 | 31911.3843 | 1.4095 | 96614.3395 | 4.7824 | 1653.3094 | Custom Measure - Non-Lighting | Chemicals and Plastics | Turnover
| IchNgsld219 | 33234.5575 | 7339.4894 | 0 | 4406.1623 | 44980.2092 | 65270.901 | 65270.901 | 17974.6992 | 83245.6002 | 83245.6002 | 0.54033 | 0.54033 | 31911.3843 | 31911.3843 | 1.4095 | 96614.3395 | 4.7824 | 1653.3094 | Custom Measure - Non-Lighting | Chemicals and Plastics | New
| IcoTgsld219 | 33234.5575 | 7339.4894 | 0 | 4406.1623 | 44980.2092 | 65270.901 | 65270.901 | 17974.6992 | 83245.6002 | 83245.6002 | 0.54033 | 0.54033 | 31911.4048 | 31911.4048 | 1.4095 | 96614.3395 | 4.7824 | 1653.3113 | Custom Measure - Non-Lighting | Construction | Turnover
| IcoNgsld219 | 33234.5575 | 7339.4894 | 0 | 4406.1623 | 44980.2092 | 65270.901 | 65270.901 | 17974.6992 | 83245.6002 | 83245.6002 | 0.54033 | 0.54033 | 31911.4048 | 31911.4048 | 1.4095 | 96614.3395 | 4.7824 | 1653.3113 | Custom Measure - Non-Lighting | Construction | New
| IelTgsld219 | 33234.5575 | 7339.4894 | 0 | 4406.1623 | 44980.2092 | 65270.901 | 65270.901 | 17974.6992 | 83245.6002 | 83245.6002 | 0.54033 | 0.54033 | 31911.3971 | 31911.3971 | 1.4095 | 96614.3395 | 4.7824 | 1653.3104 | Custom Measure - Non-Lighting | Electrical and Electronic Equip. | Turnover
| IelNgsld219 | 33234.5575 | 7339.4894 | 0 | 4406.1623 | 44980.2092 | 65270.901 | 65270.901 | 17974.6992 | 83245.6002 | 83245.6002 | 0.54033 | 0.54033 | 31911.3971 | 31911.3971 | 1.4095 | 96614.3395 | 4.7824 | 1653.3104 | Custom Measure - Non-Lighting | Electrical and Electronic Equip. | New
| IluTgsld219 | 33234.5575 | 7339.4894 | 0 | 4406.1623 | 44980.2092 | 65270.901 | 65270.901 | 17974.6992 | 83245.6002 | 83245.6002 | 0.54033 | 0.54033 | 31911.3714 | 31911.3714 | 1.4095 | 96614.3395 | 4.7824 | 1653.3079 | Custom Measure - Non-Lighting | Lumber/Furniture/Pulp/Paper | Turnover
| IluNgsld219 | 33234.5575 | 7339.4894 | 0 | 4406.1623 | 44980.2092 | 65270.901 | 65270.901 | 17974.6992 | 83245.6002 | 83245.6002 | 0.54033 | 0.54033 | 31911.3714 | 31911.3714 | 1.4095 | 96614.3395 | 4.7824 | 1653.3079 | Custom Measure - Non-Lighting | Lumber/Furniture/Pulp/Paper | New
| ImeTgsld219 | 33234.5575 | 7339.4894 | 0 | 4406.1623 | 44980.2092 | 65270.901 | 65270.901 | 17974.6992 | 83245.6002 | 83245.6002 | 0.54033 | 0.54033 | 31911.3509 | 31911.3509 | 1.4095 | 96614.3395 | 4.7824 | 1653.3061 | Custom Measure - Non-Lighting | Metal Products and Machinery | Turnover
| ImeNgsld219 | 33234.5575 | 7339.4894 | 0 | 4406.1623 | 44980.2092 | 65270.901 | 65270.901 | 17974.6992 | 83245.6002 | 83245.6002 | 0.54033 | 0.54033 | 31911.3509 | 31911.3509 | 1.4095 | 96614.3395 | 4.7824 | 1653.3061 | Custom Measure - Non-Lighting | Metal Products and Machinery | New
| ImiTgsld219 | 33234.5575 | 7339.4894 | 0 | 4406.1623 | 44980.2092 | 65270.901 | 65270.901 | 17974.6992 | 83245.6002 | 83245.6002 | 0.54033 | 0.54033 | 31911.4048 | 31911.4048 | 1.4095 | 96614.3395 | 4.7824 | 1653.3113 | Custom Measure - Non-Lighting | Miscellaneous Manufacturing | Turnover
| ImiNgsld219 | 33234.5575 | 7339.4894 | 0 | 4406.1623 | 44980.2092 | 65270.901 | 65270.901 | 17974.6992 | 83245.6002 | 83245.6002 | 0.54033 | 0.54033 | 31911.4048 | 31911.4048 | 1.4095 | 96614.3395 | 4.7824 | 1653.3113 | Custom Measure - Non-Lighting | Miscellaneous Manufacturing | New
| IprTgsld219 | 33234.5575 | 7339.4894 | 0 | 4406.1623 | 44980.2092 | 65270.901 | 65270.901 | 17974.6992 | 83245.6002 | 83245.6002 | 0.54033 | 0.54033 | 31911.392 | 31911.392 | 1.4095 | 96614.3395 | 4.7824 | 1653.31 | Custom Measure - Non-Lighting | Primary Resources Industries | Turnover
| IprNgsld219 | 33234.5575 | 7339.4894 | 0 | 4406.1623 | 44980.2092 | 65270.901 | 65270.901 | 17974.6992 | 83245.6002 | 83245.6002 | 0.54033 | 0.54033 | 31911.392 | 31911.392 | 1.4095 | 96614.3395 | 4.7824 | 1653.31 | Custom Measure - Non-Lighting | Primary Resources Industries | New
| IstTgsld219 | 33234.5575 | 7339.4894 | 0 | 4406.1623 | 44980.2092 | 65270.901 | 65270.901 | 17974.6992 | 83245.6002 | 83245.6002 | 0.54033 | 0.54033 | 31911.3945 | 31911.3945 | 1.4095 | 96614.3395 | 4.7824 | 1653.3104 | Custom Measure - Non-Lighting | Stone/Clay/Glass/Concrete | Turnover
| IstNgsld219 | 33234.5575 | 7339.4894 | 0 | 4406.1623 | 44980.2092 | 65270.901 | 65270.901 | 17974.6992 | 83245.6002 | 83245.6002 | 0.54033 | 0.54033 | 31911.3945 | 31911.3945 | 1.4095 | 96614.3395 | 4.7824 | 1653.3104 | Custom Measure - Non-Lighting | Stone/Clay/Glass/Concrete | New
| IteTgsld219 | 33234.5575 | 7339.4894 | 0 | 4406.1623 | 44980.2092 | 65270.901 | 65270.901 | 17974.6992 | 83245.6002 | 83245.6002 | 0.54033 | 0.54033 | 31911.3843 | 31911.3843 | 1.4095 | 96614.3395 | 4.7824 | 1653.3094 | Custom Measure - Non-Lighting | Textiles and Leather | Turnover
| IteNgsld219 | 33234.5575 | 7339.4894 | 0 | 4406.1623 | 44980.2092 | 65270.901 | 65270.901 | 17974.6992 | 83245.6002 | 83245.6002 | 0.54033 | 0.54033 | 31911.3843 | 31911.3843 | 1.4095 | 96614.3395 | 4.7824 | 1653.3094 | Custom Measure - Non-Lighting | Textiles and Leather | New
| ItrTgsld219 | 33234.5575 | 7339.4894 | 0 | 4406.1623 | 44980.2092 | 65270.901 | 65270.901 | 17974.6992 | 83245.6002 | 83245.6002 | 0.54033 | 0.54033 | 31911.3894 | 31911.3894 | 1.4095 | 96614.3395 | 4.7824 | 1653.3099 | Custom Measure - Non-Lighting | Transportation Equipment | Turnover
| ItrNgsld219 | 33234.5575 | 7339.4894 | 0 | 4406.1623 | 44980.2092 | 65270.901 | 65270.901 | 17974.6992 | 83245.6002 | 83245.6002 | 0.54033 | 0.54033 | 31911.3894 | 31911.3894 | 1.4095 | 96614.3395 | 4.7824 | 1653.3099 | Custom Measure - Non-Lighting | Transportation Equipment | New
| IwaTgsld219 | 33234.5575 | 7339.4894 | 0 | 4406.1623 | 44980.2092 | 65270.901 | 65270.901 | 17974.6992 | 83245.6002 | 83245.6002 | 0.54033 | 0.54033 | 31911.3868 | 31911.3868 | 1.4095 | 96614.3395 | 4.7824 | 1653.3094 | Custom Measure - Non-Lighting | Water and Wastewater | Turnover
| IwaNgsld219 | 33234.5575 | 7339.4894 | 0 | 4406.1623 | 44980.2092 | 65270.901 | 65270.901 | 17974.6992 | 83245.6002 | 83245.6002 | 0.54033 | 0.54033 | 31911.3868 | 31911.3868 | 1.4095 | 96614.3395 | 4.7824 | 1653.3094 | Custom Measure - Non-Lighting | Water and Wastewater | New
| IagTgsld220 | 33234.5575 | 7339.4894 | 0 | 4406.1623 | 44980.2092 | 65270.901 | 65270.901 | 17974.6992 | 83245.6002 | 83245.6002 | 0.54033 | 0.54033 | 455387.318 | 455387.318 | 0.098774 | 96614.3395 | 68.247 | 41989.4611 | Dedicated Outside Air System (DOAS) | Agriculture and Assembly | Turnover
| IagNgsld220 | 33234.5575 | 7339.4894 | 0 | 4406.1623 | 44980.2092 | 65270.901 | 65270.901 | 17974.6992 | 83245.6002 | 83245.6002 | 0.54033 | 0.54033 | 455387.318 | 455387.318 | 0.098774 | 96614.3395 | 68.247 | 41989.4611 | Dedicated Outside Air System (DOAS) | Agriculture and Assembly | New
| IchTgsld220 | 33234.5575 | 7339.4894 | 0 | 4406.1623 | 44980.2092 | 65270.901 | 65270.901 | 17974.6992 | 83245.6002 | 83245.6002 | 0.54033 | 0.54033 | 285771.3379 | 285771.3379 | 0.1574 | 96614.3395 | 42.8274 | 25833.5102 | Dedicated Outside Air System (DOAS) | Chemicals and Plastics | Turnover
| IchNgsld220 | 33234.5575 | 7339.4894 | 0 | 4406.1623 | 44980.2092 | 65270.901 | 65270.901 | 17974.6992 | 83245.6002 | 83245.6002 | 0.54033 | 0.54033 | 285771.3379 | 285771.3379 | 0.1574 | 96614.3395 | 42.8274 | 25833.5102 | Dedicated Outside Air System (DOAS) | Chemicals and Plastics | New
| IcoTgsld220 | 33234.5575 | 7339.4894 | 0 | 4406.1623 | 44980.2092 | 65270.901 | 65270.901 | 17974.6992 | 83245.6002 | 83245.6002 | 0.54033 | 0.54033 | 461668.5164 | 461668.5164 | 0.09743 | 96614.3395 | 69.1884 | 42587.7457 | Dedicated Outside Air System (DOAS) | Construction | Turnover
| IcoNgsld220 | 33234.5575 | 7339.4894 | 0 | 4406.1623 | 44980.2092 | 65270.901 | 65270.901 | 17974.6992 | 83245.6002 | 83245.6002 | 0.54033 | 0.54033 | 461668.5164 | 461668.5164 | 0.09743 | 96614.3395 | 69.1884 | 42587.7457 | Dedicated Outside Air System (DOAS) | Construction | New
| IelTgsld220 | 33234.5575 | 7339.4894 | 0 | 4406.1623 | 44980.2092 | 65270.901 | 65270.901 | 17974.6992 | 83245.6002 | 83245.6002 | 0.54033 | 0.54033 | 254774.2607 | 254774.2607 | 0.17655 | 96614.3395 | 38.182 | 22881.033 | Dedicated Outside Air System (DOAS) | Electrical and Electronic Equip. | Turnover
| IelNgsld220 | 33234.5575 | 7339.4894 | 0 | 4406.1623 | 44980.2092 | 65270.901 | 65270.901 | 17974.6992 | 83245.6002 | 83245.6002 | 0.54033 | 0.54033 | 254774.2607 | 254774.2607 | 0.17655 | 96614.3395 | 38.182 | 22881.033 | Dedicated Outside Air System (DOAS) | Electrical and Electronic Equip. | New
| IluTgsld220 | 33234.5575 | 7339.4894 | 0 | 4406.1623 | 44980.2092 | 65270.901 | 65270.901 | 17974.6992 | 83245.6002 | 83245.6002 | 0.54033 | 0.54033 | 847366.2778 | 847366.2778 | 0.053082 | 96614.3395 | 126.9913 | 79325.5195 | Dedicated Outside Air System (DOAS) | Lumber/Furniture/Pulp/Paper | Turnover
| IluNgsld220 | 33234.5575 | 7339.4894 | 0 | 4406.1623 | 44980.2092 | 65270.901 | 65270.901 | 17974.6992 | 83245.6002 | 83245.6002 | 0.54033 | 0.54033 | 847366.2778 | 847366.2778 | 0.053082 | 96614.3395 | 126.9913 | 79325.5195 | Dedicated Outside Air System (DOAS) | Lumber/Furniture/Pulp/Paper | New
| ImeTgsld220 | 33234.5575 | 7339.4894 | 0 | 4406.1623 | 44980.2092 | 65270.901 | 65270.901 | 17974.6992 | 83245.6002 | 83245.6002 | 0.54033 | 0.54033 | 789875.3966 | 789875.3966 | 0.056946 | 96614.3395 | 118.3754 | 73849.5048 | Dedicated Outside Air System (DOAS) | Metal Products and Machinery | Turnover
| ImeNgsld220 | 33234.5575 | 7339.4894 | 0 | 4406.1623 | 44980.2092 | 65270.901 | 65270.901 | 17974.6992 | 83245.6002 | 83245.6002 | 0.54033 | 0.54033 | 789875.3966 | 789875.3966 | 0.056946 | 96614.3395 | 118.3754 | 73849.5048 | Dedicated Outside Air System (DOAS) | Metal Products and Machinery | New
| ImiTgsld220 | 33234.5575 | 7339.4894 | 0 | 4406.1623 | 44980.2092 | 65270.901 | 65270.901 | 17974.6992 | 83245.6002 | 83245.6002 | 0.54033 | 0.54033 | 461668.5164 | 461668.5164 | 0.09743 | 96614.3395 | 69.1884 | 42587.7457 | Dedicated Outside Air System (DOAS) | Miscellaneous Manufacturing | Turnover
| ImiNgsld220 | 33234.5575 | 7339.4894 | 0 | 4406.1623 | 44980.2092 | 65270.901 | 65270.901 | 17974.6992 | 83245.6002 | 83245.6002 | 0.54033 | 0.54033 | 461668.5164 | 461668.5164 | 0.09743 | 96614.3395 | 69.1884 | 42587.7457 | Dedicated Outside Air System (DOAS) | Miscellaneous Manufacturing | New
| IprTgsld220 | 33234.5575 | 7339.4894 | 0 | 4406.1623 | 44980.2092 | 65270.901 | 65270.901 | 17974.6992 | 83245.6002 | 83245.6002 | 0.54033 | 0.54033 | 403872.9277 | 403872.9277 | 0.11137 | 96614.3395 | 60.5268 | 37082.7053 | Dedicated Outside Air System (DOAS) | Primary Resources Industries | Turnover
| IprNgsld220 | 33234.5575 | 7339.4894 | 0 | 4406.1623 | 44980.2092 | 65270.901 | 65270.901 | 17974.6992 | 83245.6002 | 83245.6002 | 0.54033 | 0.54033 | 403872.9277 | 403872.9277 | 0.11137 | 96614.3395 | 60.5268 | 37082.7053 | Dedicated Outside Air System (DOAS) | Primary Resources Industries | New
| IstTgsld220 | 33234.5575 | 7339.4894 | 0 | 4406.1623 | 44980.2092 | 65270.901 | 65270.901 | 17974.6992 | 83245.6002 | 83245.6002 | 0.54033 | 0.54033 | 528141.4609 | 528141.4609 | 0.085167 | 96614.3395 | 79.1504 | 48919.3048 | Dedicated Outside Air System (DOAS) | Stone/Clay/Glass/Concrete | Turnover
| IstNgsld220 | 33234.5575 | 7339.4894 | 0 | 4406.1623 | 44980.2092 | 65270.901 | 65270.901 | 17974.6992 | 83245.6002 | 83245.6002 | 0.54033 | 0.54033 | 528141.4609 | 528141.4609 | 0.085167 | 96614.3395 | 79.1504 | 48919.3048 | Dedicated Outside Air System (DOAS) | Stone/Clay/Glass/Concrete | New
| IteTgsld220 | 33234.5575 | 7339.4894 | 0 | 4406.1623 | 44980.2092 | 65270.901 | 65270.901 | 17974.6992 | 83245.6002 | 83245.6002 | 0.54033 | 0.54033 | 346849.4014 | 346849.4014 | 0.12968 | 96614.3395 | 51.9809 | 31651.2058 | Dedicated Outside Air System (DOAS) | Textiles and Leather | Turnover
| IteNgsld220 | 33234.5575 | 7339.4894 | 0 | 4406.1623 | 44980.2092 | 65270.901 | 65270.901 | 17974.6992 | 83245.6002 | 83245.6002 | 0.54033 | 0.54033 | 346849.4014 | 346849.4014 | 0.12968 | 96614.3395 | 51.9809 | 31651.2058 | Dedicated Outside Air System (DOAS) | Textiles and Leather | New
| ItrTgsld220 | 33234.5575 | 7339.4894 | 0 | 4406.1623 | 44980.2092 | 65270.901 | 65270.901 | 17974.6992 | 83245.6002 | 83245.6002 | 0.54033 | 0.54033 | 320296.3579 | 320296.3579 | 0.14043 | 96614.3395 | 48.0015 | 29122.0232 | Dedicated Outside Air System (DOAS) | Transportation Equipment | Turnover
| ItrNgsld220 | 33234.5575 | 7339.4894 | 0 | 4406.1623 | 44980.2092 | 65270.901 | 65270.901 | 17974.6992 | 83245.6002 | 83245.6002 | 0.54033 | 0.54033 | 320296.3579 | 320296.3579 | 0.14043 | 96614.3395 | 48.0015 | 29122.0232 | Dedicated Outside Air System (DOAS) | Transportation Equipment | New
| IwaTgsld220 | 33234.5575 | 7339.4894 | 0 | 4406.1623 | 44980.2092 | 65270.901 | 65270.901 | 17974.6992 | 83245.6002 | 83245.6002 | 0.54033 | 0.54033 | 35951.6293 | 35951.6293 | 1.2511 | 96614.3395 | 5.3879 | 2038.1434 | Dedicated Outside Air System (DOAS) | Water and Wastewater | Turnover
| IwaNgsld220 | 33234.5575 | 7339.4894 | 0 | 4406.1623 | 44980.2092 | 65270.901 | 65270.901 | 17974.6992 | 83245.6002 | 83245.6002 | 0.54033 | 0.54033 | 35951.6293 | 35951.6293 | 1.2511 | 96614.3395 | 5.3879 | 2038.1434 | Dedicated Outside Air System (DOAS) | Water and Wastewater | New
| IagTgsld221 | 33234.5575 | 7339.4894 | 0 | 4406.1623 | 44980.2092 | 65270.901 | 65270.901 | 17974.6992 | 83245.6002 | 83245.6002 | 0.54033 | 0.54033 | 2396.4521 | 2396.4521 | 18.7695 | 96614.3395 | 0.42788 | -1114.3105 | Energy Efficient Laboratory Fume Hood | Agriculture and Assembly | Turnover
| IagNgsld221 | 33234.5575 | 7339.4894 | 0 | 4406.1623 | 44980.2092 | 65270.901 | 65270.901 | 17974.6992 | 83245.6002 | 83245.6002 | 0.54033 | 0.54033 | 2396.4521 | 2396.4521 | 18.7695 | 96614.3395 | 0.42788 | -1114.3105 | Energy Efficient Laboratory Fume Hood | Agriculture and Assembly | New
| IchTgsld221 | 33234.5575 | 7339.4894 | 0 | 4406.1623 | 44980.2092 | 65270.901 | 65270.901 | 17974.6992 | 83245.6002 | 83245.6002 | 0.54033 | 0.54033 | 992.6602 | 992.6602 | 45.3128 | 96614.3395 | 0.17723 | -1273.61 | Energy Efficient Laboratory Fume Hood | Chemicals and Plastics | Turnover
| IchNgsld221 | 33234.5575 | 7339.4894 | 0 | 4406.1623 | 44980.2092 | 65270.901 | 65270.901 | 17974.6992 | 83245.6002 | 83245.6002 | 0.54033 | 0.54033 | 992.6602 | 992.6602 | 45.3128 | 96614.3395 | 0.17723 | -1273.61 | Energy Efficient Laboratory Fume Hood | Chemicals and Plastics | New
| IcoTgsld221 | 33234.5575 | 7339.4894 | 0 | 4406.1623 | 44980.2092 | 65270.901 | 65270.901 | 17974.6992 | 83245.6002 | 83245.6002 | 0.54033 | 0.54033 | 6148.7293 | 6148.7293 | 7.3154 | 96614.3395 | 1.0978 | -688.5094 | Energy Efficient Laboratory Fume Hood | Construction | Turnover
| IcoNgsld221 | 33234.5575 | 7339.4894 | 0 | 4406.1623 | 44980.2092 | 65270.901 | 65270.901 | 17974.6992 | 83245.6002 | 83245.6002 | 0.54033 | 0.54033 | 6148.7293 | 6148.7293 | 7.3154 | 96614.3395 | 1.0978 | -688.5094 | Energy Efficient Laboratory Fume Hood | Construction | New
| IelTgsld221 | 33234.5575 | 7339.4894 | 0 | 4406.1623 | 44980.2092 | 65270.901 | 65270.901 | 17974.6992 | 83245.6002 | 83245.6002 | 0.54033 | 0.54033 | 1265.6913 | 1265.6913 | 35.5381 | 96614.3395 | 0.22598 | -1242.627 | Energy Efficient Laboratory Fume Hood | Electrical and Electronic Equip. | Turnover
| IelNgsld221 | 33234.5575 | 7339.4894 | 0 | 4406.1623 | 44980.2092 | 65270.901 | 65270.901 | 17974.6992 | 83245.6002 | 83245.6002 | 0.54033 | 0.54033 | 1265.6913 | 1265.6913 | 35.5381 | 96614.3395 | 0.22598 | -1242.627 | Energy Efficient Laboratory Fume Hood | Electrical and Electronic Equip. | New
| IluTgsld221 | 33234.5575 | 7339.4894 | 0 | 4406.1623 | 44980.2092 | 65270.901 | 65270.901 | 17974.6992 | 83245.6002 | 83245.6002 | 0.54033 | 0.54033 | 2133.4776 | 2133.4776 | 21.083 | 96614.3395 | 0.38092 | -1144.1523 | Energy Efficient Laboratory Fume Hood | Lumber/Furniture/Pulp/Paper | Turnover
| IluNgsld221 | 33234.5575 | 7339.4894 | 0 | 4406.1623 | 44980.2092 | 65270.901 | 65270.901 | 17974.6992 | 83245.6002 | 83245.6002 | 0.54033 | 0.54033 | 2133.4776 | 2133.4776 | 21.083 | 96614.3395 | 0.38092 | -1144.1523 | Energy Efficient Laboratory Fume Hood | Lumber/Furniture/Pulp/Paper | New
| ImeTgsld221 | 33234.5575 | 7339.4894 | 0 | 4406.1623 | 44980.2092 | 65270.901 | 65270.901 | 17974.6992 | 83245.6002 | 83245.6002 | 0.54033 | 0.54033 | 5515.0317 | 5515.0317 | 8.1559 | 96614.3395 | 0.98468 | -760.4202 | Energy Efficient Laboratory Fume Hood | Metal Products and Machinery | Turnover
| ImeNgsld221 | 33234.5575 | 7339.4894 | 0 | 4406.1623 | 44980.2092 | 65270.901 | 65270.901 | 17974.6992 | 83245.6002 | 83245.6002 | 0.54033 | 0.54033 | 5515.0317 | 5515.0317 | 8.1559 | 96614.3395 | 0.98468 | -760.4202 | Energy Efficient Laboratory Fume Hood | Metal Products and Machinery | New
| ImiTgsld221 | 33234.5575 | 7339.4894 | 0 | 4406.1623 | 44980.2092 | 65270.901 | 65270.901 | 17974.6992 | 83245.6002 | 83245.6002 | 0.54033 | 0.54033 | 6148.7293 | 6148.7293 | 7.3154 | 96614.3395 | 1.0978 | -688.5094 | Energy Efficient Laboratory Fume Hood | Miscellaneous Manufacturing | Turnover
| ImiNgsld221 | 33234.5575 | 7339.4894 | 0 | 4406.1623 | 44980.2092 | 65270.901 | 65270.901 | 17974.6992 | 83245.6002 | 83245.6002 | 0.54033 | 0.54033 | 6148.7293 | 6148.7293 | 7.3154 | 96614.3395 | 1.0978 | -688.5094 | Energy Efficient Laboratory Fume Hood | Miscellaneous Manufacturing | New
| IprTgsld221 | 33234.5575 | 7339.4894 | 0 | 4406.1623 | 44980.2092 | 65270.901 | 65270.901 | 17974.6992 | 83245.6002 | 83245.6002 | 0.54033 | 0.54033 | 768.8125 | 768.8125 | 58.5061 | 96614.3395 | 0.13727 | -1299.0118 | Energy Efficient Laboratory Fume Hood | Primary Resources Industries | Turnover
| IprNgsld221 | 33234.5575 | 7339.4894 | 0 | 4406.1623 | 44980.2092 | 65270.901 | 65270.901 | 17974.6992 | 83245.6002 | 83245.6002 | 0.54033 | 0.54033 | 768.8125 | 768.8125 | 58.5061 | 96614.3395 | 0.13727 | -1299.0118 | Energy Efficient Laboratory Fume Hood | Primary Resources Industries | New
| IstTgsld221 | 33234.5575 | 7339.4894 | 0 | 4406.1623 | 44980.2092 | 65270.901 | 65270.901 | 17974.6992 | 83245.6002 | 83245.6002 | 0.54033 | 0.54033 | 4087.8581 | 4087.8581 | 11.0034 | 96614.3395 | 0.72987 | -922.3731 | Energy Efficient Laboratory Fume Hood | Stone/Clay/Glass/Concrete | Turnover
| IstNgsld221 | 33234.5575 | 7339.4894 | 0 | 4406.1623 | 44980.2092 | 65270.901 | 65270.901 | 17974.6992 | 83245.6002 | 83245.6002 | 0.54033 | 0.54033 | 4087.8581 | 4087.8581 | 11.0034 | 96614.3395 | 0.72987 | -922.3731 | Energy Efficient Laboratory Fume Hood | Stone/Clay/Glass/Concrete | New
| IteTgsld221 | 33234.5575 | 7339.4894 | 0 | 4406.1623 | 44980.2092 | 65270.901 | 65270.901 | 17974.6992 | 83245.6002 | 83245.6002 | 0.54033 | 0.54033 | 2294.5337 | 2294.5337 | 19.6032 | 96614.3395 | 0.40968 | -1125.876 | Energy Efficient Laboratory Fume Hood | Textiles and Leather | Turnover
| IteNgsld221 | 33234.5575 | 7339.4894 | 0 | 4406.1623 | 44980.2092 | 65270.901 | 65270.901 | 17974.6992 | 83245.6002 | 83245.6002 | 0.54033 | 0.54033 | 2294.5337 | 2294.5337 | 19.6032 | 96614.3395 | 0.40968 | -1125.876 | Energy Efficient Laboratory Fume Hood | Textiles and Leather | New
| ItrTgsld221 | 33234.5575 | 7339.4894 | 0 | 4406.1623 | 44980.2092 | 65270.901 | 65270.901 | 17974.6992 | 83245.6002 | 83245.6002 | 0.54033 | 0.54033 | 699.0931 | 699.0931 | 64.3408 | 96614.3395 | 0.12482 | -1306.9235 | Energy Efficient Laboratory Fume Hood | Transportation Equipment | Turnover
| ItrNgsld221 | 33234.5575 | 7339.4894 | 0 | 4406.1623 | 44980.2092 | 65270.901 | 65270.901 | 17974.6992 | 83245.6002 | 83245.6002 | 0.54033 | 0.54033 | 699.0931 | 699.0931 | 64.3408 | 96614.3395 | 0.12482 | -1306.9235 | Energy Efficient Laboratory Fume Hood | Transportation Equipment | New
| IwaTgsld221 | 33234.5575 | 7339.4894 | 0 | 4406.1623 | 44980.2092 | 65270.901 | 65270.901 | 17974.6992 | 83245.6002 | 83245.6002 | 0.54033 | 0.54033 | 478.8215 | 478.8215 | 93.9394 | 96614.3395 | 0.085491 | -1331.9194 | Energy Efficient Laboratory Fume Hood | Water and Wastewater | Turnover
| IwaNgsld221 | 33234.5575 | 7339.4894 | 0 | 4406.1623 | 44980.2092 | 65270.901 | 65270.901 | 17974.6992 | 83245.6002 | 83245.6002 | 0.54033 | 0.54033 | 478.8215 | 478.8215 | 93.9394 | 96614.3395 | 0.085491 | -1331.9194 | Energy Efficient Laboratory Fume Hood | Water and Wastewater | New
| IagEgsld222 | 33234.5575 | 7339.4894 | 0 | 4406.1623 | 44980.2092 | 65270.901 | 65270.901 | 17974.6992 | 83245.6002 | 83245.6002 | 0.54033 | 0.54033 | 208592.3541 | 208592.3541 | 0.21564 | 96614.3395 | 31.2609 | 18482.2006 | Energy Recovery Ventilation System | Agriculture and Assembly | Existing
| IagNgsld222 | 33234.5575 | 7339.4894 | 0 | 4406.1623 | 44980.2092 | 65270.901 | 65270.901 | 17974.6992 | 83245.6002 | 83245.6002 | 0.54033 | 0.54033 | 208592.3541 | 208592.3541 | 0.21564 | 96614.3395 | 31.2609 | 18482.2006 | Energy Recovery Ventilation System | Agriculture and Assembly | New
| IchEgsld222 | 33234.5575 | 7339.4894 | 0 | 4406.1623 | 44980.2092 | 65270.901 | 65270.901 | 17974.6992 | 83245.6002 | 83245.6002 | 0.54033 | 0.54033 | 208592.3541 | 208592.3541 | 0.21564 | 96614.3395 | 31.2609 | 18482.2006 | Energy Recovery Ventilation System | Chemicals and Plastics | Existing
| IchNgsld222 | 33234.5575 | 7339.4894 | 0 | 4406.1623 | 44980.2092 | 65270.901 | 65270.901 | 17974.6992 | 83245.6002 | 83245.6002 | 0.54033 | 0.54033 | 208592.3541 | 208592.3541 | 0.21564 | 96614.3395 | 31.2609 | 18482.2006 | Energy Recovery Ventilation System | Chemicals and Plastics | New
| IcoEgsld222 | 33234.5575 | 7339.4894 | 0 | 4406.1623 | 44980.2092 | 65270.901 | 65270.901 | 17974.6992 | 83245.6002 | 83245.6002 | 0.54033 | 0.54033 | 208592.3541 | 208592.3541 | 0.21564 | 96614.3395 | 31.2609 | 18482.2006 | Energy Recovery Ventilation System | Construction | Existing
| IcoNgsld222 | 33234.5575 | 7339.4894 | 0 | 4406.1623 | 44980.2092 | 65270.901 | 65270.901 | 17974.6992 | 83245.6002 | 83245.6002 | 0.54033 | 0.54033 | 208592.3541 | 208592.3541 | 0.21564 | 96614.3395 | 31.2609 | 18482.2006 | Energy Recovery Ventilation System | Construction | New
| IelEgsld222 | 33234.5575 | 7339.4894 | 0 | 4406.1623 | 44980.2092 | 65270.901 | 65270.901 | 17974.6992 | 83245.6002 | 83245.6002 | 0.54033 | 0.54033 | 208592.3541 | 208592.3541 | 0.21564 | 96614.3395 | 31.2609 | 18482.2006 | Energy Recovery Ventilation System | Electrical and Electronic Equip. | Existing
| IelNgsld222 | 33234.5575 | 7339.4894 | 0 | 4406.1623 | 44980.2092 | 65270.901 | 65270.901 | 17974.6992 | 83245.6002 | 83245.6002 | 0.54033 | 0.54033 | 208592.3541 | 208592.3541 | 0.21564 | 96614.3395 | 31.2609 | 18482.2006 | Energy Recovery Ventilation System | Electrical and Electronic Equip. | New
| IluEgsld222 | 33234.5575 | 7339.4894 | 0 | 4406.1623 | 44980.2092 | 65270.901 | 65270.901 | 17974.6992 | 83245.6002 | 83245.6002 | 0.54033 | 0.54033 | 208592.3541 | 208592.3541 | 0.21564 | 96614.3395 | 31.2609 | 18482.2006 | Energy Recovery Ventilation System | Lumber/Furniture/Pulp/Paper | Existing
| IluNgsld222 | 33234.5575 | 7339.4894 | 0 | 4406.1623 | 44980.2092 | 65270.901 | 65270.901 | 17974.6992 | 83245.6002 | 83245.6002 | 0.54033 | 0.54033 | 208592.3541 | 208592.3541 | 0.21564 | 96614.3395 | 31.2609 | 18482.2006 | Energy Recovery Ventilation System | Lumber/Furniture/Pulp/Paper | New
| ImeEgsld222 | 33234.5575 | 7339.4894 | 0 | 4406.1623 | 44980.2092 | 65270.901 | 65270.901 | 17974.6992 | 83245.6002 | 83245.6002 | 0.54033 | 0.54033 | 208592.3541 | 208592.3541 | 0.21564 | 96614.3395 | 31.2609 | 18482.2006 | Energy Recovery Ventilation System | Metal Products and Machinery | Existing
| ImeNgsld222 | 33234.5575 | 7339.4894 | 0 | 4406.1623 | 44980.2092 | 65270.901 | 65270.901 | 17974.6992 | 83245.6002 | 83245.6002 | 0.54033 | 0.54033 | 208592.3541 | 208592.3541 | 0.21564 | 96614.3395 | 31.2609 | 18482.2006 | Energy Recovery Ventilation System | Metal Products and Machinery | New
| ImiEgsld222 | 33234.5575 | 7339.4894 | 0 | 4406.1623 | 44980.2092 | 65270.901 | 65270.901 | 17974.6992 | 83245.6002 | 83245.6002 | 0.54033 | 0.54033 | 208592.3541 | 208592.3541 | 0.21564 | 96614.3395 | 31.2609 | 18482.2006 | Energy Recovery Ventilation System | Miscellaneous Manufacturing | Existing
| ImiNgsld222 | 33234.5575 | 7339.4894 | 0 | 4406.1623 | 44980.2092 | 65270.901 | 65270.901 | 17974.6992 | 83245.6002 | 83245.6002 | 0.54033 | 0.54033 | 208592.3541 | 208592.3541 | 0.21564 | 96614.3395 | 31.2609 | 18482.2006 | Energy Recovery Ventilation System | Miscellaneous Manufacturing | New
| IprEgsld222 | 33234.5575 | 7339.4894 | 0 | 4406.1623 | 44980.2092 | 65270.901 | 65270.901 | 17974.6992 | 83245.6002 | 83245.6002 | 0.54033 | 0.54033 | 208592.3541 | 208592.3541 | 0.21564 | 96614.3395 | 31.2609 | 18482.2006 | Energy Recovery Ventilation System | Primary Resources Industries | Existing
| IprNgsld222 | 33234.5575 | 7339.4894 | 0 | 4406.1623 | 44980.2092 | 65270.901 | 65270.901 | 17974.6992 | 83245.6002 | 83245.6002 | 0.54033 | 0.54033 | 208592.3541 | 208592.3541 | 0.21564 | 96614.3395 | 31.2609 | 18482.2006 | Energy Recovery Ventilation System | Primary Resources Industries | New
| IstEgsld222 | 33234.5575 | 7339.4894 | 0 | 4406.1623 | 44980.2092 | 65270.901 | 65270.901 | 17974.6992 | 83245.6002 | 83245.6002 | 0.54033 | 0.54033 | 208592.3541 | 208592.3541 | 0.21564 | 96614.3395 | 31.2609 | 18482.2006 | Energy Recovery Ventilation System | Stone/Clay/Glass/Concrete | Existing
| IstNgsld222 | 33234.5575 | 7339.4894 | 0 | 4406.1623 | 44980.2092 | 65270.901 | 65270.901 | 17974.6992 | 83245.6002 | 83245.6002 | 0.54033 | 0.54033 | 208592.3541 | 208592.3541 | 0.21564 | 96614.3395 | 31.2609 | 18482.2006 | Energy Recovery Ventilation System | Stone/Clay/Glass/Concrete | New
| IteEgsld222 | 33234.5575 | 7339.4894 | 0 | 4406.1623 | 44980.2092 | 65270.901 | 65270.901 | 17974.6992 | 83245.6002 | 83245.6002 | 0.54033 | 0.54033 | 208592.3541 | 208592.3541 | 0.21564 | 96614.3395 | 31.2609 | 18482.2006 | Energy Recovery Ventilation System | Textiles and Leather | Existing
| IteNgsld222 | 33234.5575 | 7339.4894 | 0 | 4406.1623 | 44980.2092 | 65270.901 | 65270.901 | 17974.6992 | 83245.6002 | 83245.6002 | 0.54033 | 0.54033 | 208592.3541 | 208592.3541 | 0.21564 | 96614.3395 | 31.2609 | 18482.2006 | Energy Recovery Ventilation System | Textiles and Leather | New
| ItrEgsld222 | 33234.5575 | 7339.4894 | 0 | 4406.1623 | 44980.2092 | 65270.901 | 65270.901 | 17974.6992 | 83245.6002 | 83245.6002 | 0.54033 | 0.54033 | 208592.3541 | 208592.3541 | 0.21564 | 96614.3395 | 31.2609 | 18482.2006 | Energy Recovery Ventilation System | Transportation Equipment | Existing
| ItrNgsld222 | 33234.5575 | 7339.4894 | 0 | 4406.1623 | 44980.2092 | 65270.901 | 65270.901 | 17974.6992 | 83245.6002 | 83245.6002 | 0.54033 | 0.54033 | 208592.3541 | 208592.3541 | 0.21564 | 96614.3395 | 31.2609 | 18482.2006 | Energy Recovery Ventilation System | Transportation Equipment | New
| IwaEgsld222 | 33234.5575 | 7339.4894 | 0 | 4406.1623 | 44980.2092 | 65270.901 | 65270.901 | 17974.6992 | 83245.6002 | 83245.6002 | 0.54033 | 0.54033 | 208592.3541 | 208592.3541 | 0.21564 | 96614.3395 | 31.2609 | 18482.2006 | Energy Recovery Ventilation System | Water and Wastewater | Existing
| IwaNgsld222 | 33234.5575 | 7339.4894 | 0 | 4406.1623 | 44980.2092 | 65270.901 | 65270.901 | 17974.6992 | 83245.6002 | 83245.6002 | 0.54033 | 0.54033 | 208592.3541 | 208592.3541 | 0.21564 | 96614.3395 | 31.2609 | 18482.2006 | Energy Recovery Ventilation System | Water and Wastewater | New
| IagTgsld223 | 33234.5575 | 7339.4894 | 0 | 4406.1623 | 44980.2092 | 65270.901 | 65270.901 | 17974.6992 | 83245.6002 | 83245.6002 | 0.54033 | 0.54033 | 8387.3671 | 8387.3671 | 5.3629 | 96614.3395 | 1.0788 | -700.6057 | Energy Star room ac | Agriculture and Assembly | Turnover
| IagNgsld223 | 33234.5575 | 7339.4894 | 0 | 4406.1623 | 44980.2092 | 65270.901 | 65270.901 | 17974.6992 | 83245.6002 | 83245.6002 | 0.54033 | 0.54033 | 8387.3671 | 8387.3671 | 5.3629 | 96614.3395 | 1.0788 | -700.6057 | Energy Star room ac | Agriculture and Assembly | New
| IchTgsld223 | 33234.5575 | 7339.4894 | 0 | 4406.1623 | 44980.2092 | 65270.901 | 65270.901 | 17974.6992 | 83245.6002 | 83245.6002 | 0.54033 | 0.54033 | 8387.3671 | 8387.3671 | 5.3629 | 96614.3395 | 1.0788 | -700.6057 | Energy Star room ac | Chemicals and Plastics | Turnover
| IchNgsld223 | 33234.5575 | 7339.4894 | 0 | 4406.1623 | 44980.2092 | 65270.901 | 65270.901 | 17974.6992 | 83245.6002 | 83245.6002 | 0.54033 | 0.54033 | 8387.3671 | 8387.3671 | 5.3629 | 96614.3395 | 1.0788 | -700.6057 | Energy Star room ac | Chemicals and Plastics | New
| IcoTgsld223 | 33234.5575 | 7339.4894 | 0 | 4406.1623 | 44980.2092 | 65270.901 | 65270.901 | 17974.6992 | 83245.6002 | 83245.6002 | 0.54033 | 0.54033 | 8387.3671 | 8387.3671 | 5.3629 | 96614.3395 | 1.0788 | -700.6057 | Energy Star room ac | Construction | Turnover
| IcoNgsld223 | 33234.5575 | 7339.4894 | 0 | 4406.1623 | 44980.2092 | 65270.901 | 65270.901 | 17974.6992 | 83245.6002 | 83245.6002 | 0.54033 | 0.54033 | 8387.3671 | 8387.3671 | 5.3629 | 96614.3395 | 1.0788 | -700.6057 | Energy Star room ac | Construction | New
| IelTgsld223 | 33234.5575 | 7339.4894 | 0 | 4406.1623 | 44980.2092 | 65270.901 | 65270.901 | 17974.6992 | 83245.6002 | 83245.6002 | 0.54033 | 0.54033 | 8387.3671 | 8387.3671 | 5.3629 | 96614.3395 | 1.0788 | -700.6057 | Energy Star room ac | Electrical and Electronic Equip. | Turnover
| IelNgsld223 | 33234.5575 | 7339.4894 | 0 | 4406.1623 | 44980.2092 | 65270.901 | 65270.901 | 17974.6992 | 83245.6002 | 83245.6002 | 0.54033 | 0.54033 | 8387.3671 | 8387.3671 | 5.3629 | 96614.3395 | 1.0788 | -700.6057 | Energy Star room ac | Electrical and Electronic Equip. | New
| IluTgsld223 | 33234.5575 | 7339.4894 | 0 | 4406.1623 | 44980.2092 | 65270.901 | 65270.901 | 17974.6992 | 83245.6002 | 83245.6002 | 0.54033 | 0.54033 | 8387.3671 | 8387.3671 | 5.3629 | 96614.3395 | 1.0788 | -700.6057 | Energy Star room ac | Lumber/Furniture/Pulp/Paper | Turnover
| IluNgsld223 | 33234.5575 | 7339.4894 | 0 | 4406.1623 | 44980.2092 | 65270.901 | 65270.901 | 17974.6992 | 83245.6002 | 83245.6002 | 0.54033 | 0.54033 | 8387.3671 | 8387.3671 | 5.3629 | 96614.3395 | 1.0788 | -700.6057 | Energy Star room ac | Lumber/Furniture/Pulp/Paper | New
| ImeTgsld223 | 33234.5575 | 7339.4894 | 0 | 4406.1623 | 44980.2092 | 65270.901 | 65270.901 | 17974.6992 | 83245.6002 | 83245.6002 | 0.54033 | 0.54033 | 8387.3671 | 8387.3671 | 5.3629 | 96614.3395 | 1.0788 | -700.6057 | Energy Star room ac | Metal Products and Machinery | Turnover
| ImeNgsld223 | 33234.5575 | 7339.4894 | 0 | 4406.1623 | 44980.2092 | 65270.901 | 65270.901 | 17974.6992 | 83245.6002 | 83245.6002 | 0.54033 | 0.54033 | 8387.3671 | 8387.3671 | 5.3629 | 96614.3395 | 1.0788 | -700.6057 | Energy Star room ac | Metal Products and Machinery | New
| ImiTgsld223 | 33234.5575 | 7339.4894 | 0 | 4406.1623 | 44980.2092 | 65270.901 | 65270.901 | 17974.6992 | 83245.6002 | 83245.6002 | 0.54033 | 0.54033 | 8387.3671 | 8387.3671 | 5.3629 | 96614.3395 | 1.0788 | -700.6057 | Energy Star room ac | Miscellaneous Manufacturing | Turnover
| ImiNgsld223 | 33234.5575 | 7339.4894 | 0 | 4406.1623 | 44980.2092 | 65270.901 | 65270.901 | 17974.6992 | 83245.6002 | 83245.6002 | 0.54033 | 0.54033 | 8387.3671 | 8387.3671 | 5.3629 | 96614.3395 | 1.0788 | -700.6057 | Energy Star room ac | Miscellaneous Manufacturing | New
| IprTgsld223 | 33234.5575 | 7339.4894 | 0 | 4406.1623 | 44980.2092 | 65270.901 | 65270.901 | 17974.6992 | 83245.6002 | 83245.6002 | 0.54033 | 0.54033 | 8387.3671 | 8387.3671 | 5.3629 | 96614.3395 | 1.0788 | -700.6057 | Energy Star room ac | Primary Resources Industries | Turnover
| IprNgsld223 | 33234.5575 | 7339.4894 | 0 | 4406.1623 | 44980.2092 | 65270.901 | 65270.901 | 17974.6992 | 83245.6002 | 83245.6002 | 0.54033 | 0.54033 | 8387.3671 | 8387.3671 | 5.3629 | 96614.3395 | 1.0788 | -700.6057 | Energy Star room ac | Primary Resources Industries | New
| IstTgsld223 | 33234.5575 | 7339.4894 | 0 | 4406.1623 | 44980.2092 | 65270.901 | 65270.901 | 17974.6992 | 83245.6002 | 83245.6002 | 0.54033 | 0.54033 | 8387.3671 | 8387.3671 | 5.3629 | 96614.3395 | 1.0788 | -700.6057 | Energy Star room ac | Stone/Clay/Glass/Concrete | Turnover
| IstNgsld223 | 33234.5575 | 7339.4894 | 0 | 4406.1623 | 44980.2092 | 65270.901 | 65270.901 | 17974.6992 | 83245.6002 | 83245.6002 | 0.54033 | 0.54033 | 8387.3671 | 8387.3671 | 5.3629 | 96614.3395 | 1.0788 | -700.6057 | Energy Star room ac | Stone/Clay/Glass/Concrete | New
| IteTgsld223 | 33234.5575 | 7339.4894 | 0 | 4406.1623 | 44980.2092 | 65270.901 | 65270.901 | 17974.6992 | 83245.6002 | 83245.6002 | 0.54033 | 0.54033 | 8387.3671 | 8387.3671 | 5.3629 | 96614.3395 | 1.0788 | -700.6057 | Energy Star room ac | Textiles and Leather | Turnover
| IteNgsld223 | 33234.5575 | 7339.4894 | 0 | 4406.1623 | 44980.2092 | 65270.901 | 65270.901 | 17974.6992 | 83245.6002 | 83245.6002 | 0.54033 | 0.54033 | 8387.3671 | 8387.3671 | 5.3629 | 96614.3395 | 1.0788 | -700.6057 | Energy Star room ac | Textiles and Leather | New
| ItrTgsld223 | 33234.5575 | 7339.4894 | 0 | 4406.1623 | 44980.2092 | 65270.901 | 65270.901 | 17974.6992 | 83245.6002 | 83245.6002 | 0.54033 | 0.54033 | 8387.3671 | 8387.3671 | 5.3629 | 96614.3395 | 1.0788 | -700.6057 | Energy Star room ac | Transportation Equipment | Turnover
| ItrNgsld223 | 33234.5575 | 7339.4894 | 0 | 4406.1623 | 44980.2092 | 65270.901 | 65270.901 | 17974.6992 | 83245.6002 | 83245.6002 | 0.54033 | 0.54033 | 8387.3671 | 8387.3671 | 5.3629 | 96614.3395 | 1.0788 | -700.6057 | Energy Star room ac | Transportation Equipment | New
| IwaTgsld223 | 33234.5575 | 7339.4894 | 0 | 4406.1623 | 44980.2092 | 65270.901 | 65270.901 | 17974.6992 | 83245.6002 | 83245.6002 | 0.54033 | 0.54033 | 8387.3671 | 8387.3671 | 5.3629 | 96614.3395 | 1.0788 | -700.6057 | Energy Star room ac | Water and Wastewater | Turnover
| IwaNgsld223 | 33234.5575 | 7339.4894 | 0 | 4406.1623 | 44980.2092 | 65270.901 | 65270.901 | 17974.6992 | 83245.6002 | 83245.6002 | 0.54033 | 0.54033 | 8387.3671 | 8387.3671 | 5.3629 | 96614.3395 | 1.0788 | -700.6057 | Energy Star room ac | Water and Wastewater | New
| IagTgsld224 | 33234.5575 | 7339.4894 | 0 | 4406.1623 | 44980.2092 | 65270.901 | 65270.901 | 17974.6992 | 83245.6002 | 83245.6002 | 0.54033 | 0.54033 | 163639.5102 | 163639.5102 | 0.27487 | 96614.3395 | 30.9831 | 18305.6539 | HE Air Cooled Chiller - All Compressor Types - 100 Tons | Agriculture and Assembly | Turnover
| IagNgsld224 | 33234.5575 | 7339.4894 | 0 | 4406.1623 | 44980.2092 | 65270.901 | 65270.901 | 17974.6992 | 83245.6002 | 83245.6002 | 0.54033 | 0.54033 | 163639.5102 | 163639.5102 | 0.27487 | 96614.3395 | 30.9831 | 18305.6539 | HE Air Cooled Chiller - All Compressor Types - 100 Tons | Agriculture and Assembly | New
| IchTgsld224 | 33234.5575 | 7339.4894 | 0 | 4406.1623 | 44980.2092 | 65270.901 | 65270.901 | 17974.6992 | 83245.6002 | 83245.6002 | 0.54033 | 0.54033 | 163639.5102 | 163639.5102 | 0.27487 | 96614.3395 | 30.9831 | 18305.6539 | HE Air Cooled Chiller - All Compressor Types - 100 Tons | Chemicals and Plastics | Turnover
| IchNgsld224 | 33234.5575 | 7339.4894 | 0 | 4406.1623 | 44980.2092 | 65270.901 | 65270.901 | 17974.6992 | 83245.6002 | 83245.6002 | 0.54033 | 0.54033 | 163639.5102 | 163639.5102 | 0.27487 | 96614.3395 | 30.9831 | 18305.6539 | HE Air Cooled Chiller - All Compressor Types - 100 Tons | Chemicals and Plastics | New
| IcoTgsld224 | 33234.5575 | 7339.4894 | 0 | 4406.1623 | 44980.2092 | 65270.901 | 65270.901 | 17974.6992 | 83245.6002 | 83245.6002 | 0.54033 | 0.54033 | 163639.5102 | 163639.5102 | 0.27487 | 96614.3395 | 30.9831 | 18305.6539 | HE Air Cooled Chiller - All Compressor Types - 100 Tons | Construction | Turnover
| IcoNgsld224 | 33234.5575 | 7339.4894 | 0 | 4406.1623 | 44980.2092 | 65270.901 | 65270.901 | 17974.6992 | 83245.6002 | 83245.6002 | 0.54033 | 0.54033 | 163639.5102 | 163639.5102 | 0.27487 | 96614.3395 | 30.9831 | 18305.6539 | HE Air Cooled Chiller - All Compressor Types - 100 Tons | Construction | New
| IelTgsld224 | 33234.5575 | 7339.4894 | 0 | 4406.1623 | 44980.2092 | 65270.901 | 65270.901 | 17974.6992 | 83245.6002 | 83245.6002 | 0.54033 | 0.54033 | 163639.5102 | 163639.5102 | 0.27487 | 96614.3395 | 30.9831 | 18305.6539 | HE Air Cooled Chiller - All Compressor Types - 100 Tons | Electrical and Electronic Equip. | Turnover
| IelNgsld224 | 33234.5575 | 7339.4894 | 0 | 4406.1623 | 44980.2092 | 65270.901 | 65270.901 | 17974.6992 | 83245.6002 | 83245.6002 | 0.54033 | 0.54033 | 163639.5102 | 163639.5102 | 0.27487 | 96614.3395 | 30.9831 | 18305.6539 | HE Air Cooled Chiller - All Compressor Types - 100 Tons | Electrical and Electronic Equip. | New
| IluTgsld224 | 33234.5575 | 7339.4894 | 0 | 4406.1623 | 44980.2092 | 65270.901 | 65270.901 | 17974.6992 | 83245.6002 | 83245.6002 | 0.54033 | 0.54033 | 163639.5102 | 163639.5102 | 0.27487 | 96614.3395 | 30.9831 | 18305.6539 | HE Air Cooled Chiller - All Compressor Types - 100 Tons | Lumber/Furniture/Pulp/Paper | Turnover
| IluNgsld224 | 33234.5575 | 7339.4894 | 0 | 4406.1623 | 44980.2092 | 65270.901 | 65270.901 | 17974.6992 | 83245.6002 | 83245.6002 | 0.54033 | 0.54033 | 163639.5102 | 163639.5102 | 0.27487 | 96614.3395 | 30.9831 | 18305.6539 | HE Air Cooled Chiller - All Compressor Types - 100 Tons | Lumber/Furniture/Pulp/Paper | New
| ImeTgsld224 | 33234.5575 | 7339.4894 | 0 | 4406.1623 | 44980.2092 | 65270.901 | 65270.901 | 17974.6992 | 83245.6002 | 83245.6002 | 0.54033 | 0.54033 | 163639.5102 | 163639.5102 | 0.27487 | 96614.3395 | 30.9831 | 18305.6539 | HE Air Cooled Chiller - All Compressor Types - 100 Tons | Metal Products and Machinery | Turnover
| ImeNgsld224 | 33234.5575 | 7339.4894 | 0 | 4406.1623 | 44980.2092 | 65270.901 | 65270.901 | 17974.6992 | 83245.6002 | 83245.6002 | 0.54033 | 0.54033 | 163639.5102 | 163639.5102 | 0.27487 | 96614.3395 | 30.9831 | 18305.6539 | HE Air Cooled Chiller - All Compressor Types - 100 Tons | Metal Products and Machinery | New
| ImiTgsld224 | 33234.5575 | 7339.4894 | 0 | 4406.1623 | 44980.2092 | 65270.901 | 65270.901 | 17974.6992 | 83245.6002 | 83245.6002 | 0.54033 | 0.54033 | 163639.5102 | 163639.5102 | 0.27487 | 96614.3395 | 30.9831 | 18305.6539 | HE Air Cooled Chiller - All Compressor Types - 100 Tons | Miscellaneous Manufacturing | Turnover
| ImiNgsld224 | 33234.5575 | 7339.4894 | 0 | 4406.1623 | 44980.2092 | 65270.901 | 65270.901 | 17974.6992 | 83245.6002 | 83245.6002 | 0.54033 | 0.54033 | 163639.5102 | 163639.5102 | 0.27487 | 96614.3395 | 30.9831 | 18305.6539 | HE Air Cooled Chiller - All Compressor Types - 100 Tons | Miscellaneous Manufacturing | New
| IprTgsld224 | 33234.5575 | 7339.4894 | 0 | 4406.1623 | 44980.2092 | 65270.901 | 65270.901 | 17974.6992 | 83245.6002 | 83245.6002 | 0.54033 | 0.54033 | 163639.5102 | 163639.5102 | 0.27487 | 96614.3395 | 30.9831 | 18305.6539 | HE Air Cooled Chiller - All Compressor Types - 100 Tons | Primary Resources Industries | Turnover
| IprNgsld224 | 33234.5575 | 7339.4894 | 0 | 4406.1623 | 44980.2092 | 65270.901 | 65270.901 | 17974.6992 | 83245.6002 | 83245.6002 | 0.54033 | 0.54033 | 163639.5102 | 163639.5102 | 0.27487 | 96614.3395 | 30.9831 | 18305.6539 | HE Air Cooled Chiller - All Compressor Types - 100 Tons | Primary Resources Industries | New
| IstTgsld224 | 33234.5575 | 7339.4894 | 0 | 4406.1623 | 44980.2092 | 65270.901 | 65270.901 | 17974.6992 | 83245.6002 | 83245.6002 | 0.54033 | 0.54033 | 163639.5102 | 163639.5102 | 0.27487 | 96614.3395 | 30.9831 | 18305.6539 | HE Air Cooled Chiller - All Compressor Types - 100 Tons | Stone/Clay/Glass/Concrete | Turnover
| IstNgsld224 | 33234.5575 | 7339.4894 | 0 | 4406.1623 | 44980.2092 | 65270.901 | 65270.901 | 17974.6992 | 83245.6002 | 83245.6002 | 0.54033 | 0.54033 | 163639.5102 | 163639.5102 | 0.27487 | 96614.3395 | 30.9831 | 18305.6539 | HE Air Cooled Chiller - All Compressor Types - 100 Tons | Stone/Clay/Glass/Concrete | New
| IteTgsld224 | 33234.5575 | 7339.4894 | 0 | 4406.1623 | 44980.2092 | 65270.901 | 65270.901 | 17974.6992 | 83245.6002 | 83245.6002 | 0.54033 | 0.54033 | 163639.5102 | 163639.5102 | 0.27487 | 96614.3395 | 30.9831 | 18305.6539 | HE Air Cooled Chiller - All Compressor Types - 100 Tons | Textiles and Leather | Turnover
| IteNgsld224 | 33234.5575 | 7339.4894 | 0 | 4406.1623 | 44980.2092 | 65270.901 | 65270.901 | 17974.6992 | 83245.6002 | 83245.6002 | 0.54033 | 0.54033 | 163639.5102 | 163639.5102 | 0.27487 | 96614.3395 | 30.9831 | 18305.6539 | HE Air Cooled Chiller - All Compressor Types - 100 Tons | Textiles and Leather | New
| ItrTgsld224 | 33234.5575 | 7339.4894 | 0 | 4406.1623 | 44980.2092 | 65270.901 | 65270.901 | 17974.6992 | 83245.6002 | 83245.6002 | 0.54033 | 0.54033 | 163639.5102 | 163639.5102 | 0.27487 | 96614.3395 | 30.9831 | 18305.6539 | HE Air Cooled Chiller - All Compressor Types - 100 Tons | Transportation Equipment | Turnover
| ItrNgsld224 | 33234.5575 | 7339.4894 | 0 | 4406.1623 | 44980.2092 | 65270.901 | 65270.901 | 17974.6992 | 83245.6002 | 83245.6002 | 0.54033 | 0.54033 | 163639.5102 | 163639.5102 | 0.27487 | 96614.3395 | 30.9831 | 18305.6539 | HE Air Cooled Chiller - All Compressor Types - 100 Tons | Transportation Equipment | New
| IwaTgsld224 | 33234.5575 | 7339.4894 | 0 | 4406.1623 | 44980.2092 | 65270.901 | 65270.901 | 17974.6992 | 83245.6002 | 83245.6002 | 0.54033 | 0.54033 | 163639.5102 | 163639.5102 | 0.27487 | 96614.3395 | 30.9831 | 18305.6539 | HE Air Cooled Chiller - All Compressor Types - 100 Tons | Water and Wastewater | Turnover
| IwaNgsld224 | 33234.5575 | 7339.4894 | 0 | 4406.1623 | 44980.2092 | 65270.901 | 65270.901 | 17974.6992 | 83245.6002 | 83245.6002 | 0.54033 | 0.54033 | 163639.5102 | 163639.5102 | 0.27487 | 96614.3395 | 30.9831 | 18305.6539 | HE Air Cooled Chiller - All Compressor Types - 100 Tons | Water and Wastewater | New
| IagTgsld225 | 33234.5575 | 7339.4894 | 0 | 4406.1623 | 44980.2092 | 65270.901 | 65270.901 | 17974.6992 | 83245.6002 | 83245.6002 | 0.54033 | 0.54033 | 63186.4815 | 63186.4815 | 0.71186 | 96614.3395 | 9.4695 | 4632.2675 | HE Air Cooled Chiller - All Compressor Types - 300 Tons | Agriculture and Assembly | Turnover
| IagNgsld225 | 33234.5575 | 7339.4894 | 0 | 4406.1623 | 44980.2092 | 65270.901 | 65270.901 | 17974.6992 | 83245.6002 | 83245.6002 | 0.54033 | 0.54033 | 63186.4815 | 63186.4815 | 0.71186 | 96614.3395 | 9.4695 | 4632.2675 | HE Air Cooled Chiller - All Compressor Types - 300 Tons | Agriculture and Assembly | New
| IchTgsld225 | 33234.5575 | 7339.4894 | 0 | 4406.1623 | 44980.2092 | 65270.901 | 65270.901 | 17974.6992 | 83245.6002 | 83245.6002 | 0.54033 | 0.54033 | 63186.4815 | 63186.4815 | 0.71186 | 96614.3395 | 9.4695 | 4632.2675 | HE Air Cooled Chiller - All Compressor Types - 300 Tons | Chemicals and Plastics | Turnover
| IchNgsld225 | 33234.5575 | 7339.4894 | 0 | 4406.1623 | 44980.2092 | 65270.901 | 65270.901 | 17974.6992 | 83245.6002 | 83245.6002 | 0.54033 | 0.54033 | 63186.4815 | 63186.4815 | 0.71186 | 96614.3395 | 9.4695 | 4632.2675 | HE Air Cooled Chiller - All Compressor Types - 300 Tons | Chemicals and Plastics | New
| IcoTgsld225 | 33234.5575 | 7339.4894 | 0 | 4406.1623 | 44980.2092 | 65270.901 | 65270.901 | 17974.6992 | 83245.6002 | 83245.6002 | 0.54033 | 0.54033 | 63186.4815 | 63186.4815 | 0.71186 | 96614.3395 | 9.4695 | 4632.2675 | HE Air Cooled Chiller - All Compressor Types - 300 Tons | Construction | Turnover
| IcoNgsld225 | 33234.5575 | 7339.4894 | 0 | 4406.1623 | 44980.2092 | 65270.901 | 65270.901 | 17974.6992 | 83245.6002 | 83245.6002 | 0.54033 | 0.54033 | 63186.4815 | 63186.4815 | 0.71186 | 96614.3395 | 9.4695 | 4632.2675 | HE Air Cooled Chiller - All Compressor Types - 300 Tons | Construction | New
| IelTgsld225 | 33234.5575 | 7339.4894 | 0 | 4406.1623 | 44980.2092 | 65270.901 | 65270.901 | 17974.6992 | 83245.6002 | 83245.6002 | 0.54033 | 0.54033 | 63186.4815 | 63186.4815 | 0.71186 | 96614.3395 | 9.4695 | 4632.2675 | HE Air Cooled Chiller - All Compressor Types - 300 Tons | Electrical and Electronic Equip. | Turnover
| IelNgsld225 | 33234.5575 | 7339.4894 | 0 | 4406.1623 | 44980.2092 | 65270.901 | 65270.901 | 17974.6992 | 83245.6002 | 83245.6002 | 0.54033 | 0.54033 | 63186.4815 | 63186.4815 | 0.71186 | 96614.3395 | 9.4695 | 4632.2675 | HE Air Cooled Chiller - All Compressor Types - 300 Tons | Electrical and Electronic Equip. | New
| IluTgsld225 | 33234.5575 | 7339.4894 | 0 | 4406.1623 | 44980.2092 | 65270.901 | 65270.901 | 17974.6992 | 83245.6002 | 83245.6002 | 0.54033 | 0.54033 | 63186.4815 | 63186.4815 | 0.71186 | 96614.3395 | 9.4695 | 4632.2675 | HE Air Cooled Chiller - All Compressor Types - 300 Tons | Lumber/Furniture/Pulp/Paper | Turnover
| IluNgsld225 | 33234.5575 | 7339.4894 | 0 | 4406.1623 | 44980.2092 | 65270.901 | 65270.901 | 17974.6992 | 83245.6002 | 83245.6002 | 0.54033 | 0.54033 | 63186.4815 | 63186.4815 | 0.71186 | 96614.3395 | 9.4695 | 4632.2675 | HE Air Cooled Chiller - All Compressor Types - 300 Tons | Lumber/Furniture/Pulp/Paper | New
| ImeTgsld225 | 33234.5575 | 7339.4894 | 0 | 4406.1623 | 44980.2092 | 65270.901 | 65270.901 | 17974.6992 | 83245.6002 | 83245.6002 | 0.54033 | 0.54033 | 63186.4815 | 63186.4815 | 0.71186 | 96614.3395 | 9.4695 | 4632.2675 | HE Air Cooled Chiller - All Compressor Types - 300 Tons | Metal Products and Machinery | Turnover
| ImeNgsld225 | 33234.5575 | 7339.4894 | 0 | 4406.1623 | 44980.2092 | 65270.901 | 65270.901 | 17974.6992 | 83245.6002 | 83245.6002 | 0.54033 | 0.54033 | 63186.4815 | 63186.4815 | 0.71186 | 96614.3395 | 9.4695 | 4632.2675 | HE Air Cooled Chiller - All Compressor Types - 300 Tons | Metal Products and Machinery | New
| ImiTgsld225 | 33234.5575 | 7339.4894 | 0 | 4406.1623 | 44980.2092 | 65270.901 | 65270.901 | 17974.6992 | 83245.6002 | 83245.6002 | 0.54033 | 0.54033 | 63186.4815 | 63186.4815 | 0.71186 | 96614.3395 | 9.4695 | 4632.2675 | HE Air Cooled Chiller - All Compressor Types - 300 Tons | Miscellaneous Manufacturing | Turnover
| ImiNgsld225 | 33234.5575 | 7339.4894 | 0 | 4406.1623 | 44980.2092 | 65270.901 | 65270.901 | 17974.6992 | 83245.6002 | 83245.6002 | 0.54033 | 0.54033 | 63186.4815 | 63186.4815 | 0.71186 | 96614.3395 | 9.4695 | 4632.2675 | HE Air Cooled Chiller - All Compressor Types - 300 Tons | Miscellaneous Manufacturing | New
| IprTgsld225 | 33234.5575 | 7339.4894 | 0 | 4406.1623 | 44980.2092 | 65270.901 | 65270.901 | 17974.6992 | 83245.6002 | 83245.6002 | 0.54033 | 0.54033 | 63186.4815 | 63186.4815 | 0.71186 | 96614.3395 | 9.4695 | 4632.2675 | HE Air Cooled Chiller - All Compressor Types - 300 Tons | Primary Resources Industries | Turnover
| IprNgsld225 | 33234.5575 | 7339.4894 | 0 | 4406.1623 | 44980.2092 | 65270.901 | 65270.901 | 17974.6992 | 83245.6002 | 83245.6002 | 0.54033 | 0.54033 | 63186.4815 | 63186.4815 | 0.71186 | 96614.3395 | 9.4695 | 4632.2675 | HE Air Cooled Chiller - All Compressor Types - 300 Tons | Primary Resources Industries | New
| IstTgsld225 | 33234.5575 | 7339.4894 | 0 | 4406.1623 | 44980.2092 | 65270.901 | 65270.901 | 17974.6992 | 83245.6002 | 83245.6002 | 0.54033 | 0.54033 | 63186.4815 | 63186.4815 | 0.71186 | 96614.3395 | 9.4695 | 4632.2675 | HE Air Cooled Chiller - All Compressor Types - 300 Tons | Stone/Clay/Glass/Concrete | Turnover
| IstNgsld225 | 33234.5575 | 7339.4894 | 0 | 4406.1623 | 44980.2092 | 65270.901 | 65270.901 | 17974.6992 | 83245.6002 | 83245.6002 | 0.54033 | 0.54033 | 63186.4815 | 63186.4815 | 0.71186 | 96614.3395 | 9.4695 | 4632.2675 | HE Air Cooled Chiller - All Compressor Types - 300 Tons | Stone/Clay/Glass/Concrete | New
| IteTgsld225 | 33234.5575 | 7339.4894 | 0 | 4406.1623 | 44980.2092 | 65270.901 | 65270.901 | 17974.6992 | 83245.6002 | 83245.6002 | 0.54033 | 0.54033 | 63186.4815 | 63186.4815 | 0.71186 | 96614.3395 | 9.4695 | 4632.2675 | HE Air Cooled Chiller - All Compressor Types - 300 Tons | Textiles and Leather | Turnover
| IteNgsld225 | 33234.5575 | 7339.4894 | 0 | 4406.1623 | 44980.2092 | 65270.901 | 65270.901 | 17974.6992 | 83245.6002 | 83245.6002 | 0.54033 | 0.54033 | 63186.4815 | 63186.4815 | 0.71186 | 96614.3395 | 9.4695 | 4632.2675 | HE Air Cooled Chiller - All Compressor Types - 300 Tons | Textiles and Leather | New
| ItrTgsld225 | 33234.5575 | 7339.4894 | 0 | 4406.1623 | 44980.2092 | 65270.901 | 65270.901 | 17974.6992 | 83245.6002 | 83245.6002 | 0.54033 | 0.54033 | 63186.4815 | 63186.4815 | 0.71186 | 96614.3395 | 9.4695 | 4632.2675 | HE Air Cooled Chiller - All Compressor Types - 300 Tons | Transportation Equipment | Turnover
| ItrNgsld225 | 33234.5575 | 7339.4894 | 0 | 4406.1623 | 44980.2092 | 65270.901 | 65270.901 | 17974.6992 | 83245.6002 | 83245.6002 | 0.54033 | 0.54033 | 63186.4815 | 63186.4815 | 0.71186 | 96614.3395 | 9.4695 | 4632.2675 | HE Air Cooled Chiller - All Compressor Types - 300 Tons | Transportation Equipment | New
| IwaTgsld225 | 33234.5575 | 7339.4894 | 0 | 4406.1623 | 44980.2092 | 65270.901 | 65270.901 | 17974.6992 | 83245.6002 | 83245.6002 | 0.54033 | 0.54033 | 63186.4815 | 63186.4815 | 0.71186 | 96614.3395 | 9.4695 | 4632.2675 | HE Air Cooled Chiller - All Compressor Types - 300 Tons | Water and Wastewater | Turnover
| IwaNgsld225 | 33234.5575 | 7339.4894 | 0 | 4406.1623 | 44980.2092 | 65270.901 | 65270.901 | 17974.6992 | 83245.6002 | 83245.6002 | 0.54033 | 0.54033 | 63186.4815 | 63186.4815 | 0.71186 | 96614.3395 | 9.4695 | 4632.2675 | HE Air Cooled Chiller - All Compressor Types - 300 Tons | Water and Wastewater | New
| IagTgsld226 | 33234.5575 | 7339.4894 | 0 | 4406.1623 | 44980.2092 | 65270.901 | 65270.901 | 17974.6992 | 83245.6002 | 83245.6002 | 0.54033 | 0.54033 | 163909.0814 | 163909.0814 | 0.27442 | 96614.3395 | 24.5644 | 14226.1114 | HE DX 11.25-20.0 Tons Elec Heat | Agriculture and Assembly | Turnover
| IagNgsld226 | 33234.5575 | 7339.4894 | 0 | 4406.1623 | 44980.2092 | 65270.901 | 65270.901 | 17974.6992 | 83245.6002 | 83245.6002 | 0.54033 | 0.54033 | 163909.0814 | 163909.0814 | 0.27442 | 96614.3395 | 24.5644 | 14226.1114 | HE DX 11.25-20.0 Tons Elec Heat | Agriculture and Assembly | New
| IchTgsld226 | 33234.5575 | 7339.4894 | 0 | 4406.1623 | 44980.2092 | 65270.901 | 65270.901 | 17974.6992 | 83245.6002 | 83245.6002 | 0.54033 | 0.54033 | 163909.0814 | 163909.0814 | 0.27442 | 96614.3395 | 24.5644 | 14226.1114 | HE DX 11.25-20.0 Tons Elec Heat | Chemicals and Plastics | Turnover
| IchNgsld226 | 33234.5575 | 7339.4894 | 0 | 4406.1623 | 44980.2092 | 65270.901 | 65270.901 | 17974.6992 | 83245.6002 | 83245.6002 | 0.54033 | 0.54033 | 163909.0814 | 163909.0814 | 0.27442 | 96614.3395 | 24.5644 | 14226.1114 | HE DX 11.25-20.0 Tons Elec Heat | Chemicals and Plastics | New
| IcoTgsld226 | 33234.5575 | 7339.4894 | 0 | 4406.1623 | 44980.2092 | 65270.901 | 65270.901 | 17974.6992 | 83245.6002 | 83245.6002 | 0.54033 | 0.54033 | 163909.0814 | 163909.0814 | 0.27442 | 96614.3395 | 24.5644 | 14226.1114 | HE DX 11.25-20.0 Tons Elec Heat | Construction | Turnover
| IcoNgsld226 | 33234.5575 | 7339.4894 | 0 | 4406.1623 | 44980.2092 | 65270.901 | 65270.901 | 17974.6992 | 83245.6002 | 83245.6002 | 0.54033 | 0.54033 | 163909.0814 | 163909.0814 | 0.27442 | 96614.3395 | 24.5644 | 14226.1114 | HE DX 11.25-20.0 Tons Elec Heat | Construction | New
| IelTgsld226 | 33234.5575 | 7339.4894 | 0 | 4406.1623 | 44980.2092 | 65270.901 | 65270.901 | 17974.6992 | 83245.6002 | 83245.6002 | 0.54033 | 0.54033 | 163909.0814 | 163909.0814 | 0.27442 | 96614.3395 | 24.5644 | 14226.1114 | HE DX 11.25-20.0 Tons Elec Heat | Electrical and Electronic Equip. | Turnover
| IelNgsld226 | 33234.5575 | 7339.4894 | 0 | 4406.1623 | 44980.2092 | 65270.901 | 65270.901 | 17974.6992 | 83245.6002 | 83245.6002 | 0.54033 | 0.54033 | 163909.0814 | 163909.0814 | 0.27442 | 96614.3395 | 24.5644 | 14226.1114 | HE DX 11.25-20.0 Tons Elec Heat | Electrical and Electronic Equip. | New
| IluTgsld226 | 33234.5575 | 7339.4894 | 0 | 4406.1623 | 44980.2092 | 65270.901 | 65270.901 | 17974.6992 | 83245.6002 | 83245.6002 | 0.54033 | 0.54033 | 163909.0814 | 163909.0814 | 0.27442 | 96614.3395 | 24.5644 | 14226.1114 | HE DX 11.25-20.0 Tons Elec Heat | Lumber/Furniture/Pulp/Paper | Turnover
| IluNgsld226 | 33234.5575 | 7339.4894 | 0 | 4406.1623 | 44980.2092 | 65270.901 | 65270.901 | 17974.6992 | 83245.6002 | 83245.6002 | 0.54033 | 0.54033 | 163909.0814 | 163909.0814 | 0.27442 | 96614.3395 | 24.5644 | 14226.1114 | HE DX 11.25-20.0 Tons Elec Heat | Lumber/Furniture/Pulp/Paper | New
| ImeTgsld226 | 33234.5575 | 7339.4894 | 0 | 4406.1623 | 44980.2092 | 65270.901 | 65270.901 | 17974.6992 | 83245.6002 | 83245.6002 | 0.54033 | 0.54033 | 163909.0814 | 163909.0814 | 0.27442 | 96614.3395 | 24.5644 | 14226.1114 | HE DX 11.25-20.0 Tons Elec Heat | Metal Products and Machinery | Turnover
| ImeNgsld226 | 33234.5575 | 7339.4894 | 0 | 4406.1623 | 44980.2092 | 65270.901 | 65270.901 | 17974.6992 | 83245.6002 | 83245.6002 | 0.54033 | 0.54033 | 163909.0814 | 163909.0814 | 0.27442 | 96614.3395 | 24.5644 | 14226.1114 | HE DX 11.25-20.0 Tons Elec Heat | Metal Products and Machinery | New
| ImiTgsld226 | 33234.5575 | 7339.4894 | 0 | 4406.1623 | 44980.2092 | 65270.901 | 65270.901 | 17974.6992 | 83245.6002 | 83245.6002 | 0.54033 | 0.54033 | 163909.0814 | 163909.0814 | 0.27442 | 96614.3395 | 24.5644 | 14226.1114 | HE DX 11.25-20.0 Tons Elec Heat | Miscellaneous Manufacturing | Turnover
| ImiNgsld226 | 33234.5575 | 7339.4894 | 0 | 4406.1623 | 44980.2092 | 65270.901 | 65270.901 | 17974.6992 | 83245.6002 | 83245.6002 | 0.54033 | 0.54033 | 163909.0814 | 163909.0814 | 0.27442 | 96614.3395 | 24.5644 | 14226.1114 | HE DX 11.25-20.0 Tons Elec Heat | Miscellaneous Manufacturing | New
| IprTgsld226 | 33234.5575 | 7339.4894 | 0 | 4406.1623 | 44980.2092 | 65270.901 | 65270.901 | 17974.6992 | 83245.6002 | 83245.6002 | 0.54033 | 0.54033 | 163909.0814 | 163909.0814 | 0.27442 | 96614.3395 | 24.5644 | 14226.1114 | HE DX 11.25-20.0 Tons Elec Heat | Primary Resources Industries | Turnover
| IprNgsld226 | 33234.5575 | 7339.4894 | 0 | 4406.1623 | 44980.2092 | 65270.901 | 65270.901 | 17974.6992 | 83245.6002 | 83245.6002 | 0.54033 | 0.54033 | 163909.0814 | 163909.0814 | 0.27442 | 96614.3395 | 24.5644 | 14226.1114 | HE DX 11.25-20.0 Tons Elec Heat | Primary Resources Industries | New
| IstTgsld226 | 33234.5575 | 7339.4894 | 0 | 4406.1623 | 44980.2092 | 65270.901 | 65270.901 | 17974.6992 | 83245.6002 | 83245.6002 | 0.54033 | 0.54033 | 163909.0814 | 163909.0814 | 0.27442 | 96614.3395 | 24.5644 | 14226.1114 | HE DX 11.25-20.0 Tons Elec Heat | Stone/Clay/Glass/Concrete | Turnover
| IstNgsld226 | 33234.5575 | 7339.4894 | 0 | 4406.1623 | 44980.2092 | 65270.901 | 65270.901 | 17974.6992 | 83245.6002 | 83245.6002 | 0.54033 | 0.54033 | 163909.0814 | 163909.0814 | 0.27442 | 96614.3395 | 24.5644 | 14226.1114 | HE DX 11.25-20.0 Tons Elec Heat | Stone/Clay/Glass/Concrete | New
| IteTgsld226 | 33234.5575 | 7339.4894 | 0 | 4406.1623 | 44980.2092 | 65270.901 | 65270.901 | 17974.6992 | 83245.6002 | 83245.6002 | 0.54033 | 0.54033 | 163909.0814 | 163909.0814 | 0.27442 | 96614.3395 | 24.5644 | 14226.1114 | HE DX 11.25-20.0 Tons Elec Heat | Textiles and Leather | Turnover
| IteNgsld226 | 33234.5575 | 7339.4894 | 0 | 4406.1623 | 44980.2092 | 65270.901 | 65270.901 | 17974.6992 | 83245.6002 | 83245.6002 | 0.54033 | 0.54033 | 163909.0814 | 163909.0814 | 0.27442 | 96614.3395 | 24.5644 | 14226.1114 | HE DX 11.25-20.0 Tons Elec Heat | Textiles and Leather | New
| ItrTgsld226 | 33234.5575 | 7339.4894 | 0 | 4406.1623 | 44980.2092 | 65270.901 | 65270.901 | 17974.6992 | 83245.6002 | 83245.6002 | 0.54033 | 0.54033 | 163909.0814 | 163909.0814 | 0.27442 | 96614.3395 | 24.5644 | 14226.1114 | HE DX 11.25-20.0 Tons Elec Heat | Transportation Equipment | Turnover
| ItrNgsld226 | 33234.5575 | 7339.4894 | 0 | 4406.1623 | 44980.2092 | 65270.901 | 65270.901 | 17974.6992 | 83245.6002 | 83245.6002 | 0.54033 | 0.54033 | 163909.0814 | 163909.0814 | 0.27442 | 96614.3395 | 24.5644 | 14226.1114 | HE DX 11.25-20.0 Tons Elec Heat | Transportation Equipment | New
| IwaTgsld226 | 33234.5575 | 7339.4894 | 0 | 4406.1623 | 44980.2092 | 65270.901 | 65270.901 | 17974.6992 | 83245.6002 | 83245.6002 | 0.54033 | 0.54033 | 163909.0814 | 163909.0814 | 0.27442 | 96614.3395 | 24.5644 | 14226.1114 | HE DX 11.25-20.0 Tons Elec Heat | Water and Wastewater | Turnover
| IwaNgsld226 | 33234.5575 | 7339.4894 | 0 | 4406.1623 | 44980.2092 | 65270.901 | 65270.901 | 17974.6992 | 83245.6002 | 83245.6002 | 0.54033 | 0.54033 | 163909.0814 | 163909.0814 | 0.27442 | 96614.3395 | 24.5644 | 14226.1114 | HE DX 11.25-20.0 Tons Elec Heat | Water and Wastewater | New
| IagTgsld227 | 33234.5575 | 7339.4894 | 0 | 4406.1623 | 44980.2092 | 65270.901 | 65270.901 | 17974.6992 | 83245.6002 | 83245.6002 | 0.54033 | 0.54033 | 169545.7292 | 169545.7292 | 0.2653 | 96614.3395 | 25.4091 | 14763.0031 | HE DX 11.25-20.0 Tons Other Heat | Agriculture and Assembly | Turnover
| IagNgsld227 | 33234.5575 | 7339.4894 | 0 | 4406.1623 | 44980.2092 | 65270.901 | 65270.901 | 17974.6992 | 83245.6002 | 83245.6002 | 0.54033 | 0.54033 | 169545.7292 | 169545.7292 | 0.2653 | 96614.3395 | 25.4091 | 14763.0031 | HE DX 11.25-20.0 Tons Other Heat | Agriculture and Assembly | New
| IchTgsld227 | 33234.5575 | 7339.4894 | 0 | 4406.1623 | 44980.2092 | 65270.901 | 65270.901 | 17974.6992 | 83245.6002 | 83245.6002 | 0.54033 | 0.54033 | 169545.7292 | 169545.7292 | 0.2653 | 96614.3395 | 25.4091 | 14763.0031 | HE DX 11.25-20.0 Tons Other Heat | Chemicals and Plastics | Turnover
| IchNgsld227 | 33234.5575 | 7339.4894 | 0 | 4406.1623 | 44980.2092 | 65270.901 | 65270.901 | 17974.6992 | 83245.6002 | 83245.6002 | 0.54033 | 0.54033 | 169545.7292 | 169545.7292 | 0.2653 | 96614.3395 | 25.4091 | 14763.0031 | HE DX 11.25-20.0 Tons Other Heat | Chemicals and Plastics | New
| IcoTgsld227 | 33234.5575 | 7339.4894 | 0 | 4406.1623 | 44980.2092 | 65270.901 | 65270.901 | 17974.6992 | 83245.6002 | 83245.6002 | 0.54033 | 0.54033 | 169545.7292 | 169545.7292 | 0.2653 | 96614.3395 | 25.4091 | 14763.0031 | HE DX 11.25-20.0 Tons Other Heat | Construction | Turnover
| IcoNgsld227 | 33234.5575 | 7339.4894 | 0 | 4406.1623 | 44980.2092 | 65270.901 | 65270.901 | 17974.6992 | 83245.6002 | 83245.6002 | 0.54033 | 0.54033 | 169545.7292 | 169545.7292 | 0.2653 | 96614.3395 | 25.4091 | 14763.0031 | HE DX 11.25-20.0 Tons Other Heat | Construction | New
| IelTgsld227 | 33234.5575 | 7339.4894 | 0 | 4406.1623 | 44980.2092 | 65270.901 | 65270.901 | 17974.6992 | 83245.6002 | 83245.6002 | 0.54033 | 0.54033 | 169545.7292 | 169545.7292 | 0.2653 | 96614.3395 | 25.4091 | 14763.0031 | HE DX 11.25-20.0 Tons Other Heat | Electrical and Electronic Equip. | Turnover
| IelNgsld227 | 33234.5575 | 7339.4894 | 0 | 4406.1623 | 44980.2092 | 65270.901 | 65270.901 | 17974.6992 | 83245.6002 | 83245.6002 | 0.54033 | 0.54033 | 169545.7292 | 169545.7292 | 0.2653 | 96614.3395 | 25.4091 | 14763.0031 | HE DX 11.25-20.0 Tons Other Heat | Electrical and Electronic Equip. | New
| IluTgsld227 | 33234.5575 | 7339.4894 | 0 | 4406.1623 | 44980.2092 | 65270.901 | 65270.901 | 17974.6992 | 83245.6002 | 83245.6002 | 0.54033 | 0.54033 | 169545.7292 | 169545.7292 | 0.2653 | 96614.3395 | 25.4091 | 14763.0031 | HE DX 11.25-20.0 Tons Other Heat | Lumber/Furniture/Pulp/Paper | Turnover
| IluNgsld227 | 33234.5575 | 7339.4894 | 0 | 4406.1623 | 44980.2092 | 65270.901 | 65270.901 | 17974.6992 | 83245.6002 | 83245.6002 | 0.54033 | 0.54033 | 169545.7292 | 169545.7292 | 0.2653 | 96614.3395 | 25.4091 | 14763.0031 | HE DX 11.25-20.0 Tons Other Heat | Lumber/Furniture/Pulp/Paper | New
| ImeTgsld227 | 33234.5575 | 7339.4894 | 0 | 4406.1623 | 44980.2092 | 65270.901 | 65270.901 | 17974.6992 | 83245.6002 | 83245.6002 | 0.54033 | 0.54033 | 169545.7292 | 169545.7292 | 0.2653 | 96614.3395 | 25.4091 | 14763.0031 | HE DX 11.25-20.0 Tons Other Heat | Metal Products and Machinery | Turnover
| ImeNgsld227 | 33234.5575 | 7339.4894 | 0 | 4406.1623 | 44980.2092 | 65270.901 | 65270.901 | 17974.6992 | 83245.6002 | 83245.6002 | 0.54033 | 0.54033 | 169545.7292 | 169545.7292 | 0.2653 | 96614.3395 | 25.4091 | 14763.0031 | HE DX 11.25-20.0 Tons Other Heat | Metal Products and Machinery | New
| ImiTgsld227 | 33234.5575 | 7339.4894 | 0 | 4406.1623 | 44980.2092 | 65270.901 | 65270.901 | 17974.6992 | 83245.6002 | 83245.6002 | 0.54033 | 0.54033 | 169545.7292 | 169545.7292 | 0.2653 | 96614.3395 | 25.4091 | 14763.0031 | HE DX 11.25-20.0 Tons Other Heat | Miscellaneous Manufacturing | Turnover
| ImiNgsld227 | 33234.5575 | 7339.4894 | 0 | 4406.1623 | 44980.2092 | 65270.901 | 65270.901 | 17974.6992 | 83245.6002 | 83245.6002 | 0.54033 | 0.54033 | 169545.7292 | 169545.7292 | 0.2653 | 96614.3395 | 25.4091 | 14763.0031 | HE DX 11.25-20.0 Tons Other Heat | Miscellaneous Manufacturing | New
| IprTgsld227 | 33234.5575 | 7339.4894 | 0 | 4406.1623 | 44980.2092 | 65270.901 | 65270.901 | 17974.6992 | 83245.6002 | 83245.6002 | 0.54033 | 0.54033 | 169545.7292 | 169545.7292 | 0.2653 | 96614.3395 | 25.4091 | 14763.0031 | HE DX 11.25-20.0 Tons Other Heat | Primary Resources Industries | Turnover
| IprNgsld227 | 33234.5575 | 7339.4894 | 0 | 4406.1623 | 44980.2092 | 65270.901 | 65270.901 | 17974.6992 | 83245.6002 | 83245.6002 | 0.54033 | 0.54033 | 169545.7292 | 169545.7292 | 0.2653 | 96614.3395 | 25.4091 | 14763.0031 | HE DX 11.25-20.0 Tons Other Heat | Primary Resources Industries | New
| IstTgsld227 | 33234.5575 | 7339.4894 | 0 | 4406.1623 | 44980.2092 | 65270.901 | 65270.901 | 17974.6992 | 83245.6002 | 83245.6002 | 0.54033 | 0.54033 | 169545.7292 | 169545.7292 | 0.2653 | 96614.3395 | 25.4091 | 14763.0031 | HE DX 11.25-20.0 Tons Other Heat | Stone/Clay/Glass/Concrete | Turnover
| IstNgsld227 | 33234.5575 | 7339.4894 | 0 | 4406.1623 | 44980.2092 | 65270.901 | 65270.901 | 17974.6992 | 83245.6002 | 83245.6002 | 0.54033 | 0.54033 | 169545.7292 | 169545.7292 | 0.2653 | 96614.3395 | 25.4091 | 14763.0031 | HE DX 11.25-20.0 Tons Other Heat | Stone/Clay/Glass/Concrete | New
| IteTgsld227 | 33234.5575 | 7339.4894 | 0 | 4406.1623 | 44980.2092 | 65270.901 | 65270.901 | 17974.6992 | 83245.6002 | 83245.6002 | 0.54033 | 0.54033 | 169545.7292 | 169545.7292 | 0.2653 | 96614.3395 | 25.4091 | 14763.0031 | HE DX 11.25-20.0 Tons Other Heat | Textiles and Leather | Turnover
| IteNgsld227 | 33234.5575 | 7339.4894 | 0 | 4406.1623 | 44980.2092 | 65270.901 | 65270.901 | 17974.6992 | 83245.6002 | 83245.6002 | 0.54033 | 0.54033 | 169545.7292 | 169545.7292 | 0.2653 | 96614.3395 | 25.4091 | 14763.0031 | HE DX 11.25-20.0 Tons Other Heat | Textiles and Leather | New
| ItrTgsld227 | 33234.5575 | 7339.4894 | 0 | 4406.1623 | 44980.2092 | 65270.901 | 65270.901 | 17974.6992 | 83245.6002 | 83245.6002 | 0.54033 | 0.54033 | 169545.7292 | 169545.7292 | 0.2653 | 96614.3395 | 25.4091 | 14763.0031 | HE DX 11.25-20.0 Tons Other Heat | Transportation Equipment | Turnover
| ItrNgsld227 | 33234.5575 | 7339.4894 | 0 | 4406.1623 | 44980.2092 | 65270.901 | 65270.901 | 17974.6992 | 83245.6002 | 83245.6002 | 0.54033 | 0.54033 | 169545.7292 | 169545.7292 | 0.2653 | 96614.3395 | 25.4091 | 14763.0031 | HE DX 11.25-20.0 Tons Other Heat | Transportation Equipment | New
| IwaTgsld227 | 33234.5575 | 7339.4894 | 0 | 4406.1623 | 44980.2092 | 65270.901 | 65270.901 | 17974.6992 | 83245.6002 | 83245.6002 | 0.54033 | 0.54033 | 169545.7292 | 169545.7292 | 0.2653 | 96614.3395 | 25.4091 | 14763.0031 | HE DX 11.25-20.0 Tons Other Heat | Water and Wastewater | Turnover
| IwaNgsld227 | 33234.5575 | 7339.4894 | 0 | 4406.1623 | 44980.2092 | 65270.901 | 65270.901 | 17974.6992 | 83245.6002 | 83245.6002 | 0.54033 | 0.54033 | 169545.7292 | 169545.7292 | 0.2653 | 96614.3395 | 25.4091 | 14763.0031 | HE DX 11.25-20.0 Tons Other Heat | Water and Wastewater | New
| IagTgsld228 | 33234.5575 | 7339.4894 | 0 | 4406.1623 | 44980.2092 | 65270.901 | 65270.901 | 17974.6992 | 83245.6002 | 83245.6002 | 0.54033 | 0.54033 | 110214.5767 | 110214.5767 | 0.40811 | 96614.3395 | 16.5174 | 9111.7011 | HE DX 5.4-11.25 Tons Elect Heat | Agriculture and Assembly | Turnover
| IagNgsld228 | 33234.5575 | 7339.4894 | 0 | 4406.1623 | 44980.2092 | 65270.901 | 65270.901 | 17974.6992 | 83245.6002 | 83245.6002 | 0.54033 | 0.54033 | 110214.5767 | 110214.5767 | 0.40811 | 96614.3395 | 16.5174 | 9111.7011 | HE DX 5.4-11.25 Tons Elect Heat | Agriculture and Assembly | New
| IchTgsld228 | 33234.5575 | 7339.4894 | 0 | 4406.1623 | 44980.2092 | 65270.901 | 65270.901 | 17974.6992 | 83245.6002 | 83245.6002 | 0.54033 | 0.54033 | 110214.5767 | 110214.5767 | 0.40811 | 96614.3395 | 16.5174 | 9111.7011 | HE DX 5.4-11.25 Tons Elect Heat | Chemicals and Plastics | Turnover
| IchNgsld228 | 33234.5575 | 7339.4894 | 0 | 4406.1623 | 44980.2092 | 65270.901 | 65270.901 | 17974.6992 | 83245.6002 | 83245.6002 | 0.54033 | 0.54033 | 110214.5767 | 110214.5767 | 0.40811 | 96614.3395 | 16.5174 | 9111.7011 | HE DX 5.4-11.25 Tons Elect Heat | Chemicals and Plastics | New
| IcoTgsld228 | 33234.5575 | 7339.4894 | 0 | 4406.1623 | 44980.2092 | 65270.901 | 65270.901 | 17974.6992 | 83245.6002 | 83245.6002 | 0.54033 | 0.54033 | 110214.5767 | 110214.5767 | 0.40811 | 96614.3395 | 16.5174 | 9111.7011 | HE DX 5.4-11.25 Tons Elect Heat | Construction | Turnover
| IcoNgsld228 | 33234.5575 | 7339.4894 | 0 | 4406.1623 | 44980.2092 | 65270.901 | 65270.901 | 17974.6992 | 83245.6002 | 83245.6002 | 0.54033 | 0.54033 | 110214.5767 | 110214.5767 | 0.40811 | 96614.3395 | 16.5174 | 9111.7011 | HE DX 5.4-11.25 Tons Elect Heat | Construction | New
| IelTgsld228 | 33234.5575 | 7339.4894 | 0 | 4406.1623 | 44980.2092 | 65270.901 | 65270.901 | 17974.6992 | 83245.6002 | 83245.6002 | 0.54033 | 0.54033 | 110214.5767 | 110214.5767 | 0.40811 | 96614.3395 | 16.5174 | 9111.7011 | HE DX 5.4-11.25 Tons Elect Heat | Electrical and Electronic Equip. | Turnover
| IelNgsld228 | 33234.5575 | 7339.4894 | 0 | 4406.1623 | 44980.2092 | 65270.901 | 65270.901 | 17974.6992 | 83245.6002 | 83245.6002 | 0.54033 | 0.54033 | 110214.5767 | 110214.5767 | 0.40811 | 96614.3395 | 16.5174 | 9111.7011 | HE DX 5.4-11.25 Tons Elect Heat | Electrical and Electronic Equip. | New
| IluTgsld228 | 33234.5575 | 7339.4894 | 0 | 4406.1623 | 44980.2092 | 65270.901 | 65270.901 | 17974.6992 | 83245.6002 | 83245.6002 | 0.54033 | 0.54033 | 110214.5767 | 110214.5767 | 0.40811 | 96614.3395 | 16.5174 | 9111.7011 | HE DX 5.4-11.25 Tons Elect Heat | Lumber/Furniture/Pulp/Paper | Turnover
| IluNgsld228 | 33234.5575 | 7339.4894 | 0 | 4406.1623 | 44980.2092 | 65270.901 | 65270.901 | 17974.6992 | 83245.6002 | 83245.6002 | 0.54033 | 0.54033 | 110214.5767 | 110214.5767 | 0.40811 | 96614.3395 | 16.5174 | 9111.7011 | HE DX 5.4-11.25 Tons Elect Heat | Lumber/Furniture/Pulp/Paper | New
| ImeTgsld228 | 33234.5575 | 7339.4894 | 0 | 4406.1623 | 44980.2092 | 65270.901 | 65270.901 | 17974.6992 | 83245.6002 | 83245.6002 | 0.54033 | 0.54033 | 110214.5767 | 110214.5767 | 0.40811 | 96614.3395 | 16.5174 | 9111.7011 | HE DX 5.4-11.25 Tons Elect Heat | Metal Products and Machinery | Turnover
| ImeNgsld228 | 33234.5575 | 7339.4894 | 0 | 4406.1623 | 44980.2092 | 65270.901 | 65270.901 | 17974.6992 | 83245.6002 | 83245.6002 | 0.54033 | 0.54033 | 110214.5767 | 110214.5767 | 0.40811 | 96614.3395 | 16.5174 | 9111.7011 | HE DX 5.4-11.25 Tons Elect Heat | Metal Products and Machinery | New
| ImiTgsld228 | 33234.5575 | 7339.4894 | 0 | 4406.1623 | 44980.2092 | 65270.901 | 65270.901 | 17974.6992 | 83245.6002 | 83245.6002 | 0.54033 | 0.54033 | 110214.5767 | 110214.5767 | 0.40811 | 96614.3395 | 16.5174 | 9111.7011 | HE DX 5.4-11.25 Tons Elect Heat | Miscellaneous Manufacturing | Turnover
| ImiNgsld228 | 33234.5575 | 7339.4894 | 0 | 4406.1623 | 44980.2092 | 65270.901 | 65270.901 | 17974.6992 | 83245.6002 | 83245.6002 | 0.54033 | 0.54033 | 110214.5767 | 110214.5767 | 0.40811 | 96614.3395 | 16.5174 | 9111.7011 | HE DX 5.4-11.25 Tons Elect Heat | Miscellaneous Manufacturing | New
| IprTgsld228 | 33234.5575 | 7339.4894 | 0 | 4406.1623 | 44980.2092 | 65270.901 | 65270.901 | 17974.6992 | 83245.6002 | 83245.6002 | 0.54033 | 0.54033 | 110214.5767 | 110214.5767 | 0.40811 | 96614.3395 | 16.5174 | 9111.7011 | HE DX 5.4-11.25 Tons Elect Heat | Primary Resources Industries | Turnover
| IprNgsld228 | 33234.5575 | 7339.4894 | 0 | 4406.1623 | 44980.2092 | 65270.901 | 65270.901 | 17974.6992 | 83245.6002 | 83245.6002 | 0.54033 | 0.54033 | 110214.5767 | 110214.5767 | 0.40811 | 96614.3395 | 16.5174 | 9111.7011 | HE DX 5.4-11.25 Tons Elect Heat | Primary Resources Industries | New
| IstTgsld228 | 33234.5575 | 7339.4894 | 0 | 4406.1623 | 44980.2092 | 65270.901 | 65270.901 | 17974.6992 | 83245.6002 | 83245.6002 | 0.54033 | 0.54033 | 110214.5767 | 110214.5767 | 0.40811 | 96614.3395 | 16.5174 | 9111.7011 | HE DX 5.4-11.25 Tons Elect Heat | Stone/Clay/Glass/Concrete | Turnover
| IstNgsld228 | 33234.5575 | 7339.4894 | 0 | 4406.1623 | 44980.2092 | 65270.901 | 65270.901 | 17974.6992 | 83245.6002 | 83245.6002 | 0.54033 | 0.54033 | 110214.5767 | 110214.5767 | 0.40811 | 96614.3395 | 16.5174 | 9111.7011 | HE DX 5.4-11.25 Tons Elect Heat | Stone/Clay/Glass/Concrete | New
| IteTgsld228 | 33234.5575 | 7339.4894 | 0 | 4406.1623 | 44980.2092 | 65270.901 | 65270.901 | 17974.6992 | 83245.6002 | 83245.6002 | 0.54033 | 0.54033 | 110214.5767 | 110214.5767 | 0.40811 | 96614.3395 | 16.5174 | 9111.7011 | HE DX 5.4-11.25 Tons Elect Heat | Textiles and Leather | Turnover
| IteNgsld228 | 33234.5575 | 7339.4894 | 0 | 4406.1623 | 44980.2092 | 65270.901 | 65270.901 | 17974.6992 | 83245.6002 | 83245.6002 | 0.54033 | 0.54033 | 110214.5767 | 110214.5767 | 0.40811 | 96614.3395 | 16.5174 | 9111.7011 | HE DX 5.4-11.25 Tons Elect Heat | Textiles and Leather | New
| ItrTgsld228 | 33234.5575 | 7339.4894 | 0 | 4406.1623 | 44980.2092 | 65270.901 | 65270.901 | 17974.6992 | 83245.6002 | 83245.6002 | 0.54033 | 0.54033 | 110214.5767 | 110214.5767 | 0.40811 | 96614.3395 | 16.5174 | 9111.7011 | HE DX 5.4-11.25 Tons Elect Heat | Transportation Equipment | Turnover
| ItrNgsld228 | 33234.5575 | 7339.4894 | 0 | 4406.1623 | 44980.2092 | 65270.901 | 65270.901 | 17974.6992 | 83245.6002 | 83245.6002 | 0.54033 | 0.54033 | 110214.5767 | 110214.5767 | 0.40811 | 96614.3395 | 16.5174 | 9111.7011 | HE DX 5.4-11.25 Tons Elect Heat | Transportation Equipment | New
| IwaTgsld228 | 33234.5575 | 7339.4894 | 0 | 4406.1623 | 44980.2092 | 65270.901 | 65270.901 | 17974.6992 | 83245.6002 | 83245.6002 | 0.54033 | 0.54033 | 110214.5767 | 110214.5767 | 0.40811 | 96614.3395 | 16.5174 | 9111.7011 | HE DX 5.4-11.25 Tons Elect Heat | Water and Wastewater | Turnover
| IwaNgsld228 | 33234.5575 | 7339.4894 | 0 | 4406.1623 | 44980.2092 | 65270.901 | 65270.901 | 17974.6992 | 83245.6002 | 83245.6002 | 0.54033 | 0.54033 | 110214.5767 | 110214.5767 | 0.40811 | 96614.3395 | 16.5174 | 9111.7011 | HE DX 5.4-11.25 Tons Elect Heat | Water and Wastewater | New
| IagTgsld229 | 33234.5575 | 7339.4894 | 0 | 4406.1623 | 44980.2092 | 65270.901 | 65270.901 | 17974.6992 | 83245.6002 | 83245.6002 | 0.54033 | 0.54033 | 112583.2161 | 112583.2161 | 0.39953 | 96614.3395 | 16.8724 | 9337.3142 | HE DX 5.4-11.25 Tons Other Heat | Agriculture and Assembly | Turnover
| IagNgsld229 | 33234.5575 | 7339.4894 | 0 | 4406.1623 | 44980.2092 | 65270.901 | 65270.901 | 17974.6992 | 83245.6002 | 83245.6002 | 0.54033 | 0.54033 | 112583.2161 | 112583.2161 | 0.39953 | 96614.3395 | 16.8724 | 9337.3142 | HE DX 5.4-11.25 Tons Other Heat | Agriculture and Assembly | New
| IchTgsld229 | 33234.5575 | 7339.4894 | 0 | 4406.1623 | 44980.2092 | 65270.901 | 65270.901 | 17974.6992 | 83245.6002 | 83245.6002 | 0.54033 | 0.54033 | 112583.2161 | 112583.2161 | 0.39953 | 96614.3395 | 16.8724 | 9337.3142 | HE DX 5.4-11.25 Tons Other Heat | Chemicals and Plastics | Turnover
| IchNgsld229 | 33234.5575 | 7339.4894 | 0 | 4406.1623 | 44980.2092 | 65270.901 | 65270.901 | 17974.6992 | 83245.6002 | 83245.6002 | 0.54033 | 0.54033 | 112583.2161 | 112583.2161 | 0.39953 | 96614.3395 | 16.8724 | 9337.3142 | HE DX 5.4-11.25 Tons Other Heat | Chemicals and Plastics | New
| IcoTgsld229 | 33234.5575 | 7339.4894 | 0 | 4406.1623 | 44980.2092 | 65270.901 | 65270.901 | 17974.6992 | 83245.6002 | 83245.6002 | 0.54033 | 0.54033 | 112583.2161 | 112583.2161 | 0.39953 | 96614.3395 | 16.8724 | 9337.3142 | HE DX 5.4-11.25 Tons Other Heat | Construction | Turnover
| IcoNgsld229 | 33234.5575 | 7339.4894 | 0 | 4406.1623 | 44980.2092 | 65270.901 | 65270.901 | 17974.6992 | 83245.6002 | 83245.6002 | 0.54033 | 0.54033 | 112583.2161 | 112583.2161 | 0.39953 | 96614.3395 | 16.8724 | 9337.3142 | HE DX 5.4-11.25 Tons Other Heat | Construction | New
| IelTgsld229 | 33234.5575 | 7339.4894 | 0 | 4406.1623 | 44980.2092 | 65270.901 | 65270.901 | 17974.6992 | 83245.6002 | 83245.6002 | 0.54033 | 0.54033 | 112583.2161 | 112583.2161 | 0.39953 | 96614.3395 | 16.8724 | 9337.3142 | HE DX 5.4-11.25 Tons Other Heat | Electrical and Electronic Equip. | Turnover
| IelNgsld229 | 33234.5575 | 7339.4894 | 0 | 4406.1623 | 44980.2092 | 65270.901 | 65270.901 | 17974.6992 | 83245.6002 | 83245.6002 | 0.54033 | 0.54033 | 112583.2161 | 112583.2161 | 0.39953 | 96614.3395 | 16.8724 | 9337.3142 | HE DX 5.4-11.25 Tons Other Heat | Electrical and Electronic Equip. | New
| IluTgsld229 | 33234.5575 | 7339.4894 | 0 | 4406.1623 | 44980.2092 | 65270.901 | 65270.901 | 17974.6992 | 83245.6002 | 83245.6002 | 0.54033 | 0.54033 | 112583.2161 | 112583.2161 | 0.39953 | 96614.3395 | 16.8724 | 9337.3142 | HE DX 5.4-11.25 Tons Other Heat | Lumber/Furniture/Pulp/Paper | Turnover
| IluNgsld229 | 33234.5575 | 7339.4894 | 0 | 4406.1623 | 44980.2092 | 65270.901 | 65270.901 | 17974.6992 | 83245.6002 | 83245.6002 | 0.54033 | 0.54033 | 112583.2161 | 112583.2161 | 0.39953 | 96614.3395 | 16.8724 | 9337.3142 | HE DX 5.4-11.25 Tons Other Heat | Lumber/Furniture/Pulp/Paper | New
| ImeTgsld229 | 33234.5575 | 7339.4894 | 0 | 4406.1623 | 44980.2092 | 65270.901 | 65270.901 | 17974.6992 | 83245.6002 | 83245.6002 | 0.54033 | 0.54033 | 112583.2161 | 112583.2161 | 0.39953 | 96614.3395 | 16.8724 | 9337.3142 | HE DX 5.4-11.25 Tons Other Heat | Metal Products and Machinery | Turnover
| ImeNgsld229 | 33234.5575 | 7339.4894 | 0 | 4406.1623 | 44980.2092 | 65270.901 | 65270.901 | 17974.6992 | 83245.6002 | 83245.6002 | 0.54033 | 0.54033 | 112583.2161 | 112583.2161 | 0.39953 | 96614.3395 | 16.8724 | 9337.3142 | HE DX 5.4-11.25 Tons Other Heat | Metal Products and Machinery | New
| ImiTgsld229 | 33234.5575 | 7339.4894 | 0 | 4406.1623 | 44980.2092 | 65270.901 | 65270.901 | 17974.6992 | 83245.6002 | 83245.6002 | 0.54033 | 0.54033 | 112583.2161 | 112583.2161 | 0.39953 | 96614.3395 | 16.8724 | 9337.3142 | HE DX 5.4-11.25 Tons Other Heat | Miscellaneous Manufacturing | Turnover
| ImiNgsld229 | 33234.5575 | 7339.4894 | 0 | 4406.1623 | 44980.2092 | 65270.901 | 65270.901 | 17974.6992 | 83245.6002 | 83245.6002 | 0.54033 | 0.54033 | 112583.2161 | 112583.2161 | 0.39953 | 96614.3395 | 16.8724 | 9337.3142 | HE DX 5.4-11.25 Tons Other Heat | Miscellaneous Manufacturing | New
| IprTgsld229 | 33234.5575 | 7339.4894 | 0 | 4406.1623 | 44980.2092 | 65270.901 | 65270.901 | 17974.6992 | 83245.6002 | 83245.6002 | 0.54033 | 0.54033 | 112583.2161 | 112583.2161 | 0.39953 | 96614.3395 | 16.8724 | 9337.3142 | HE DX 5.4-11.25 Tons Other Heat | Primary Resources Industries | Turnover
| IprNgsld229 | 33234.5575 | 7339.4894 | 0 | 4406.1623 | 44980.2092 | 65270.901 | 65270.901 | 17974.6992 | 83245.6002 | 83245.6002 | 0.54033 | 0.54033 | 112583.2161 | 112583.2161 | 0.39953 | 96614.3395 | 16.8724 | 9337.3142 | HE DX 5.4-11.25 Tons Other Heat | Primary Resources Industries | New
| IstTgsld229 | 33234.5575 | 7339.4894 | 0 | 4406.1623 | 44980.2092 | 65270.901 | 65270.901 | 17974.6992 | 83245.6002 | 83245.6002 | 0.54033 | 0.54033 | 112583.2161 | 112583.2161 | 0.39953 | 96614.3395 | 16.8724 | 9337.3142 | HE DX 5.4-11.25 Tons Other Heat | Stone/Clay/Glass/Concrete | Turnover
| IstNgsld229 | 33234.5575 | 7339.4894 | 0 | 4406.1623 | 44980.2092 | 65270.901 | 65270.901 | 17974.6992 | 83245.6002 | 83245.6002 | 0.54033 | 0.54033 | 112583.2161 | 112583.2161 | 0.39953 | 96614.3395 | 16.8724 | 9337.3142 | HE DX 5.4-11.25 Tons Other Heat | Stone/Clay/Glass/Concrete | New
| IteTgsld229 | 33234.5575 | 7339.4894 | 0 | 4406.1623 | 44980.2092 | 65270.901 | 65270.901 | 17974.6992 | 83245.6002 | 83245.6002 | 0.54033 | 0.54033 | 112583.2161 | 112583.2161 | 0.39953 | 96614.3395 | 16.8724 | 9337.3142 | HE DX 5.4-11.25 Tons Other Heat | Textiles and Leather | Turnover
| IteNgsld229 | 33234.5575 | 7339.4894 | 0 | 4406.1623 | 44980.2092 | 65270.901 | 65270.901 | 17974.6992 | 83245.6002 | 83245.6002 | 0.54033 | 0.54033 | 112583.2161 | 112583.2161 | 0.39953 | 96614.3395 | 16.8724 | 9337.3142 | HE DX 5.4-11.25 Tons Other Heat | Textiles and Leather | New
| ItrTgsld229 | 33234.5575 | 7339.4894 | 0 | 4406.1623 | 44980.2092 | 65270.901 | 65270.901 | 17974.6992 | 83245.6002 | 83245.6002 | 0.54033 | 0.54033 | 112583.2161 | 112583.2161 | 0.39953 | 96614.3395 | 16.8724 | 9337.3142 | HE DX 5.4-11.25 Tons Other Heat | Transportation Equipment | Turnover
| ItrNgsld229 | 33234.5575 | 7339.4894 | 0 | 4406.1623 | 44980.2092 | 65270.901 | 65270.901 | 17974.6992 | 83245.6002 | 83245.6002 | 0.54033 | 0.54033 | 112583.2161 | 112583.2161 | 0.39953 | 96614.3395 | 16.8724 | 9337.3142 | HE DX 5.4-11.25 Tons Other Heat | Transportation Equipment | New
| IwaTgsld229 | 33234.5575 | 7339.4894 | 0 | 4406.1623 | 44980.2092 | 65270.901 | 65270.901 | 17974.6992 | 83245.6002 | 83245.6002 | 0.54033 | 0.54033 | 112583.2161 | 112583.2161 | 0.39953 | 96614.3395 | 16.8724 | 9337.3142 | HE DX 5.4-11.25 Tons Other Heat | Water and Wastewater | Turnover
| IwaNgsld229 | 33234.5575 | 7339.4894 | 0 | 4406.1623 | 44980.2092 | 65270.901 | 65270.901 | 17974.6992 | 83245.6002 | 83245.6002 | 0.54033 | 0.54033 | 112583.2161 | 112583.2161 | 0.39953 | 96614.3395 | 16.8724 | 9337.3142 | HE DX 5.4-11.25 Tons Other Heat | Water and Wastewater | New
| IagTgsld230 | 33234.5575 | 7339.4894 | 0 | 4406.1623 | 44980.2092 | 65270.901 | 65270.901 | 17974.6992 | 83245.6002 | 83245.6002 | 0.54033 | 0.54033 | 76370.5965 | 76370.5965 | 0.58897 | 96614.3395 | 11.4453 | 5888.0562 | HE DX Less than 5.4 Tons Elect Heat | Agriculture and Assembly | Turnover
| IagNgsld230 | 33234.5575 | 7339.4894 | 0 | 4406.1623 | 44980.2092 | 65270.901 | 65270.901 | 17974.6992 | 83245.6002 | 83245.6002 | 0.54033 | 0.54033 | 76370.5965 | 76370.5965 | 0.58897 | 96614.3395 | 11.4453 | 5888.0562 | HE DX Less than 5.4 Tons Elect Heat | Agriculture and Assembly | New
| IchTgsld230 | 33234.5575 | 7339.4894 | 0 | 4406.1623 | 44980.2092 | 65270.901 | 65270.901 | 17974.6992 | 83245.6002 | 83245.6002 | 0.54033 | 0.54033 | 76370.5965 | 76370.5965 | 0.58897 | 96614.3395 | 11.4453 | 5888.0562 | HE DX Less than 5.4 Tons Elect Heat | Chemicals and Plastics | Turnover
| IchNgsld230 | 33234.5575 | 7339.4894 | 0 | 4406.1623 | 44980.2092 | 65270.901 | 65270.901 | 17974.6992 | 83245.6002 | 83245.6002 | 0.54033 | 0.54033 | 76370.5965 | 76370.5965 | 0.58897 | 96614.3395 | 11.4453 | 5888.0562 | HE DX Less than 5.4 Tons Elect Heat | Chemicals and Plastics | New
| IcoTgsld230 | 33234.5575 | 7339.4894 | 0 | 4406.1623 | 44980.2092 | 65270.901 | 65270.901 | 17974.6992 | 83245.6002 | 83245.6002 | 0.54033 | 0.54033 | 76370.5965 | 76370.5965 | 0.58897 | 96614.3395 | 11.4453 | 5888.0562 | HE DX Less than 5.4 Tons Elect Heat | Construction | Turnover
| IcoNgsld230 | 33234.5575 | 7339.4894 | 0 | 4406.1623 | 44980.2092 | 65270.901 | 65270.901 | 17974.6992 | 83245.6002 | 83245.6002 | 0.54033 | 0.54033 | 76370.5965 | 76370.5965 | 0.58897 | 96614.3395 | 11.4453 | 5888.0562 | HE DX Less than 5.4 Tons Elect Heat | Construction | New
| IelTgsld230 | 33234.5575 | 7339.4894 | 0 | 4406.1623 | 44980.2092 | 65270.901 | 65270.901 | 17974.6992 | 83245.6002 | 83245.6002 | 0.54033 | 0.54033 | 76370.5965 | 76370.5965 | 0.58897 | 96614.3395 | 11.4453 | 5888.0562 | HE DX Less than 5.4 Tons Elect Heat | Electrical and Electronic Equip. | Turnover
| IelNgsld230 | 33234.5575 | 7339.4894 | 0 | 4406.1623 | 44980.2092 | 65270.901 | 65270.901 | 17974.6992 | 83245.6002 | 83245.6002 | 0.54033 | 0.54033 | 76370.5965 | 76370.5965 | 0.58897 | 96614.3395 | 11.4453 | 5888.0562 | HE DX Less than 5.4 Tons Elect Heat | Electrical and Electronic Equip. | New
| IluTgsld230 | 33234.5575 | 7339.4894 | 0 | 4406.1623 | 44980.2092 | 65270.901 | 65270.901 | 17974.6992 | 83245.6002 | 83245.6002 | 0.54033 | 0.54033 | 76370.5965 | 76370.5965 | 0.58897 | 96614.3395 | 11.4453 | 5888.0562 | HE DX Less than 5.4 Tons Elect Heat | Lumber/Furniture/Pulp/Paper | Turnover
| IluNgsld230 | 33234.5575 | 7339.4894 | 0 | 4406.1623 | 44980.2092 | 65270.901 | 65270.901 | 17974.6992 | 83245.6002 | 83245.6002 | 0.54033 | 0.54033 | 76370.5965 | 76370.5965 | 0.58897 | 96614.3395 | 11.4453 | 5888.0562 | HE DX Less than 5.4 Tons Elect Heat | Lumber/Furniture/Pulp/Paper | New
| ImeTgsld230 | 33234.5575 | 7339.4894 | 0 | 4406.1623 | 44980.2092 | 65270.901 | 65270.901 | 17974.6992 | 83245.6002 | 83245.6002 | 0.54033 | 0.54033 | 76370.5965 | 76370.5965 | 0.58897 | 96614.3395 | 11.4453 | 5888.0562 | HE DX Less than 5.4 Tons Elect Heat | Metal Products and Machinery | Turnover
| ImeNgsld230 | 33234.5575 | 7339.4894 | 0 | 4406.1623 | 44980.2092 | 65270.901 | 65270.901 | 17974.6992 | 83245.6002 | 83245.6002 | 0.54033 | 0.54033 | 76370.5965 | 76370.5965 | 0.58897 | 96614.3395 | 11.4453 | 5888.0562 | HE DX Less than 5.4 Tons Elect Heat | Metal Products and Machinery | New
| ImiTgsld230 | 33234.5575 | 7339.4894 | 0 | 4406.1623 | 44980.2092 | 65270.901 | 65270.901 | 17974.6992 | 83245.6002 | 83245.6002 | 0.54033 | 0.54033 | 76370.5965 | 76370.5965 | 0.58897 | 96614.3395 | 11.4453 | 5888.0562 | HE DX Less than 5.4 Tons Elect Heat | Miscellaneous Manufacturing | Turnover
| ImiNgsld230 | 33234.5575 | 7339.4894 | 0 | 4406.1623 | 44980.2092 | 65270.901 | 65270.901 | 17974.6992 | 83245.6002 | 83245.6002 | 0.54033 | 0.54033 | 76370.5965 | 76370.5965 | 0.58897 | 96614.3395 | 11.4453 | 5888.0562 | HE DX Less than 5.4 Tons Elect Heat | Miscellaneous Manufacturing | New
| IprTgsld230 | 33234.5575 | 7339.4894 | 0 | 4406.1623 | 44980.2092 | 65270.901 | 65270.901 | 17974.6992 | 83245.6002 | 83245.6002 | 0.54033 | 0.54033 | 76370.5965 | 76370.5965 | 0.58897 | 96614.3395 | 11.4453 | 5888.0562 | HE DX Less than 5.4 Tons Elect Heat | Primary Resources Industries | Turnover
| IprNgsld230 | 33234.5575 | 7339.4894 | 0 | 4406.1623 | 44980.2092 | 65270.901 | 65270.901 | 17974.6992 | 83245.6002 | 83245.6002 | 0.54033 | 0.54033 | 76370.5965 | 76370.5965 | 0.58897 | 96614.3395 | 11.4453 | 5888.0562 | HE DX Less than 5.4 Tons Elect Heat | Primary Resources Industries | New
| IstTgsld230 | 33234.5575 | 7339.4894 | 0 | 4406.1623 | 44980.2092 | 65270.901 | 65270.901 | 17974.6992 | 83245.6002 | 83245.6002 | 0.54033 | 0.54033 | 76370.5965 | 76370.5965 | 0.58897 | 96614.3395 | 11.4453 | 5888.0562 | HE DX Less than 5.4 Tons Elect Heat | Stone/Clay/Glass/Concrete | Turnover
| IstNgsld230 | 33234.5575 | 7339.4894 | 0 | 4406.1623 | 44980.2092 | 65270.901 | 65270.901 | 17974.6992 | 83245.6002 | 83245.6002 | 0.54033 | 0.54033 | 76370.5965 | 76370.5965 | 0.58897 | 96614.3395 | 11.4453 | 5888.0562 | HE DX Less than 5.4 Tons Elect Heat | Stone/Clay/Glass/Concrete | New
| IteTgsld230 | 33234.5575 | 7339.4894 | 0 | 4406.1623 | 44980.2092 | 65270.901 | 65270.901 | 17974.6992 | 83245.6002 | 83245.6002 | 0.54033 | 0.54033 | 76370.5965 | 76370.5965 | 0.58897 | 96614.3395 | 11.4453 | 5888.0562 | HE DX Less than 5.4 Tons Elect Heat | Textiles and Leather | Turnover
| IteNgsld230 | 33234.5575 | 7339.4894 | 0 | 4406.1623 | 44980.2092 | 65270.901 | 65270.901 | 17974.6992 | 83245.6002 | 83245.6002 | 0.54033 | 0.54033 | 76370.5965 | 76370.5965 | 0.58897 | 96614.3395 | 11.4453 | 5888.0562 | HE DX Less than 5.4 Tons Elect Heat | Textiles and Leather | New
| ItrTgsld230 | 33234.5575 | 7339.4894 | 0 | 4406.1623 | 44980.2092 | 65270.901 | 65270.901 | 17974.6992 | 83245.6002 | 83245.6002 | 0.54033 | 0.54033 | 76370.5965 | 76370.5965 | 0.58897 | 96614.3395 | 11.4453 | 5888.0562 | HE DX Less than 5.4 Tons Elect Heat | Transportation Equipment | Turnover
| ItrNgsld230 | 33234.5575 | 7339.4894 | 0 | 4406.1623 | 44980.2092 | 65270.901 | 65270.901 | 17974.6992 | 83245.6002 | 83245.6002 | 0.54033 | 0.54033 | 76370.5965 | 76370.5965 | 0.58897 | 96614.3395 | 11.4453 | 5888.0562 | HE DX Less than 5.4 Tons Elect Heat | Transportation Equipment | New
| IwaTgsld230 | 33234.5575 | 7339.4894 | 0 | 4406.1623 | 44980.2092 | 65270.901 | 65270.901 | 17974.6992 | 83245.6002 | 83245.6002 | 0.54033 | 0.54033 | 76370.5965 | 76370.5965 | 0.58897 | 96614.3395 | 11.4453 | 5888.0562 | HE DX Less than 5.4 Tons Elect Heat | Water and Wastewater | Turnover
| IwaNgsld230 | 33234.5575 | 7339.4894 | 0 | 4406.1623 | 44980.2092 | 65270.901 | 65270.901 | 17974.6992 | 83245.6002 | 83245.6002 | 0.54033 | 0.54033 | 76370.5965 | 76370.5965 | 0.58897 | 96614.3395 | 11.4453 | 5888.0562 | HE DX Less than 5.4 Tons Elect Heat | Water and Wastewater | New
| IagTgsld231 | 33234.5575 | 7339.4894 | 0 | 4406.1623 | 44980.2092 | 65270.901 | 65270.901 | 17974.6992 | 83245.6002 | 83245.6002 | 0.54033 | 0.54033 | 84213.9078 | 84213.9078 | 0.53412 | 96614.3395 | 12.6208 | 6635.1332 | HE DX Less than 5.4 Tons Other Heat | Agriculture and Assembly | Turnover
| IagNgsld231 | 33234.5575 | 7339.4894 | 0 | 4406.1623 | 44980.2092 | 65270.901 | 65270.901 | 17974.6992 | 83245.6002 | 83245.6002 | 0.54033 | 0.54033 | 84213.9078 | 84213.9078 | 0.53412 | 96614.3395 | 12.6208 | 6635.1332 | HE DX Less than 5.4 Tons Other Heat | Agriculture and Assembly | New
| IchTgsld231 | 33234.5575 | 7339.4894 | 0 | 4406.1623 | 44980.2092 | 65270.901 | 65270.901 | 17974.6992 | 83245.6002 | 83245.6002 | 0.54033 | 0.54033 | 84213.9078 | 84213.9078 | 0.53412 | 96614.3395 | 12.6208 | 6635.1332 | HE DX Less than 5.4 Tons Other Heat | Chemicals and Plastics | Turnover
| IchNgsld231 | 33234.5575 | 7339.4894 | 0 | 4406.1623 | 44980.2092 | 65270.901 | 65270.901 | 17974.6992 | 83245.6002 | 83245.6002 | 0.54033 | 0.54033 | 84213.9078 | 84213.9078 | 0.53412 | 96614.3395 | 12.6208 | 6635.1332 | HE DX Less than 5.4 Tons Other Heat | Chemicals and Plastics | New
| IcoTgsld231 | 33234.5575 | 7339.4894 | 0 | 4406.1623 | 44980.2092 | 65270.901 | 65270.901 | 17974.6992 | 83245.6002 | 83245.6002 | 0.54033 | 0.54033 | 84213.9078 | 84213.9078 | 0.53412 | 96614.3395 | 12.6208 | 6635.1332 | HE DX Less than 5.4 Tons Other Heat | Construction | Turnover
| IcoNgsld231 | 33234.5575 | 7339.4894 | 0 | 4406.1623 | 44980.2092 | 65270.901 | 65270.901 | 17974.6992 | 83245.6002 | 83245.6002 | 0.54033 | 0.54033 | 84213.9078 | 84213.9078 | 0.53412 | 96614.3395 | 12.6208 | 6635.1332 | HE DX Less than 5.4 Tons Other Heat | Construction | New
| IelTgsld231 | 33234.5575 | 7339.4894 | 0 | 4406.1623 | 44980.2092 | 65270.901 | 65270.901 | 17974.6992 | 83245.6002 | 83245.6002 | 0.54033 | 0.54033 | 84213.9078 | 84213.9078 | 0.53412 | 96614.3395 | 12.6208 | 6635.1332 | HE DX Less than 5.4 Tons Other Heat | Electrical and Electronic Equip. | Turnover
| IelNgsld231 | 33234.5575 | 7339.4894 | 0 | 4406.1623 | 44980.2092 | 65270.901 | 65270.901 | 17974.6992 | 83245.6002 | 83245.6002 | 0.54033 | 0.54033 | 84213.9078 | 84213.9078 | 0.53412 | 96614.3395 | 12.6208 | 6635.1332 | HE DX Less than 5.4 Tons Other Heat | Electrical and Electronic Equip. | New
| IluTgsld231 | 33234.5575 | 7339.4894 | 0 | 4406.1623 | 44980.2092 | 65270.901 | 65270.901 | 17974.6992 | 83245.6002 | 83245.6002 | 0.54033 | 0.54033 | 84213.9078 | 84213.9078 | 0.53412 | 96614.3395 | 12.6208 | 6635.1332 | HE DX Less than 5.4 Tons Other Heat | Lumber/Furniture/Pulp/Paper | Turnover
| IluNgsld231 | 33234.5575 | 7339.4894 | 0 | 4406.1623 | 44980.2092 | 65270.901 | 65270.901 | 17974.6992 | 83245.6002 | 83245.6002 | 0.54033 | 0.54033 | 84213.9078 | 84213.9078 | 0.53412 | 96614.3395 | 12.6208 | 6635.1332 | HE DX Less than 5.4 Tons Other Heat | Lumber/Furniture/Pulp/Paper | New
| ImeTgsld231 | 33234.5575 | 7339.4894 | 0 | 4406.1623 | 44980.2092 | 65270.901 | 65270.901 | 17974.6992 | 83245.6002 | 83245.6002 | 0.54033 | 0.54033 | 84213.9078 | 84213.9078 | 0.53412 | 96614.3395 | 12.6208 | 6635.1332 | HE DX Less than 5.4 Tons Other Heat | Metal Products and Machinery | Turnover
| ImeNgsld231 | 33234.5575 | 7339.4894 | 0 | 4406.1623 | 44980.2092 | 65270.901 | 65270.901 | 17974.6992 | 83245.6002 | 83245.6002 | 0.54033 | 0.54033 | 84213.9078 | 84213.9078 | 0.53412 | 96614.3395 | 12.6208 | 6635.1332 | HE DX Less than 5.4 Tons Other Heat | Metal Products and Machinery | New
| ImiTgsld231 | 33234.5575 | 7339.4894 | 0 | 4406.1623 | 44980.2092 | 65270.901 | 65270.901 | 17974.6992 | 83245.6002 | 83245.6002 | 0.54033 | 0.54033 | 84213.9078 | 84213.9078 | 0.53412 | 96614.3395 | 12.6208 | 6635.1332 | HE DX Less than 5.4 Tons Other Heat | Miscellaneous Manufacturing | Turnover
| ImiNgsld231 | 33234.5575 | 7339.4894 | 0 | 4406.1623 | 44980.2092 | 65270.901 | 65270.901 | 17974.6992 | 83245.6002 | 83245.6002 | 0.54033 | 0.54033 | 84213.9078 | 84213.9078 | 0.53412 | 96614.3395 | 12.6208 | 6635.1332 | HE DX Less than 5.4 Tons Other Heat | Miscellaneous Manufacturing | New
| IprTgsld231 | 33234.5575 | 7339.4894 | 0 | 4406.1623 | 44980.2092 | 65270.901 | 65270.901 | 17974.6992 | 83245.6002 | 83245.6002 | 0.54033 | 0.54033 | 84213.9078 | 84213.9078 | 0.53412 | 96614.3395 | 12.6208 | 6635.1332 | HE DX Less than 5.4 Tons Other Heat | Primary Resources Industries | Turnover
| IprNgsld231 | 33234.5575 | 7339.4894 | 0 | 4406.1623 | 44980.2092 | 65270.901 | 65270.901 | 17974.6992 | 83245.6002 | 83245.6002 | 0.54033 | 0.54033 | 84213.9078 | 84213.9078 | 0.53412 | 96614.3395 | 12.6208 | 6635.1332 | HE DX Less than 5.4 Tons Other Heat | Primary Resources Industries | New
| IstTgsld231 | 33234.5575 | 7339.4894 | 0 | 4406.1623 | 44980.2092 | 65270.901 | 65270.901 | 17974.6992 | 83245.6002 | 83245.6002 | 0.54033 | 0.54033 | 84213.9078 | 84213.9078 | 0.53412 | 96614.3395 | 12.6208 | 6635.1332 | HE DX Less than 5.4 Tons Other Heat | Stone/Clay/Glass/Concrete | Turnover
| IstNgsld231 | 33234.5575 | 7339.4894 | 0 | 4406.1623 | 44980.2092 | 65270.901 | 65270.901 | 17974.6992 | 83245.6002 | 83245.6002 | 0.54033 | 0.54033 | 84213.9078 | 84213.9078 | 0.53412 | 96614.3395 | 12.6208 | 6635.1332 | HE DX Less than 5.4 Tons Other Heat | Stone/Clay/Glass/Concrete | New
| IteTgsld231 | 33234.5575 | 7339.4894 | 0 | 4406.1623 | 44980.2092 | 65270.901 | 65270.901 | 17974.6992 | 83245.6002 | 83245.6002 | 0.54033 | 0.54033 | 84213.9078 | 84213.9078 | 0.53412 | 96614.3395 | 12.6208 | 6635.1332 | HE DX Less than 5.4 Tons Other Heat | Textiles and Leather | Turnover
| IteNgsld231 | 33234.5575 | 7339.4894 | 0 | 4406.1623 | 44980.2092 | 65270.901 | 65270.901 | 17974.6992 | 83245.6002 | 83245.6002 | 0.54033 | 0.54033 | 84213.9078 | 84213.9078 | 0.53412 | 96614.3395 | 12.6208 | 6635.1332 | HE DX Less than 5.4 Tons Other Heat | Textiles and Leather | New
| ItrTgsld231 | 33234.5575 | 7339.4894 | 0 | 4406.1623 | 44980.2092 | 65270.901 | 65270.901 | 17974.6992 | 83245.6002 | 83245.6002 | 0.54033 | 0.54033 | 84213.9078 | 84213.9078 | 0.53412 | 96614.3395 | 12.6208 | 6635.1332 | HE DX Less than 5.4 Tons Other Heat | Transportation Equipment | Turnover
| ItrNgsld231 | 33234.5575 | 7339.4894 | 0 | 4406.1623 | 44980.2092 | 65270.901 | 65270.901 | 17974.6992 | 83245.6002 | 83245.6002 | 0.54033 | 0.54033 | 84213.9078 | 84213.9078 | 0.53412 | 96614.3395 | 12.6208 | 6635.1332 | HE DX Less than 5.4 Tons Other Heat | Transportation Equipment | New
| IwaTgsld231 | 33234.5575 | 7339.4894 | 0 | 4406.1623 | 44980.2092 | 65270.901 | 65270.901 | 17974.6992 | 83245.6002 | 83245.6002 | 0.54033 | 0.54033 | 84213.9078 | 84213.9078 | 0.53412 | 96614.3395 | 12.6208 | 6635.1332 | HE DX Less than 5.4 Tons Other Heat | Water and Wastewater | Turnover
| IwaNgsld231 | 33234.5575 | 7339.4894 | 0 | 4406.1623 | 44980.2092 | 65270.901 | 65270.901 | 17974.6992 | 83245.6002 | 83245.6002 | 0.54033 | 0.54033 | 84213.9078 | 84213.9078 | 0.53412 | 96614.3395 | 12.6208 | 6635.1332 | HE DX Less than 5.4 Tons Other Heat | Water and Wastewater | New
| IagTgsld232 | 33234.5575 | 7339.4894 | 0 | 4406.1623 | 44980.2092 | 65270.901 | 65270.901 | 17974.6992 | 83245.6002 | 83245.6002 | 0.54033 | 0.54033 | 60134.7414 | 60134.7414 | 0.74799 | 96614.3395 | 11.3858 | 5850.1867 | HE Water Cooled Chiller - Centrifugal Compressor - 200 Tons | Agriculture and Assembly | Turnover
| IagNgsld232 | 33234.5575 | 7339.4894 | 0 | 4406.1623 | 44980.2092 | 65270.901 | 65270.901 | 17974.6992 | 83245.6002 | 83245.6002 | 0.54033 | 0.54033 | 60134.7414 | 60134.7414 | 0.74799 | 96614.3395 | 11.3858 | 5850.1867 | HE Water Cooled Chiller - Centrifugal Compressor - 200 Tons | Agriculture and Assembly | New
| IchTgsld232 | 33234.5575 | 7339.4894 | 0 | 4406.1623 | 44980.2092 | 65270.901 | 65270.901 | 17974.6992 | 83245.6002 | 83245.6002 | 0.54033 | 0.54033 | 60134.7414 | 60134.7414 | 0.74799 | 96614.3395 | 11.3858 | 5850.1867 | HE Water Cooled Chiller - Centrifugal Compressor - 200 Tons | Chemicals and Plastics | Turnover
| IchNgsld232 | 33234.5575 | 7339.4894 | 0 | 4406.1623 | 44980.2092 | 65270.901 | 65270.901 | 17974.6992 | 83245.6002 | 83245.6002 | 0.54033 | 0.54033 | 60134.7414 | 60134.7414 | 0.74799 | 96614.3395 | 11.3858 | 5850.1867 | HE Water Cooled Chiller - Centrifugal Compressor - 200 Tons | Chemicals and Plastics | New
| IcoTgsld232 | 33234.5575 | 7339.4894 | 0 | 4406.1623 | 44980.2092 | 65270.901 | 65270.901 | 17974.6992 | 83245.6002 | 83245.6002 | 0.54033 | 0.54033 | 60134.7414 | 60134.7414 | 0.74799 | 96614.3395 | 11.3858 | 5850.1867 | HE Water Cooled Chiller - Centrifugal Compressor - 200 Tons | Construction | Turnover
| IcoNgsld232 | 33234.5575 | 7339.4894 | 0 | 4406.1623 | 44980.2092 | 65270.901 | 65270.901 | 17974.6992 | 83245.6002 | 83245.6002 | 0.54033 | 0.54033 | 60134.7414 | 60134.7414 | 0.74799 | 96614.3395 | 11.3858 | 5850.1867 | HE Water Cooled Chiller - Centrifugal Compressor - 200 Tons | Construction | New
| IelTgsld232 | 33234.5575 | 7339.4894 | 0 | 4406.1623 | 44980.2092 | 65270.901 | 65270.901 | 17974.6992 | 83245.6002 | 83245.6002 | 0.54033 | 0.54033 | 60134.7414 | 60134.7414 | 0.74799 | 96614.3395 | 11.3858 | 5850.1867 | HE Water Cooled Chiller - Centrifugal Compressor - 200 Tons | Electrical and Electronic Equip. | Turnover
| IelNgsld232 | 33234.5575 | 7339.4894 | 0 | 4406.1623 | 44980.2092 | 65270.901 | 65270.901 | 17974.6992 | 83245.6002 | 83245.6002 | 0.54033 | 0.54033 | 60134.7414 | 60134.7414 | 0.74799 | 96614.3395 | 11.3858 | 5850.1867 | HE Water Cooled Chiller - Centrifugal Compressor - 200 Tons | Electrical and Electronic Equip. | New
| IluTgsld232 | 33234.5575 | 7339.4894 | 0 | 4406.1623 | 44980.2092 | 65270.901 | 65270.901 | 17974.6992 | 83245.6002 | 83245.6002 | 0.54033 | 0.54033 | 60134.7414 | 60134.7414 | 0.74799 | 96614.3395 | 11.3858 | 5850.1867 | HE Water Cooled Chiller - Centrifugal Compressor - 200 Tons | Lumber/Furniture/Pulp/Paper | Turnover
| IluNgsld232 | 33234.5575 | 7339.4894 | 0 | 4406.1623 | 44980.2092 | 65270.901 | 65270.901 | 17974.6992 | 83245.6002 | 83245.6002 | 0.54033 | 0.54033 | 60134.7414 | 60134.7414 | 0.74799 | 96614.3395 | 11.3858 | 5850.1867 | HE Water Cooled Chiller - Centrifugal Compressor - 200 Tons | Lumber/Furniture/Pulp/Paper | New
| ImeTgsld232 | 33234.5575 | 7339.4894 | 0 | 4406.1623 | 44980.2092 | 65270.901 | 65270.901 | 17974.6992 | 83245.6002 | 83245.6002 | 0.54033 | 0.54033 | 60134.7414 | 60134.7414 | 0.74799 | 96614.3395 | 11.3858 | 5850.1867 | HE Water Cooled Chiller - Centrifugal Compressor - 200 Tons | Metal Products and Machinery | Turnover
| ImeNgsld232 | 33234.5575 | 7339.4894 | 0 | 4406.1623 | 44980.2092 | 65270.901 | 65270.901 | 17974.6992 | 83245.6002 | 83245.6002 | 0.54033 | 0.54033 | 60134.7414 | 60134.7414 | 0.74799 | 96614.3395 | 11.3858 | 5850.1867 | HE Water Cooled Chiller - Centrifugal Compressor - 200 Tons | Metal Products and Machinery | New
| ImiTgsld232 | 33234.5575 | 7339.4894 | 0 | 4406.1623 | 44980.2092 | 65270.901 | 65270.901 | 17974.6992 | 83245.6002 | 83245.6002 | 0.54033 | 0.54033 | 60134.7414 | 60134.7414 | 0.74799 | 96614.3395 | 11.3858 | 5850.1867 | HE Water Cooled Chiller - Centrifugal Compressor - 200 Tons | Miscellaneous Manufacturing | Turnover
| ImiNgsld232 | 33234.5575 | 7339.4894 | 0 | 4406.1623 | 44980.2092 | 65270.901 | 65270.901 | 17974.6992 | 83245.6002 | 83245.6002 | 0.54033 | 0.54033 | 60134.7414 | 60134.7414 | 0.74799 | 96614.3395 | 11.3858 | 5850.1867 | HE Water Cooled Chiller - Centrifugal Compressor - 200 Tons | Miscellaneous Manufacturing | New
| IprTgsld232 | 33234.5575 | 7339.4894 | 0 | 4406.1623 | 44980.2092 | 65270.901 | 65270.901 | 17974.6992 | 83245.6002 | 83245.6002 | 0.54033 | 0.54033 | 60134.7414 | 60134.7414 | 0.74799 | 96614.3395 | 11.3858 | 5850.1867 | HE Water Cooled Chiller - Centrifugal Compressor - 200 Tons | Primary Resources Industries | Turnover
| IprNgsld232 | 33234.5575 | 7339.4894 | 0 | 4406.1623 | 44980.2092 | 65270.901 | 65270.901 | 17974.6992 | 83245.6002 | 83245.6002 | 0.54033 | 0.54033 | 60134.7414 | 60134.7414 | 0.74799 | 96614.3395 | 11.3858 | 5850.1867 | HE Water Cooled Chiller - Centrifugal Compressor - 200 Tons | Primary Resources Industries | New
| IstTgsld232 | 33234.5575 | 7339.4894 | 0 | 4406.1623 | 44980.2092 | 65270.901 | 65270.901 | 17974.6992 | 83245.6002 | 83245.6002 | 0.54033 | 0.54033 | 60134.7414 | 60134.7414 | 0.74799 | 96614.3395 | 11.3858 | 5850.1867 | HE Water Cooled Chiller - Centrifugal Compressor - 200 Tons | Stone/Clay/Glass/Concrete | Turnover
| IstNgsld232 | 33234.5575 | 7339.4894 | 0 | 4406.1623 | 44980.2092 | 65270.901 | 65270.901 | 17974.6992 | 83245.6002 | 83245.6002 | 0.54033 | 0.54033 | 60134.7414 | 60134.7414 | 0.74799 | 96614.3395 | 11.3858 | 5850.1867 | HE Water Cooled Chiller - Centrifugal Compressor - 200 Tons | Stone/Clay/Glass/Concrete | New
| IteTgsld232 | 33234.5575 | 7339.4894 | 0 | 4406.1623 | 44980.2092 | 65270.901 | 65270.901 | 17974.6992 | 83245.6002 | 83245.6002 | 0.54033 | 0.54033 | 60134.7414 | 60134.7414 | 0.74799 | 96614.3395 | 11.3858 | 5850.1867 | HE Water Cooled Chiller - Centrifugal Compressor - 200 Tons | Textiles and Leather | Turnover
| IteNgsld232 | 33234.5575 | 7339.4894 | 0 | 4406.1623 | 44980.2092 | 65270.901 | 65270.901 | 17974.6992 | 83245.6002 | 83245.6002 | 0.54033 | 0.54033 | 60134.7414 | 60134.7414 | 0.74799 | 96614.3395 | 11.3858 | 5850.1867 | HE Water Cooled Chiller - Centrifugal Compressor - 200 Tons | Textiles and Leather | New
| ItrTgsld232 | 33234.5575 | 7339.4894 | 0 | 4406.1623 | 44980.2092 | 65270.901 | 65270.901 | 17974.6992 | 83245.6002 | 83245.6002 | 0.54033 | 0.54033 | 60134.7414 | 60134.7414 | 0.74799 | 96614.3395 | 11.3858 | 5850.1867 | HE Water Cooled Chiller - Centrifugal Compressor - 200 Tons | Transportation Equipment | Turnover
| ItrNgsld232 | 33234.5575 | 7339.4894 | 0 | 4406.1623 | 44980.2092 | 65270.901 | 65270.901 | 17974.6992 | 83245.6002 | 83245.6002 | 0.54033 | 0.54033 | 60134.7414 | 60134.7414 | 0.74799 | 96614.3395 | 11.3858 | 5850.1867 | HE Water Cooled Chiller - Centrifugal Compressor - 200 Tons | Transportation Equipment | New
| IwaTgsld232 | 33234.5575 | 7339.4894 | 0 | 4406.1623 | 44980.2092 | 65270.901 | 65270.901 | 17974.6992 | 83245.6002 | 83245.6002 | 0.54033 | 0.54033 | 60134.7414 | 60134.7414 | 0.74799 | 96614.3395 | 11.3858 | 5850.1867 | HE Water Cooled Chiller - Centrifugal Compressor - 200 Tons | Water and Wastewater | Turnover
| IwaNgsld232 | 33234.5575 | 7339.4894 | 0 | 4406.1623 | 44980.2092 | 65270.901 | 65270.901 | 17974.6992 | 83245.6002 | 83245.6002 | 0.54033 | 0.54033 | 60134.7414 | 60134.7414 | 0.74799 | 96614.3395 | 11.3858 | 5850.1867 | HE Water Cooled Chiller - Centrifugal Compressor - 200 Tons | Water and Wastewater | New
| IagTgsld233 | 33234.5575 | 7339.4894 | 0 | 4406.1623 | 44980.2092 | 65270.901 | 65270.901 | 17974.6992 | 83245.6002 | 83245.6002 | 0.54033 | 0.54033 | 48118.1465 | 48118.1465 | 0.93479 | 96614.3395 | 9.1106 | 4404.144 | HE Water Cooled Chiller - Centrifugal Compressor - 500 Tons | Agriculture and Assembly | Turnover
| IagNgsld233 | 33234.5575 | 7339.4894 | 0 | 4406.1623 | 44980.2092 | 65270.901 | 65270.901 | 17974.6992 | 83245.6002 | 83245.6002 | 0.54033 | 0.54033 | 48118.1465 | 48118.1465 | 0.93479 | 96614.3395 | 9.1106 | 4404.144 | HE Water Cooled Chiller - Centrifugal Compressor - 500 Tons | Agriculture and Assembly | New
| IchTgsld233 | 33234.5575 | 7339.4894 | 0 | 4406.1623 | 44980.2092 | 65270.901 | 65270.901 | 17974.6992 | 83245.6002 | 83245.6002 | 0.54033 | 0.54033 | 48118.1465 | 48118.1465 | 0.93479 | 96614.3395 | 9.1106 | 4404.144 | HE Water Cooled Chiller - Centrifugal Compressor - 500 Tons | Chemicals and Plastics | Turnover
| IchNgsld233 | 33234.5575 | 7339.4894 | 0 | 4406.1623 | 44980.2092 | 65270.901 | 65270.901 | 17974.6992 | 83245.6002 | 83245.6002 | 0.54033 | 0.54033 | 48118.1465 | 48118.1465 | 0.93479 | 96614.3395 | 9.1106 | 4404.144 | HE Water Cooled Chiller - Centrifugal Compressor - 500 Tons | Chemicals and Plastics | New
| IcoTgsld233 | 33234.5575 | 7339.4894 | 0 | 4406.1623 | 44980.2092 | 65270.901 | 65270.901 | 17974.6992 | 83245.6002 | 83245.6002 | 0.54033 | 0.54033 | 48118.1465 | 48118.1465 | 0.93479 | 96614.3395 | 9.1106 | 4404.144 | HE Water Cooled Chiller - Centrifugal Compressor - 500 Tons | Construction | Turnover
| IcoNgsld233 | 33234.5575 | 7339.4894 | 0 | 4406.1623 | 44980.2092 | 65270.901 | 65270.901 | 17974.6992 | 83245.6002 | 83245.6002 | 0.54033 | 0.54033 | 48118.1465 | 48118.1465 | 0.93479 | 96614.3395 | 9.1106 | 4404.144 | HE Water Cooled Chiller - Centrifugal Compressor - 500 Tons | Construction | New
| IelTgsld233 | 33234.5575 | 7339.4894 | 0 | 4406.1623 | 44980.2092 | 65270.901 | 65270.901 | 17974.6992 | 83245.6002 | 83245.6002 | 0.54033 | 0.54033 | 48118.1465 | 48118.1465 | 0.93479 | 96614.3395 | 9.1106 | 4404.144 | HE Water Cooled Chiller - Centrifugal Compressor - 500 Tons | Electrical and Electronic Equip. | Turnover
| IelNgsld233 | 33234.5575 | 7339.4894 | 0 | 4406.1623 | 44980.2092 | 65270.901 | 65270.901 | 17974.6992 | 83245.6002 | 83245.6002 | 0.54033 | 0.54033 | 48118.1465 | 48118.1465 | 0.93479 | 96614.3395 | 9.1106 | 4404.144 | HE Water Cooled Chiller - Centrifugal Compressor - 500 Tons | Electrical and Electronic Equip. | New
| IluTgsld233 | 33234.5575 | 7339.4894 | 0 | 4406.1623 | 44980.2092 | 65270.901 | 65270.901 | 17974.6992 | 83245.6002 | 83245.6002 | 0.54033 | 0.54033 | 48118.1465 | 48118.1465 | 0.93479 | 96614.3395 | 9.1106 | 4404.144 | HE Water Cooled Chiller - Centrifugal Compressor - 500 Tons | Lumber/Furniture/Pulp/Paper | Turnover
| IluNgsld233 | 33234.5575 | 7339.4894 | 0 | 4406.1623 | 44980.2092 | 65270.901 | 65270.901 | 17974.6992 | 83245.6002 | 83245.6002 | 0.54033 | 0.54033 | 48118.1465 | 48118.1465 | 0.93479 | 96614.3395 | 9.1106 | 4404.144 | HE Water Cooled Chiller - Centrifugal Compressor - 500 Tons | Lumber/Furniture/Pulp/Paper | New
| ImeTgsld233 | 33234.5575 | 7339.4894 | 0 | 4406.1623 | 44980.2092 | 65270.901 | 65270.901 | 17974.6992 | 83245.6002 | 83245.6002 | 0.54033 | 0.54033 | 48118.1465 | 48118.1465 | 0.93479 | 96614.3395 | 9.1106 | 4404.144 | HE Water Cooled Chiller - Centrifugal Compressor - 500 Tons | Metal Products and Machinery | Turnover
| ImeNgsld233 | 33234.5575 | 7339.4894 | 0 | 4406.1623 | 44980.2092 | 65270.901 | 65270.901 | 17974.6992 | 83245.6002 | 83245.6002 | 0.54033 | 0.54033 | 48118.1465 | 48118.1465 | 0.93479 | 96614.3395 | 9.1106 | 4404.144 | HE Water Cooled Chiller - Centrifugal Compressor - 500 Tons | Metal Products and Machinery | New
| ImiTgsld233 | 33234.5575 | 7339.4894 | 0 | 4406.1623 | 44980.2092 | 65270.901 | 65270.901 | 17974.6992 | 83245.6002 | 83245.6002 | 0.54033 | 0.54033 | 48118.1465 | 48118.1465 | 0.93479 | 96614.3395 | 9.1106 | 4404.144 | HE Water Cooled Chiller - Centrifugal Compressor - 500 Tons | Miscellaneous Manufacturing | Turnover
| ImiNgsld233 | 33234.5575 | 7339.4894 | 0 | 4406.1623 | 44980.2092 | 65270.901 | 65270.901 | 17974.6992 | 83245.6002 | 83245.6002 | 0.54033 | 0.54033 | 48118.1465 | 48118.1465 | 0.93479 | 96614.3395 | 9.1106 | 4404.144 | HE Water Cooled Chiller - Centrifugal Compressor - 500 Tons | Miscellaneous Manufacturing | New
| IprTgsld233 | 33234.5575 | 7339.4894 | 0 | 4406.1623 | 44980.2092 | 65270.901 | 65270.901 | 17974.6992 | 83245.6002 | 83245.6002 | 0.54033 | 0.54033 | 48118.1465 | 48118.1465 | 0.93479 | 96614.3395 | 9.1106 | 4404.144 | HE Water Cooled Chiller - Centrifugal Compressor - 500 Tons | Primary Resources Industries | Turnover
| IprNgsld233 | 33234.5575 | 7339.4894 | 0 | 4406.1623 | 44980.2092 | 65270.901 | 65270.901 | 17974.6992 | 83245.6002 | 83245.6002 | 0.54033 | 0.54033 | 48118.1465 | 48118.1465 | 0.93479 | 96614.3395 | 9.1106 | 4404.144 | HE Water Cooled Chiller - Centrifugal Compressor - 500 Tons | Primary Resources Industries | New
| IstTgsld233 | 33234.5575 | 7339.4894 | 0 | 4406.1623 | 44980.2092 | 65270.901 | 65270.901 | 17974.6992 | 83245.6002 | 83245.6002 | 0.54033 | 0.54033 | 48118.1465 | 48118.1465 | 0.93479 | 96614.3395 | 9.1106 | 4404.144 | HE Water Cooled Chiller - Centrifugal Compressor - 500 Tons | Stone/Clay/Glass/Concrete | Turnover
| IstNgsld233 | 33234.5575 | 7339.4894 | 0 | 4406.1623 | 44980.2092 | 65270.901 | 65270.901 | 17974.6992 | 83245.6002 | 83245.6002 | 0.54033 | 0.54033 | 48118.1465 | 48118.1465 | 0.93479 | 96614.3395 | 9.1106 | 4404.144 | HE Water Cooled Chiller - Centrifugal Compressor - 500 Tons | Stone/Clay/Glass/Concrete | New
| IteTgsld233 | 33234.5575 | 7339.4894 | 0 | 4406.1623 | 44980.2092 | 65270.901 | 65270.901 | 17974.6992 | 83245.6002 | 83245.6002 | 0.54033 | 0.54033 | 48118.1465 | 48118.1465 | 0.93479 | 96614.3395 | 9.1106 | 4404.144 | HE Water Cooled Chiller - Centrifugal Compressor - 500 Tons | Textiles and Leather | Turnover
| IteNgsld233 | 33234.5575 | 7339.4894 | 0 | 4406.1623 | 44980.2092 | 65270.901 | 65270.901 | 17974.6992 | 83245.6002 | 83245.6002 | 0.54033 | 0.54033 | 48118.1465 | 48118.1465 | 0.93479 | 96614.3395 | 9.1106 | 4404.144 | HE Water Cooled Chiller - Centrifugal Compressor - 500 Tons | Textiles and Leather | New
| ItrTgsld233 | 33234.5575 | 7339.4894 | 0 | 4406.1623 | 44980.2092 | 65270.901 | 65270.901 | 17974.6992 | 83245.6002 | 83245.6002 | 0.54033 | 0.54033 | 48118.1465 | 48118.1465 | 0.93479 | 96614.3395 | 9.1106 | 4404.144 | HE Water Cooled Chiller - Centrifugal Compressor - 500 Tons | Transportation Equipment | Turnover
| ItrNgsld233 | 33234.5575 | 7339.4894 | 0 | 4406.1623 | 44980.2092 | 65270.901 | 65270.901 | 17974.6992 | 83245.6002 | 83245.6002 | 0.54033 | 0.54033 | 48118.1465 | 48118.1465 | 0.93479 | 96614.3395 | 9.1106 | 4404.144 | HE Water Cooled Chiller - Centrifugal Compressor - 500 Tons | Transportation Equipment | New
| IwaTgsld233 | 33234.5575 | 7339.4894 | 0 | 4406.1623 | 44980.2092 | 65270.901 | 65270.901 | 17974.6992 | 83245.6002 | 83245.6002 | 0.54033 | 0.54033 | 48118.1465 | 48118.1465 | 0.93479 | 96614.3395 | 9.1106 | 4404.144 | HE Water Cooled Chiller - Centrifugal Compressor - 500 Tons | Water and Wastewater | Turnover
| IwaNgsld233 | 33234.5575 | 7339.4894 | 0 | 4406.1623 | 44980.2092 | 65270.901 | 65270.901 | 17974.6992 | 83245.6002 | 83245.6002 | 0.54033 | 0.54033 | 48118.1465 | 48118.1465 | 0.93479 | 96614.3395 | 9.1106 | 4404.144 | HE Water Cooled Chiller - Centrifugal Compressor - 500 Tons | Water and Wastewater | New
| IagTgsld234 | 33234.5575 | 7339.4894 | 0 | 4406.1623 | 44980.2092 | 65270.901 | 65270.901 | 17974.6992 | 83245.6002 | 83245.6002 | 0.54033 | 0.54033 | 114358.7688 | 114358.7688 | 0.39333 | 96614.3395 | 21.6524 | 12375.3505 | HE Water Cooled Chiller - Rotary or Screw Compressor - 175 Tons | Agriculture and Assembly | Turnover
| IagNgsld234 | 33234.5575 | 7339.4894 | 0 | 4406.1623 | 44980.2092 | 65270.901 | 65270.901 | 17974.6992 | 83245.6002 | 83245.6002 | 0.54033 | 0.54033 | 114358.7688 | 114358.7688 | 0.39333 | 96614.3395 | 21.6524 | 12375.3505 | HE Water Cooled Chiller - Rotary or Screw Compressor - 175 Tons | Agriculture and Assembly | New
| IchTgsld234 | 33234.5575 | 7339.4894 | 0 | 4406.1623 | 44980.2092 | 65270.901 | 65270.901 | 17974.6992 | 83245.6002 | 83245.6002 | 0.54033 | 0.54033 | 114358.7688 | 114358.7688 | 0.39333 | 96614.3395 | 21.6524 | 12375.3505 | HE Water Cooled Chiller - Rotary or Screw Compressor - 175 Tons | Chemicals and Plastics | Turnover
| IchNgsld234 | 33234.5575 | 7339.4894 | 0 | 4406.1623 | 44980.2092 | 65270.901 | 65270.901 | 17974.6992 | 83245.6002 | 83245.6002 | 0.54033 | 0.54033 | 114358.7688 | 114358.7688 | 0.39333 | 96614.3395 | 21.6524 | 12375.3505 | HE Water Cooled Chiller - Rotary or Screw Compressor - 175 Tons | Chemicals and Plastics | New
| IcoTgsld234 | 33234.5575 | 7339.4894 | 0 | 4406.1623 | 44980.2092 | 65270.901 | 65270.901 | 17974.6992 | 83245.6002 | 83245.6002 | 0.54033 | 0.54033 | 114358.7688 | 114358.7688 | 0.39333 | 96614.3395 | 21.6524 | 12375.3505 | HE Water Cooled Chiller - Rotary or Screw Compressor - 175 Tons | Construction | Turnover
| IcoNgsld234 | 33234.5575 | 7339.4894 | 0 | 4406.1623 | 44980.2092 | 65270.901 | 65270.901 | 17974.6992 | 83245.6002 | 83245.6002 | 0.54033 | 0.54033 | 114358.7688 | 114358.7688 | 0.39333 | 96614.3395 | 21.6524 | 12375.3505 | HE Water Cooled Chiller - Rotary or Screw Compressor - 175 Tons | Construction | New
| IelTgsld234 | 33234.5575 | 7339.4894 | 0 | 4406.1623 | 44980.2092 | 65270.901 | 65270.901 | 17974.6992 | 83245.6002 | 83245.6002 | 0.54033 | 0.54033 | 114358.7688 | 114358.7688 | 0.39333 | 96614.3395 | 21.6524 | 12375.3505 | HE Water Cooled Chiller - Rotary or Screw Compressor - 175 Tons | Electrical and Electronic Equip. | Turnover
| IelNgsld234 | 33234.5575 | 7339.4894 | 0 | 4406.1623 | 44980.2092 | 65270.901 | 65270.901 | 17974.6992 | 83245.6002 | 83245.6002 | 0.54033 | 0.54033 | 114358.7688 | 114358.7688 | 0.39333 | 96614.3395 | 21.6524 | 12375.3505 | HE Water Cooled Chiller - Rotary or Screw Compressor - 175 Tons | Electrical and Electronic Equip. | New
| IluTgsld234 | 33234.5575 | 7339.4894 | 0 | 4406.1623 | 44980.2092 | 65270.901 | 65270.901 | 17974.6992 | 83245.6002 | 83245.6002 | 0.54033 | 0.54033 | 114358.7688 | 114358.7688 | 0.39333 | 96614.3395 | 21.6524 | 12375.3505 | HE Water Cooled Chiller - Rotary or Screw Compressor - 175 Tons | Lumber/Furniture/Pulp/Paper | Turnover
| IluNgsld234 | 33234.5575 | 7339.4894 | 0 | 4406.1623 | 44980.2092 | 65270.901 | 65270.901 | 17974.6992 | 83245.6002 | 83245.6002 | 0.54033 | 0.54033 | 114358.7688 | 114358.7688 | 0.39333 | 96614.3395 | 21.6524 | 12375.3505 | HE Water Cooled Chiller - Rotary or Screw Compressor - 175 Tons | Lumber/Furniture/Pulp/Paper | New
| ImeTgsld234 | 33234.5575 | 7339.4894 | 0 | 4406.1623 | 44980.2092 | 65270.901 | 65270.901 | 17974.6992 | 83245.6002 | 83245.6002 | 0.54033 | 0.54033 | 114358.7688 | 114358.7688 | 0.39333 | 96614.3395 | 21.6524 | 12375.3505 | HE Water Cooled Chiller - Rotary or Screw Compressor - 175 Tons | Metal Products and Machinery | Turnover
| ImeNgsld234 | 33234.5575 | 7339.4894 | 0 | 4406.1623 | 44980.2092 | 65270.901 | 65270.901 | 17974.6992 | 83245.6002 | 83245.6002 | 0.54033 | 0.54033 | 114358.7688 | 114358.7688 | 0.39333 | 96614.3395 | 21.6524 | 12375.3505 | HE Water Cooled Chiller - Rotary or Screw Compressor - 175 Tons | Metal Products and Machinery | New
| ImiTgsld234 | 33234.5575 | 7339.4894 | 0 | 4406.1623 | 44980.2092 | 65270.901 | 65270.901 | 17974.6992 | 83245.6002 | 83245.6002 | 0.54033 | 0.54033 | 114358.7688 | 114358.7688 | 0.39333 | 96614.3395 | 21.6524 | 12375.3505 | HE Water Cooled Chiller - Rotary or Screw Compressor - 175 Tons | Miscellaneous Manufacturing | Turnover
| ImiNgsld234 | 33234.5575 | 7339.4894 | 0 | 4406.1623 | 44980.2092 | 65270.901 | 65270.901 | 17974.6992 | 83245.6002 | 83245.6002 | 0.54033 | 0.54033 | 114358.7688 | 114358.7688 | 0.39333 | 96614.3395 | 21.6524 | 12375.3505 | HE Water Cooled Chiller - Rotary or Screw Compressor - 175 Tons | Miscellaneous Manufacturing | New
| IprTgsld234 | 33234.5575 | 7339.4894 | 0 | 4406.1623 | 44980.2092 | 65270.901 | 65270.901 | 17974.6992 | 83245.6002 | 83245.6002 | 0.54033 | 0.54033 | 114358.7688 | 114358.7688 | 0.39333 | 96614.3395 | 21.6524 | 12375.3505 | HE Water Cooled Chiller - Rotary or Screw Compressor - 175 Tons | Primary Resources Industries | Turnover
| IprNgsld234 | 33234.5575 | 7339.4894 | 0 | 4406.1623 | 44980.2092 | 65270.901 | 65270.901 | 17974.6992 | 83245.6002 | 83245.6002 | 0.54033 | 0.54033 | 114358.7688 | 114358.7688 | 0.39333 | 96614.3395 | 21.6524 | 12375.3505 | HE Water Cooled Chiller - Rotary or Screw Compressor - 175 Tons | Primary Resources Industries | New
| IstTgsld234 | 33234.5575 | 7339.4894 | 0 | 4406.1623 | 44980.2092 | 65270.901 | 65270.901 | 17974.6992 | 83245.6002 | 83245.6002 | 0.54033 | 0.54033 | 114358.7688 | 114358.7688 | 0.39333 | 96614.3395 | 21.6524 | 12375.3505 | HE Water Cooled Chiller - Rotary or Screw Compressor - 175 Tons | Stone/Clay/Glass/Concrete | Turnover
| IstNgsld234 | 33234.5575 | 7339.4894 | 0 | 4406.1623 | 44980.2092 | 65270.901 | 65270.901 | 17974.6992 | 83245.6002 | 83245.6002 | 0.54033 | 0.54033 | 114358.7688 | 114358.7688 | 0.39333 | 96614.3395 | 21.6524 | 12375.3505 | HE Water Cooled Chiller - Rotary or Screw Compressor - 175 Tons | Stone/Clay/Glass/Concrete | New
| IteTgsld234 | 33234.5575 | 7339.4894 | 0 | 4406.1623 | 44980.2092 | 65270.901 | 65270.901 | 17974.6992 | 83245.6002 | 83245.6002 | 0.54033 | 0.54033 | 114358.7688 | 114358.7688 | 0.39333 | 96614.3395 | 21.6524 | 12375.3505 | HE Water Cooled Chiller - Rotary or Screw Compressor - 175 Tons | Textiles and Leather | Turnover
| IteNgsld234 | 33234.5575 | 7339.4894 | 0 | 4406.1623 | 44980.2092 | 65270.901 | 65270.901 | 17974.6992 | 83245.6002 | 83245.6002 | 0.54033 | 0.54033 | 114358.7688 | 114358.7688 | 0.39333 | 96614.3395 | 21.6524 | 12375.3505 | HE Water Cooled Chiller - Rotary or Screw Compressor - 175 Tons | Textiles and Leather | New
| ItrTgsld234 | 33234.5575 | 7339.4894 | 0 | 4406.1623 | 44980.2092 | 65270.901 | 65270.901 | 17974.6992 | 83245.6002 | 83245.6002 | 0.54033 | 0.54033 | 114358.7688 | 114358.7688 | 0.39333 | 96614.3395 | 21.6524 | 12375.3505 | HE Water Cooled Chiller - Rotary or Screw Compressor - 175 Tons | Transportation Equipment | Turnover
| ItrNgsld234 | 33234.5575 | 7339.4894 | 0 | 4406.1623 | 44980.2092 | 65270.901 | 65270.901 | 17974.6992 | 83245.6002 | 83245.6002 | 0.54033 | 0.54033 | 114358.7688 | 114358.7688 | 0.39333 | 96614.3395 | 21.6524 | 12375.3505 | HE Water Cooled Chiller - Rotary or Screw Compressor - 175 Tons | Transportation Equipment | New
| IwaTgsld234 | 33234.5575 | 7339.4894 | 0 | 4406.1623 | 44980.2092 | 65270.901 | 65270.901 | 17974.6992 | 83245.6002 | 83245.6002 | 0.54033 | 0.54033 | 114358.7688 | 114358.7688 | 0.39333 | 96614.3395 | 21.6524 | 12375.3505 | HE Water Cooled Chiller - Rotary or Screw Compressor - 175 Tons | Water and Wastewater | Turnover
| IwaNgsld234 | 33234.5575 | 7339.4894 | 0 | 4406.1623 | 44980.2092 | 65270.901 | 65270.901 | 17974.6992 | 83245.6002 | 83245.6002 | 0.54033 | 0.54033 | 114358.7688 | 114358.7688 | 0.39333 | 96614.3395 | 21.6524 | 12375.3505 | HE Water Cooled Chiller - Rotary or Screw Compressor - 175 Tons | Water and Wastewater | New
| IagTgsld235 | 33234.5575 | 7339.4894 | 0 | 4406.1623 | 44980.2092 | 65270.901 | 65270.901 | 17974.6992 | 83245.6002 | 83245.6002 | 0.54033 | 0.54033 | 231642.1664 | 231642.1664 | 0.19418 | 96614.3395 | 43.8586 | 26488.8969 | HE Water Cooled Chiller - Rotary or Screw Compressor - 50 Tons | Agriculture and Assembly | Turnover
| IagNgsld235 | 33234.5575 | 7339.4894 | 0 | 4406.1623 | 44980.2092 | 65270.901 | 65270.901 | 17974.6992 | 83245.6002 | 83245.6002 | 0.54033 | 0.54033 | 231642.1664 | 231642.1664 | 0.19418 | 96614.3395 | 43.8586 | 26488.8969 | HE Water Cooled Chiller - Rotary or Screw Compressor - 50 Tons | Agriculture and Assembly | New
| IchTgsld235 | 33234.5575 | 7339.4894 | 0 | 4406.1623 | 44980.2092 | 65270.901 | 65270.901 | 17974.6992 | 83245.6002 | 83245.6002 | 0.54033 | 0.54033 | 231642.1664 | 231642.1664 | 0.19418 | 96614.3395 | 43.8586 | 26488.8969 | HE Water Cooled Chiller - Rotary or Screw Compressor - 50 Tons | Chemicals and Plastics | Turnover
| IchNgsld235 | 33234.5575 | 7339.4894 | 0 | 4406.1623 | 44980.2092 | 65270.901 | 65270.901 | 17974.6992 | 83245.6002 | 83245.6002 | 0.54033 | 0.54033 | 231642.1664 | 231642.1664 | 0.19418 | 96614.3395 | 43.8586 | 26488.8969 | HE Water Cooled Chiller - Rotary or Screw Compressor - 50 Tons | Chemicals and Plastics | New
| IcoTgsld235 | 33234.5575 | 7339.4894 | 0 | 4406.1623 | 44980.2092 | 65270.901 | 65270.901 | 17974.6992 | 83245.6002 | 83245.6002 | 0.54033 | 0.54033 | 231642.1664 | 231642.1664 | 0.19418 | 96614.3395 | 43.8586 | 26488.8969 | HE Water Cooled Chiller - Rotary or Screw Compressor - 50 Tons | Construction | Turnover
| IcoNgsld235 | 33234.5575 | 7339.4894 | 0 | 4406.1623 | 44980.2092 | 65270.901 | 65270.901 | 17974.6992 | 83245.6002 | 83245.6002 | 0.54033 | 0.54033 | 231642.1664 | 231642.1664 | 0.19418 | 96614.3395 | 43.8586 | 26488.8969 | HE Water Cooled Chiller - Rotary or Screw Compressor - 50 Tons | Construction | New
| IelTgsld235 | 33234.5575 | 7339.4894 | 0 | 4406.1623 | 44980.2092 | 65270.901 | 65270.901 | 17974.6992 | 83245.6002 | 83245.6002 | 0.54033 | 0.54033 | 231642.1664 | 231642.1664 | 0.19418 | 96614.3395 | 43.8586 | 26488.8969 | HE Water Cooled Chiller - Rotary or Screw Compressor - 50 Tons | Electrical and Electronic Equip. | Turnover
| IelNgsld235 | 33234.5575 | 7339.4894 | 0 | 4406.1623 | 44980.2092 | 65270.901 | 65270.901 | 17974.6992 | 83245.6002 | 83245.6002 | 0.54033 | 0.54033 | 231642.1664 | 231642.1664 | 0.19418 | 96614.3395 | 43.8586 | 26488.8969 | HE Water Cooled Chiller - Rotary or Screw Compressor - 50 Tons | Electrical and Electronic Equip. | New
| IluTgsld235 | 33234.5575 | 7339.4894 | 0 | 4406.1623 | 44980.2092 | 65270.901 | 65270.901 | 17974.6992 | 83245.6002 | 83245.6002 | 0.54033 | 0.54033 | 231642.1664 | 231642.1664 | 0.19418 | 96614.3395 | 43.8586 | 26488.8969 | HE Water Cooled Chiller - Rotary or Screw Compressor - 50 Tons | Lumber/Furniture/Pulp/Paper | Turnover
| IluNgsld235 | 33234.5575 | 7339.4894 | 0 | 4406.1623 | 44980.2092 | 65270.901 | 65270.901 | 17974.6992 | 83245.6002 | 83245.6002 | 0.54033 | 0.54033 | 231642.1664 | 231642.1664 | 0.19418 | 96614.3395 | 43.8586 | 26488.8969 | HE Water Cooled Chiller - Rotary or Screw Compressor - 50 Tons | Lumber/Furniture/Pulp/Paper | New
| ImeTgsld235 | 33234.5575 | 7339.4894 | 0 | 4406.1623 | 44980.2092 | 65270.901 | 65270.901 | 17974.6992 | 83245.6002 | 83245.6002 | 0.54033 | 0.54033 | 231642.1664 | 231642.1664 | 0.19418 | 96614.3395 | 43.8586 | 26488.8969 | HE Water Cooled Chiller - Rotary or Screw Compressor - 50 Tons | Metal Products and Machinery | Turnover
| ImeNgsld235 | 33234.5575 | 7339.4894 | 0 | 4406.1623 | 44980.2092 | 65270.901 | 65270.901 | 17974.6992 | 83245.6002 | 83245.6002 | 0.54033 | 0.54033 | 231642.1664 | 231642.1664 | 0.19418 | 96614.3395 | 43.8586 | 26488.8969 | HE Water Cooled Chiller - Rotary or Screw Compressor - 50 Tons | Metal Products and Machinery | New
| ImiTgsld235 | 33234.5575 | 7339.4894 | 0 | 4406.1623 | 44980.2092 | 65270.901 | 65270.901 | 17974.6992 | 83245.6002 | 83245.6002 | 0.54033 | 0.54033 | 231642.1664 | 231642.1664 | 0.19418 | 96614.3395 | 43.8586 | 26488.8969 | HE Water Cooled Chiller - Rotary or Screw Compressor - 50 Tons | Miscellaneous Manufacturing | Turnover
| ImiNgsld235 | 33234.5575 | 7339.4894 | 0 | 4406.1623 | 44980.2092 | 65270.901 | 65270.901 | 17974.6992 | 83245.6002 | 83245.6002 | 0.54033 | 0.54033 | 231642.1664 | 231642.1664 | 0.19418 | 96614.3395 | 43.8586 | 26488.8969 | HE Water Cooled Chiller - Rotary or Screw Compressor - 50 Tons | Miscellaneous Manufacturing | New
| IprTgsld235 | 33234.5575 | 7339.4894 | 0 | 4406.1623 | 44980.2092 | 65270.901 | 65270.901 | 17974.6992 | 83245.6002 | 83245.6002 | 0.54033 | 0.54033 | 231642.1664 | 231642.1664 | 0.19418 | 96614.3395 | 43.8586 | 26488.8969 | HE Water Cooled Chiller - Rotary or Screw Compressor - 50 Tons | Primary Resources Industries | Turnover
| IprNgsld235 | 33234.5575 | 7339.4894 | 0 | 4406.1623 | 44980.2092 | 65270.901 | 65270.901 | 17974.6992 | 83245.6002 | 83245.6002 | 0.54033 | 0.54033 | 231642.1664 | 231642.1664 | 0.19418 | 96614.3395 | 43.8586 | 26488.8969 | HE Water Cooled Chiller - Rotary or Screw Compressor - 50 Tons | Primary Resources Industries | New
| IstTgsld235 | 33234.5575 | 7339.4894 | 0 | 4406.1623 | 44980.2092 | 65270.901 | 65270.901 | 17974.6992 | 83245.6002 | 83245.6002 | 0.54033 | 0.54033 | 231642.1664 | 231642.1664 | 0.19418 | 96614.3395 | 43.8586 | 26488.8969 | HE Water Cooled Chiller - Rotary or Screw Compressor - 50 Tons | Stone/Clay/Glass/Concrete | Turnover
| IstNgsld235 | 33234.5575 | 7339.4894 | 0 | 4406.1623 | 44980.2092 | 65270.901 | 65270.901 | 17974.6992 | 83245.6002 | 83245.6002 | 0.54033 | 0.54033 | 231642.1664 | 231642.1664 | 0.19418 | 96614.3395 | 43.8586 | 26488.8969 | HE Water Cooled Chiller - Rotary or Screw Compressor - 50 Tons | Stone/Clay/Glass/Concrete | New
| IteTgsld235 | 33234.5575 | 7339.4894 | 0 | 4406.1623 | 44980.2092 | 65270.901 | 65270.901 | 17974.6992 | 83245.6002 | 83245.6002 | 0.54033 | 0.54033 | 231642.1664 | 231642.1664 | 0.19418 | 96614.3395 | 43.8586 | 26488.8969 | HE Water Cooled Chiller - Rotary or Screw Compressor - 50 Tons | Textiles and Leather | Turnover
| IteNgsld235 | 33234.5575 | 7339.4894 | 0 | 4406.1623 | 44980.2092 | 65270.901 | 65270.901 | 17974.6992 | 83245.6002 | 83245.6002 | 0.54033 | 0.54033 | 231642.1664 | 231642.1664 | 0.19418 | 96614.3395 | 43.8586 | 26488.8969 | HE Water Cooled Chiller - Rotary or Screw Compressor - 50 Tons | Textiles and Leather | New
| ItrTgsld235 | 33234.5575 | 7339.4894 | 0 | 4406.1623 | 44980.2092 | 65270.901 | 65270.901 | 17974.6992 | 83245.6002 | 83245.6002 | 0.54033 | 0.54033 | 231642.1664 | 231642.1664 | 0.19418 | 96614.3395 | 43.8586 | 26488.8969 | HE Water Cooled Chiller - Rotary or Screw Compressor - 50 Tons | Transportation Equipment | Turnover
| ItrNgsld235 | 33234.5575 | 7339.4894 | 0 | 4406.1623 | 44980.2092 | 65270.901 | 65270.901 | 17974.6992 | 83245.6002 | 83245.6002 | 0.54033 | 0.54033 | 231642.1664 | 231642.1664 | 0.19418 | 96614.3395 | 43.8586 | 26488.8969 | HE Water Cooled Chiller - Rotary or Screw Compressor - 50 Tons | Transportation Equipment | New
| IwaTgsld235 | 33234.5575 | 7339.4894 | 0 | 4406.1623 | 44980.2092 | 65270.901 | 65270.901 | 17974.6992 | 83245.6002 | 83245.6002 | 0.54033 | 0.54033 | 231642.1664 | 231642.1664 | 0.19418 | 96614.3395 | 43.8586 | 26488.8969 | HE Water Cooled Chiller - Rotary or Screw Compressor - 50 Tons | Water and Wastewater | Turnover
| IwaNgsld235 | 33234.5575 | 7339.4894 | 0 | 4406.1623 | 44980.2092 | 65270.901 | 65270.901 | 17974.6992 | 83245.6002 | 83245.6002 | 0.54033 | 0.54033 | 231642.1664 | 231642.1664 | 0.19418 | 96614.3395 | 43.8586 | 26488.8969 | HE Water Cooled Chiller - Rotary or Screw Compressor - 50 Tons | Water and Wastewater | New
| IagTgsld236 | 33234.5575 | 7339.4894 | 0 | 4406.1623 | 44980.2092 | 65270.901 | 65270.901 | 17974.6992 | 83245.6002 | 83245.6002 | 0.54033 | 0.54033 | 44825.7398 | 44825.7398 | 1.0034 | 96614.3395 | 3.8192 | 1041.1148 | High Speed Fans | Agriculture and Assembly | Turnover
| IagNgsld236 | 33234.5575 | 7339.4894 | 0 | 4406.1623 | 44980.2092 | 65270.901 | 65270.901 | 17974.6992 | 83245.6002 | 83245.6002 | 0.54033 | 0.54033 | 44825.7398 | 44825.7398 | 1.0034 | 96614.3395 | 3.8192 | 1041.1148 | High Speed Fans | Agriculture and Assembly | New
| IchTgsld236 | 33234.5575 | 7339.4894 | 0 | 4406.1623 | 44980.2092 | 65270.901 | 65270.901 | 17974.6992 | 83245.6002 | 83245.6002 | 0.54033 | 0.54033 | 44825.7398 | 44825.7398 | 1.0034 | 96614.3395 | 3.8192 | 1041.1148 | High Speed Fans | Chemicals and Plastics | Turnover
| IchNgsld236 | 33234.5575 | 7339.4894 | 0 | 4406.1623 | 44980.2092 | 65270.901 | 65270.901 | 17974.6992 | 83245.6002 | 83245.6002 | 0.54033 | 0.54033 | 44825.7398 | 44825.7398 | 1.0034 | 96614.3395 | 3.8192 | 1041.1148 | High Speed Fans | Chemicals and Plastics | New
| IcoTgsld236 | 33234.5575 | 7339.4894 | 0 | 4406.1623 | 44980.2092 | 65270.901 | 65270.901 | 17974.6992 | 83245.6002 | 83245.6002 | 0.54033 | 0.54033 | 44825.7398 | 44825.7398 | 1.0034 | 96614.3395 | 3.8192 | 1041.1148 | High Speed Fans | Construction | Turnover
| IcoNgsld236 | 33234.5575 | 7339.4894 | 0 | 4406.1623 | 44980.2092 | 65270.901 | 65270.901 | 17974.6992 | 83245.6002 | 83245.6002 | 0.54033 | 0.54033 | 44825.7398 | 44825.7398 | 1.0034 | 96614.3395 | 3.8192 | 1041.1148 | High Speed Fans | Construction | New
| IelTgsld236 | 33234.5575 | 7339.4894 | 0 | 4406.1623 | 44980.2092 | 65270.901 | 65270.901 | 17974.6992 | 83245.6002 | 83245.6002 | 0.54033 | 0.54033 | 44825.7398 | 44825.7398 | 1.0034 | 96614.3395 | 3.8192 | 1041.1148 | High Speed Fans | Electrical and Electronic Equip. | Turnover
| IelNgsld236 | 33234.5575 | 7339.4894 | 0 | 4406.1623 | 44980.2092 | 65270.901 | 65270.901 | 17974.6992 | 83245.6002 | 83245.6002 | 0.54033 | 0.54033 | 44825.7398 | 44825.7398 | 1.0034 | 96614.3395 | 3.8192 | 1041.1148 | High Speed Fans | Electrical and Electronic Equip. | New
| IluTgsld236 | 33234.5575 | 7339.4894 | 0 | 4406.1623 | 44980.2092 | 65270.901 | 65270.901 | 17974.6992 | 83245.6002 | 83245.6002 | 0.54033 | 0.54033 | 44825.7398 | 44825.7398 | 1.0034 | 96614.3395 | 3.8192 | 1041.1148 | High Speed Fans | Lumber/Furniture/Pulp/Paper | Turnover
| IluNgsld236 | 33234.5575 | 7339.4894 | 0 | 4406.1623 | 44980.2092 | 65270.901 | 65270.901 | 17974.6992 | 83245.6002 | 83245.6002 | 0.54033 | 0.54033 | 44825.7398 | 44825.7398 | 1.0034 | 96614.3395 | 3.8192 | 1041.1148 | High Speed Fans | Lumber/Furniture/Pulp/Paper | New
| ImeTgsld236 | 33234.5575 | 7339.4894 | 0 | 4406.1623 | 44980.2092 | 65270.901 | 65270.901 | 17974.6992 | 83245.6002 | 83245.6002 | 0.54033 | 0.54033 | 44825.7398 | 44825.7398 | 1.0034 | 96614.3395 | 3.8192 | 1041.1148 | High Speed Fans | Metal Products and Machinery | Turnover
| ImeNgsld236 | 33234.5575 | 7339.4894 | 0 | 4406.1623 | 44980.2092 | 65270.901 | 65270.901 | 17974.6992 | 83245.6002 | 83245.6002 | 0.54033 | 0.54033 | 44825.7398 | 44825.7398 | 1.0034 | 96614.3395 | 3.8192 | 1041.1148 | High Speed Fans | Metal Products and Machinery | New
| ImiTgsld236 | 33234.5575 | 7339.4894 | 0 | 4406.1623 | 44980.2092 | 65270.901 | 65270.901 | 17974.6992 | 83245.6002 | 83245.6002 | 0.54033 | 0.54033 | 44825.7398 | 44825.7398 | 1.0034 | 96614.3395 | 3.8192 | 1041.1148 | High Speed Fans | Miscellaneous Manufacturing | Turnover
| ImiNgsld236 | 33234.5575 | 7339.4894 | 0 | 4406.1623 | 44980.2092 | 65270.901 | 65270.901 | 17974.6992 | 83245.6002 | 83245.6002 | 0.54033 | 0.54033 | 44825.7398 | 44825.7398 | 1.0034 | 96614.3395 | 3.8192 | 1041.1148 | High Speed Fans | Miscellaneous Manufacturing | New
| IprTgsld236 | 33234.5575 | 7339.4894 | 0 | 4406.1623 | 44980.2092 | 65270.901 | 65270.901 | 17974.6992 | 83245.6002 | 83245.6002 | 0.54033 | 0.54033 | 44825.7398 | 44825.7398 | 1.0034 | 96614.3395 | 3.8192 | 1041.1148 | High Speed Fans | Primary Resources Industries | Turnover
| IprNgsld236 | 33234.5575 | 7339.4894 | 0 | 4406.1623 | 44980.2092 | 65270.901 | 65270.901 | 17974.6992 | 83245.6002 | 83245.6002 | 0.54033 | 0.54033 | 44825.7398 | 44825.7398 | 1.0034 | 96614.3395 | 3.8192 | 1041.1148 | High Speed Fans | Primary Resources Industries | New
| IstTgsld236 | 33234.5575 | 7339.4894 | 0 | 4406.1623 | 44980.2092 | 65270.901 | 65270.901 | 17974.6992 | 83245.6002 | 83245.6002 | 0.54033 | 0.54033 | 44825.7398 | 44825.7398 | 1.0034 | 96614.3395 | 3.8192 | 1041.1148 | High Speed Fans | Stone/Clay/Glass/Concrete | Turnover
| IstNgsld236 | 33234.5575 | 7339.4894 | 0 | 4406.1623 | 44980.2092 | 65270.901 | 65270.901 | 17974.6992 | 83245.6002 | 83245.6002 | 0.54033 | 0.54033 | 44825.7398 | 44825.7398 | 1.0034 | 96614.3395 | 3.8192 | 1041.1148 | High Speed Fans | Stone/Clay/Glass/Concrete | New
| IteTgsld236 | 33234.5575 | 7339.4894 | 0 | 4406.1623 | 44980.2092 | 65270.901 | 65270.901 | 17974.6992 | 83245.6002 | 83245.6002 | 0.54033 | 0.54033 | 44825.7398 | 44825.7398 | 1.0034 | 96614.3395 | 3.8192 | 1041.1148 | High Speed Fans | Textiles and Leather | Turnover
| IteNgsld236 | 33234.5575 | 7339.4894 | 0 | 4406.1623 | 44980.2092 | 65270.901 | 65270.901 | 17974.6992 | 83245.6002 | 83245.6002 | 0.54033 | 0.54033 | 44825.7398 | 44825.7398 | 1.0034 | 96614.3395 | 3.8192 | 1041.1148 | High Speed Fans | Textiles and Leather | New
| ItrTgsld236 | 33234.5575 | 7339.4894 | 0 | 4406.1623 | 44980.2092 | 65270.901 | 65270.901 | 17974.6992 | 83245.6002 | 83245.6002 | 0.54033 | 0.54033 | 44825.7398 | 44825.7398 | 1.0034 | 96614.3395 | 3.8192 | 1041.1148 | High Speed Fans | Transportation Equipment | Turnover
| ItrNgsld236 | 33234.5575 | 7339.4894 | 0 | 4406.1623 | 44980.2092 | 65270.901 | 65270.901 | 17974.6992 | 83245.6002 | 83245.6002 | 0.54033 | 0.54033 | 44825.7398 | 44825.7398 | 1.0034 | 96614.3395 | 3.8192 | 1041.1148 | High Speed Fans | Transportation Equipment | New
| IwaTgsld236 | 33234.5575 | 7339.4894 | 0 | 4406.1623 | 44980.2092 | 65270.901 | 65270.901 | 17974.6992 | 83245.6002 | 83245.6002 | 0.54033 | 0.54033 | 44825.7398 | 44825.7398 | 1.0034 | 96614.3395 | 3.8192 | 1041.1148 | High Speed Fans | Water and Wastewater | Turnover
| IwaNgsld236 | 33234.5575 | 7339.4894 | 0 | 4406.1623 | 44980.2092 | 65270.901 | 65270.901 | 17974.6992 | 83245.6002 | 83245.6002 | 0.54033 | 0.54033 | 44825.7398 | 44825.7398 | 1.0034 | 96614.3395 | 3.8192 | 1041.1148 | High Speed Fans | Water and Wastewater | New
| IagTgsld237 | 33234.5575 | 7339.4894 | 0 | 4406.1623 | 44980.2092 | 65270.901 | 65270.901 | 17974.6992 | 83245.6002 | 83245.6002 | 0.54033 | 0.54033 | 34347.0666 | 34347.0666 | 1.3096 | 96614.3395 | 3.2607 | 686.1362 | Packaged Terminal AC | Agriculture and Assembly | Turnover
| IagNgsld237 | 33234.5575 | 7339.4894 | 0 | 4406.1623 | 44980.2092 | 65270.901 | 65270.901 | 17974.6992 | 83245.6002 | 83245.6002 | 0.54033 | 0.54033 | 34347.0666 | 34347.0666 | 1.3096 | 96614.3395 | 3.2607 | 686.1362 | Packaged Terminal AC | Agriculture and Assembly | New
| IchTgsld237 | 33234.5575 | 7339.4894 | 0 | 4406.1623 | 44980.2092 | 65270.901 | 65270.901 | 17974.6992 | 83245.6002 | 83245.6002 | 0.54033 | 0.54033 | 34347.0666 | 34347.0666 | 1.3096 | 96614.3395 | 3.2607 | 686.1362 | Packaged Terminal AC | Chemicals and Plastics | Turnover
| IchNgsld237 | 33234.5575 | 7339.4894 | 0 | 4406.1623 | 44980.2092 | 65270.901 | 65270.901 | 17974.6992 | 83245.6002 | 83245.6002 | 0.54033 | 0.54033 | 34347.0666 | 34347.0666 | 1.3096 | 96614.3395 | 3.2607 | 686.1362 | Packaged Terminal AC | Chemicals and Plastics | New
| IcoTgsld237 | 33234.5575 | 7339.4894 | 0 | 4406.1623 | 44980.2092 | 65270.901 | 65270.901 | 17974.6992 | 83245.6002 | 83245.6002 | 0.54033 | 0.54033 | 34347.0666 | 34347.0666 | 1.3096 | 96614.3395 | 3.2607 | 686.1362 | Packaged Terminal AC | Construction | Turnover
| IcoNgsld237 | 33234.5575 | 7339.4894 | 0 | 4406.1623 | 44980.2092 | 65270.901 | 65270.901 | 17974.6992 | 83245.6002 | 83245.6002 | 0.54033 | 0.54033 | 34347.0666 | 34347.0666 | 1.3096 | 96614.3395 | 3.2607 | 686.1362 | Packaged Terminal AC | Construction | New
| IelTgsld237 | 33234.5575 | 7339.4894 | 0 | 4406.1623 | 44980.2092 | 65270.901 | 65270.901 | 17974.6992 | 83245.6002 | 83245.6002 | 0.54033 | 0.54033 | 34347.0666 | 34347.0666 | 1.3096 | 96614.3395 | 3.2607 | 686.1362 | Packaged Terminal AC | Electrical and Electronic Equip. | Turnover
| IelNgsld237 | 33234.5575 | 7339.4894 | 0 | 4406.1623 | 44980.2092 | 65270.901 | 65270.901 | 17974.6992 | 83245.6002 | 83245.6002 | 0.54033 | 0.54033 | 34347.0666 | 34347.0666 | 1.3096 | 96614.3395 | 3.2607 | 686.1362 | Packaged Terminal AC | Electrical and Electronic Equip. | New
| IluTgsld237 | 33234.5575 | 7339.4894 | 0 | 4406.1623 | 44980.2092 | 65270.901 | 65270.901 | 17974.6992 | 83245.6002 | 83245.6002 | 0.54033 | 0.54033 | 34347.0666 | 34347.0666 | 1.3096 | 96614.3395 | 3.2607 | 686.1362 | Packaged Terminal AC | Lumber/Furniture/Pulp/Paper | Turnover
| IluNgsld237 | 33234.5575 | 7339.4894 | 0 | 4406.1623 | 44980.2092 | 65270.901 | 65270.901 | 17974.6992 | 83245.6002 | 83245.6002 | 0.54033 | 0.54033 | 34347.0666 | 34347.0666 | 1.3096 | 96614.3395 | 3.2607 | 686.1362 | Packaged Terminal AC | Lumber/Furniture/Pulp/Paper | New
| ImeTgsld237 | 33234.5575 | 7339.4894 | 0 | 4406.1623 | 44980.2092 | 65270.901 | 65270.901 | 17974.6992 | 83245.6002 | 83245.6002 | 0.54033 | 0.54033 | 34347.0666 | 34347.0666 | 1.3096 | 96614.3395 | 3.2607 | 686.1362 | Packaged Terminal AC | Metal Products and Machinery | Turnover
| ImeNgsld237 | 33234.5575 | 7339.4894 | 0 | 4406.1623 | 44980.2092 | 65270.901 | 65270.901 | 17974.6992 | 83245.6002 | 83245.6002 | 0.54033 | 0.54033 | 34347.0666 | 34347.0666 | 1.3096 | 96614.3395 | 3.2607 | 686.1362 | Packaged Terminal AC | Metal Products and Machinery | New
| ImiTgsld237 | 33234.5575 | 7339.4894 | 0 | 4406.1623 | 44980.2092 | 65270.901 | 65270.901 | 17974.6992 | 83245.6002 | 83245.6002 | 0.54033 | 0.54033 | 34347.0666 | 34347.0666 | 1.3096 | 96614.3395 | 3.2607 | 686.1362 | Packaged Terminal AC | Miscellaneous Manufacturing | Turnover
| ImiNgsld237 | 33234.5575 | 7339.4894 | 0 | 4406.1623 | 44980.2092 | 65270.901 | 65270.901 | 17974.6992 | 83245.6002 | 83245.6002 | 0.54033 | 0.54033 | 34347.0666 | 34347.0666 | 1.3096 | 96614.3395 | 3.2607 | 686.1362 | Packaged Terminal AC | Miscellaneous Manufacturing | New
| IprTgsld237 | 33234.5575 | 7339.4894 | 0 | 4406.1623 | 44980.2092 | 65270.901 | 65270.901 | 17974.6992 | 83245.6002 | 83245.6002 | 0.54033 | 0.54033 | 34347.0666 | 34347.0666 | 1.3096 | 96614.3395 | 3.2607 | 686.1362 | Packaged Terminal AC | Primary Resources Industries | Turnover
| IprNgsld237 | 33234.5575 | 7339.4894 | 0 | 4406.1623 | 44980.2092 | 65270.901 | 65270.901 | 17974.6992 | 83245.6002 | 83245.6002 | 0.54033 | 0.54033 | 34347.0666 | 34347.0666 | 1.3096 | 96614.3395 | 3.2607 | 686.1362 | Packaged Terminal AC | Primary Resources Industries | New
| IstTgsld237 | 33234.5575 | 7339.4894 | 0 | 4406.1623 | 44980.2092 | 65270.901 | 65270.901 | 17974.6992 | 83245.6002 | 83245.6002 | 0.54033 | 0.54033 | 34347.0666 | 34347.0666 | 1.3096 | 96614.3395 | 3.2607 | 686.1362 | Packaged Terminal AC | Stone/Clay/Glass/Concrete | Turnover
| IstNgsld237 | 33234.5575 | 7339.4894 | 0 | 4406.1623 | 44980.2092 | 65270.901 | 65270.901 | 17974.6992 | 83245.6002 | 83245.6002 | 0.54033 | 0.54033 | 34347.0666 | 34347.0666 | 1.3096 | 96614.3395 | 3.2607 | 686.1362 | Packaged Terminal AC | Stone/Clay/Glass/Concrete | New
| IteTgsld237 | 33234.5575 | 7339.4894 | 0 | 4406.1623 | 44980.2092 | 65270.901 | 65270.901 | 17974.6992 | 83245.6002 | 83245.6002 | 0.54033 | 0.54033 | 34347.0666 | 34347.0666 | 1.3096 | 96614.3395 | 3.2607 | 686.1362 | Packaged Terminal AC | Textiles and Leather | Turnover
| IteNgsld237 | 33234.5575 | 7339.4894 | 0 | 4406.1623 | 44980.2092 | 65270.901 | 65270.901 | 17974.6992 | 83245.6002 | 83245.6002 | 0.54033 | 0.54033 | 34347.0666 | 34347.0666 | 1.3096 | 96614.3395 | 3.2607 | 686.1362 | Packaged Terminal AC | Textiles and Leather | New
| ItrTgsld237 | 33234.5575 | 7339.4894 | 0 | 4406.1623 | 44980.2092 | 65270.901 | 65270.901 | 17974.6992 | 83245.6002 | 83245.6002 | 0.54033 | 0.54033 | 34347.0666 | 34347.0666 | 1.3096 | 96614.3395 | 3.2607 | 686.1362 | Packaged Terminal AC | Transportation Equipment | Turnover
| ItrNgsld237 | 33234.5575 | 7339.4894 | 0 | 4406.1623 | 44980.2092 | 65270.901 | 65270.901 | 17974.6992 | 83245.6002 | 83245.6002 | 0.54033 | 0.54033 | 34347.0666 | 34347.0666 | 1.3096 | 96614.3395 | 3.2607 | 686.1362 | Packaged Terminal AC | Transportation Equipment | New
| IwaTgsld237 | 33234.5575 | 7339.4894 | 0 | 4406.1623 | 44980.2092 | 65270.901 | 65270.901 | 17974.6992 | 83245.6002 | 83245.6002 | 0.54033 | 0.54033 | 34347.0666 | 34347.0666 | 1.3096 | 96614.3395 | 3.2607 | 686.1362 | Packaged Terminal AC | Water and Wastewater | Turnover
| IwaNgsld237 | 33234.5575 | 7339.4894 | 0 | 4406.1623 | 44980.2092 | 65270.901 | 65270.901 | 17974.6992 | 83245.6002 | 83245.6002 | 0.54033 | 0.54033 | 34347.0666 | 34347.0666 | 1.3096 | 96614.3395 | 3.2607 | 686.1362 | Packaged Terminal AC | Water and Wastewater | New
| IagEgsld238 | 3005.3871 | 6326.9476 | 0 | -752.6688 | 8579.666 | -2523.0815 | 2523.0815 | 17974.6992 | 15451.6177 | 20497.7808 | 0.55526 | 0.41857 | 20132.9719 | 20132.9719 | 0.42615 | 14934.8425 | 14.6397 | 2408.5721 | Thermal energy storage | Agriculture and Assembly | Existing
| IagNgsld238 | 3005.3871 | 6326.9476 | 0 | -752.6688 | 8579.666 | -2523.0815 | 2523.0815 | 17974.6992 | 15451.6177 | 20497.7808 | 0.55526 | 0.41857 | 20132.9719 | 20132.9719 | 0.42615 | 14934.8425 | 14.6397 | 2408.5721 | Thermal energy storage | Agriculture and Assembly | New
| IchEgsld238 | 3005.3871 | 6326.9476 | 0 | -752.6688 | 8579.666 | -2523.0815 | 2523.0815 | 17974.6992 | 15451.6177 | 20497.7808 | 0.55526 | 0.41857 | 20132.9719 | 20132.9719 | 0.42615 | 14934.8425 | 14.6397 | 2408.5721 | Thermal energy storage | Chemicals and Plastics | Existing
| IchNgsld238 | 3005.3871 | 6326.9476 | 0 | -752.6688 | 8579.666 | -2523.0815 | 2523.0815 | 17974.6992 | 15451.6177 | 20497.7808 | 0.55526 | 0.41857 | 20132.9719 | 20132.9719 | 0.42615 | 14934.8425 | 14.6397 | 2408.5721 | Thermal energy storage | Chemicals and Plastics | New
| IcoEgsld238 | 3005.3871 | 6326.9476 | 0 | -752.6688 | 8579.666 | -2523.0815 | 2523.0815 | 17974.6992 | 15451.6177 | 20497.7808 | 0.55526 | 0.41857 | 20132.9719 | 20132.9719 | 0.42615 | 14934.8425 | 14.6397 | 2408.5721 | Thermal energy storage | Construction | Existing
| IcoNgsld238 | 3005.3871 | 6326.9476 | 0 | -752.6688 | 8579.666 | -2523.0815 | 2523.0815 | 17974.6992 | 15451.6177 | 20497.7808 | 0.55526 | 0.41857 | 20132.9719 | 20132.9719 | 0.42615 | 14934.8425 | 14.6397 | 2408.5721 | Thermal energy storage | Construction | New
| IelEgsld238 | 3005.3871 | 6326.9476 | 0 | -752.6688 | 8579.666 | -2523.0815 | 2523.0815 | 17974.6992 | 15451.6177 | 20497.7808 | 0.55526 | 0.41857 | 20132.9719 | 20132.9719 | 0.42615 | 14934.8425 | 14.6397 | 2408.5721 | Thermal energy storage | Electrical and Electronic Equip. | Existing
| IelNgsld238 | 3005.3871 | 6326.9476 | 0 | -752.6688 | 8579.666 | -2523.0815 | 2523.0815 | 17974.6992 | 15451.6177 | 20497.7808 | 0.55526 | 0.41857 | 20132.9719 | 20132.9719 | 0.42615 | 14934.8425 | 14.6397 | 2408.5721 | Thermal energy storage | Electrical and Electronic Equip. | New
| IluEgsld238 | 3005.3871 | 6326.9476 | 0 | -752.6688 | 8579.666 | -2523.0815 | 2523.0815 | 17974.6992 | 15451.6177 | 20497.7808 | 0.55526 | 0.41857 | 20132.9719 | 20132.9719 | 0.42615 | 14934.8425 | 14.6397 | 2408.5721 | Thermal energy storage | Lumber/Furniture/Pulp/Paper | Existing
| IluNgsld238 | 3005.3871 | 6326.9476 | 0 | -752.6688 | 8579.666 | -2523.0815 | 2523.0815 | 17974.6992 | 15451.6177 | 20497.7808 | 0.55526 | 0.41857 | 20132.9719 | 20132.9719 | 0.42615 | 14934.8425 | 14.6397 | 2408.5721 | Thermal energy storage | Lumber/Furniture/Pulp/Paper | New
| ImeEgsld238 | 3005.3871 | 6326.9476 | 0 | -752.6688 | 8579.666 | -2523.0815 | 2523.0815 | 17974.6992 | 15451.6177 | 20497.7808 | 0.55526 | 0.41857 | 20132.9719 | 20132.9719 | 0.42615 | 14934.8425 | 14.6397 | 2408.5721 | Thermal energy storage | Metal Products and Machinery | Existing
| ImeNgsld238 | 3005.3871 | 6326.9476 | 0 | -752.6688 | 8579.666 | -2523.0815 | 2523.0815 | 17974.6992 | 15451.6177 | 20497.7808 | 0.55526 | 0.41857 | 20132.9719 | 20132.9719 | 0.42615 | 14934.8425 | 14.6397 | 2408.5721 | Thermal energy storage | Metal Products and Machinery | New
| ImiEgsld238 | 3005.3871 | 6326.9476 | 0 | -752.6688 | 8579.666 | -2523.0815 | 2523.0815 | 17974.6992 | 15451.6177 | 20497.7808 | 0.55526 | 0.41857 | 20132.9719 | 20132.9719 | 0.42615 | 14934.8425 | 14.6397 | 2408.5721 | Thermal energy storage | Miscellaneous Manufacturing | Existing
| ImiNgsld238 | 3005.3871 | 6326.9476 | 0 | -752.6688 | 8579.666 | -2523.0815 | 2523.0815 | 17974.6992 | 15451.6177 | 20497.7808 | 0.55526 | 0.41857 | 20132.9719 | 20132.9719 | 0.42615 | 14934.8425 | 14.6397 | 2408.5721 | Thermal energy storage | Miscellaneous Manufacturing | New
| IprEgsld238 | 3005.3871 | 6326.9476 | 0 | -752.6688 | 8579.666 | -2523.0815 | 2523.0815 | 17974.6992 | 15451.6177 | 20497.7808 | 0.55526 | 0.41857 | 20132.9719 | 20132.9719 | 0.42615 | 14934.8425 | 14.6397 | 2408.5721 | Thermal energy storage | Primary Resources Industries | Existing
| IprNgsld238 | 3005.3871 | 6326.9476 | 0 | -752.6688 | 8579.666 | -2523.0815 | 2523.0815 | 17974.6992 | 15451.6177 | 20497.7808 | 0.55526 | 0.41857 | 20132.9719 | 20132.9719 | 0.42615 | 14934.8425 | 14.6397 | 2408.5721 | Thermal energy storage | Primary Resources Industries | New
| IstEgsld238 | 3005.3871 | 6326.9476 | 0 | -752.6688 | 8579.666 | -2523.0815 | 2523.0815 | 17974.6992 | 15451.6177 | 20497.7808 | 0.55526 | 0.41857 | 20132.9719 | 20132.9719 | 0.42615 | 14934.8425 | 14.6397 | 2408.5721 | Thermal energy storage | Stone/Clay/Glass/Concrete | Existing
| IstNgsld238 | 3005.3871 | 6326.9476 | 0 | -752.6688 | 8579.666 | -2523.0815 | 2523.0815 | 17974.6992 | 15451.6177 | 20497.7808 | 0.55526 | 0.41857 | 20132.9719 | 20132.9719 | 0.42615 | 14934.8425 | 14.6397 | 2408.5721 | Thermal energy storage | Stone/Clay/Glass/Concrete | New
| IteEgsld238 | 3005.3871 | 6326.9476 | 0 | -752.6688 | 8579.666 | -2523.0815 | 2523.0815 | 17974.6992 | 15451.6177 | 20497.7808 | 0.55526 | 0.41857 | 20132.9719 | 20132.9719 | 0.42615 | 14934.8425 | 14.6397 | 2408.5721 | Thermal energy storage | Textiles and Leather | Existing
| IteNgsld238 | 3005.3871 | 6326.9476 | 0 | -752.6688 | 8579.666 | -2523.0815 | 2523.0815 | 17974.6992 | 15451.6177 | 20497.7808 | 0.55526 | 0.41857 | 20132.9719 | 20132.9719 | 0.42615 | 14934.8425 | 14.6397 | 2408.5721 | Thermal energy storage | Textiles and Leather | New
| ItrEgsld238 | 3005.3871 | 6326.9476 | 0 | -752.6688 | 8579.666 | -2523.0815 | 2523.0815 | 17974.6992 | 15451.6177 | 20497.7808 | 0.55526 | 0.41857 | 20132.9719 | 20132.9719 | 0.42615 | 14934.8425 | 14.6397 | 2408.5721 | Thermal energy storage | Transportation Equipment | Existing
| ItrNgsld238 | 3005.3871 | 6326.9476 | 0 | -752.6688 | 8579.666 | -2523.0815 | 2523.0815 | 17974.6992 | 15451.6177 | 20497.7808 | 0.55526 | 0.41857 | 20132.9719 | 20132.9719 | 0.42615 | 14934.8425 | 14.6397 | 2408.5721 | Thermal energy storage | Transportation Equipment | New
| IwaEgsld238 | 3005.3871 | 6326.9476 | 0 | -752.6688 | 8579.666 | -2523.0815 | 2523.0815 | 17974.6992 | 15451.6177 | 20497.7808 | 0.55526 | 0.41857 | 20132.9719 | 20132.9719 | 0.42615 | 14934.8425 | 14.6397 | 2408.5721 | Thermal energy storage | Water and Wastewater | Existing
| IwaNgsld238 | 3005.3871 | 6326.9476 | 0 | -752.6688 | 8579.666 | -2523.0815 | 2523.0815 | 17974.6992 | 15451.6177 | 20497.7808 | 0.55526 | 0.41857 | 20132.9719 | 20132.9719 | 0.42615 | 14934.8425 | 14.6397 | 2408.5721 | Thermal energy storage | Water and Wastewater | New
| IagEgsld239 | 33234.5575 | 7339.4894 | 0 | 4406.1623 | 44980.2092 | 65270.901 | 65270.901 | 17974.6992 | 83245.6002 | 83245.6002 | 0.54033 | 0.54033 | 42663.4053 | 42663.4053 | 1.0543 | 96614.3395 | 4.7977 | 1663.0321 | VAV System | Agriculture and Assembly | Existing
| IagNgsld239 | 33234.5575 | 7339.4894 | 0 | 4406.1623 | 44980.2092 | 65270.901 | 65270.901 | 17974.6992 | 83245.6002 | 83245.6002 | 0.54033 | 0.54033 | 42663.4053 | 42663.4053 | 1.0543 | 96614.3395 | 4.7977 | 1663.0321 | VAV System | Agriculture and Assembly | New
| IchEgsld239 | 33234.5575 | 7339.4894 | 0 | 4406.1623 | 44980.2092 | 65270.901 | 65270.901 | 17974.6992 | 83245.6002 | 83245.6002 | 0.54033 | 0.54033 | 42663.4053 | 42663.4053 | 1.0543 | 96614.3395 | 4.7977 | 1663.0321 | VAV System | Chemicals and Plastics | Existing
| IchNgsld239 | 33234.5575 | 7339.4894 | 0 | 4406.1623 | 44980.2092 | 65270.901 | 65270.901 | 17974.6992 | 83245.6002 | 83245.6002 | 0.54033 | 0.54033 | 42663.4053 | 42663.4053 | 1.0543 | 96614.3395 | 4.7977 | 1663.0321 | VAV System | Chemicals and Plastics | New
| IcoEgsld239 | 33234.5575 | 7339.4894 | 0 | 4406.1623 | 44980.2092 | 65270.901 | 65270.901 | 17974.6992 | 83245.6002 | 83245.6002 | 0.54033 | 0.54033 | 42663.4053 | 42663.4053 | 1.0543 | 96614.3395 | 4.7977 | 1663.0321 | VAV System | Construction | Existing
| IcoNgsld239 | 33234.5575 | 7339.4894 | 0 | 4406.1623 | 44980.2092 | 65270.901 | 65270.901 | 17974.6992 | 83245.6002 | 83245.6002 | 0.54033 | 0.54033 | 42663.4053 | 42663.4053 | 1.0543 | 96614.3395 | 4.7977 | 1663.0321 | VAV System | Construction | New
| IelEgsld239 | 33234.5575 | 7339.4894 | 0 | 4406.1623 | 44980.2092 | 65270.901 | 65270.901 | 17974.6992 | 83245.6002 | 83245.6002 | 0.54033 | 0.54033 | 42663.4053 | 42663.4053 | 1.0543 | 96614.3395 | 4.7977 | 1663.0321 | VAV System | Electrical and Electronic Equip. | Existing
| IelNgsld239 | 33234.5575 | 7339.4894 | 0 | 4406.1623 | 44980.2092 | 65270.901 | 65270.901 | 17974.6992 | 83245.6002 | 83245.6002 | 0.54033 | 0.54033 | 42663.4053 | 42663.4053 | 1.0543 | 96614.3395 | 4.7977 | 1663.0321 | VAV System | Electrical and Electronic Equip. | New
| IluEgsld239 | 33234.5575 | 7339.4894 | 0 | 4406.1623 | 44980.2092 | 65270.901 | 65270.901 | 17974.6992 | 83245.6002 | 83245.6002 | 0.54033 | 0.54033 | 42663.4053 | 42663.4053 | 1.0543 | 96614.3395 | 4.7977 | 1663.0321 | VAV System | Lumber/Furniture/Pulp/Paper | Existing
| IluNgsld239 | 33234.5575 | 7339.4894 | 0 | 4406.1623 | 44980.2092 | 65270.901 | 65270.901 | 17974.6992 | 83245.6002 | 83245.6002 | 0.54033 | 0.54033 | 42663.4053 | 42663.4053 | 1.0543 | 96614.3395 | 4.7977 | 1663.0321 | VAV System | Lumber/Furniture/Pulp/Paper | New
| ImeEgsld239 | 33234.5575 | 7339.4894 | 0 | 4406.1623 | 44980.2092 | 65270.901 | 65270.901 | 17974.6992 | 83245.6002 | 83245.6002 | 0.54033 | 0.54033 | 42663.4053 | 42663.4053 | 1.0543 | 96614.3395 | 4.7977 | 1663.0321 | VAV System | Metal Products and Machinery | Existing
| ImeNgsld239 | 33234.5575 | 7339.4894 | 0 | 4406.1623 | 44980.2092 | 65270.901 | 65270.901 | 17974.6992 | 83245.6002 | 83245.6002 | 0.54033 | 0.54033 | 42663.4053 | 42663.4053 | 1.0543 | 96614.3395 | 4.7977 | 1663.0321 | VAV System | Metal Products and Machinery | New
| ImiEgsld239 | 33234.5575 | 7339.4894 | 0 | 4406.1623 | 44980.2092 | 65270.901 | 65270.901 | 17974.6992 | 83245.6002 | 83245.6002 | 0.54033 | 0.54033 | 42663.4053 | 42663.4053 | 1.0543 | 96614.3395 | 4.7977 | 1663.0321 | VAV System | Miscellaneous Manufacturing | Existing
| ImiNgsld239 | 33234.5575 | 7339.4894 | 0 | 4406.1623 | 44980.2092 | 65270.901 | 65270.901 | 17974.6992 | 83245.6002 | 83245.6002 | 0.54033 | 0.54033 | 42663.4053 | 42663.4053 | 1.0543 | 96614.3395 | 4.7977 | 1663.0321 | VAV System | Miscellaneous Manufacturing | New
| IprEgsld239 | 33234.5575 | 7339.4894 | 0 | 4406.1623 | 44980.2092 | 65270.901 | 65270.901 | 17974.6992 | 83245.6002 | 83245.6002 | 0.54033 | 0.54033 | 42663.4053 | 42663.4053 | 1.0543 | 96614.3395 | 4.7977 | 1663.0321 | VAV System | Primary Resources Industries | Existing
| IprNgsld239 | 33234.5575 | 7339.4894 | 0 | 4406.1623 | 44980.2092 | 65270.901 | 65270.901 | 17974.6992 | 83245.6002 | 83245.6002 | 0.54033 | 0.54033 | 42663.4053 | 42663.4053 | 1.0543 | 96614.3395 | 4.7977 | 1663.0321 | VAV System | Primary Resources Industries | New
| IstEgsld239 | 33234.5575 | 7339.4894 | 0 | 4406.1623 | 44980.2092 | 65270.901 | 65270.901 | 17974.6992 | 83245.6002 | 83245.6002 | 0.54033 | 0.54033 | 42663.4053 | 42663.4053 | 1.0543 | 96614.3395 | 4.7977 | 1663.0321 | VAV System | Stone/Clay/Glass/Concrete | Existing
| IstNgsld239 | 33234.5575 | 7339.4894 | 0 | 4406.1623 | 44980.2092 | 65270.901 | 65270.901 | 17974.6992 | 83245.6002 | 83245.6002 | 0.54033 | 0.54033 | 42663.4053 | 42663.4053 | 1.0543 | 96614.3395 | 4.7977 | 1663.0321 | VAV System | Stone/Clay/Glass/Concrete | New
| IteEgsld239 | 33234.5575 | 7339.4894 | 0 | 4406.1623 | 44980.2092 | 65270.901 | 65270.901 | 17974.6992 | 83245.6002 | 83245.6002 | 0.54033 | 0.54033 | 42663.4053 | 42663.4053 | 1.0543 | 96614.3395 | 4.7977 | 1663.0321 | VAV System | Textiles and Leather | Existing
| IteNgsld239 | 33234.5575 | 7339.4894 | 0 | 4406.1623 | 44980.2092 | 65270.901 | 65270.901 | 17974.6992 | 83245.6002 | 83245.6002 | 0.54033 | 0.54033 | 42663.4053 | 42663.4053 | 1.0543 | 96614.3395 | 4.7977 | 1663.0321 | VAV System | Textiles and Leather | New
| ItrEgsld239 | 33234.5575 | 7339.4894 | 0 | 4406.1623 | 44980.2092 | 65270.901 | 65270.901 | 17974.6992 | 83245.6002 | 83245.6002 | 0.54033 | 0.54033 | 42663.4053 | 42663.4053 | 1.0543 | 96614.3395 | 4.7977 | 1663.0321 | VAV System | Transportation Equipment | Existing
| ItrNgsld239 | 33234.5575 | 7339.4894 | 0 | 4406.1623 | 44980.2092 | 65270.901 | 65270.901 | 17974.6992 | 83245.6002 | 83245.6002 | 0.54033 | 0.54033 | 42663.4053 | 42663.4053 | 1.0543 | 96614.3395 | 4.7977 | 1663.0321 | VAV System | Transportation Equipment | New
| IwaEgsld239 | 33234.5575 | 7339.4894 | 0 | 4406.1623 | 44980.2092 | 65270.901 | 65270.901 | 17974.6992 | 83245.6002 | 83245.6002 | 0.54033 | 0.54033 | 42663.4053 | 42663.4053 | 1.0543 | 96614.3395 | 4.7977 | 1663.0321 | VAV System | Water and Wastewater | Existing
| IwaNgsld239 | 33234.5575 | 7339.4894 | 0 | 4406.1623 | 44980.2092 | 65270.901 | 65270.901 | 17974.6992 | 83245.6002 | 83245.6002 | 0.54033 | 0.54033 | 42663.4053 | 42663.4053 | 1.0543 | 96614.3395 | 4.7977 | 1663.0321 | VAV System | Water and Wastewater | New
| IagTgsld240 | 33234.5575 | 7339.4894 | 0 | 4406.1623 | 44980.2092 | 65270.901 | 65270.901 | 17974.6992 | 83245.6002 | 83245.6002 | 0.54033 | 0.54033 | 31560.4939 | 31560.4939 | 1.4252 | 96614.3395 | 4.7298 | 1619.887 | Water source heat pump | Agriculture and Assembly | Turnover
| IagNgsld240 | 33234.5575 | 7339.4894 | 0 | 4406.1623 | 44980.2092 | 65270.901 | 65270.901 | 17974.6992 | 83245.6002 | 83245.6002 | 0.54033 | 0.54033 | 31560.4939 | 31560.4939 | 1.4252 | 96614.3395 | 4.7298 | 1619.887 | Water source heat pump | Agriculture and Assembly | New
| IchTgsld240 | 33234.5575 | 7339.4894 | 0 | 4406.1623 | 44980.2092 | 65270.901 | 65270.901 | 17974.6992 | 83245.6002 | 83245.6002 | 0.54033 | 0.54033 | 31560.4939 | 31560.4939 | 1.4252 | 96614.3395 | 4.7298 | 1619.887 | Water source heat pump | Chemicals and Plastics | Turnover
| IchNgsld240 | 33234.5575 | 7339.4894 | 0 | 4406.1623 | 44980.2092 | 65270.901 | 65270.901 | 17974.6992 | 83245.6002 | 83245.6002 | 0.54033 | 0.54033 | 31560.4939 | 31560.4939 | 1.4252 | 96614.3395 | 4.7298 | 1619.887 | Water source heat pump | Chemicals and Plastics | New
| IcoTgsld240 | 33234.5575 | 7339.4894 | 0 | 4406.1623 | 44980.2092 | 65270.901 | 65270.901 | 17974.6992 | 83245.6002 | 83245.6002 | 0.54033 | 0.54033 | 31560.4939 | 31560.4939 | 1.4252 | 96614.3395 | 4.7298 | 1619.887 | Water source heat pump | Construction | Turnover
| IcoNgsld240 | 33234.5575 | 7339.4894 | 0 | 4406.1623 | 44980.2092 | 65270.901 | 65270.901 | 17974.6992 | 83245.6002 | 83245.6002 | 0.54033 | 0.54033 | 31560.4939 | 31560.4939 | 1.4252 | 96614.3395 | 4.7298 | 1619.887 | Water source heat pump | Construction | New
| IelTgsld240 | 33234.5575 | 7339.4894 | 0 | 4406.1623 | 44980.2092 | 65270.901 | 65270.901 | 17974.6992 | 83245.6002 | 83245.6002 | 0.54033 | 0.54033 | 31560.4939 | 31560.4939 | 1.4252 | 96614.3395 | 4.7298 | 1619.887 | Water source heat pump | Electrical and Electronic Equip. | Turnover
| IelNgsld240 | 33234.5575 | 7339.4894 | 0 | 4406.1623 | 44980.2092 | 65270.901 | 65270.901 | 17974.6992 | 83245.6002 | 83245.6002 | 0.54033 | 0.54033 | 31560.4939 | 31560.4939 | 1.4252 | 96614.3395 | 4.7298 | 1619.887 | Water source heat pump | Electrical and Electronic Equip. | New
| IluTgsld240 | 33234.5575 | 7339.4894 | 0 | 4406.1623 | 44980.2092 | 65270.901 | 65270.901 | 17974.6992 | 83245.6002 | 83245.6002 | 0.54033 | 0.54033 | 31560.4939 | 31560.4939 | 1.4252 | 96614.3395 | 4.7298 | 1619.887 | Water source heat pump | Lumber/Furniture/Pulp/Paper | Turnover
| IluNgsld240 | 33234.5575 | 7339.4894 | 0 | 4406.1623 | 44980.2092 | 65270.901 | 65270.901 | 17974.6992 | 83245.6002 | 83245.6002 | 0.54033 | 0.54033 | 31560.4939 | 31560.4939 | 1.4252 | 96614.3395 | 4.7298 | 1619.887 | Water source heat pump | Lumber/Furniture/Pulp/Paper | New
| ImeTgsld240 | 33234.5575 | 7339.4894 | 0 | 4406.1623 | 44980.2092 | 65270.901 | 65270.901 | 17974.6992 | 83245.6002 | 83245.6002 | 0.54033 | 0.54033 | 31560.4939 | 31560.4939 | 1.4252 | 96614.3395 | 4.7298 | 1619.887 | Water source heat pump | Metal Products and Machinery | Turnover
| ImeNgsld240 | 33234.5575 | 7339.4894 | 0 | 4406.1623 | 44980.2092 | 65270.901 | 65270.901 | 17974.6992 | 83245.6002 | 83245.6002 | 0.54033 | 0.54033 | 31560.4939 | 31560.4939 | 1.4252 | 96614.3395 | 4.7298 | 1619.887 | Water source heat pump | Metal Products and Machinery | New
| ImiTgsld240 | 33234.5575 | 7339.4894 | 0 | 4406.1623 | 44980.2092 | 65270.901 | 65270.901 | 17974.6992 | 83245.6002 | 83245.6002 | 0.54033 | 0.54033 | 31560.4939 | 31560.4939 | 1.4252 | 96614.3395 | 4.7298 | 1619.887 | Water source heat pump | Miscellaneous Manufacturing | Turnover
| ImiNgsld240 | 33234.5575 | 7339.4894 | 0 | 4406.1623 | 44980.2092 | 65270.901 | 65270.901 | 17974.6992 | 83245.6002 | 83245.6002 | 0.54033 | 0.54033 | 31560.4939 | 31560.4939 | 1.4252 | 96614.3395 | 4.7298 | 1619.887 | Water source heat pump | Miscellaneous Manufacturing | New
| IprTgsld240 | 33234.5575 | 7339.4894 | 0 | 4406.1623 | 44980.2092 | 65270.901 | 65270.901 | 17974.6992 | 83245.6002 | 83245.6002 | 0.54033 | 0.54033 | 31560.4939 | 31560.4939 | 1.4252 | 96614.3395 | 4.7298 | 1619.887 | Water source heat pump | Primary Resources Industries | Turnover
| IprNgsld240 | 33234.5575 | 7339.4894 | 0 | 4406.1623 | 44980.2092 | 65270.901 | 65270.901 | 17974.6992 | 83245.6002 | 83245.6002 | 0.54033 | 0.54033 | 31560.4939 | 31560.4939 | 1.4252 | 96614.3395 | 4.7298 | 1619.887 | Water source heat pump | Primary Resources Industries | New
| IstTgsld240 | 33234.5575 | 7339.4894 | 0 | 4406.1623 | 44980.2092 | 65270.901 | 65270.901 | 17974.6992 | 83245.6002 | 83245.6002 | 0.54033 | 0.54033 | 31560.4939 | 31560.4939 | 1.4252 | 96614.3395 | 4.7298 | 1619.887 | Water source heat pump | Stone/Clay/Glass/Concrete | Turnover
| IstNgsld240 | 33234.5575 | 7339.4894 | 0 | 4406.1623 | 44980.2092 | 65270.901 | 65270.901 | 17974.6992 | 83245.6002 | 83245.6002 | 0.54033 | 0.54033 | 31560.4939 | 31560.4939 | 1.4252 | 96614.3395 | 4.7298 | 1619.887 | Water source heat pump | Stone/Clay/Glass/Concrete | New
| IteTgsld240 | 33234.5575 | 7339.4894 | 0 | 4406.1623 | 44980.2092 | 65270.901 | 65270.901 | 17974.6992 | 83245.6002 | 83245.6002 | 0.54033 | 0.54033 | 31560.4939 | 31560.4939 | 1.4252 | 96614.3395 | 4.7298 | 1619.887 | Water source heat pump | Textiles and Leather | Turnover
| IteNgsld240 | 33234.5575 | 7339.4894 | 0 | 4406.1623 | 44980.2092 | 65270.901 | 65270.901 | 17974.6992 | 83245.6002 | 83245.6002 | 0.54033 | 0.54033 | 31560.4939 | 31560.4939 | 1.4252 | 96614.3395 | 4.7298 | 1619.887 | Water source heat pump | Textiles and Leather | New
| ItrTgsld240 | 33234.5575 | 7339.4894 | 0 | 4406.1623 | 44980.2092 | 65270.901 | 65270.901 | 17974.6992 | 83245.6002 | 83245.6002 | 0.54033 | 0.54033 | 31560.4939 | 31560.4939 | 1.4252 | 96614.3395 | 4.7298 | 1619.887 | Water source heat pump | Transportation Equipment | Turnover
| ItrNgsld240 | 33234.5575 | 7339.4894 | 0 | 4406.1623 | 44980.2092 | 65270.901 | 65270.901 | 17974.6992 | 83245.6002 | 83245.6002 | 0.54033 | 0.54033 | 31560.4939 | 31560.4939 | 1.4252 | 96614.3395 | 4.7298 | 1619.887 | Water source heat pump | Transportation Equipment | New
| IwaTgsld240 | 33234.5575 | 7339.4894 | 0 | 4406.1623 | 44980.2092 | 65270.901 | 65270.901 | 17974.6992 | 83245.6002 | 83245.6002 | 0.54033 | 0.54033 | 31560.4939 | 31560.4939 | 1.4252 | 96614.3395 | 4.7298 | 1619.887 | Water source heat pump | Water and Wastewater | Turnover
| IwaNgsld240 | 33234.5575 | 7339.4894 | 0 | 4406.1623 | 44980.2092 | 65270.901 | 65270.901 | 17974.6992 | 83245.6002 | 83245.6002 | 0.54033 | 0.54033 | 31560.4939 | 31560.4939 | 1.4252 | 96614.3395 | 4.7298 | 1619.887 | Water source heat pump | Water and Wastewater | New
| IagEgsld241 | 33234.5575 | 7339.4894 | 0 | 4406.1623 | 44980.2092 | 65270.901 | 65270.901 | 17974.6992 | 83245.6002 | 83245.6002 | 0.54033 | 0.54033 | 143866.9877 | 143866.9877 | 0.31265 | 96614.3395 | 5.8498 | 2331.6721 | DX Coil Cleaning | Agriculture and Assembly | Existing
| IagNgsld241 | 33234.5575 | 7339.4894 | 0 | 4406.1623 | 44980.2092 | 65270.901 | 65270.901 | 17974.6992 | 83245.6002 | 83245.6002 | 0.54033 | 0.54033 | 143866.9877 | 143866.9877 | 0.31265 | 96614.3395 | 5.8498 | 2331.6721 | DX Coil Cleaning | Agriculture and Assembly | New
| IchEgsld241 | 33234.5575 | 7339.4894 | 0 | 4406.1623 | 44980.2092 | 65270.901 | 65270.901 | 17974.6992 | 83245.6002 | 83245.6002 | 0.54033 | 0.54033 | 143866.9877 | 143866.9877 | 0.31265 | 96614.3395 | 5.8498 | 2331.6721 | DX Coil Cleaning | Chemicals and Plastics | Existing
| IchNgsld241 | 33234.5575 | 7339.4894 | 0 | 4406.1623 | 44980.2092 | 65270.901 | 65270.901 | 17974.6992 | 83245.6002 | 83245.6002 | 0.54033 | 0.54033 | 143866.9877 | 143866.9877 | 0.31265 | 96614.3395 | 5.8498 | 2331.6721 | DX Coil Cleaning | Chemicals and Plastics | New
| IcoEgsld241 | 33234.5575 | 7339.4894 | 0 | 4406.1623 | 44980.2092 | 65270.901 | 65270.901 | 17974.6992 | 83245.6002 | 83245.6002 | 0.54033 | 0.54033 | 143866.9877 | 143866.9877 | 0.31265 | 96614.3395 | 5.8498 | 2331.6721 | DX Coil Cleaning | Construction | Existing
| IcoNgsld241 | 33234.5575 | 7339.4894 | 0 | 4406.1623 | 44980.2092 | 65270.901 | 65270.901 | 17974.6992 | 83245.6002 | 83245.6002 | 0.54033 | 0.54033 | 143866.9877 | 143866.9877 | 0.31265 | 96614.3395 | 5.8498 | 2331.6721 | DX Coil Cleaning | Construction | New
| IelEgsld241 | 33234.5575 | 7339.4894 | 0 | 4406.1623 | 44980.2092 | 65270.901 | 65270.901 | 17974.6992 | 83245.6002 | 83245.6002 | 0.54033 | 0.54033 | 143866.9877 | 143866.9877 | 0.31265 | 96614.3395 | 5.8498 | 2331.6721 | DX Coil Cleaning | Electrical and Electronic Equip. | Existing
| IelNgsld241 | 33234.5575 | 7339.4894 | 0 | 4406.1623 | 44980.2092 | 65270.901 | 65270.901 | 17974.6992 | 83245.6002 | 83245.6002 | 0.54033 | 0.54033 | 143866.9877 | 143866.9877 | 0.31265 | 96614.3395 | 5.8498 | 2331.6721 | DX Coil Cleaning | Electrical and Electronic Equip. | New
| IluEgsld241 | 33234.5575 | 7339.4894 | 0 | 4406.1623 | 44980.2092 | 65270.901 | 65270.901 | 17974.6992 | 83245.6002 | 83245.6002 | 0.54033 | 0.54033 | 143866.9877 | 143866.9877 | 0.31265 | 96614.3395 | 5.8498 | 2331.6721 | DX Coil Cleaning | Lumber/Furniture/Pulp/Paper | Existing
| IluNgsld241 | 33234.5575 | 7339.4894 | 0 | 4406.1623 | 44980.2092 | 65270.901 | 65270.901 | 17974.6992 | 83245.6002 | 83245.6002 | 0.54033 | 0.54033 | 143866.9877 | 143866.9877 | 0.31265 | 96614.3395 | 5.8498 | 2331.6721 | DX Coil Cleaning | Lumber/Furniture/Pulp/Paper | New
| ImeEgsld241 | 33234.5575 | 7339.4894 | 0 | 4406.1623 | 44980.2092 | 65270.901 | 65270.901 | 17974.6992 | 83245.6002 | 83245.6002 | 0.54033 | 0.54033 | 143866.9877 | 143866.9877 | 0.31265 | 96614.3395 | 5.8498 | 2331.6721 | DX Coil Cleaning | Metal Products and Machinery | Existing
| ImeNgsld241 | 33234.5575 | 7339.4894 | 0 | 4406.1623 | 44980.2092 | 65270.901 | 65270.901 | 17974.6992 | 83245.6002 | 83245.6002 | 0.54033 | 0.54033 | 143866.9877 | 143866.9877 | 0.31265 | 96614.3395 | 5.8498 | 2331.6721 | DX Coil Cleaning | Metal Products and Machinery | New
| ImiEgsld241 | 33234.5575 | 7339.4894 | 0 | 4406.1623 | 44980.2092 | 65270.901 | 65270.901 | 17974.6992 | 83245.6002 | 83245.6002 | 0.54033 | 0.54033 | 143866.9877 | 143866.9877 | 0.31265 | 96614.3395 | 5.8498 | 2331.6721 | DX Coil Cleaning | Miscellaneous Manufacturing | Existing
| ImiNgsld241 | 33234.5575 | 7339.4894 | 0 | 4406.1623 | 44980.2092 | 65270.901 | 65270.901 | 17974.6992 | 83245.6002 | 83245.6002 | 0.54033 | 0.54033 | 143866.9877 | 143866.9877 | 0.31265 | 96614.3395 | 5.8498 | 2331.6721 | DX Coil Cleaning | Miscellaneous Manufacturing | New
| IprEgsld241 | 33234.5575 | 7339.4894 | 0 | 4406.1623 | 44980.2092 | 65270.901 | 65270.901 | 17974.6992 | 83245.6002 | 83245.6002 | 0.54033 | 0.54033 | 143866.9877 | 143866.9877 | 0.31265 | 96614.3395 | 5.8498 | 2331.6721 | DX Coil Cleaning | Primary Resources Industries | Existing
| IprNgsld241 | 33234.5575 | 7339.4894 | 0 | 4406.1623 | 44980.2092 | 65270.901 | 65270.901 | 17974.6992 | 83245.6002 | 83245.6002 | 0.54033 | 0.54033 | 143866.9877 | 143866.9877 | 0.31265 | 96614.3395 | 5.8498 | 2331.6721 | DX Coil Cleaning | Primary Resources Industries | New
| IstEgsld241 | 33234.5575 | 7339.4894 | 0 | 4406.1623 | 44980.2092 | 65270.901 | 65270.901 | 17974.6992 | 83245.6002 | 83245.6002 | 0.54033 | 0.54033 | 143866.9877 | 143866.9877 | 0.31265 | 96614.3395 | 5.8498 | 2331.6721 | DX Coil Cleaning | Stone/Clay/Glass/Concrete | Existing
| IstNgsld241 | 33234.5575 | 7339.4894 | 0 | 4406.1623 | 44980.2092 | 65270.901 | 65270.901 | 17974.6992 | 83245.6002 | 83245.6002 | 0.54033 | 0.54033 | 143866.9877 | 143866.9877 | 0.31265 | 96614.3395 | 5.8498 | 2331.6721 | DX Coil Cleaning | Stone/Clay/Glass/Concrete | New
| IteEgsld241 | 33234.5575 | 7339.4894 | 0 | 4406.1623 | 44980.2092 | 65270.901 | 65270.901 | 17974.6992 | 83245.6002 | 83245.6002 | 0.54033 | 0.54033 | 143866.9877 | 143866.9877 | 0.31265 | 96614.3395 | 5.8498 | 2331.6721 | DX Coil Cleaning | Textiles and Leather | Existing
| IteNgsld241 | 33234.5575 | 7339.4894 | 0 | 4406.1623 | 44980.2092 | 65270.901 | 65270.901 | 17974.6992 | 83245.6002 | 83245.6002 | 0.54033 | 0.54033 | 143866.9877 | 143866.9877 | 0.31265 | 96614.3395 | 5.8498 | 2331.6721 | DX Coil Cleaning | Textiles and Leather | New
| ItrEgsld241 | 33234.5575 | 7339.4894 | 0 | 4406.1623 | 44980.2092 | 65270.901 | 65270.901 | 17974.6992 | 83245.6002 | 83245.6002 | 0.54033 | 0.54033 | 143866.9877 | 143866.9877 | 0.31265 | 96614.3395 | 5.8498 | 2331.6721 | DX Coil Cleaning | Transportation Equipment | Existing
| ItrNgsld241 | 33234.5575 | 7339.4894 | 0 | 4406.1623 | 44980.2092 | 65270.901 | 65270.901 | 17974.6992 | 83245.6002 | 83245.6002 | 0.54033 | 0.54033 | 143866.9877 | 143866.9877 | 0.31265 | 96614.3395 | 5.8498 | 2331.6721 | DX Coil Cleaning | Transportation Equipment | New
| IwaEgsld241 | 33234.5575 | 7339.4894 | 0 | 4406.1623 | 44980.2092 | 65270.901 | 65270.901 | 17974.6992 | 83245.6002 | 83245.6002 | 0.54033 | 0.54033 | 143866.9877 | 143866.9877 | 0.31265 | 96614.3395 | 5.8498 | 2331.6721 | DX Coil Cleaning | Water and Wastewater | Existing
| IwaNgsld241 | 33234.5575 | 7339.4894 | 0 | 4406.1623 | 44980.2092 | 65270.901 | 65270.901 | 17974.6992 | 83245.6002 | 83245.6002 | 0.54033 | 0.54033 | 143866.9877 | 143866.9877 | 0.31265 | 96614.3395 | 5.8498 | 2331.6721 | DX Coil Cleaning | Water and Wastewater | New
| IagEgsld242 | 33234.5575 | 7339.4894 | 0 | 4406.1623 | 44980.2092 | 65270.901 | 65270.901 | 17974.6992 | 83245.6002 | 83245.6002 | 0.54033 | 0.54033 | 205794.5014 | 205794.5014 | 0.21857 | 96614.3395 | 23.1427 | 13322.5233 | Facility Commissioning | Agriculture and Assembly | Existing
| IagNgsld242 | 33234.5575 | 7339.4894 | 0 | 4406.1623 | 44980.2092 | 65270.901 | 65270.901 | 17974.6992 | 83245.6002 | 83245.6002 | 0.54033 | 0.54033 | 205794.5014 | 205794.5014 | 0.21857 | 96614.3395 | 23.1427 | 13322.5233 | Facility Commissioning | Agriculture and Assembly | New
| IchEgsld242 | 33234.5575 | 7339.4894 | 0 | 4406.1623 | 44980.2092 | 65270.901 | 65270.901 | 17974.6992 | 83245.6002 | 83245.6002 | 0.54033 | 0.54033 | 129143.2011 | 129143.2011 | 0.3483 | 96614.3395 | 14.5228 | 7844.014 | Facility Commissioning | Chemicals and Plastics | Existing
| IchNgsld242 | 33234.5575 | 7339.4894 | 0 | 4406.1623 | 44980.2092 | 65270.901 | 65270.901 | 17974.6992 | 83245.6002 | 83245.6002 | 0.54033 | 0.54033 | 129143.2011 | 129143.2011 | 0.3483 | 96614.3395 | 14.5228 | 7844.014 | Facility Commissioning | Chemicals and Plastics | New
| IcoEgsld242 | 33234.5575 | 7339.4894 | 0 | 4406.1623 | 44980.2092 | 65270.901 | 65270.901 | 17974.6992 | 83245.6002 | 83245.6002 | 0.54033 | 0.54033 | 208633.0215 | 208633.0215 | 0.21559 | 96614.3395 | 23.4619 | 13525.4012 | Facility Commissioning | Construction | Existing
| IcoNgsld242 | 33234.5575 | 7339.4894 | 0 | 4406.1623 | 44980.2092 | 65270.901 | 65270.901 | 17974.6992 | 83245.6002 | 83245.6002 | 0.54033 | 0.54033 | 208633.0215 | 208633.0215 | 0.21559 | 96614.3395 | 23.4619 | 13525.4012 | Facility Commissioning | Construction | New
| IelEgsld242 | 33234.5575 | 7339.4894 | 0 | 4406.1623 | 44980.2092 | 65270.901 | 65270.901 | 17974.6992 | 83245.6002 | 83245.6002 | 0.54033 | 0.54033 | 115135.2746 | 115135.2746 | 0.39067 | 96614.3395 | 12.9476 | 6842.8235 | Facility Commissioning | Electrical and Electronic Equip. | Existing
| IelNgsld242 | 33234.5575 | 7339.4894 | 0 | 4406.1623 | 44980.2092 | 65270.901 | 65270.901 | 17974.6992 | 83245.6002 | 83245.6002 | 0.54033 | 0.54033 | 115135.2746 | 115135.2746 | 0.39067 | 96614.3395 | 12.9476 | 6842.8235 | Facility Commissioning | Electrical and Electronic Equip. | New
| IluEgsld242 | 33234.5575 | 7339.4894 | 0 | 4406.1623 | 44980.2092 | 65270.901 | 65270.901 | 17974.6992 | 83245.6002 | 83245.6002 | 0.54033 | 0.54033 | 382934.115 | 382934.115 | 0.11746 | 96614.3395 | 43.063 | 25983.2458 | Facility Commissioning | Lumber/Furniture/Pulp/Paper | Existing
| IluNgsld242 | 33234.5575 | 7339.4894 | 0 | 4406.1623 | 44980.2092 | 65270.901 | 65270.901 | 17974.6992 | 83245.6002 | 83245.6002 | 0.54033 | 0.54033 | 382934.115 | 382934.115 | 0.11746 | 96614.3395 | 43.063 | 25983.2458 | Facility Commissioning | Lumber/Furniture/Pulp/Paper | New
| ImeEgsld242 | 33234.5575 | 7339.4894 | 0 | 4406.1623 | 44980.2092 | 65270.901 | 65270.901 | 17974.6992 | 83245.6002 | 83245.6002 | 0.54033 | 0.54033 | 356953.2815 | 356953.2815 | 0.12601 | 96614.3395 | 40.1413 | 24126.3143 | Facility Commissioning | Metal Products and Machinery | Existing
| ImeNgsld242 | 33234.5575 | 7339.4894 | 0 | 4406.1623 | 44980.2092 | 65270.901 | 65270.901 | 17974.6992 | 83245.6002 | 83245.6002 | 0.54033 | 0.54033 | 356953.2815 | 356953.2815 | 0.12601 | 96614.3395 | 40.1413 | 24126.3143 | Facility Commissioning | Metal Products and Machinery | New
| ImiEgsld242 | 33234.5575 | 7339.4894 | 0 | 4406.1623 | 44980.2092 | 65270.901 | 65270.901 | 17974.6992 | 83245.6002 | 83245.6002 | 0.54033 | 0.54033 | 208633.0215 | 208633.0215 | 0.21559 | 96614.3395 | 23.4619 | 13525.4012 | Facility Commissioning | Miscellaneous Manufacturing | Existing
| ImiNgsld242 | 33234.5575 | 7339.4894 | 0 | 4406.1623 | 44980.2092 | 65270.901 | 65270.901 | 17974.6992 | 83245.6002 | 83245.6002 | 0.54033 | 0.54033 | 208633.0215 | 208633.0215 | 0.21559 | 96614.3395 | 23.4619 | 13525.4012 | Facility Commissioning | Miscellaneous Manufacturing | New
| IprEgsld242 | 33234.5575 | 7339.4894 | 0 | 4406.1623 | 44980.2092 | 65270.901 | 65270.901 | 17974.6992 | 83245.6002 | 83245.6002 | 0.54033 | 0.54033 | 182514.5844 | 182514.5844 | 0.24645 | 96614.3395 | 20.5247 | 11658.6349 | Facility Commissioning | Primary Resources Industries | Existing
| IprNgsld242 | 33234.5575 | 7339.4894 | 0 | 4406.1623 | 44980.2092 | 65270.901 | 65270.901 | 17974.6992 | 83245.6002 | 83245.6002 | 0.54033 | 0.54033 | 182514.5844 | 182514.5844 | 0.24645 | 96614.3395 | 20.5247 | 11658.6349 | Facility Commissioning | Primary Resources Industries | New
| IstEgsld242 | 33234.5575 | 7339.4894 | 0 | 4406.1623 | 44980.2092 | 65270.901 | 65270.901 | 17974.6992 | 83245.6002 | 83245.6002 | 0.54033 | 0.54033 | 238672.9359 | 238672.9359 | 0.18846 | 96614.3395 | 26.84 | 15672.4474 | Facility Commissioning | Stone/Clay/Glass/Concrete | Existing
| IstNgsld242 | 33234.5575 | 7339.4894 | 0 | 4406.1623 | 44980.2092 | 65270.901 | 65270.901 | 17974.6992 | 83245.6002 | 83245.6002 | 0.54033 | 0.54033 | 238672.9359 | 238672.9359 | 0.18846 | 96614.3395 | 26.84 | 15672.4474 | Facility Commissioning | Stone/Clay/Glass/Concrete | New
| IteEgsld242 | 33234.5575 | 7339.4894 | 0 | 4406.1623 | 44980.2092 | 65270.901 | 65270.901 | 17974.6992 | 83245.6002 | 83245.6002 | 0.54033 | 0.54033 | 156745.0545 | 156745.0545 | 0.28696 | 96614.3395 | 17.6268 | 9816.8049 | Facility Commissioning | Textiles and Leather | Existing
| IteNgsld242 | 33234.5575 | 7339.4894 | 0 | 4406.1623 | 44980.2092 | 65270.901 | 65270.901 | 17974.6992 | 83245.6002 | 83245.6002 | 0.54033 | 0.54033 | 156745.0545 | 156745.0545 | 0.28696 | 96614.3395 | 17.6268 | 9816.8049 | Facility Commissioning | Textiles and Leather | New
| ItrEgsld242 | 33234.5575 | 7339.4894 | 0 | 4406.1623 | 44980.2092 | 65270.901 | 65270.901 | 17974.6992 | 83245.6002 | 83245.6002 | 0.54033 | 0.54033 | 144745.422 | 144745.422 | 0.31075 | 96614.3395 | 16.2774 | 8959.1539 | Facility Commissioning | Transportation Equipment | Existing
| ItrNgsld242 | 33234.5575 | 7339.4894 | 0 | 4406.1623 | 44980.2092 | 65270.901 | 65270.901 | 17974.6992 | 83245.6002 | 83245.6002 | 0.54033 | 0.54033 | 144745.422 | 144745.422 | 0.31075 | 96614.3395 | 16.2774 | 8959.1539 | Facility Commissioning | Transportation Equipment | New
| IwaEgsld242 | 33234.5575 | 7339.4894 | 0 | 4406.1623 | 44980.2092 | 65270.901 | 65270.901 | 17974.6992 | 83245.6002 | 83245.6002 | 0.54033 | 0.54033 | 16246.9346 | 16246.9346 | 2.7685 | 96614.3395 | 1.8271 | -225.0358 | Facility Commissioning | Water and Wastewater | Existing
| IwaNgsld242 | 33234.5575 | 7339.4894 | 0 | 4406.1623 | 44980.2092 | 65270.901 | 65270.901 | 17974.6992 | 83245.6002 | 83245.6002 | 0.54033 | 0.54033 | 16246.9346 | 16246.9346 | 2.7685 | 96614.3395 | 1.8271 | -225.0358 | Facility Commissioning | Water and Wastewater | New
| IagEgsld243 | 33234.5575 | 7339.4894 | 0 | 4406.1623 | 44980.2092 | 65270.901 | 65270.901 | 17974.6992 | 83245.6002 | 83245.6002 | 0.54033 | 0.54033 | 93856.916 | 93856.916 | 0.47924 | 96614.3395 | 6.0198 | 2439.7277 | Retro-Commissioning (Existing Construction) | Agriculture and Assembly | Existing
| IchEgsld243 | 33234.5575 | 7339.4894 | 0 | 4406.1623 | 44980.2092 | 65270.901 | 65270.901 | 17974.6992 | 83245.6002 | 83245.6002 | 0.54033 | 0.54033 | 58898.471 | 58898.471 | 0.76369 | 96614.3395 | 3.7776 | 1014.6819 | Retro-Commissioning (Existing Construction) | Chemicals and Plastics | Existing
| IcoEgsld243 | 33234.5575 | 7339.4894 | 0 | 4406.1623 | 44980.2092 | 65270.901 | 65270.901 | 17974.6992 | 83245.6002 | 83245.6002 | 0.54033 | 0.54033 | 95151.4831 | 95151.4831 | 0.47272 | 96614.3395 | 6.1028 | 2492.4994 | Retro-Commissioning (Existing Construction) | Construction | Existing
| IelEgsld243 | 33234.5575 | 7339.4894 | 0 | 4406.1623 | 44980.2092 | 65270.901 | 65270.901 | 17974.6992 | 83245.6002 | 83245.6002 | 0.54033 | 0.54033 | 52509.8604 | 52509.8604 | 0.85661 | 96614.3395 | 3.3679 | 754.2566 | Retro-Commissioning (Existing Construction) | Electrical and Electronic Equip. | Existing
| IluEgsld243 | 33234.5575 | 7339.4894 | 0 | 4406.1623 | 44980.2092 | 65270.901 | 65270.901 | 17974.6992 | 83245.6002 | 83245.6002 | 0.54033 | 0.54033 | 174645.1562 | 174645.1562 | 0.25755 | 96614.3395 | 11.2013 | 5732.9792 | Retro-Commissioning (Existing Construction) | Lumber/Furniture/Pulp/Paper | Existing
| ImeEgsld243 | 33234.5575 | 7339.4894 | 0 | 4406.1623 | 44980.2092 | 65270.901 | 65270.901 | 17974.6992 | 83245.6002 | 83245.6002 | 0.54033 | 0.54033 | 162796.0456 | 162796.0456 | 0.2763 | 96614.3395 | 10.4414 | 5249.9623 | Retro-Commissioning (Existing Construction) | Metal Products and Machinery | Existing
| ImiEgsld243 | 33234.5575 | 7339.4894 | 0 | 4406.1623 | 44980.2092 | 65270.901 | 65270.901 | 17974.6992 | 83245.6002 | 83245.6002 | 0.54033 | 0.54033 | 95151.4831 | 95151.4831 | 0.47272 | 96614.3395 | 6.1028 | 2492.4994 | Retro-Commissioning (Existing Construction) | Miscellaneous Manufacturing | Existing
| IprEgsld243 | 33234.5575 | 7339.4894 | 0 | 4406.1623 | 44980.2092 | 65270.901 | 65270.901 | 17974.6992 | 83245.6002 | 83245.6002 | 0.54033 | 0.54033 | 83239.6186 | 83239.6186 | 0.54037 | 96614.3395 | 5.3388 | 2006.9243 | Retro-Commissioning (Existing Construction) | Primary Resources Industries | Existing
| IstEgsld243 | 33234.5575 | 7339.4894 | 0 | 4406.1623 | 44980.2092 | 65270.901 | 65270.901 | 17974.6992 | 83245.6002 | 83245.6002 | 0.54033 | 0.54033 | 108851.8139 | 108851.8139 | 0.41322 | 96614.3395 | 6.9815 | 3050.9796 | Retro-Commissioning (Existing Construction) | Stone/Clay/Glass/Concrete | Existing
| IteEgsld243 | 33234.5575 | 7339.4894 | 0 | 4406.1623 | 44980.2092 | 65270.901 | 65270.901 | 17974.6992 | 83245.6002 | 83245.6002 | 0.54033 | 0.54033 | 71486.879 | 71486.879 | 0.62921 | 96614.3395 | 4.585 | 1527.8356 | Retro-Commissioning (Existing Construction) | Textiles and Leather | Existing
| ItrEgsld243 | 33234.5575 | 7339.4894 | 0 | 4406.1623 | 44980.2092 | 65270.901 | 65270.901 | 17974.6992 | 83245.6002 | 83245.6002 | 0.54033 | 0.54033 | 66014.1972 | 66014.1972 | 0.68137 | 96614.3395 | 4.234 | 1304.7472 | Retro-Commissioning (Existing Construction) | Transportation Equipment | Existing
| IwaEgsld243 | 33234.5575 | 7339.4894 | 0 | 4406.1623 | 44980.2092 | 65270.901 | 65270.901 | 17974.6992 | 83245.6002 | 83245.6002 | 0.54033 | 0.54033 | 7409.7562 | 7409.7562 | 6.0704 | 96614.3395 | 0.47525 | -1084.2039 | Retro-Commissioning (Existing Construction) | Water and Wastewater | Existing
| IagEgsld301 | 33145.6023 | 7319.7602 | 0 | 4394.6034 | 44859.9659 | 65115.6532 | 65115.6532 | 16265.5703 | 81381.2235 | 81381.2235 | 0.55123 | 0.55123 | 84943.4453 | 84943.4453 | 0.52812 | 94718.1645 | 8.3348 | 3780.3134 | Bi-Level Lighting Control (Exterior) | Agriculture and Assembly | Existing
| IagNgsld301 | 33145.6023 | 7319.7602 | 0 | 4394.6034 | 44859.9659 | 65115.6532 | 65115.6532 | 16265.5703 | 81381.2235 | 81381.2235 | 0.55123 | 0.55123 | 84943.4453 | 84943.4453 | 0.52812 | 94718.1645 | 8.3348 | 3780.3134 | Bi-Level Lighting Control (Exterior) | Agriculture and Assembly | New
| IchEgsld301 | 33145.6023 | 7319.7602 | 0 | 4394.6034 | 44859.9659 | 65115.6532 | 65115.6532 | 16265.5703 | 81381.2235 | 81381.2235 | 0.55123 | 0.55123 | 84943.4453 | 84943.4453 | 0.52812 | 94718.1645 | 8.3348 | 3780.3134 | Bi-Level Lighting Control (Exterior) | Chemicals and Plastics | Existing
| IchNgsld301 | 33145.6023 | 7319.7602 | 0 | 4394.6034 | 44859.9659 | 65115.6532 | 65115.6532 | 16265.5703 | 81381.2235 | 81381.2235 | 0.55123 | 0.55123 | 84943.4453 | 84943.4453 | 0.52812 | 94718.1645 | 8.3348 | 3780.3134 | Bi-Level Lighting Control (Exterior) | Chemicals and Plastics | New
| IcoEgsld301 | 33145.6023 | 7319.7602 | 0 | 4394.6034 | 44859.9659 | 65115.6532 | 65115.6532 | 16265.5703 | 81381.2235 | 81381.2235 | 0.55123 | 0.55123 | 84943.4453 | 84943.4453 | 0.52812 | 94718.1645 | 8.3348 | 3780.3134 | Bi-Level Lighting Control (Exterior) | Construction | Existing
| IcoNgsld301 | 33145.6023 | 7319.7602 | 0 | 4394.6034 | 44859.9659 | 65115.6532 | 65115.6532 | 16265.5703 | 81381.2235 | 81381.2235 | 0.55123 | 0.55123 | 84943.4453 | 84943.4453 | 0.52812 | 94718.1645 | 8.3348 | 3780.3134 | Bi-Level Lighting Control (Exterior) | Construction | New
| IelEgsld301 | 33145.6023 | 7319.7602 | 0 | 4394.6034 | 44859.9659 | 65115.6532 | 65115.6532 | 16265.5703 | 81381.2235 | 81381.2235 | 0.55123 | 0.55123 | 84943.4453 | 84943.4453 | 0.52812 | 94718.1645 | 8.3348 | 3780.3134 | Bi-Level Lighting Control (Exterior) | Electrical and Electronic Equip. | Existing
| IelNgsld301 | 33145.6023 | 7319.7602 | 0 | 4394.6034 | 44859.9659 | 65115.6532 | 65115.6532 | 16265.5703 | 81381.2235 | 81381.2235 | 0.55123 | 0.55123 | 84943.4453 | 84943.4453 | 0.52812 | 94718.1645 | 8.3348 | 3780.3134 | Bi-Level Lighting Control (Exterior) | Electrical and Electronic Equip. | New
| IluEgsld301 | 33145.6023 | 7319.7602 | 0 | 4394.6034 | 44859.9659 | 65115.6532 | 65115.6532 | 16265.5703 | 81381.2235 | 81381.2235 | 0.55123 | 0.55123 | 84943.4453 | 84943.4453 | 0.52812 | 94718.1645 | 8.3348 | 3780.3134 | Bi-Level Lighting Control (Exterior) | Lumber/Furniture/Pulp/Paper | Existing
| IluNgsld301 | 33145.6023 | 7319.7602 | 0 | 4394.6034 | 44859.9659 | 65115.6532 | 65115.6532 | 16265.5703 | 81381.2235 | 81381.2235 | 0.55123 | 0.55123 | 84943.4453 | 84943.4453 | 0.52812 | 94718.1645 | 8.3348 | 3780.3134 | Bi-Level Lighting Control (Exterior) | Lumber/Furniture/Pulp/Paper | New
| ImeEgsld301 | 33145.6023 | 7319.7602 | 0 | 4394.6034 | 44859.9659 | 65115.6532 | 65115.6532 | 16265.5703 | 81381.2235 | 81381.2235 | 0.55123 | 0.55123 | 84943.4453 | 84943.4453 | 0.52812 | 94718.1645 | 8.3348 | 3780.3134 | Bi-Level Lighting Control (Exterior) | Metal Products and Machinery | Existing
| ImeNgsld301 | 33145.6023 | 7319.7602 | 0 | 4394.6034 | 44859.9659 | 65115.6532 | 65115.6532 | 16265.5703 | 81381.2235 | 81381.2235 | 0.55123 | 0.55123 | 84943.4453 | 84943.4453 | 0.52812 | 94718.1645 | 8.3348 | 3780.3134 | Bi-Level Lighting Control (Exterior) | Metal Products and Machinery | New
| ImiEgsld301 | 33145.6023 | 7319.7602 | 0 | 4394.6034 | 44859.9659 | 65115.6532 | 65115.6532 | 16265.5703 | 81381.2235 | 81381.2235 | 0.55123 | 0.55123 | 84943.4453 | 84943.4453 | 0.52812 | 94718.1645 | 8.3348 | 3780.3134 | Bi-Level Lighting Control (Exterior) | Miscellaneous Manufacturing | Existing
| ImiNgsld301 | 33145.6023 | 7319.7602 | 0 | 4394.6034 | 44859.9659 | 65115.6532 | 65115.6532 | 16265.5703 | 81381.2235 | 81381.2235 | 0.55123 | 0.55123 | 84943.4453 | 84943.4453 | 0.52812 | 94718.1645 | 8.3348 | 3780.3134 | Bi-Level Lighting Control (Exterior) | Miscellaneous Manufacturing | New
| IprEgsld301 | 33145.6023 | 7319.7602 | 0 | 4394.6034 | 44859.9659 | 65115.6532 | 65115.6532 | 16265.5703 | 81381.2235 | 81381.2235 | 0.55123 | 0.55123 | 84943.4453 | 84943.4453 | 0.52812 | 94718.1645 | 8.3348 | 3780.3134 | Bi-Level Lighting Control (Exterior) | Primary Resources Industries | Existing
| IprNgsld301 | 33145.6023 | 7319.7602 | 0 | 4394.6034 | 44859.9659 | 65115.6532 | 65115.6532 | 16265.5703 | 81381.2235 | 81381.2235 | 0.55123 | 0.55123 | 84943.4453 | 84943.4453 | 0.52812 | 94718.1645 | 8.3348 | 3780.3134 | Bi-Level Lighting Control (Exterior) | Primary Resources Industries | New
| IstEgsld301 | 33145.6023 | 7319.7602 | 0 | 4394.6034 | 44859.9659 | 65115.6532 | 65115.6532 | 16265.5703 | 81381.2235 | 81381.2235 | 0.55123 | 0.55123 | 84943.4453 | 84943.4453 | 0.52812 | 94718.1645 | 8.3348 | 3780.3134 | Bi-Level Lighting Control (Exterior) | Stone/Clay/Glass/Concrete | Existing
| IstNgsld301 | 33145.6023 | 7319.7602 | 0 | 4394.6034 | 44859.9659 | 65115.6532 | 65115.6532 | 16265.5703 | 81381.2235 | 81381.2235 | 0.55123 | 0.55123 | 84943.4453 | 84943.4453 | 0.52812 | 94718.1645 | 8.3348 | 3780.3134 | Bi-Level Lighting Control (Exterior) | Stone/Clay/Glass/Concrete | New
| IteEgsld301 | 33145.6023 | 7319.7602 | 0 | 4394.6034 | 44859.9659 | 65115.6532 | 65115.6532 | 16265.5703 | 81381.2235 | 81381.2235 | 0.55123 | 0.55123 | 84943.4453 | 84943.4453 | 0.52812 | 94718.1645 | 8.3348 | 3780.3134 | Bi-Level Lighting Control (Exterior) | Textiles and Leather | Existing
| IteNgsld301 | 33145.6023 | 7319.7602 | 0 | 4394.6034 | 44859.9659 | 65115.6532 | 65115.6532 | 16265.5703 | 81381.2235 | 81381.2235 | 0.55123 | 0.55123 | 84943.4453 | 84943.4453 | 0.52812 | 94718.1645 | 8.3348 | 3780.3134 | Bi-Level Lighting Control (Exterior) | Textiles and Leather | New
| ItrEgsld301 | 33145.6023 | 7319.7602 | 0 | 4394.6034 | 44859.9659 | 65115.6532 | 65115.6532 | 16265.5703 | 81381.2235 | 81381.2235 | 0.55123 | 0.55123 | 84943.4453 | 84943.4453 | 0.52812 | 94718.1645 | 8.3348 | 3780.3134 | Bi-Level Lighting Control (Exterior) | Transportation Equipment | Existing
| ItrNgsld301 | 33145.6023 | 7319.7602 | 0 | 4394.6034 | 44859.9659 | 65115.6532 | 65115.6532 | 16265.5703 | 81381.2235 | 81381.2235 | 0.55123 | 0.55123 | 84943.4453 | 84943.4453 | 0.52812 | 94718.1645 | 8.3348 | 3780.3134 | Bi-Level Lighting Control (Exterior) | Transportation Equipment | New
| IwaEgsld301 | 33216.432 | 7324.9614 | 0 | 4406.1623 | 44947.5557 | 65270.901 | 65270.901 | 16265.5703 | 81536.4713 | 81536.4713 | 0.55126 | 0.55126 | 85145.9625 | 85145.9625 | 0.52789 | 94905.21 | 8.3408 | 3790.2128 | Bi-Level Lighting Control (Exterior) | Water and Wastewater | Existing
| IwaNgsld301 | 33216.432 | 7324.9614 | 0 | 4406.1623 | 44947.5557 | 65270.901 | 65270.901 | 16265.5703 | 81536.4713 | 81536.4713 | 0.55126 | 0.55126 | 85145.9625 | 85145.9625 | 0.52789 | 94905.21 | 8.3408 | 3790.2128 | Bi-Level Lighting Control (Exterior) | Water and Wastewater | New
| IagEgsld302 | 33145.6023 | 7319.7602 | 0 | 4394.6034 | 44859.9659 | 65115.6532 | 65115.6532 | 16265.5703 | 81381.2235 | 81381.2235 | 0.55123 | 0.55123 | 14587.6539 | 14587.6539 | 3.0752 | 94718.1645 | 1.6956 | -302.2749 | Outdoor Lighting Controls | Agriculture and Assembly | Existing
| IagNgsld302 | 33145.6023 | 7319.7602 | 0 | 4394.6034 | 44859.9659 | 65115.6532 | 65115.6532 | 16265.5703 | 81381.2235 | 81381.2235 | 0.55123 | 0.55123 | 14587.6539 | 14587.6539 | 3.0752 | 94718.1645 | 1.6956 | -302.2749 | Outdoor Lighting Controls | Agriculture and Assembly | New
| IchEgsld302 | 33145.6023 | 7319.7602 | 0 | 4394.6034 | 44859.9659 | 65115.6532 | 65115.6532 | 16265.5703 | 81381.2235 | 81381.2235 | 0.55123 | 0.55123 | 14587.6539 | 14587.6539 | 3.0752 | 94718.1645 | 1.6956 | -302.2749 | Outdoor Lighting Controls | Chemicals and Plastics | Existing
| IchNgsld302 | 33145.6023 | 7319.7602 | 0 | 4394.6034 | 44859.9659 | 65115.6532 | 65115.6532 | 16265.5703 | 81381.2235 | 81381.2235 | 0.55123 | 0.55123 | 14587.6539 | 14587.6539 | 3.0752 | 94718.1645 | 1.6956 | -302.2749 | Outdoor Lighting Controls | Chemicals and Plastics | New
| IcoEgsld302 | 33145.6023 | 7319.7602 | 0 | 4394.6034 | 44859.9659 | 65115.6532 | 65115.6532 | 16265.5703 | 81381.2235 | 81381.2235 | 0.55123 | 0.55123 | 14587.6539 | 14587.6539 | 3.0752 | 94718.1645 | 1.6956 | -302.2749 | Outdoor Lighting Controls | Construction | Existing
| IcoNgsld302 | 33145.6023 | 7319.7602 | 0 | 4394.6034 | 44859.9659 | 65115.6532 | 65115.6532 | 16265.5703 | 81381.2235 | 81381.2235 | 0.55123 | 0.55123 | 14587.6539 | 14587.6539 | 3.0752 | 94718.1645 | 1.6956 | -302.2749 | Outdoor Lighting Controls | Construction | New
| IelEgsld302 | 33145.6023 | 7319.7602 | 0 | 4394.6034 | 44859.9659 | 65115.6532 | 65115.6532 | 16265.5703 | 81381.2235 | 81381.2235 | 0.55123 | 0.55123 | 14587.6539 | 14587.6539 | 3.0752 | 94718.1645 | 1.6956 | -302.2749 | Outdoor Lighting Controls | Electrical and Electronic Equip. | Existing
| IelNgsld302 | 33145.6023 | 7319.7602 | 0 | 4394.6034 | 44859.9659 | 65115.6532 | 65115.6532 | 16265.5703 | 81381.2235 | 81381.2235 | 0.55123 | 0.55123 | 14587.6539 | 14587.6539 | 3.0752 | 94718.1645 | 1.6956 | -302.2749 | Outdoor Lighting Controls | Electrical and Electronic Equip. | New
| IluEgsld302 | 33145.6023 | 7319.7602 | 0 | 4394.6034 | 44859.9659 | 65115.6532 | 65115.6532 | 16265.5703 | 81381.2235 | 81381.2235 | 0.55123 | 0.55123 | 14587.6539 | 14587.6539 | 3.0752 | 94718.1645 | 1.6956 | -302.2749 | Outdoor Lighting Controls | Lumber/Furniture/Pulp/Paper | Existing
| IluNgsld302 | 33145.6023 | 7319.7602 | 0 | 4394.6034 | 44859.9659 | 65115.6532 | 65115.6532 | 16265.5703 | 81381.2235 | 81381.2235 | 0.55123 | 0.55123 | 14587.6539 | 14587.6539 | 3.0752 | 94718.1645 | 1.6956 | -302.2749 | Outdoor Lighting Controls | Lumber/Furniture/Pulp/Paper | New
| ImeEgsld302 | 33145.6023 | 7319.7602 | 0 | 4394.6034 | 44859.9659 | 65115.6532 | 65115.6532 | 16265.5703 | 81381.2235 | 81381.2235 | 0.55123 | 0.55123 | 14587.6539 | 14587.6539 | 3.0752 | 94718.1645 | 1.6956 | -302.2749 | Outdoor Lighting Controls | Metal Products and Machinery | Existing
| ImeNgsld302 | 33145.6023 | 7319.7602 | 0 | 4394.6034 | 44859.9659 | 65115.6532 | 65115.6532 | 16265.5703 | 81381.2235 | 81381.2235 | 0.55123 | 0.55123 | 14587.6539 | 14587.6539 | 3.0752 | 94718.1645 | 1.6956 | -302.2749 | Outdoor Lighting Controls | Metal Products and Machinery | New
| ImiEgsld302 | 33145.6023 | 7319.7602 | 0 | 4394.6034 | 44859.9659 | 65115.6532 | 65115.6532 | 16265.5703 | 81381.2235 | 81381.2235 | 0.55123 | 0.55123 | 14587.6539 | 14587.6539 | 3.0752 | 94718.1645 | 1.6956 | -302.2749 | Outdoor Lighting Controls | Miscellaneous Manufacturing | Existing
| ImiNgsld302 | 33145.6023 | 7319.7602 | 0 | 4394.6034 | 44859.9659 | 65115.6532 | 65115.6532 | 16265.5703 | 81381.2235 | 81381.2235 | 0.55123 | 0.55123 | 14587.6539 | 14587.6539 | 3.0752 | 94718.1645 | 1.6956 | -302.2749 | Outdoor Lighting Controls | Miscellaneous Manufacturing | New
| IprEgsld302 | 33145.6023 | 7319.7602 | 0 | 4394.6034 | 44859.9659 | 65115.6532 | 65115.6532 | 16265.5703 | 81381.2235 | 81381.2235 | 0.55123 | 0.55123 | 14587.6539 | 14587.6539 | 3.0752 | 94718.1645 | 1.6956 | -302.2749 | Outdoor Lighting Controls | Primary Resources Industries | Existing
| IprNgsld302 | 33145.6023 | 7319.7602 | 0 | 4394.6034 | 44859.9659 | 65115.6532 | 65115.6532 | 16265.5703 | 81381.2235 | 81381.2235 | 0.55123 | 0.55123 | 14587.6539 | 14587.6539 | 3.0752 | 94718.1645 | 1.6956 | -302.2749 | Outdoor Lighting Controls | Primary Resources Industries | New
| IstEgsld302 | 33145.6023 | 7319.7602 | 0 | 4394.6034 | 44859.9659 | 65115.6532 | 65115.6532 | 16265.5703 | 81381.2235 | 81381.2235 | 0.55123 | 0.55123 | 14587.6539 | 14587.6539 | 3.0752 | 94718.1645 | 1.6956 | -302.2749 | Outdoor Lighting Controls | Stone/Clay/Glass/Concrete | Existing
| IstNgsld302 | 33145.6023 | 7319.7602 | 0 | 4394.6034 | 44859.9659 | 65115.6532 | 65115.6532 | 16265.5703 | 81381.2235 | 81381.2235 | 0.55123 | 0.55123 | 14587.6539 | 14587.6539 | 3.0752 | 94718.1645 | 1.6956 | -302.2749 | Outdoor Lighting Controls | Stone/Clay/Glass/Concrete | New
| IteEgsld302 | 33145.6023 | 7319.7602 | 0 | 4394.6034 | 44859.9659 | 65115.6532 | 65115.6532 | 16265.5703 | 81381.2235 | 81381.2235 | 0.55123 | 0.55123 | 14587.6539 | 14587.6539 | 3.0752 | 94718.1645 | 1.6956 | -302.2749 | Outdoor Lighting Controls | Textiles and Leather | Existing
| IteNgsld302 | 33145.6023 | 7319.7602 | 0 | 4394.6034 | 44859.9659 | 65115.6532 | 65115.6532 | 16265.5703 | 81381.2235 | 81381.2235 | 0.55123 | 0.55123 | 14587.6539 | 14587.6539 | 3.0752 | 94718.1645 | 1.6956 | -302.2749 | Outdoor Lighting Controls | Textiles and Leather | New
| ItrEgsld302 | 33145.6023 | 7319.7602 | 0 | 4394.6034 | 44859.9659 | 65115.6532 | 65115.6532 | 16265.5703 | 81381.2235 | 81381.2235 | 0.55123 | 0.55123 | 14587.6539 | 14587.6539 | 3.0752 | 94718.1645 | 1.6956 | -302.2749 | Outdoor Lighting Controls | Transportation Equipment | Existing
| ItrNgsld302 | 33145.6023 | 7319.7602 | 0 | 4394.6034 | 44859.9659 | 65115.6532 | 65115.6532 | 16265.5703 | 81381.2235 | 81381.2235 | 0.55123 | 0.55123 | 14587.6539 | 14587.6539 | 3.0752 | 94718.1645 | 1.6956 | -302.2749 | Outdoor Lighting Controls | Transportation Equipment | New
| IwaEgsld302 | 33216.432 | 7324.9614 | 0 | 4406.1623 | 44947.5557 | 65270.901 | 65270.901 | 16265.5703 | 81536.4713 | 81536.4713 | 0.55126 | 0.55126 | 14622.434 | 14622.434 | 3.0739 | 94905.21 | 1.6968 | -302.1092 | Outdoor Lighting Controls | Water and Wastewater | Existing
| IwaNgsld302 | 33216.432 | 7324.9614 | 0 | 4406.1623 | 44947.5557 | 65270.901 | 65270.901 | 16265.5703 | 81536.4713 | 81536.4713 | 0.55126 | 0.55126 | 14622.434 | 14622.434 | 3.0739 | 94905.21 | 1.6968 | -302.1092 | Outdoor Lighting Controls | Water and Wastewater | New
| IagEgsld303 | 33145.6023 | 7319.7602 | 0 | 4394.6034 | 44859.9659 | 65115.6532 | 65115.6532 | 16265.5703 | 81381.2235 | 81381.2235 | 0.55123 | 0.55123 | 19450.8639 | 19450.8639 | 2.3063 | 94718.1645 | 2.2608 | 45.314 | Outdoor motion sensor | Agriculture and Assembly | Existing
| IagNgsld303 | 33145.6023 | 7319.7602 | 0 | 4394.6034 | 44859.9659 | 65115.6532 | 65115.6532 | 16265.5703 | 81381.2235 | 81381.2235 | 0.55123 | 0.55123 | 19450.8639 | 19450.8639 | 2.3063 | 94718.1645 | 2.2608 | 45.314 | Outdoor motion sensor | Agriculture and Assembly | New
| IchEgsld303 | 33145.6023 | 7319.7602 | 0 | 4394.6034 | 44859.9659 | 65115.6532 | 65115.6532 | 16265.5703 | 81381.2235 | 81381.2235 | 0.55123 | 0.55123 | 19450.8639 | 19450.8639 | 2.3063 | 94718.1645 | 2.2608 | 45.314 | Outdoor motion sensor | Chemicals and Plastics | Existing
| IchNgsld303 | 33145.6023 | 7319.7602 | 0 | 4394.6034 | 44859.9659 | 65115.6532 | 65115.6532 | 16265.5703 | 81381.2235 | 81381.2235 | 0.55123 | 0.55123 | 19450.8639 | 19450.8639 | 2.3063 | 94718.1645 | 2.2608 | 45.314 | Outdoor motion sensor | Chemicals and Plastics | New
| IcoEgsld303 | 33145.6023 | 7319.7602 | 0 | 4394.6034 | 44859.9659 | 65115.6532 | 65115.6532 | 16265.5703 | 81381.2235 | 81381.2235 | 0.55123 | 0.55123 | 19450.8639 | 19450.8639 | 2.3063 | 94718.1645 | 2.2608 | 45.314 | Outdoor motion sensor | Construction | Existing
| IcoNgsld303 | 33145.6023 | 7319.7602 | 0 | 4394.6034 | 44859.9659 | 65115.6532 | 65115.6532 | 16265.5703 | 81381.2235 | 81381.2235 | 0.55123 | 0.55123 | 19450.8639 | 19450.8639 | 2.3063 | 94718.1645 | 2.2608 | 45.314 | Outdoor motion sensor | Construction | New
| IelEgsld303 | 33145.6023 | 7319.7602 | 0 | 4394.6034 | 44859.9659 | 65115.6532 | 65115.6532 | 16265.5703 | 81381.2235 | 81381.2235 | 0.55123 | 0.55123 | 19450.8639 | 19450.8639 | 2.3063 | 94718.1645 | 2.2608 | 45.314 | Outdoor motion sensor | Electrical and Electronic Equip. | Existing
| IelNgsld303 | 33145.6023 | 7319.7602 | 0 | 4394.6034 | 44859.9659 | 65115.6532 | 65115.6532 | 16265.5703 | 81381.2235 | 81381.2235 | 0.55123 | 0.55123 | 19450.8639 | 19450.8639 | 2.3063 | 94718.1645 | 2.2608 | 45.314 | Outdoor motion sensor | Electrical and Electronic Equip. | New
| IluEgsld303 | 33145.6023 | 7319.7602 | 0 | 4394.6034 | 44859.9659 | 65115.6532 | 65115.6532 | 16265.5703 | 81381.2235 | 81381.2235 | 0.55123 | 0.55123 | 19450.8639 | 19450.8639 | 2.3063 | 94718.1645 | 2.2608 | 45.314 | Outdoor motion sensor | Lumber/Furniture/Pulp/Paper | Existing
| IluNgsld303 | 33145.6023 | 7319.7602 | 0 | 4394.6034 | 44859.9659 | 65115.6532 | 65115.6532 | 16265.5703 | 81381.2235 | 81381.2235 | 0.55123 | 0.55123 | 19450.8639 | 19450.8639 | 2.3063 | 94718.1645 | 2.2608 | 45.314 | Outdoor motion sensor | Lumber/Furniture/Pulp/Paper | New
| ImeEgsld303 | 33145.6023 | 7319.7602 | 0 | 4394.6034 | 44859.9659 | 65115.6532 | 65115.6532 | 16265.5703 | 81381.2235 | 81381.2235 | 0.55123 | 0.55123 | 19450.8639 | 19450.8639 | 2.3063 | 94718.1645 | 2.2608 | 45.314 | Outdoor motion sensor | Metal Products and Machinery | Existing
| ImeNgsld303 | 33145.6023 | 7319.7602 | 0 | 4394.6034 | 44859.9659 | 65115.6532 | 65115.6532 | 16265.5703 | 81381.2235 | 81381.2235 | 0.55123 | 0.55123 | 19450.8639 | 19450.8639 | 2.3063 | 94718.1645 | 2.2608 | 45.314 | Outdoor motion sensor | Metal Products and Machinery | New
| ImiEgsld303 | 33145.6023 | 7319.7602 | 0 | 4394.6034 | 44859.9659 | 65115.6532 | 65115.6532 | 16265.5703 | 81381.2235 | 81381.2235 | 0.55123 | 0.55123 | 19450.8639 | 19450.8639 | 2.3063 | 94718.1645 | 2.2608 | 45.314 | Outdoor motion sensor | Miscellaneous Manufacturing | Existing
| ImiNgsld303 | 33145.6023 | 7319.7602 | 0 | 4394.6034 | 44859.9659 | 65115.6532 | 65115.6532 | 16265.5703 | 81381.2235 | 81381.2235 | 0.55123 | 0.55123 | 19450.8639 | 19450.8639 | 2.3063 | 94718.1645 | 2.2608 | 45.314 | Outdoor motion sensor | Miscellaneous Manufacturing | New
| IprEgsld303 | 33145.6023 | 7319.7602 | 0 | 4394.6034 | 44859.9659 | 65115.6532 | 65115.6532 | 16265.5703 | 81381.2235 | 81381.2235 | 0.55123 | 0.55123 | 19450.8639 | 19450.8639 | 2.3063 | 94718.1645 | 2.2608 | 45.314 | Outdoor motion sensor | Primary Resources Industries | Existing
| IprNgsld303 | 33145.6023 | 7319.7602 | 0 | 4394.6034 | 44859.9659 | 65115.6532 | 65115.6532 | 16265.5703 | 81381.2235 | 81381.2235 | 0.55123 | 0.55123 | 19450.8639 | 19450.8639 | 2.3063 | 94718.1645 | 2.2608 | 45.314 | Outdoor motion sensor | Primary Resources Industries | New
| IstEgsld303 | 33145.6023 | 7319.7602 | 0 | 4394.6034 | 44859.9659 | 65115.6532 | 65115.6532 | 16265.5703 | 81381.2235 | 81381.2235 | 0.55123 | 0.55123 | 19450.8639 | 19450.8639 | 2.3063 | 94718.1645 | 2.2608 | 45.314 | Outdoor motion sensor | Stone/Clay/Glass/Concrete | Existing
| IstNgsld303 | 33145.6023 | 7319.7602 | 0 | 4394.6034 | 44859.9659 | 65115.6532 | 65115.6532 | 16265.5703 | 81381.2235 | 81381.2235 | 0.55123 | 0.55123 | 19450.8639 | 19450.8639 | 2.3063 | 94718.1645 | 2.2608 | 45.314 | Outdoor motion sensor | Stone/Clay/Glass/Concrete | New
| IteEgsld303 | 33145.6023 | 7319.7602 | 0 | 4394.6034 | 44859.9659 | 65115.6532 | 65115.6532 | 16265.5703 | 81381.2235 | 81381.2235 | 0.55123 | 0.55123 | 19450.8639 | 19450.8639 | 2.3063 | 94718.1645 | 2.2608 | 45.314 | Outdoor motion sensor | Textiles and Leather | Existing
| IteNgsld303 | 33145.6023 | 7319.7602 | 0 | 4394.6034 | 44859.9659 | 65115.6532 | 65115.6532 | 16265.5703 | 81381.2235 | 81381.2235 | 0.55123 | 0.55123 | 19450.8639 | 19450.8639 | 2.3063 | 94718.1645 | 2.2608 | 45.314 | Outdoor motion sensor | Textiles and Leather | New
| ItrEgsld303 | 33145.6023 | 7319.7602 | 0 | 4394.6034 | 44859.9659 | 65115.6532 | 65115.6532 | 16265.5703 | 81381.2235 | 81381.2235 | 0.55123 | 0.55123 | 19450.8639 | 19450.8639 | 2.3063 | 94718.1645 | 2.2608 | 45.314 | Outdoor motion sensor | Transportation Equipment | Existing
| ItrNgsld303 | 33145.6023 | 7319.7602 | 0 | 4394.6034 | 44859.9659 | 65115.6532 | 65115.6532 | 16265.5703 | 81381.2235 | 81381.2235 | 0.55123 | 0.55123 | 19450.8639 | 19450.8639 | 2.3063 | 94718.1645 | 2.2608 | 45.314 | Outdoor motion sensor | Transportation Equipment | New
| IwaEgsld303 | 33216.432 | 7324.9614 | 0 | 4406.1623 | 44947.5557 | 65270.901 | 65270.901 | 16265.5703 | 81536.4713 | 81536.4713 | 0.55126 | 0.55126 | 19497.2373 | 19497.2373 | 2.3053 | 94905.21 | 2.2624 | 46.3084 | Outdoor motion sensor | Water and Wastewater | Existing
| IwaNgsld303 | 33216.432 | 7324.9614 | 0 | 4406.1623 | 44947.5557 | 65270.901 | 65270.901 | 16265.5703 | 81536.4713 | 81536.4713 | 0.55126 | 0.55126 | 19497.2373 | 19497.2373 | 2.3053 | 94905.21 | 2.2624 | 46.3084 | Outdoor motion sensor | Water and Wastewater | New
| IagTgsld304 | 33145.6023 | 7319.7602 | 0 | 4394.6034 | 44859.9659 | 65115.6532 | 65115.6532 | 16265.5703 | 81381.2235 | 81381.2235 | 0.55123 | 0.55123 | 44625.607 | 44625.607 | 1.0053 | 94718.1645 | 6.2574 | 2502.8865 | LED Canopy Lighting (Exterior) | Agriculture and Assembly | Turnover
| IagNgsld304 | 33145.6023 | 7319.7602 | 0 | 4394.6034 | 44859.9659 | 65115.6532 | 65115.6532 | 16265.5703 | 81381.2235 | 81381.2235 | 0.55123 | 0.55123 | 44625.607 | 44625.607 | 1.0053 | 94718.1645 | 6.2574 | 2502.8865 | LED Canopy Lighting (Exterior) | Agriculture and Assembly | New
| IchTgsld304 | 33145.6023 | 7319.7602 | 0 | 4394.6034 | 44859.9659 | 65115.6532 | 65115.6532 | 16265.5703 | 81381.2235 | 81381.2235 | 0.55123 | 0.55123 | 44625.607 | 44625.607 | 1.0053 | 94718.1645 | 6.2574 | 2502.8865 | LED Canopy Lighting (Exterior) | Chemicals and Plastics | Turnover
| IchNgsld304 | 33145.6023 | 7319.7602 | 0 | 4394.6034 | 44859.9659 | 65115.6532 | 65115.6532 | 16265.5703 | 81381.2235 | 81381.2235 | 0.55123 | 0.55123 | 44625.607 | 44625.607 | 1.0053 | 94718.1645 | 6.2574 | 2502.8865 | LED Canopy Lighting (Exterior) | Chemicals and Plastics | New
| IcoTgsld304 | 33145.6023 | 7319.7602 | 0 | 4394.6034 | 44859.9659 | 65115.6532 | 65115.6532 | 16265.5703 | 81381.2235 | 81381.2235 | 0.55123 | 0.55123 | 44625.607 | 44625.607 | 1.0053 | 94718.1645 | 6.2574 | 2502.8865 | LED Canopy Lighting (Exterior) | Construction | Turnover
| IcoNgsld304 | 33145.6023 | 7319.7602 | 0 | 4394.6034 | 44859.9659 | 65115.6532 | 65115.6532 | 16265.5703 | 81381.2235 | 81381.2235 | 0.55123 | 0.55123 | 44625.607 | 44625.607 | 1.0053 | 94718.1645 | 6.2574 | 2502.8865 | LED Canopy Lighting (Exterior) | Construction | New
| IelTgsld304 | 33145.6023 | 7319.7602 | 0 | 4394.6034 | 44859.9659 | 65115.6532 | 65115.6532 | 16265.5703 | 81381.2235 | 81381.2235 | 0.55123 | 0.55123 | 44625.607 | 44625.607 | 1.0053 | 94718.1645 | 6.2574 | 2502.8865 | LED Canopy Lighting (Exterior) | Electrical and Electronic Equip. | Turnover
| IelNgsld304 | 33145.6023 | 7319.7602 | 0 | 4394.6034 | 44859.9659 | 65115.6532 | 65115.6532 | 16265.5703 | 81381.2235 | 81381.2235 | 0.55123 | 0.55123 | 44625.607 | 44625.607 | 1.0053 | 94718.1645 | 6.2574 | 2502.8865 | LED Canopy Lighting (Exterior) | Electrical and Electronic Equip. | New
| IluTgsld304 | 33145.6023 | 7319.7602 | 0 | 4394.6034 | 44859.9659 | 65115.6532 | 65115.6532 | 16265.5703 | 81381.2235 | 81381.2235 | 0.55123 | 0.55123 | 44625.607 | 44625.607 | 1.0053 | 94718.1645 | 6.2574 | 2502.8865 | LED Canopy Lighting (Exterior) | Lumber/Furniture/Pulp/Paper | Turnover
| IluNgsld304 | 33145.6023 | 7319.7602 | 0 | 4394.6034 | 44859.9659 | 65115.6532 | 65115.6532 | 16265.5703 | 81381.2235 | 81381.2235 | 0.55123 | 0.55123 | 44625.607 | 44625.607 | 1.0053 | 94718.1645 | 6.2574 | 2502.8865 | LED Canopy Lighting (Exterior) | Lumber/Furniture/Pulp/Paper | New
| ImeTgsld304 | 33145.6023 | 7319.7602 | 0 | 4394.6034 | 44859.9659 | 65115.6532 | 65115.6532 | 16265.5703 | 81381.2235 | 81381.2235 | 0.55123 | 0.55123 | 44625.607 | 44625.607 | 1.0053 | 94718.1645 | 6.2574 | 2502.8865 | LED Canopy Lighting (Exterior) | Metal Products and Machinery | Turnover
| ImeNgsld304 | 33145.6023 | 7319.7602 | 0 | 4394.6034 | 44859.9659 | 65115.6532 | 65115.6532 | 16265.5703 | 81381.2235 | 81381.2235 | 0.55123 | 0.55123 | 44625.607 | 44625.607 | 1.0053 | 94718.1645 | 6.2574 | 2502.8865 | LED Canopy Lighting (Exterior) | Metal Products and Machinery | New
| ImiTgsld304 | 33145.6023 | 7319.7602 | 0 | 4394.6034 | 44859.9659 | 65115.6532 | 65115.6532 | 16265.5703 | 81381.2235 | 81381.2235 | 0.55123 | 0.55123 | 44625.607 | 44625.607 | 1.0053 | 94718.1645 | 6.2574 | 2502.8865 | LED Canopy Lighting (Exterior) | Miscellaneous Manufacturing | Turnover
| ImiNgsld304 | 33145.6023 | 7319.7602 | 0 | 4394.6034 | 44859.9659 | 65115.6532 | 65115.6532 | 16265.5703 | 81381.2235 | 81381.2235 | 0.55123 | 0.55123 | 44625.607 | 44625.607 | 1.0053 | 94718.1645 | 6.2574 | 2502.8865 | LED Canopy Lighting (Exterior) | Miscellaneous Manufacturing | New
| IprTgsld304 | 33145.6023 | 7319.7602 | 0 | 4394.6034 | 44859.9659 | 65115.6532 | 65115.6532 | 16265.5703 | 81381.2235 | 81381.2235 | 0.55123 | 0.55123 | 44625.607 | 44625.607 | 1.0053 | 94718.1645 | 6.2574 | 2502.8865 | LED Canopy Lighting (Exterior) | Primary Resources Industries | Turnover
| IprNgsld304 | 33145.6023 | 7319.7602 | 0 | 4394.6034 | 44859.9659 | 65115.6532 | 65115.6532 | 16265.5703 | 81381.2235 | 81381.2235 | 0.55123 | 0.55123 | 44625.607 | 44625.607 | 1.0053 | 94718.1645 | 6.2574 | 2502.8865 | LED Canopy Lighting (Exterior) | Primary Resources Industries | New
| IstTgsld304 | 33145.6023 | 7319.7602 | 0 | 4394.6034 | 44859.9659 | 65115.6532 | 65115.6532 | 16265.5703 | 81381.2235 | 81381.2235 | 0.55123 | 0.55123 | 44625.607 | 44625.607 | 1.0053 | 94718.1645 | 6.2574 | 2502.8865 | LED Canopy Lighting (Exterior) | Stone/Clay/Glass/Concrete | Turnover
| IstNgsld304 | 33145.6023 | 7319.7602 | 0 | 4394.6034 | 44859.9659 | 65115.6532 | 65115.6532 | 16265.5703 | 81381.2235 | 81381.2235 | 0.55123 | 0.55123 | 44625.607 | 44625.607 | 1.0053 | 94718.1645 | 6.2574 | 2502.8865 | LED Canopy Lighting (Exterior) | Stone/Clay/Glass/Concrete | New
| IteTgsld304 | 33145.6023 | 7319.7602 | 0 | 4394.6034 | 44859.9659 | 65115.6532 | 65115.6532 | 16265.5703 | 81381.2235 | 81381.2235 | 0.55123 | 0.55123 | 44625.607 | 44625.607 | 1.0053 | 94718.1645 | 6.2574 | 2502.8865 | LED Canopy Lighting (Exterior) | Textiles and Leather | Turnover
| IteNgsld304 | 33145.6023 | 7319.7602 | 0 | 4394.6034 | 44859.9659 | 65115.6532 | 65115.6532 | 16265.5703 | 81381.2235 | 81381.2235 | 0.55123 | 0.55123 | 44625.607 | 44625.607 | 1.0053 | 94718.1645 | 6.2574 | 2502.8865 | LED Canopy Lighting (Exterior) | Textiles and Leather | New
| ItrTgsld304 | 33145.6023 | 7319.7602 | 0 | 4394.6034 | 44859.9659 | 65115.6532 | 65115.6532 | 16265.5703 | 81381.2235 | 81381.2235 | 0.55123 | 0.55123 | 44625.607 | 44625.607 | 1.0053 | 94718.1645 | 6.2574 | 2502.8865 | LED Canopy Lighting (Exterior) | Transportation Equipment | Turnover
| ItrNgsld304 | 33145.6023 | 7319.7602 | 0 | 4394.6034 | 44859.9659 | 65115.6532 | 65115.6532 | 16265.5703 | 81381.2235 | 81381.2235 | 0.55123 | 0.55123 | 44625.607 | 44625.607 | 1.0053 | 94718.1645 | 6.2574 | 2502.8865 | LED Canopy Lighting (Exterior) | Transportation Equipment | New
| IwaTgsld304 | 33216.432 | 7324.9614 | 0 | 4406.1623 | 44947.5557 | 65270.901 | 65270.901 | 16265.5703 | 81536.4713 | 81536.4713 | 0.55126 | 0.55126 | 44732.0055 | 44732.0055 | 1.0048 | 94905.21 | 6.2619 | 2509.7402 | LED Canopy Lighting (Exterior) | Water and Wastewater | Turnover
| IwaNgsld304 | 33216.432 | 7324.9614 | 0 | 4406.1623 | 44947.5557 | 65270.901 | 65270.901 | 16265.5703 | 81536.4713 | 81536.4713 | 0.55126 | 0.55126 | 44732.0055 | 44732.0055 | 1.0048 | 94905.21 | 6.2619 | 2509.7402 | LED Canopy Lighting (Exterior) | Water and Wastewater | New
| IagTgsld305 | 33145.6023 | 7319.7602 | 0 | 4394.6034 | 44859.9659 | 65115.6532 | 65115.6532 | 16265.5703 | 81381.2235 | 81381.2235 | 0.55123 | 0.55123 | 62465.5941 | 62465.5941 | 0.71815 | 94718.1645 | 7.8159 | 3461.2689 | LED Display Lighting (Exterior) | Agriculture and Assembly | Turnover
| IagNgsld305 | 33145.6023 | 7319.7602 | 0 | 4394.6034 | 44859.9659 | 65115.6532 | 65115.6532 | 16265.5703 | 81381.2235 | 81381.2235 | 0.55123 | 0.55123 | 62465.5941 | 62465.5941 | 0.71815 | 94718.1645 | 7.8159 | 3461.2689 | LED Display Lighting (Exterior) | Agriculture and Assembly | New
| IchTgsld305 | 33145.6023 | 7319.7602 | 0 | 4394.6034 | 44859.9659 | 65115.6532 | 65115.6532 | 16265.5703 | 81381.2235 | 81381.2235 | 0.55123 | 0.55123 | 62465.5941 | 62465.5941 | 0.71815 | 94718.1645 | 7.8159 | 3461.2689 | LED Display Lighting (Exterior) | Chemicals and Plastics | Turnover
| IchNgsld305 | 33145.6023 | 7319.7602 | 0 | 4394.6034 | 44859.9659 | 65115.6532 | 65115.6532 | 16265.5703 | 81381.2235 | 81381.2235 | 0.55123 | 0.55123 | 62465.5941 | 62465.5941 | 0.71815 | 94718.1645 | 7.8159 | 3461.2689 | LED Display Lighting (Exterior) | Chemicals and Plastics | New
| IcoTgsld305 | 33145.6023 | 7319.7602 | 0 | 4394.6034 | 44859.9659 | 65115.6532 | 65115.6532 | 16265.5703 | 81381.2235 | 81381.2235 | 0.55123 | 0.55123 | 62465.5941 | 62465.5941 | 0.71815 | 94718.1645 | 7.8159 | 3461.2689 | LED Display Lighting (Exterior) | Construction | Turnover
| IcoNgsld305 | 33145.6023 | 7319.7602 | 0 | 4394.6034 | 44859.9659 | 65115.6532 | 65115.6532 | 16265.5703 | 81381.2235 | 81381.2235 | 0.55123 | 0.55123 | 62465.5941 | 62465.5941 | 0.71815 | 94718.1645 | 7.8159 | 3461.2689 | LED Display Lighting (Exterior) | Construction | New
| IelTgsld305 | 33145.6023 | 7319.7602 | 0 | 4394.6034 | 44859.9659 | 65115.6532 | 65115.6532 | 16265.5703 | 81381.2235 | 81381.2235 | 0.55123 | 0.55123 | 62465.5941 | 62465.5941 | 0.71815 | 94718.1645 | 7.8159 | 3461.2689 | LED Display Lighting (Exterior) | Electrical and Electronic Equip. | Turnover
| IelNgsld305 | 33145.6023 | 7319.7602 | 0 | 4394.6034 | 44859.9659 | 65115.6532 | 65115.6532 | 16265.5703 | 81381.2235 | 81381.2235 | 0.55123 | 0.55123 | 62465.5941 | 62465.5941 | 0.71815 | 94718.1645 | 7.8159 | 3461.2689 | LED Display Lighting (Exterior) | Electrical and Electronic Equip. | New
| IluTgsld305 | 33145.6023 | 7319.7602 | 0 | 4394.6034 | 44859.9659 | 65115.6532 | 65115.6532 | 16265.5703 | 81381.2235 | 81381.2235 | 0.55123 | 0.55123 | 62465.5941 | 62465.5941 | 0.71815 | 94718.1645 | 7.8159 | 3461.2689 | LED Display Lighting (Exterior) | Lumber/Furniture/Pulp/Paper | Turnover
| IluNgsld305 | 33145.6023 | 7319.7602 | 0 | 4394.6034 | 44859.9659 | 65115.6532 | 65115.6532 | 16265.5703 | 81381.2235 | 81381.2235 | 0.55123 | 0.55123 | 62465.5941 | 62465.5941 | 0.71815 | 94718.1645 | 7.8159 | 3461.2689 | LED Display Lighting (Exterior) | Lumber/Furniture/Pulp/Paper | New
| ImeTgsld305 | 33145.6023 | 7319.7602 | 0 | 4394.6034 | 44859.9659 | 65115.6532 | 65115.6532 | 16265.5703 | 81381.2235 | 81381.2235 | 0.55123 | 0.55123 | 62465.5941 | 62465.5941 | 0.71815 | 94718.1645 | 7.8159 | 3461.2689 | LED Display Lighting (Exterior) | Metal Products and Machinery | Turnover
| ImeNgsld305 | 33145.6023 | 7319.7602 | 0 | 4394.6034 | 44859.9659 | 65115.6532 | 65115.6532 | 16265.5703 | 81381.2235 | 81381.2235 | 0.55123 | 0.55123 | 62465.5941 | 62465.5941 | 0.71815 | 94718.1645 | 7.8159 | 3461.2689 | LED Display Lighting (Exterior) | Metal Products and Machinery | New
| ImiTgsld305 | 33145.6023 | 7319.7602 | 0 | 4394.6034 | 44859.9659 | 65115.6532 | 65115.6532 | 16265.5703 | 81381.2235 | 81381.2235 | 0.55123 | 0.55123 | 62465.5941 | 62465.5941 | 0.71815 | 94718.1645 | 7.8159 | 3461.2689 | LED Display Lighting (Exterior) | Miscellaneous Manufacturing | Turnover
| ImiNgsld305 | 33145.6023 | 7319.7602 | 0 | 4394.6034 | 44859.9659 | 65115.6532 | 65115.6532 | 16265.5703 | 81381.2235 | 81381.2235 | 0.55123 | 0.55123 | 62465.5941 | 62465.5941 | 0.71815 | 94718.1645 | 7.8159 | 3461.2689 | LED Display Lighting (Exterior) | Miscellaneous Manufacturing | New
| IprTgsld305 | 33145.6023 | 7319.7602 | 0 | 4394.6034 | 44859.9659 | 65115.6532 | 65115.6532 | 16265.5703 | 81381.2235 | 81381.2235 | 0.55123 | 0.55123 | 62465.5941 | 62465.5941 | 0.71815 | 94718.1645 | 7.8159 | 3461.2689 | LED Display Lighting (Exterior) | Primary Resources Industries | Turnover
| IprNgsld305 | 33145.6023 | 7319.7602 | 0 | 4394.6034 | 44859.9659 | 65115.6532 | 65115.6532 | 16265.5703 | 81381.2235 | 81381.2235 | 0.55123 | 0.55123 | 62465.5941 | 62465.5941 | 0.71815 | 94718.1645 | 7.8159 | 3461.2689 | LED Display Lighting (Exterior) | Primary Resources Industries | New
| IstTgsld305 | 33145.6023 | 7319.7602 | 0 | 4394.6034 | 44859.9659 | 65115.6532 | 65115.6532 | 16265.5703 | 81381.2235 | 81381.2235 | 0.55123 | 0.55123 | 62465.5941 | 62465.5941 | 0.71815 | 94718.1645 | 7.8159 | 3461.2689 | LED Display Lighting (Exterior) | Stone/Clay/Glass/Concrete | Turnover
| IstNgsld305 | 33145.6023 | 7319.7602 | 0 | 4394.6034 | 44859.9659 | 65115.6532 | 65115.6532 | 16265.5703 | 81381.2235 | 81381.2235 | 0.55123 | 0.55123 | 62465.5941 | 62465.5941 | 0.71815 | 94718.1645 | 7.8159 | 3461.2689 | LED Display Lighting (Exterior) | Stone/Clay/Glass/Concrete | New
| IteTgsld305 | 33145.6023 | 7319.7602 | 0 | 4394.6034 | 44859.9659 | 65115.6532 | 65115.6532 | 16265.5703 | 81381.2235 | 81381.2235 | 0.55123 | 0.55123 | 62465.5941 | 62465.5941 | 0.71815 | 94718.1645 | 7.8159 | 3461.2689 | LED Display Lighting (Exterior) | Textiles and Leather | Turnover
| IteNgsld305 | 33145.6023 | 7319.7602 | 0 | 4394.6034 | 44859.9659 | 65115.6532 | 65115.6532 | 16265.5703 | 81381.2235 | 81381.2235 | 0.55123 | 0.55123 | 62465.5941 | 62465.5941 | 0.71815 | 94718.1645 | 7.8159 | 3461.2689 | LED Display Lighting (Exterior) | Textiles and Leather | New
| ItrTgsld305 | 33145.6023 | 7319.7602 | 0 | 4394.6034 | 44859.9659 | 65115.6532 | 65115.6532 | 16265.5703 | 81381.2235 | 81381.2235 | 0.55123 | 0.55123 | 62465.5941 | 62465.5941 | 0.71815 | 94718.1645 | 7.8159 | 3461.2689 | LED Display Lighting (Exterior) | Transportation Equipment | Turnover
| ItrNgsld305 | 33145.6023 | 7319.7602 | 0 | 4394.6034 | 44859.9659 | 65115.6532 | 65115.6532 | 16265.5703 | 81381.2235 | 81381.2235 | 0.55123 | 0.55123 | 62465.5941 | 62465.5941 | 0.71815 | 94718.1645 | 7.8159 | 3461.2689 | LED Display Lighting (Exterior) | Transportation Equipment | New
| IwaTgsld305 | 33216.432 | 7324.9614 | 0 | 4406.1623 | 44947.5557 | 65270.901 | 65270.901 | 16265.5703 | 81536.4713 | 81536.4713 | 0.55126 | 0.55126 | 62614.5261 | 62614.5261 | 0.71785 | 94905.21 | 7.8216 | 3470.4076 | LED Display Lighting (Exterior) | Water and Wastewater | Turnover
| IwaNgsld305 | 33216.432 | 7324.9614 | 0 | 4406.1623 | 44947.5557 | 65270.901 | 65270.901 | 16265.5703 | 81536.4713 | 81536.4713 | 0.55126 | 0.55126 | 62614.5261 | 62614.5261 | 0.71785 | 94905.21 | 7.8216 | 3470.4076 | LED Display Lighting (Exterior) | Water and Wastewater | New
| IagTgsld306 | 33145.6023 | 7319.7602 | 0 | 4394.6034 | 44859.9659 | 65115.6532 | 65115.6532 | 16265.5703 | 81381.2235 | 81381.2235 | 0.55123 | 0.55123 | 25169.6182 | 25169.6182 | 1.7823 | 94718.1645 | 3.8987 | 1052.51 | LED Exterior Wall Packs | Agriculture and Assembly | Turnover
| IagNgsld306 | 33145.6023 | 7319.7602 | 0 | 4394.6034 | 44859.9659 | 65115.6532 | 65115.6532 | 16265.5703 | 81381.2235 | 81381.2235 | 0.55123 | 0.55123 | 25169.6182 | 25169.6182 | 1.7823 | 94718.1645 | 3.8987 | 1052.51 | LED Exterior Wall Packs | Agriculture and Assembly | New
| IchTgsld306 | 33145.6023 | 7319.7602 | 0 | 4394.6034 | 44859.9659 | 65115.6532 | 65115.6532 | 16265.5703 | 81381.2235 | 81381.2235 | 0.55123 | 0.55123 | 25169.6182 | 25169.6182 | 1.7823 | 94718.1645 | 3.8987 | 1052.51 | LED Exterior Wall Packs | Chemicals and Plastics | Turnover
| IchNgsld306 | 33145.6023 | 7319.7602 | 0 | 4394.6034 | 44859.9659 | 65115.6532 | 65115.6532 | 16265.5703 | 81381.2235 | 81381.2235 | 0.55123 | 0.55123 | 25169.6182 | 25169.6182 | 1.7823 | 94718.1645 | 3.8987 | 1052.51 | LED Exterior Wall Packs | Chemicals and Plastics | New
| IcoTgsld306 | 33145.6023 | 7319.7602 | 0 | 4394.6034 | 44859.9659 | 65115.6532 | 65115.6532 | 16265.5703 | 81381.2235 | 81381.2235 | 0.55123 | 0.55123 | 25169.6182 | 25169.6182 | 1.7823 | 94718.1645 | 3.8987 | 1052.51 | LED Exterior Wall Packs | Construction | Turnover
| IcoNgsld306 | 33145.6023 | 7319.7602 | 0 | 4394.6034 | 44859.9659 | 65115.6532 | 65115.6532 | 16265.5703 | 81381.2235 | 81381.2235 | 0.55123 | 0.55123 | 25169.6182 | 25169.6182 | 1.7823 | 94718.1645 | 3.8987 | 1052.51 | LED Exterior Wall Packs | Construction | New
| IelTgsld306 | 33145.6023 | 7319.7602 | 0 | 4394.6034 | 44859.9659 | 65115.6532 | 65115.6532 | 16265.5703 | 81381.2235 | 81381.2235 | 0.55123 | 0.55123 | 25169.6182 | 25169.6182 | 1.7823 | 94718.1645 | 3.8987 | 1052.51 | LED Exterior Wall Packs | Electrical and Electronic Equip. | Turnover
| IelNgsld306 | 33145.6023 | 7319.7602 | 0 | 4394.6034 | 44859.9659 | 65115.6532 | 65115.6532 | 16265.5703 | 81381.2235 | 81381.2235 | 0.55123 | 0.55123 | 25169.6182 | 25169.6182 | 1.7823 | 94718.1645 | 3.8987 | 1052.51 | LED Exterior Wall Packs | Electrical and Electronic Equip. | New
| IluTgsld306 | 33145.6023 | 7319.7602 | 0 | 4394.6034 | 44859.9659 | 65115.6532 | 65115.6532 | 16265.5703 | 81381.2235 | 81381.2235 | 0.55123 | 0.55123 | 25169.6182 | 25169.6182 | 1.7823 | 94718.1645 | 3.8987 | 1052.51 | LED Exterior Wall Packs | Lumber/Furniture/Pulp/Paper | Turnover
| IluNgsld306 | 33145.6023 | 7319.7602 | 0 | 4394.6034 | 44859.9659 | 65115.6532 | 65115.6532 | 16265.5703 | 81381.2235 | 81381.2235 | 0.55123 | 0.55123 | 25169.6182 | 25169.6182 | 1.7823 | 94718.1645 | 3.8987 | 1052.51 | LED Exterior Wall Packs | Lumber/Furniture/Pulp/Paper | New
| ImeTgsld306 | 33145.6023 | 7319.7602 | 0 | 4394.6034 | 44859.9659 | 65115.6532 | 65115.6532 | 16265.5703 | 81381.2235 | 81381.2235 | 0.55123 | 0.55123 | 25169.6182 | 25169.6182 | 1.7823 | 94718.1645 | 3.8987 | 1052.51 | LED Exterior Wall Packs | Metal Products and Machinery | Turnover
| ImeNgsld306 | 33145.6023 | 7319.7602 | 0 | 4394.6034 | 44859.9659 | 65115.6532 | 65115.6532 | 16265.5703 | 81381.2235 | 81381.2235 | 0.55123 | 0.55123 | 25169.6182 | 25169.6182 | 1.7823 | 94718.1645 | 3.8987 | 1052.51 | LED Exterior Wall Packs | Metal Products and Machinery | New
| ImiTgsld306 | 33145.6023 | 7319.7602 | 0 | 4394.6034 | 44859.9659 | 65115.6532 | 65115.6532 | 16265.5703 | 81381.2235 | 81381.2235 | 0.55123 | 0.55123 | 25169.6182 | 25169.6182 | 1.7823 | 94718.1645 | 3.8987 | 1052.51 | LED Exterior Wall Packs | Miscellaneous Manufacturing | Turnover
| ImiNgsld306 | 33145.6023 | 7319.7602 | 0 | 4394.6034 | 44859.9659 | 65115.6532 | 65115.6532 | 16265.5703 | 81381.2235 | 81381.2235 | 0.55123 | 0.55123 | 25169.6182 | 25169.6182 | 1.7823 | 94718.1645 | 3.8987 | 1052.51 | LED Exterior Wall Packs | Miscellaneous Manufacturing | New
| IprTgsld306 | 33145.6023 | 7319.7602 | 0 | 4394.6034 | 44859.9659 | 65115.6532 | 65115.6532 | 16265.5703 | 81381.2235 | 81381.2235 | 0.55123 | 0.55123 | 25169.6182 | 25169.6182 | 1.7823 | 94718.1645 | 3.8987 | 1052.51 | LED Exterior Wall Packs | Primary Resources Industries | Turnover
| IprNgsld306 | 33145.6023 | 7319.7602 | 0 | 4394.6034 | 44859.9659 | 65115.6532 | 65115.6532 | 16265.5703 | 81381.2235 | 81381.2235 | 0.55123 | 0.55123 | 25169.6182 | 25169.6182 | 1.7823 | 94718.1645 | 3.8987 | 1052.51 | LED Exterior Wall Packs | Primary Resources Industries | New
| IstTgsld306 | 33145.6023 | 7319.7602 | 0 | 4394.6034 | 44859.9659 | 65115.6532 | 65115.6532 | 16265.5703 | 81381.2235 | 81381.2235 | 0.55123 | 0.55123 | 25169.6182 | 25169.6182 | 1.7823 | 94718.1645 | 3.8987 | 1052.51 | LED Exterior Wall Packs | Stone/Clay/Glass/Concrete | Turnover
| IstNgsld306 | 33145.6023 | 7319.7602 | 0 | 4394.6034 | 44859.9659 | 65115.6532 | 65115.6532 | 16265.5703 | 81381.2235 | 81381.2235 | 0.55123 | 0.55123 | 25169.6182 | 25169.6182 | 1.7823 | 94718.1645 | 3.8987 | 1052.51 | LED Exterior Wall Packs | Stone/Clay/Glass/Concrete | New
| IteTgsld306 | 33145.6023 | 7319.7602 | 0 | 4394.6034 | 44859.9659 | 65115.6532 | 65115.6532 | 16265.5703 | 81381.2235 | 81381.2235 | 0.55123 | 0.55123 | 25169.6182 | 25169.6182 | 1.7823 | 94718.1645 | 3.8987 | 1052.51 | LED Exterior Wall Packs | Textiles and Leather | Turnover
| IteNgsld306 | 33145.6023 | 7319.7602 | 0 | 4394.6034 | 44859.9659 | 65115.6532 | 65115.6532 | 16265.5703 | 81381.2235 | 81381.2235 | 0.55123 | 0.55123 | 25169.6182 | 25169.6182 | 1.7823 | 94718.1645 | 3.8987 | 1052.51 | LED Exterior Wall Packs | Textiles and Leather | New
| ItrTgsld306 | 33145.6023 | 7319.7602 | 0 | 4394.6034 | 44859.9659 | 65115.6532 | 65115.6532 | 16265.5703 | 81381.2235 | 81381.2235 | 0.55123 | 0.55123 | 25169.6182 | 25169.6182 | 1.7823 | 94718.1645 | 3.8987 | 1052.51 | LED Exterior Wall Packs | Transportation Equipment | Turnover
| ItrNgsld306 | 33145.6023 | 7319.7602 | 0 | 4394.6034 | 44859.9659 | 65115.6532 | 65115.6532 | 16265.5703 | 81381.2235 | 81381.2235 | 0.55123 | 0.55123 | 25169.6182 | 25169.6182 | 1.7823 | 94718.1645 | 3.8987 | 1052.51 | LED Exterior Wall Packs | Transportation Equipment | New
| IwaTgsld306 | 33216.432 | 7324.9614 | 0 | 4406.1623 | 44947.5557 | 65270.901 | 65270.901 | 16265.5703 | 81536.4713 | 81536.4713 | 0.55126 | 0.55126 | 25229.6293 | 25229.6293 | 1.7815 | 94905.21 | 3.9016 | 1055.9057 | LED Exterior Wall Packs | Water and Wastewater | Turnover
| IwaNgsld306 | 33216.432 | 7324.9614 | 0 | 4406.1623 | 44947.5557 | 65270.901 | 65270.901 | 16265.5703 | 81536.4713 | 81536.4713 | 0.55126 | 0.55126 | 25229.6293 | 25229.6293 | 1.7815 | 94905.21 | 3.9016 | 1055.9057 | LED Exterior Wall Packs | Water and Wastewater | New
| IagTgsld307 | 33145.6023 | 7319.7602 | 0 | 4394.6034 | 44859.9659 | 65115.6532 | 65115.6532 | 16265.5703 | 81381.2235 | 81381.2235 | 0.55123 | 0.55123 | 34979.3489 | 34979.3489 | 1.2825 | 94718.1645 | 5.4183 | 1986.8883 | LED Parking Lighting | Agriculture and Assembly | Turnover
| IagNgsld307 | 33145.6023 | 7319.7602 | 0 | 4394.6034 | 44859.9659 | 65115.6532 | 65115.6532 | 16265.5703 | 81381.2235 | 81381.2235 | 0.55123 | 0.55123 | 34979.3489 | 34979.3489 | 1.2825 | 94718.1645 | 5.4183 | 1986.8883 | LED Parking Lighting | Agriculture and Assembly | New
| IchTgsld307 | 33145.6023 | 7319.7602 | 0 | 4394.6034 | 44859.9659 | 65115.6532 | 65115.6532 | 16265.5703 | 81381.2235 | 81381.2235 | 0.55123 | 0.55123 | 34979.3489 | 34979.3489 | 1.2825 | 94718.1645 | 5.4183 | 1986.8883 | LED Parking Lighting | Chemicals and Plastics | Turnover
| IchNgsld307 | 33145.6023 | 7319.7602 | 0 | 4394.6034 | 44859.9659 | 65115.6532 | 65115.6532 | 16265.5703 | 81381.2235 | 81381.2235 | 0.55123 | 0.55123 | 34979.3489 | 34979.3489 | 1.2825 | 94718.1645 | 5.4183 | 1986.8883 | LED Parking Lighting | Chemicals and Plastics | New
| IcoTgsld307 | 33145.6023 | 7319.7602 | 0 | 4394.6034 | 44859.9659 | 65115.6532 | 65115.6532 | 16265.5703 | 81381.2235 | 81381.2235 | 0.55123 | 0.55123 | 34979.3489 | 34979.3489 | 1.2825 | 94718.1645 | 5.4183 | 1986.8883 | LED Parking Lighting | Construction | Turnover
| IcoNgsld307 | 33145.6023 | 7319.7602 | 0 | 4394.6034 | 44859.9659 | 65115.6532 | 65115.6532 | 16265.5703 | 81381.2235 | 81381.2235 | 0.55123 | 0.55123 | 34979.3489 | 34979.3489 | 1.2825 | 94718.1645 | 5.4183 | 1986.8883 | LED Parking Lighting | Construction | New
| IelTgsld307 | 33145.6023 | 7319.7602 | 0 | 4394.6034 | 44859.9659 | 65115.6532 | 65115.6532 | 16265.5703 | 81381.2235 | 81381.2235 | 0.55123 | 0.55123 | 34979.3489 | 34979.3489 | 1.2825 | 94718.1645 | 5.4183 | 1986.8883 | LED Parking Lighting | Electrical and Electronic Equip. | Turnover
| IelNgsld307 | 33145.6023 | 7319.7602 | 0 | 4394.6034 | 44859.9659 | 65115.6532 | 65115.6532 | 16265.5703 | 81381.2235 | 81381.2235 | 0.55123 | 0.55123 | 34979.3489 | 34979.3489 | 1.2825 | 94718.1645 | 5.4183 | 1986.8883 | LED Parking Lighting | Electrical and Electronic Equip. | New
| IluTgsld307 | 33145.6023 | 7319.7602 | 0 | 4394.6034 | 44859.9659 | 65115.6532 | 65115.6532 | 16265.5703 | 81381.2235 | 81381.2235 | 0.55123 | 0.55123 | 34979.3489 | 34979.3489 | 1.2825 | 94718.1645 | 5.4183 | 1986.8883 | LED Parking Lighting | Lumber/Furniture/Pulp/Paper | Turnover
| IluNgsld307 | 33145.6023 | 7319.7602 | 0 | 4394.6034 | 44859.9659 | 65115.6532 | 65115.6532 | 16265.5703 | 81381.2235 | 81381.2235 | 0.55123 | 0.55123 | 34979.3489 | 34979.3489 | 1.2825 | 94718.1645 | 5.4183 | 1986.8883 | LED Parking Lighting | Lumber/Furniture/Pulp/Paper | New
| ImeTgsld307 | 33145.6023 | 7319.7602 | 0 | 4394.6034 | 44859.9659 | 65115.6532 | 65115.6532 | 16265.5703 | 81381.2235 | 81381.2235 | 0.55123 | 0.55123 | 34979.3489 | 34979.3489 | 1.2825 | 94718.1645 | 5.4183 | 1986.8883 | LED Parking Lighting | Metal Products and Machinery | Turnover
| ImeNgsld307 | 33145.6023 | 7319.7602 | 0 | 4394.6034 | 44859.9659 | 65115.6532 | 65115.6532 | 16265.5703 | 81381.2235 | 81381.2235 | 0.55123 | 0.55123 | 34979.3489 | 34979.3489 | 1.2825 | 94718.1645 | 5.4183 | 1986.8883 | LED Parking Lighting | Metal Products and Machinery | New
| ImiTgsld307 | 33145.6023 | 7319.7602 | 0 | 4394.6034 | 44859.9659 | 65115.6532 | 65115.6532 | 16265.5703 | 81381.2235 | 81381.2235 | 0.55123 | 0.55123 | 34979.3489 | 34979.3489 | 1.2825 | 94718.1645 | 5.4183 | 1986.8883 | LED Parking Lighting | Miscellaneous Manufacturing | Turnover
| ImiNgsld307 | 33145.6023 | 7319.7602 | 0 | 4394.6034 | 44859.9659 | 65115.6532 | 65115.6532 | 16265.5703 | 81381.2235 | 81381.2235 | 0.55123 | 0.55123 | 34979.3489 | 34979.3489 | 1.2825 | 94718.1645 | 5.4183 | 1986.8883 | LED Parking Lighting | Miscellaneous Manufacturing | New
| IprTgsld307 | 33145.6023 | 7319.7602 | 0 | 4394.6034 | 44859.9659 | 65115.6532 | 65115.6532 | 16265.5703 | 81381.2235 | 81381.2235 | 0.55123 | 0.55123 | 34979.3489 | 34979.3489 | 1.2825 | 94718.1645 | 5.4183 | 1986.8883 | LED Parking Lighting | Primary Resources Industries | Turnover
| IprNgsld307 | 33145.6023 | 7319.7602 | 0 | 4394.6034 | 44859.9659 | 65115.6532 | 65115.6532 | 16265.5703 | 81381.2235 | 81381.2235 | 0.55123 | 0.55123 | 34979.3489 | 34979.3489 | 1.2825 | 94718.1645 | 5.4183 | 1986.8883 | LED Parking Lighting | Primary Resources Industries | New
| IstTgsld307 | 33145.6023 | 7319.7602 | 0 | 4394.6034 | 44859.9659 | 65115.6532 | 65115.6532 | 16265.5703 | 81381.2235 | 81381.2235 | 0.55123 | 0.55123 | 34979.3489 | 34979.3489 | 1.2825 | 94718.1645 | 5.4183 | 1986.8883 | LED Parking Lighting | Stone/Clay/Glass/Concrete | Turnover
| IstNgsld307 | 33145.6023 | 7319.7602 | 0 | 4394.6034 | 44859.9659 | 65115.6532 | 65115.6532 | 16265.5703 | 81381.2235 | 81381.2235 | 0.55123 | 0.55123 | 34979.3489 | 34979.3489 | 1.2825 | 94718.1645 | 5.4183 | 1986.8883 | LED Parking Lighting | Stone/Clay/Glass/Concrete | New
| IteTgsld307 | 33145.6023 | 7319.7602 | 0 | 4394.6034 | 44859.9659 | 65115.6532 | 65115.6532 | 16265.5703 | 81381.2235 | 81381.2235 | 0.55123 | 0.55123 | 34979.3489 | 34979.3489 | 1.2825 | 94718.1645 | 5.4183 | 1986.8883 | LED Parking Lighting | Textiles and Leather | Turnover
| IteNgsld307 | 33145.6023 | 7319.7602 | 0 | 4394.6034 | 44859.9659 | 65115.6532 | 65115.6532 | 16265.5703 | 81381.2235 | 81381.2235 | 0.55123 | 0.55123 | 34979.3489 | 34979.3489 | 1.2825 | 94718.1645 | 5.4183 | 1986.8883 | LED Parking Lighting | Textiles and Leather | New
| ItrTgsld307 | 33145.6023 | 7319.7602 | 0 | 4394.6034 | 44859.9659 | 65115.6532 | 65115.6532 | 16265.5703 | 81381.2235 | 81381.2235 | 0.55123 | 0.55123 | 34979.3489 | 34979.3489 | 1.2825 | 94718.1645 | 5.4183 | 1986.8883 | LED Parking Lighting | Transportation Equipment | Turnover
| ItrNgsld307 | 33145.6023 | 7319.7602 | 0 | 4394.6034 | 44859.9659 | 65115.6532 | 65115.6532 | 16265.5703 | 81381.2235 | 81381.2235 | 0.55123 | 0.55123 | 34979.3489 | 34979.3489 | 1.2825 | 94718.1645 | 5.4183 | 1986.8883 | LED Parking Lighting | Transportation Equipment | New
| IwaTgsld307 | 33216.432 | 7324.9614 | 0 | 4406.1623 | 44947.5557 | 65270.901 | 65270.901 | 16265.5703 | 81536.4713 | 81536.4713 | 0.55126 | 0.55126 | 35062.7462 | 35062.7462 | 1.2819 | 94905.21 | 5.4222 | 1992.5118 | LED Parking Lighting | Water and Wastewater | Turnover
| IwaNgsld307 | 33216.432 | 7324.9614 | 0 | 4406.1623 | 44947.5557 | 65270.901 | 65270.901 | 16265.5703 | 81536.4713 | 81536.4713 | 0.55126 | 0.55126 | 35062.7462 | 35062.7462 | 1.2819 | 94905.21 | 5.4222 | 1992.5118 | LED Parking Lighting | Water and Wastewater | New
| IagEgsld401 | 33163.715 | 7334.2778 | 0 | 4394.6034 | 44892.5962 | 65115.6532 | 65115.6532 | 17974.6992 | 83090.3524 | 83090.3524 | 0.54029 | 0.54029 | 55294.5613 | 55294.5613 | 0.81188 | 96427.294 | 6.2282 | 2568.1407 | Auto Off Time Switch | Agriculture and Assembly | Existing
| IagNgsld401 | 33163.715 | 7334.2778 | 0 | 4394.6034 | 44892.5962 | 65115.6532 | 65115.6532 | 17974.6992 | 83090.3524 | 83090.3524 | 0.54029 | 0.54029 | 55294.5613 | 55294.5613 | 0.81188 | 96427.294 | 6.2282 | 2568.1407 | Auto Off Time Switch | Agriculture and Assembly | New
| IchEgsld401 | 33163.715 | 7334.2778 | 0 | 4394.6034 | 44892.5962 | 65115.6532 | 65115.6532 | 17974.6992 | 83090.3524 | 83090.3524 | 0.54029 | 0.54029 | 55294.5613 | 55294.5613 | 0.81188 | 96427.294 | 6.2282 | 2568.1407 | Auto Off Time Switch | Chemicals and Plastics | Existing
| IchNgsld401 | 33163.715 | 7334.2778 | 0 | 4394.6034 | 44892.5962 | 65115.6532 | 65115.6532 | 17974.6992 | 83090.3524 | 83090.3524 | 0.54029 | 0.54029 | 55294.5613 | 55294.5613 | 0.81188 | 96427.294 | 6.2282 | 2568.1407 | Auto Off Time Switch | Chemicals and Plastics | New
| IcoEgsld401 | 33163.715 | 7334.2778 | 0 | 4394.6034 | 44892.5962 | 65115.6532 | 65115.6532 | 17974.6992 | 83090.3524 | 83090.3524 | 0.54029 | 0.54029 | 55294.5613 | 55294.5613 | 0.81188 | 96427.294 | 6.2282 | 2568.1407 | Auto Off Time Switch | Construction | Existing
| IcoNgsld401 | 33163.715 | 7334.2778 | 0 | 4394.6034 | 44892.5962 | 65115.6532 | 65115.6532 | 17974.6992 | 83090.3524 | 83090.3524 | 0.54029 | 0.54029 | 55294.5613 | 55294.5613 | 0.81188 | 96427.294 | 6.2282 | 2568.1407 | Auto Off Time Switch | Construction | New
| IelEgsld401 | 33163.715 | 7334.2778 | 0 | 4394.6034 | 44892.5962 | 65115.6532 | 65115.6532 | 17974.6992 | 83090.3524 | 83090.3524 | 0.54029 | 0.54029 | 55294.5613 | 55294.5613 | 0.81188 | 96427.294 | 6.2282 | 2568.1407 | Auto Off Time Switch | Electrical and Electronic Equip. | Existing
| IelNgsld401 | 33163.715 | 7334.2778 | 0 | 4394.6034 | 44892.5962 | 65115.6532 | 65115.6532 | 17974.6992 | 83090.3524 | 83090.3524 | 0.54029 | 0.54029 | 55294.5613 | 55294.5613 | 0.81188 | 96427.294 | 6.2282 | 2568.1407 | Auto Off Time Switch | Electrical and Electronic Equip. | New
| IluEgsld401 | 33163.715 | 7334.2778 | 0 | 4394.6034 | 44892.5962 | 65115.6532 | 65115.6532 | 17974.6992 | 83090.3524 | 83090.3524 | 0.54029 | 0.54029 | 57500.0447 | 57500.0447 | 0.78074 | 96427.294 | 6.4766 | 2725.7734 | Auto Off Time Switch | Lumber/Furniture/Pulp/Paper | Existing
| IluNgsld401 | 33163.715 | 7334.2778 | 0 | 4394.6034 | 44892.5962 | 65115.6532 | 65115.6532 | 17974.6992 | 83090.3524 | 83090.3524 | 0.54029 | 0.54029 | 57500.0447 | 57500.0447 | 0.78074 | 96427.294 | 6.4766 | 2725.7734 | Auto Off Time Switch | Lumber/Furniture/Pulp/Paper | New
| ImeEgsld401 | 33163.715 | 7334.2778 | 0 | 4394.6034 | 44892.5962 | 65115.6532 | 65115.6532 | 17974.6992 | 83090.3524 | 83090.3524 | 0.54029 | 0.54029 | 55294.5613 | 55294.5613 | 0.81188 | 96427.294 | 6.2282 | 2568.1407 | Auto Off Time Switch | Metal Products and Machinery | Existing
| ImeNgsld401 | 33163.715 | 7334.2778 | 0 | 4394.6034 | 44892.5962 | 65115.6532 | 65115.6532 | 17974.6992 | 83090.3524 | 83090.3524 | 0.54029 | 0.54029 | 55294.5613 | 55294.5613 | 0.81188 | 96427.294 | 6.2282 | 2568.1407 | Auto Off Time Switch | Metal Products and Machinery | New
| ImiEgsld401 | 33163.715 | 7334.2778 | 0 | 4394.6034 | 44892.5962 | 65115.6532 | 65115.6532 | 17974.6992 | 83090.3524 | 83090.3524 | 0.54029 | 0.54029 | 56158.5394 | 56158.5394 | 0.79939 | 96427.294 | 6.3255 | 2629.8919 | Auto Off Time Switch | Miscellaneous Manufacturing | Existing
| ImiNgsld401 | 33163.715 | 7334.2778 | 0 | 4394.6034 | 44892.5962 | 65115.6532 | 65115.6532 | 17974.6992 | 83090.3524 | 83090.3524 | 0.54029 | 0.54029 | 56158.5394 | 56158.5394 | 0.79939 | 96427.294 | 6.3255 | 2629.8919 | Auto Off Time Switch | Miscellaneous Manufacturing | New
| IprEgsld401 | 33163.715 | 7334.2778 | 0 | 4394.6034 | 44892.5962 | 65115.6532 | 65115.6532 | 17974.6992 | 83090.3524 | 83090.3524 | 0.54029 | 0.54029 | 55294.5613 | 55294.5613 | 0.81188 | 96427.294 | 6.2282 | 2568.1407 | Auto Off Time Switch | Primary Resources Industries | Existing
| IprNgsld401 | 33163.715 | 7334.2778 | 0 | 4394.6034 | 44892.5962 | 65115.6532 | 65115.6532 | 17974.6992 | 83090.3524 | 83090.3524 | 0.54029 | 0.54029 | 55294.5613 | 55294.5613 | 0.81188 | 96427.294 | 6.2282 | 2568.1407 | Auto Off Time Switch | Primary Resources Industries | New
| IstEgsld401 | 33163.715 | 7334.2778 | 0 | 4394.6034 | 44892.5962 | 65115.6532 | 65115.6532 | 17974.6992 | 83090.3524 | 83090.3524 | 0.54029 | 0.54029 | 55294.5613 | 55294.5613 | 0.81188 | 96427.294 | 6.2282 | 2568.1407 | Auto Off Time Switch | Stone/Clay/Glass/Concrete | Existing
| IstNgsld401 | 33163.715 | 7334.2778 | 0 | 4394.6034 | 44892.5962 | 65115.6532 | 65115.6532 | 17974.6992 | 83090.3524 | 83090.3524 | 0.54029 | 0.54029 | 55294.5613 | 55294.5613 | 0.81188 | 96427.294 | 6.2282 | 2568.1407 | Auto Off Time Switch | Stone/Clay/Glass/Concrete | New
| IteEgsld401 | 33163.715 | 7334.2778 | 0 | 4394.6034 | 44892.5962 | 65115.6532 | 65115.6532 | 17974.6992 | 83090.3524 | 83090.3524 | 0.54029 | 0.54029 | 55294.5613 | 55294.5613 | 0.81188 | 96427.294 | 6.2282 | 2568.1407 | Auto Off Time Switch | Textiles and Leather | Existing
| IteNgsld401 | 33163.715 | 7334.2778 | 0 | 4394.6034 | 44892.5962 | 65115.6532 | 65115.6532 | 17974.6992 | 83090.3524 | 83090.3524 | 0.54029 | 0.54029 | 55294.5613 | 55294.5613 | 0.81188 | 96427.294 | 6.2282 | 2568.1407 | Auto Off Time Switch | Textiles and Leather | New
| ItrEgsld401 | 33163.715 | 7334.2778 | 0 | 4394.6034 | 44892.5962 | 65115.6532 | 65115.6532 | 17974.6992 | 83090.3524 | 83090.3524 | 0.54029 | 0.54029 | 57049.9466 | 57049.9466 | 0.7869 | 96427.294 | 6.4259 | 2693.6034 | Auto Off Time Switch | Transportation Equipment | Existing
| ItrNgsld401 | 33163.715 | 7334.2778 | 0 | 4394.6034 | 44892.5962 | 65115.6532 | 65115.6532 | 17974.6992 | 83090.3524 | 83090.3524 | 0.54029 | 0.54029 | 57049.9466 | 57049.9466 | 0.7869 | 96427.294 | 6.4259 | 2693.6034 | Auto Off Time Switch | Transportation Equipment | New
| IwaEgsld401 | 34241.0375 | 7367.8051 | 0 | 4567.6945 | 46176.5371 | 67389.7955 | 67389.7955 | 17974.6992 | 85364.4947 | 85364.4947 | 0.54093 | 0.54093 | 57225.7051 | 57225.7051 | 0.80692 | 99167.2245 | 6.2974 | 2672.1789 | Auto Off Time Switch | Water and Wastewater | Existing
| IwaNgsld401 | 34241.0375 | 7367.8051 | 0 | 4567.6945 | 46176.5371 | 67389.7955 | 67389.7955 | 17974.6992 | 85364.4947 | 85364.4947 | 0.54093 | 0.54093 | 57225.7051 | 57225.7051 | 0.80692 | 99167.2245 | 6.2974 | 2672.1789 | Auto Off Time Switch | Water and Wastewater | New
| IagEgsld402 | 33163.715 | 7334.2778 | 0 | 4394.6034 | 44892.5962 | 65115.6532 | 65115.6532 | 17974.6992 | 83090.3524 | 83090.3524 | 0.54029 | 0.54029 | 119221.3808 | 119221.3808 | 0.37655 | 96427.294 | 11.3363 | 5809.4992 | Bi-Level Lighting Control (Interior) | Agriculture and Assembly | Existing
| IagNgsld402 | 33163.715 | 7334.2778 | 0 | 4394.6034 | 44892.5962 | 65115.6532 | 65115.6532 | 17974.6992 | 83090.3524 | 83090.3524 | 0.54029 | 0.54029 | 119221.3808 | 119221.3808 | 0.37655 | 96427.294 | 11.3363 | 5809.4992 | Bi-Level Lighting Control (Interior) | Agriculture and Assembly | New
| IchEgsld402 | 33163.715 | 7334.2778 | 0 | 4394.6034 | 44892.5962 | 65115.6532 | 65115.6532 | 17974.6992 | 83090.3524 | 83090.3524 | 0.54029 | 0.54029 | 119221.3808 | 119221.3808 | 0.37655 | 96427.294 | 11.3363 | 5809.4992 | Bi-Level Lighting Control (Interior) | Chemicals and Plastics | Existing
| IchNgsld402 | 33163.715 | 7334.2778 | 0 | 4394.6034 | 44892.5962 | 65115.6532 | 65115.6532 | 17974.6992 | 83090.3524 | 83090.3524 | 0.54029 | 0.54029 | 119221.3808 | 119221.3808 | 0.37655 | 96427.294 | 11.3363 | 5809.4992 | Bi-Level Lighting Control (Interior) | Chemicals and Plastics | New
| IcoEgsld402 | 33163.715 | 7334.2778 | 0 | 4394.6034 | 44892.5962 | 65115.6532 | 65115.6532 | 17974.6992 | 83090.3524 | 83090.3524 | 0.54029 | 0.54029 | 119221.3808 | 119221.3808 | 0.37655 | 96427.294 | 11.3363 | 5809.4992 | Bi-Level Lighting Control (Interior) | Construction | Existing
| IcoNgsld402 | 33163.715 | 7334.2778 | 0 | 4394.6034 | 44892.5962 | 65115.6532 | 65115.6532 | 17974.6992 | 83090.3524 | 83090.3524 | 0.54029 | 0.54029 | 119221.3808 | 119221.3808 | 0.37655 | 96427.294 | 11.3363 | 5809.4992 | Bi-Level Lighting Control (Interior) | Construction | New
| IelEgsld402 | 33163.715 | 7334.2778 | 0 | 4394.6034 | 44892.5962 | 65115.6532 | 65115.6532 | 17974.6992 | 83090.3524 | 83090.3524 | 0.54029 | 0.54029 | 119221.3808 | 119221.3808 | 0.37655 | 96427.294 | 11.3363 | 5809.4992 | Bi-Level Lighting Control (Interior) | Electrical and Electronic Equip. | Existing
| IelNgsld402 | 33163.715 | 7334.2778 | 0 | 4394.6034 | 44892.5962 | 65115.6532 | 65115.6532 | 17974.6992 | 83090.3524 | 83090.3524 | 0.54029 | 0.54029 | 119221.3808 | 119221.3808 | 0.37655 | 96427.294 | 11.3363 | 5809.4992 | Bi-Level Lighting Control (Interior) | Electrical and Electronic Equip. | New
| IluEgsld402 | 33163.715 | 7334.2778 | 0 | 4394.6034 | 44892.5962 | 65115.6532 | 65115.6532 | 17974.6992 | 83090.3524 | 83090.3524 | 0.54029 | 0.54029 | 123976.6153 | 123976.6153 | 0.36211 | 96427.294 | 11.7884 | 6096.4147 | Bi-Level Lighting Control (Interior) | Lumber/Furniture/Pulp/Paper | Existing
| IluNgsld402 | 33163.715 | 7334.2778 | 0 | 4394.6034 | 44892.5962 | 65115.6532 | 65115.6532 | 17974.6992 | 83090.3524 | 83090.3524 | 0.54029 | 0.54029 | 123976.6153 | 123976.6153 | 0.36211 | 96427.294 | 11.7884 | 6096.4147 | Bi-Level Lighting Control (Interior) | Lumber/Furniture/Pulp/Paper | New
| ImeEgsld402 | 33163.715 | 7334.2778 | 0 | 4394.6034 | 44892.5962 | 65115.6532 | 65115.6532 | 17974.6992 | 83090.3524 | 83090.3524 | 0.54029 | 0.54029 | 119221.3808 | 119221.3808 | 0.37655 | 96427.294 | 11.3363 | 5809.4992 | Bi-Level Lighting Control (Interior) | Metal Products and Machinery | Existing
| ImeNgsld402 | 33163.715 | 7334.2778 | 0 | 4394.6034 | 44892.5962 | 65115.6532 | 65115.6532 | 17974.6992 | 83090.3524 | 83090.3524 | 0.54029 | 0.54029 | 119221.3808 | 119221.3808 | 0.37655 | 96427.294 | 11.3363 | 5809.4992 | Bi-Level Lighting Control (Interior) | Metal Products and Machinery | New
| ImiEgsld402 | 33163.715 | 7334.2778 | 0 | 4394.6034 | 44892.5962 | 65115.6532 | 65115.6532 | 17974.6992 | 83090.3524 | 83090.3524 | 0.54029 | 0.54029 | 121085.0412 | 121085.0412 | 0.37075 | 96427.294 | 11.5135 | 5921.9462 | Bi-Level Lighting Control (Interior) | Miscellaneous Manufacturing | Existing
| ImiNgsld402 | 33163.715 | 7334.2778 | 0 | 4394.6034 | 44892.5962 | 65115.6532 | 65115.6532 | 17974.6992 | 83090.3524 | 83090.3524 | 0.54029 | 0.54029 | 121085.0412 | 121085.0412 | 0.37075 | 96427.294 | 11.5135 | 5921.9462 | Bi-Level Lighting Control (Interior) | Miscellaneous Manufacturing | New
| IprEgsld402 | 33163.715 | 7334.2778 | 0 | 4394.6034 | 44892.5962 | 65115.6532 | 65115.6532 | 17974.6992 | 83090.3524 | 83090.3524 | 0.54029 | 0.54029 | 119221.3808 | 119221.3808 | 0.37655 | 96427.294 | 11.3363 | 5809.4992 | Bi-Level Lighting Control (Interior) | Primary Resources Industries | Existing
| IprNgsld402 | 33163.715 | 7334.2778 | 0 | 4394.6034 | 44892.5962 | 65115.6532 | 65115.6532 | 17974.6992 | 83090.3524 | 83090.3524 | 0.54029 | 0.54029 | 119221.3808 | 119221.3808 | 0.37655 | 96427.294 | 11.3363 | 5809.4992 | Bi-Level Lighting Control (Interior) | Primary Resources Industries | New
| IstEgsld402 | 33163.715 | 7334.2778 | 0 | 4394.6034 | 44892.5962 | 65115.6532 | 65115.6532 | 17974.6992 | 83090.3524 | 83090.3524 | 0.54029 | 0.54029 | 119221.3808 | 119221.3808 | 0.37655 | 96427.294 | 11.3363 | 5809.4992 | Bi-Level Lighting Control (Interior) | Stone/Clay/Glass/Concrete | Existing
| IstNgsld402 | 33163.715 | 7334.2778 | 0 | 4394.6034 | 44892.5962 | 65115.6532 | 65115.6532 | 17974.6992 | 83090.3524 | 83090.3524 | 0.54029 | 0.54029 | 119221.3808 | 119221.3808 | 0.37655 | 96427.294 | 11.3363 | 5809.4992 | Bi-Level Lighting Control (Interior) | Stone/Clay/Glass/Concrete | New
| IteEgsld402 | 33163.715 | 7334.2778 | 0 | 4394.6034 | 44892.5962 | 65115.6532 | 65115.6532 | 17974.6992 | 83090.3524 | 83090.3524 | 0.54029 | 0.54029 | 119221.3808 | 119221.3808 | 0.37655 | 96427.294 | 11.3363 | 5809.4992 | Bi-Level Lighting Control (Interior) | Textiles and Leather | Existing
| IteNgsld402 | 33163.715 | 7334.2778 | 0 | 4394.6034 | 44892.5962 | 65115.6532 | 65115.6532 | 17974.6992 | 83090.3524 | 83090.3524 | 0.54029 | 0.54029 | 119221.3808 | 119221.3808 | 0.37655 | 96427.294 | 11.3363 | 5809.4992 | Bi-Level Lighting Control (Interior) | Textiles and Leather | New
| ItrEgsld402 | 33163.715 | 7334.2778 | 0 | 4394.6034 | 44892.5962 | 65115.6532 | 65115.6532 | 17974.6992 | 83090.3524 | 83090.3524 | 0.54029 | 0.54029 | 123006.1591 | 123006.1591 | 0.36496 | 96427.294 | 11.6962 | 6037.8606 | Bi-Level Lighting Control (Interior) | Transportation Equipment | Existing
| ItrNgsld402 | 33163.715 | 7334.2778 | 0 | 4394.6034 | 44892.5962 | 65115.6532 | 65115.6532 | 17974.6992 | 83090.3524 | 83090.3524 | 0.54029 | 0.54029 | 123006.1591 | 123006.1591 | 0.36496 | 96427.294 | 11.6962 | 6037.8606 | Bi-Level Lighting Control (Interior) | Transportation Equipment | New
| IwaEgsld402 | 34241.0375 | 7367.8051 | 0 | 4567.6945 | 46176.5371 | 67389.7955 | 67389.7955 | 17974.6992 | 85364.4947 | 85364.4947 | 0.54093 | 0.54093 | 123385.1435 | 123385.1435 | 0.37425 | 99167.2245 | 11.4622 | 6026.7406 | Bi-Level Lighting Control (Interior) | Water and Wastewater | Existing
| IwaNgsld402 | 34241.0375 | 7367.8051 | 0 | 4567.6945 | 46176.5371 | 67389.7955 | 67389.7955 | 17974.6992 | 85364.4947 | 85364.4947 | 0.54093 | 0.54093 | 123385.1435 | 123385.1435 | 0.37425 | 99167.2245 | 11.4622 | 6026.7406 | Bi-Level Lighting Control (Interior) | Water and Wastewater | New
| IagEgsld403 | 33163.715 | 7334.2778 | 0 | 4394.6034 | 44892.5962 | 65115.6532 | 65115.6532 | 17974.6992 | 83090.3524 | 83090.3524 | 0.54029 | 0.54029 | 8455.9504 | 8455.9504 | 5.309 | 96427.294 | 0.95245 | -779.5617 | High Bay Occupancy Sensors, Ceiling Mounted | Agriculture and Assembly | Existing
| IagNgsld403 | 33163.715 | 7334.2778 | 0 | 4394.6034 | 44892.5962 | 65115.6532 | 65115.6532 | 17974.6992 | 83090.3524 | 83090.3524 | 0.54029 | 0.54029 | 8455.9504 | 8455.9504 | 5.309 | 96427.294 | 0.95245 | -779.5617 | High Bay Occupancy Sensors, Ceiling Mounted | Agriculture and Assembly | New
| IchEgsld403 | 33163.715 | 7334.2778 | 0 | 4394.6034 | 44892.5962 | 65115.6532 | 65115.6532 | 17974.6992 | 83090.3524 | 83090.3524 | 0.54029 | 0.54029 | 8455.9504 | 8455.9504 | 5.309 | 96427.294 | 0.95245 | -779.5617 | High Bay Occupancy Sensors, Ceiling Mounted | Chemicals and Plastics | Existing
| IchNgsld403 | 33163.715 | 7334.2778 | 0 | 4394.6034 | 44892.5962 | 65115.6532 | 65115.6532 | 17974.6992 | 83090.3524 | 83090.3524 | 0.54029 | 0.54029 | 8455.9504 | 8455.9504 | 5.309 | 96427.294 | 0.95245 | -779.5617 | High Bay Occupancy Sensors, Ceiling Mounted | Chemicals and Plastics | New
| IcoEgsld403 | 33163.715 | 7334.2778 | 0 | 4394.6034 | 44892.5962 | 65115.6532 | 65115.6532 | 17974.6992 | 83090.3524 | 83090.3524 | 0.54029 | 0.54029 | 8455.9504 | 8455.9504 | 5.309 | 96427.294 | 0.95245 | -779.5617 | High Bay Occupancy Sensors, Ceiling Mounted | Construction | Existing
| IcoNgsld403 | 33163.715 | 7334.2778 | 0 | 4394.6034 | 44892.5962 | 65115.6532 | 65115.6532 | 17974.6992 | 83090.3524 | 83090.3524 | 0.54029 | 0.54029 | 8455.9504 | 8455.9504 | 5.309 | 96427.294 | 0.95245 | -779.5617 | High Bay Occupancy Sensors, Ceiling Mounted | Construction | New
| IelEgsld403 | 33163.715 | 7334.2778 | 0 | 4394.6034 | 44892.5962 | 65115.6532 | 65115.6532 | 17974.6992 | 83090.3524 | 83090.3524 | 0.54029 | 0.54029 | 8455.9504 | 8455.9504 | 5.309 | 96427.294 | 0.95245 | -779.5617 | High Bay Occupancy Sensors, Ceiling Mounted | Electrical and Electronic Equip. | Existing
| IelNgsld403 | 33163.715 | 7334.2778 | 0 | 4394.6034 | 44892.5962 | 65115.6532 | 65115.6532 | 17974.6992 | 83090.3524 | 83090.3524 | 0.54029 | 0.54029 | 8455.9504 | 8455.9504 | 5.309 | 96427.294 | 0.95245 | -779.5617 | High Bay Occupancy Sensors, Ceiling Mounted | Electrical and Electronic Equip. | New
| IluEgsld403 | 33163.715 | 7334.2778 | 0 | 4394.6034 | 44892.5962 | 65115.6532 | 65115.6532 | 17974.6992 | 83090.3524 | 83090.3524 | 0.54029 | 0.54029 | 8794.1884 | 8794.1884 | 5.1048 | 96427.294 | 0.99054 | -755.3868 | High Bay Occupancy Sensors, Ceiling Mounted | Lumber/Furniture/Pulp/Paper | Existing
| IluNgsld403 | 33163.715 | 7334.2778 | 0 | 4394.6034 | 44892.5962 | 65115.6532 | 65115.6532 | 17974.6992 | 83090.3524 | 83090.3524 | 0.54029 | 0.54029 | 8794.1884 | 8794.1884 | 5.1048 | 96427.294 | 0.99054 | -755.3868 | High Bay Occupancy Sensors, Ceiling Mounted | Lumber/Furniture/Pulp/Paper | New
| ImeEgsld403 | 33163.715 | 7334.2778 | 0 | 4394.6034 | 44892.5962 | 65115.6532 | 65115.6532 | 17974.6992 | 83090.3524 | 83090.3524 | 0.54029 | 0.54029 | 8455.9504 | 8455.9504 | 5.309 | 96427.294 | 0.95245 | -779.5617 | High Bay Occupancy Sensors, Ceiling Mounted | Metal Products and Machinery | Existing
| ImeNgsld403 | 33163.715 | 7334.2778 | 0 | 4394.6034 | 44892.5962 | 65115.6532 | 65115.6532 | 17974.6992 | 83090.3524 | 83090.3524 | 0.54029 | 0.54029 | 8455.9504 | 8455.9504 | 5.309 | 96427.294 | 0.95245 | -779.5617 | High Bay Occupancy Sensors, Ceiling Mounted | Metal Products and Machinery | New
| ImiEgsld403 | 33163.715 | 7334.2778 | 0 | 4394.6034 | 44892.5962 | 65115.6532 | 65115.6532 | 17974.6992 | 83090.3524 | 83090.3524 | 0.54029 | 0.54029 | 8588.1126 | 8588.1126 | 5.2273 | 96427.294 | 0.96733 | -770.1157 | High Bay Occupancy Sensors, Ceiling Mounted | Miscellaneous Manufacturing | Existing
| ImiNgsld403 | 33163.715 | 7334.2778 | 0 | 4394.6034 | 44892.5962 | 65115.6532 | 65115.6532 | 17974.6992 | 83090.3524 | 83090.3524 | 0.54029 | 0.54029 | 8588.1126 | 8588.1126 | 5.2273 | 96427.294 | 0.96733 | -770.1157 | High Bay Occupancy Sensors, Ceiling Mounted | Miscellaneous Manufacturing | New
| IprEgsld403 | 33163.715 | 7334.2778 | 0 | 4394.6034 | 44892.5962 | 65115.6532 | 65115.6532 | 17974.6992 | 83090.3524 | 83090.3524 | 0.54029 | 0.54029 | 8455.9504 | 8455.9504 | 5.309 | 96427.294 | 0.95245 | -779.5617 | High Bay Occupancy Sensors, Ceiling Mounted | Primary Resources Industries | Existing
| IprNgsld403 | 33163.715 | 7334.2778 | 0 | 4394.6034 | 44892.5962 | 65115.6532 | 65115.6532 | 17974.6992 | 83090.3524 | 83090.3524 | 0.54029 | 0.54029 | 8455.9504 | 8455.9504 | 5.309 | 96427.294 | 0.95245 | -779.5617 | High Bay Occupancy Sensors, Ceiling Mounted | Primary Resources Industries | New
| IstEgsld403 | 33163.715 | 7334.2778 | 0 | 4394.6034 | 44892.5962 | 65115.6532 | 65115.6532 | 17974.6992 | 83090.3524 | 83090.3524 | 0.54029 | 0.54029 | 8455.9504 | 8455.9504 | 5.309 | 96427.294 | 0.95245 | -779.5617 | High Bay Occupancy Sensors, Ceiling Mounted | Stone/Clay/Glass/Concrete | Existing
| IstNgsld403 | 33163.715 | 7334.2778 | 0 | 4394.6034 | 44892.5962 | 65115.6532 | 65115.6532 | 17974.6992 | 83090.3524 | 83090.3524 | 0.54029 | 0.54029 | 8455.9504 | 8455.9504 | 5.309 | 96427.294 | 0.95245 | -779.5617 | High Bay Occupancy Sensors, Ceiling Mounted | Stone/Clay/Glass/Concrete | New
| IteEgsld403 | 33163.715 | 7334.2778 | 0 | 4394.6034 | 44892.5962 | 65115.6532 | 65115.6532 | 17974.6992 | 83090.3524 | 83090.3524 | 0.54029 | 0.54029 | 8455.9504 | 8455.9504 | 5.309 | 96427.294 | 0.95245 | -779.5617 | High Bay Occupancy Sensors, Ceiling Mounted | Textiles and Leather | Existing
| IteNgsld403 | 33163.715 | 7334.2778 | 0 | 4394.6034 | 44892.5962 | 65115.6532 | 65115.6532 | 17974.6992 | 83090.3524 | 83090.3524 | 0.54029 | 0.54029 | 8455.9504 | 8455.9504 | 5.309 | 96427.294 | 0.95245 | -779.5617 | High Bay Occupancy Sensors, Ceiling Mounted | Textiles and Leather | New
| ItrEgsld403 | 33163.715 | 7334.2778 | 0 | 4394.6034 | 44892.5962 | 65115.6532 | 65115.6532 | 17974.6992 | 83090.3524 | 83090.3524 | 0.54029 | 0.54029 | 8724.3738 | 8724.3738 | 5.1457 | 96427.294 | 0.98268 | -760.3767 | High Bay Occupancy Sensors, Ceiling Mounted | Transportation Equipment | Existing
| ItrNgsld403 | 33163.715 | 7334.2778 | 0 | 4394.6034 | 44892.5962 | 65115.6532 | 65115.6532 | 17974.6992 | 83090.3524 | 83090.3524 | 0.54029 | 0.54029 | 8724.3738 | 8724.3738 | 5.1457 | 96427.294 | 0.98268 | -760.3767 | High Bay Occupancy Sensors, Ceiling Mounted | Transportation Equipment | New
| IwaEgsld403 | 34241.0375 | 7367.8051 | 0 | 4567.6945 | 46176.5371 | 67389.7955 | 67389.7955 | 17974.6992 | 85364.4947 | 85364.4947 | 0.54093 | 0.54093 | 8751.2709 | 8751.2709 | 5.2766 | 99167.2245 | 0.96303 | -792.4408 | High Bay Occupancy Sensors, Ceiling Mounted | Water and Wastewater | Existing
| IwaNgsld403 | 34241.0375 | 7367.8051 | 0 | 4567.6945 | 46176.5371 | 67389.7955 | 67389.7955 | 17974.6992 | 85364.4947 | 85364.4947 | 0.54093 | 0.54093 | 8751.2709 | 8751.2709 | 5.2766 | 99167.2245 | 0.96303 | -792.4408 | High Bay Occupancy Sensors, Ceiling Mounted | Water and Wastewater | New
| IagEgsld404 | 33163.715 | 7334.2778 | 0 | 4394.6034 | 44892.5962 | 65115.6532 | 65115.6532 | 17974.6992 | 83090.3524 | 83090.3524 | 0.54029 | 0.54029 | 8571.4971 | 8571.4971 | 5.2374 | 96427.294 | 0.96546 | -771.3032 | Indoor daylight sensor | Agriculture and Assembly | Existing
| IagNgsld404 | 33163.715 | 7334.2778 | 0 | 4394.6034 | 44892.5962 | 65115.6532 | 65115.6532 | 17974.6992 | 83090.3524 | 83090.3524 | 0.54029 | 0.54029 | 8571.4971 | 8571.4971 | 5.2374 | 96427.294 | 0.96546 | -771.3032 | Indoor daylight sensor | Agriculture and Assembly | New
| IchEgsld404 | 33163.715 | 7334.2778 | 0 | 4394.6034 | 44892.5962 | 65115.6532 | 65115.6532 | 17974.6992 | 83090.3524 | 83090.3524 | 0.54029 | 0.54029 | 8571.4971 | 8571.4971 | 5.2374 | 96427.294 | 0.96546 | -771.3032 | Indoor daylight sensor | Chemicals and Plastics | Existing
| IchNgsld404 | 33163.715 | 7334.2778 | 0 | 4394.6034 | 44892.5962 | 65115.6532 | 65115.6532 | 17974.6992 | 83090.3524 | 83090.3524 | 0.54029 | 0.54029 | 8571.4971 | 8571.4971 | 5.2374 | 96427.294 | 0.96546 | -771.3032 | Indoor daylight sensor | Chemicals and Plastics | New
| IcoEgsld404 | 33163.715 | 7334.2778 | 0 | 4394.6034 | 44892.5962 | 65115.6532 | 65115.6532 | 17974.6992 | 83090.3524 | 83090.3524 | 0.54029 | 0.54029 | 8571.4971 | 8571.4971 | 5.2374 | 96427.294 | 0.96546 | -771.3032 | Indoor daylight sensor | Construction | Existing
| IcoNgsld404 | 33163.715 | 7334.2778 | 0 | 4394.6034 | 44892.5962 | 65115.6532 | 65115.6532 | 17974.6992 | 83090.3524 | 83090.3524 | 0.54029 | 0.54029 | 8571.4971 | 8571.4971 | 5.2374 | 96427.294 | 0.96546 | -771.3032 | Indoor daylight sensor | Construction | New
| IelEgsld404 | 33163.715 | 7334.2778 | 0 | 4394.6034 | 44892.5962 | 65115.6532 | 65115.6532 | 17974.6992 | 83090.3524 | 83090.3524 | 0.54029 | 0.54029 | 8571.4971 | 8571.4971 | 5.2374 | 96427.294 | 0.96546 | -771.3032 | Indoor daylight sensor | Electrical and Electronic Equip. | Existing
| IelNgsld404 | 33163.715 | 7334.2778 | 0 | 4394.6034 | 44892.5962 | 65115.6532 | 65115.6532 | 17974.6992 | 83090.3524 | 83090.3524 | 0.54029 | 0.54029 | 8571.4971 | 8571.4971 | 5.2374 | 96427.294 | 0.96546 | -771.3032 | Indoor daylight sensor | Electrical and Electronic Equip. | New
| IluEgsld404 | 33163.715 | 7334.2778 | 0 | 4394.6034 | 44892.5962 | 65115.6532 | 65115.6532 | 17974.6992 | 83090.3524 | 83090.3524 | 0.54029 | 0.54029 | 8913.3806 | 8913.3806 | 5.0365 | 96427.294 | 1.004 | -746.8678 | Indoor daylight sensor | Lumber/Furniture/Pulp/Paper | Existing
| IluNgsld404 | 33163.715 | 7334.2778 | 0 | 4394.6034 | 44892.5962 | 65115.6532 | 65115.6532 | 17974.6992 | 83090.3524 | 83090.3524 | 0.54029 | 0.54029 | 8913.3806 | 8913.3806 | 5.0365 | 96427.294 | 1.004 | -746.8678 | Indoor daylight sensor | Lumber/Furniture/Pulp/Paper | New
| ImeEgsld404 | 33163.715 | 7334.2778 | 0 | 4394.6034 | 44892.5962 | 65115.6532 | 65115.6532 | 17974.6992 | 83090.3524 | 83090.3524 | 0.54029 | 0.54029 | 8571.4971 | 8571.4971 | 5.2374 | 96427.294 | 0.96546 | -771.3032 | Indoor daylight sensor | Metal Products and Machinery | Existing
| ImeNgsld404 | 33163.715 | 7334.2778 | 0 | 4394.6034 | 44892.5962 | 65115.6532 | 65115.6532 | 17974.6992 | 83090.3524 | 83090.3524 | 0.54029 | 0.54029 | 8571.4971 | 8571.4971 | 5.2374 | 96427.294 | 0.96546 | -771.3032 | Indoor daylight sensor | Metal Products and Machinery | New
| ImiEgsld404 | 33163.715 | 7334.2778 | 0 | 4394.6034 | 44892.5962 | 65115.6532 | 65115.6532 | 17974.6992 | 83090.3524 | 83090.3524 | 0.54029 | 0.54029 | 8705.427 | 8705.427 | 5.1569 | 96427.294 | 0.98055 | -761.7308 | Indoor daylight sensor | Miscellaneous Manufacturing | Existing
| ImiNgsld404 | 33163.715 | 7334.2778 | 0 | 4394.6034 | 44892.5962 | 65115.6532 | 65115.6532 | 17974.6992 | 83090.3524 | 83090.3524 | 0.54029 | 0.54029 | 8705.427 | 8705.427 | 5.1569 | 96427.294 | 0.98055 | -761.7308 | Indoor daylight sensor | Miscellaneous Manufacturing | New
| IprEgsld404 | 33163.715 | 7334.2778 | 0 | 4394.6034 | 44892.5962 | 65115.6532 | 65115.6532 | 17974.6992 | 83090.3524 | 83090.3524 | 0.54029 | 0.54029 | 8571.4971 | 8571.4971 | 5.2374 | 96427.294 | 0.96546 | -771.3032 | Indoor daylight sensor | Primary Resources Industries | Existing
| IprNgsld404 | 33163.715 | 7334.2778 | 0 | 4394.6034 | 44892.5962 | 65115.6532 | 65115.6532 | 17974.6992 | 83090.3524 | 83090.3524 | 0.54029 | 0.54029 | 8571.4971 | 8571.4971 | 5.2374 | 96427.294 | 0.96546 | -771.3032 | Indoor daylight sensor | Primary Resources Industries | New
| IstEgsld404 | 33163.715 | 7334.2778 | 0 | 4394.6034 | 44892.5962 | 65115.6532 | 65115.6532 | 17974.6992 | 83090.3524 | 83090.3524 | 0.54029 | 0.54029 | 8571.4971 | 8571.4971 | 5.2374 | 96427.294 | 0.96546 | -771.3032 | Indoor daylight sensor | Stone/Clay/Glass/Concrete | Existing
| IstNgsld404 | 33163.715 | 7334.2778 | 0 | 4394.6034 | 44892.5962 | 65115.6532 | 65115.6532 | 17974.6992 | 83090.3524 | 83090.3524 | 0.54029 | 0.54029 | 8571.4971 | 8571.4971 | 5.2374 | 96427.294 | 0.96546 | -771.3032 | Indoor daylight sensor | Stone/Clay/Glass/Concrete | New
| IteEgsld404 | 33163.715 | 7334.2778 | 0 | 4394.6034 | 44892.5962 | 65115.6532 | 65115.6532 | 17974.6992 | 83090.3524 | 83090.3524 | 0.54029 | 0.54029 | 8571.4971 | 8571.4971 | 5.2374 | 96427.294 | 0.96546 | -771.3032 | Indoor daylight sensor | Textiles and Leather | Existing
| IteNgsld404 | 33163.715 | 7334.2778 | 0 | 4394.6034 | 44892.5962 | 65115.6532 | 65115.6532 | 17974.6992 | 83090.3524 | 83090.3524 | 0.54029 | 0.54029 | 8571.4971 | 8571.4971 | 5.2374 | 96427.294 | 0.96546 | -771.3032 | Indoor daylight sensor | Textiles and Leather | New
| ItrEgsld404 | 33163.715 | 7334.2778 | 0 | 4394.6034 | 44892.5962 | 65115.6532 | 65115.6532 | 17974.6992 | 83090.3524 | 83090.3524 | 0.54029 | 0.54029 | 8843.6087 | 8843.6087 | 5.0763 | 96427.294 | 0.99611 | -751.8546 | Indoor daylight sensor | Transportation Equipment | Existing
| ItrNgsld404 | 33163.715 | 7334.2778 | 0 | 4394.6034 | 44892.5962 | 65115.6532 | 65115.6532 | 17974.6992 | 83090.3524 | 83090.3524 | 0.54029 | 0.54029 | 8843.6087 | 8843.6087 | 5.0763 | 96427.294 | 0.99611 | -751.8546 | Indoor daylight sensor | Transportation Equipment | New
| IwaEgsld404 | 34241.0375 | 7367.8051 | 0 | 4567.6945 | 46176.5371 | 67389.7955 | 67389.7955 | 17974.6992 | 85364.4947 | 85364.4947 | 0.54093 | 0.54093 | 8870.8534 | 8870.8534 | 5.2054 | 99167.2245 | 0.97619 | -783.8938 | Indoor daylight sensor | Water and Wastewater | Existing
| IwaNgsld404 | 34241.0375 | 7367.8051 | 0 | 4567.6945 | 46176.5371 | 67389.7955 | 67389.7955 | 17974.6992 | 85364.4947 | 85364.4947 | 0.54093 | 0.54093 | 8870.8534 | 8870.8534 | 5.2054 | 99167.2245 | 0.97619 | -783.8938 | Indoor daylight sensor | Water and Wastewater | New
| IagEgsld405 | 33163.715 | 7334.2778 | 0 | 4394.6034 | 44892.5962 | 65115.6532 | 65115.6532 | 17974.6992 | 83090.3524 | 83090.3524 | 0.54029 | 0.54029 | 3429963.0747 | 3429963.0747 | 0.013088 | 96427.294 | 514.861 | 325320.6024 | Networked Lighting Controls | Agriculture and Assembly | Existing
| IagNgsld405 | 33163.715 | 7334.2778 | 0 | 4394.6034 | 44892.5962 | 65115.6532 | 65115.6532 | 17974.6992 | 83090.3524 | 83090.3524 | 0.54029 | 0.54029 | 3429963.0747 | 3429963.0747 | 0.013088 | 96427.294 | 514.861 | 325320.6024 | Networked Lighting Controls | Agriculture and Assembly | New
| IchEgsld405 | 33163.715 | 7334.2778 | 0 | 4394.6034 | 44892.5962 | 65115.6532 | 65115.6532 | 17974.6992 | 83090.3524 | 83090.3524 | 0.54029 | 0.54029 | 5196313.4562 | 5196313.4562 | 0.0086393 | 96427.294 | 780.0023 | 493565.7676 | Networked Lighting Controls | Chemicals and Plastics | Existing
| IchNgsld405 | 33163.715 | 7334.2778 | 0 | 4394.6034 | 44892.5962 | 65115.6532 | 65115.6532 | 17974.6992 | 83090.3524 | 83090.3524 | 0.54029 | 0.54029 | 5196313.4562 | 5196313.4562 | 0.0086393 | 96427.294 | 780.0023 | 493565.7676 | Networked Lighting Controls | Chemicals and Plastics | New
| IcoEgsld405 | 33163.715 | 7334.2778 | 0 | 4394.6034 | 44892.5962 | 65115.6532 | 65115.6532 | 17974.6992 | 83090.3524 | 83090.3524 | 0.54029 | 0.54029 | 1355258.7159 | 1355258.7159 | 0.033125 | 96427.294 | 203.4336 | 127704.678 | Networked Lighting Controls | Construction | Existing
| IcoNgsld405 | 33163.715 | 7334.2778 | 0 | 4394.6034 | 44892.5962 | 65115.6532 | 65115.6532 | 17974.6992 | 83090.3524 | 83090.3524 | 0.54029 | 0.54029 | 1355258.7159 | 1355258.7159 | 0.033125 | 96427.294 | 203.4336 | 127704.678 | Networked Lighting Controls | Construction | New
| IelEgsld405 | 33163.715 | 7334.2778 | 0 | 4394.6034 | 44892.5962 | 65115.6532 | 65115.6532 | 17974.6992 | 83090.3524 | 83090.3524 | 0.54029 | 0.54029 | 3633331.4997 | 3633331.4997 | 0.012356 | 96427.294 | 545.388 | 344691.4768 | Networked Lighting Controls | Electrical and Electronic Equip. | Existing
| IelNgsld405 | 33163.715 | 7334.2778 | 0 | 4394.6034 | 44892.5962 | 65115.6532 | 65115.6532 | 17974.6992 | 83090.3524 | 83090.3524 | 0.54029 | 0.54029 | 3633331.4997 | 3633331.4997 | 0.012356 | 96427.294 | 545.388 | 344691.4768 | Networked Lighting Controls | Electrical and Electronic Equip. | New
| IluEgsld405 | 33163.715 | 7334.2778 | 0 | 4394.6034 | 44892.5962 | 65115.6532 | 65115.6532 | 17974.6992 | 83090.3524 | 83090.3524 | 0.54029 | 0.54029 | 7454973.7069 | 7454973.7069 | 0.0060218 | 96427.294 | 1119.0426 | 708703.4933 | Networked Lighting Controls | Lumber/Furniture/Pulp/Paper | Existing
| IluNgsld405 | 33163.715 | 7334.2778 | 0 | 4394.6034 | 44892.5962 | 65115.6532 | 65115.6532 | 17974.6992 | 83090.3524 | 83090.3524 | 0.54029 | 0.54029 | 7454973.7069 | 7454973.7069 | 0.0060218 | 96427.294 | 1119.0426 | 708703.4933 | Networked Lighting Controls | Lumber/Furniture/Pulp/Paper | New
| ImeEgsld405 | 33163.715 | 7334.2778 | 0 | 4394.6034 | 44892.5962 | 65115.6532 | 65115.6532 | 17974.6992 | 83090.3524 | 83090.3524 | 0.54029 | 0.54029 | 2585162.3273 | 2585162.3273 | 0.017365 | 96427.294 | 388.0506 | 244853.1963 | Networked Lighting Controls | Metal Products and Machinery | Existing
| ImeNgsld405 | 33163.715 | 7334.2778 | 0 | 4394.6034 | 44892.5962 | 65115.6532 | 65115.6532 | 17974.6992 | 83090.3524 | 83090.3524 | 0.54029 | 0.54029 | 2585162.3273 | 2585162.3273 | 0.017365 | 96427.294 | 388.0506 | 244853.1963 | Networked Lighting Controls | Metal Products and Machinery | New
| ImiEgsld405 | 33163.715 | 7334.2778 | 0 | 4394.6034 | 44892.5962 | 65115.6532 | 65115.6532 | 17974.6992 | 83090.3524 | 83090.3524 | 0.54029 | 0.54029 | 1376434.6975 | 1376434.6975 | 0.032615 | 96427.294 | 206.6123 | 129721.6875 | Networked Lighting Controls | Miscellaneous Manufacturing | Existing
| ImiNgsld405 | 33163.715 | 7334.2778 | 0 | 4394.6034 | 44892.5962 | 65115.6532 | 65115.6532 | 17974.6992 | 83090.3524 | 83090.3524 | 0.54029 | 0.54029 | 1376434.6975 | 1376434.6975 | 0.032615 | 96427.294 | 206.6123 | 129721.6875 | Networked Lighting Controls | Miscellaneous Manufacturing | New
| IprEgsld405 | 33163.715 | 7334.2778 | 0 | 4394.6034 | 44892.5962 | 65115.6532 | 65115.6532 | 17974.6992 | 83090.3524 | 83090.3524 | 0.54029 | 0.54029 | 9482035.265 | 9482035.265 | 0.0047345 | 96427.294 | 1423.3184 | 901781.41 | Networked Lighting Controls | Primary Resources Industries | Existing
| IprNgsld405 | 33163.715 | 7334.2778 | 0 | 4394.6034 | 44892.5962 | 65115.6532 | 65115.6532 | 17974.6992 | 83090.3524 | 83090.3524 | 0.54029 | 0.54029 | 9482035.265 | 9482035.265 | 0.0047345 | 96427.294 | 1423.3184 | 901781.41 | Networked Lighting Controls | Primary Resources Industries | New
| IstEgsld405 | 33163.715 | 7334.2778 | 0 | 4394.6034 | 44892.5962 | 65115.6532 | 65115.6532 | 17974.6992 | 83090.3524 | 83090.3524 | 0.54029 | 0.54029 | 2332017.247 | 2332017.247 | 0.019251 | 96427.294 | 350.0518 | 220741.0741 | Networked Lighting Controls | Stone/Clay/Glass/Concrete | Existing
| IstNgsld405 | 33163.715 | 7334.2778 | 0 | 4394.6034 | 44892.5962 | 65115.6532 | 65115.6532 | 17974.6992 | 83090.3524 | 83090.3524 | 0.54029 | 0.54029 | 2332017.247 | 2332017.247 | 0.019251 | 96427.294 | 350.0518 | 220741.0741 | Networked Lighting Controls | Stone/Clay/Glass/Concrete | New
| IteEgsld405 | 33163.715 | 7334.2778 | 0 | 4394.6034 | 44892.5962 | 65115.6532 | 65115.6532 | 17974.6992 | 83090.3524 | 83090.3524 | 0.54029 | 0.54029 | 2728499.029 | 2728499.029 | 0.016453 | 96427.294 | 409.5664 | 258506.0277 | Networked Lighting Controls | Textiles and Leather | Existing
| IteNgsld405 | 33163.715 | 7334.2778 | 0 | 4394.6034 | 44892.5962 | 65115.6532 | 65115.6532 | 17974.6992 | 83090.3524 | 83090.3524 | 0.54029 | 0.54029 | 2728499.029 | 2728499.029 | 0.016453 | 96427.294 | 409.5664 | 258506.0277 | Networked Lighting Controls | Textiles and Leather | New
| ItrEgsld405 | 33163.715 | 7334.2778 | 0 | 4394.6034 | 44892.5962 | 65115.6532 | 65115.6532 | 17974.6992 | 83090.3524 | 83090.3524 | 0.54029 | 0.54029 | 8532317.6991 | 8532317.6991 | 0.0052615 | 96427.294 | 1280.7594 | 811320.7032 | Networked Lighting Controls | Transportation Equipment | Existing
| ItrNgsld405 | 33163.715 | 7334.2778 | 0 | 4394.6034 | 44892.5962 | 65115.6532 | 65115.6532 | 17974.6992 | 83090.3524 | 83090.3524 | 0.54029 | 0.54029 | 8532317.6991 | 8532317.6991 | 0.0052615 | 96427.294 | 1280.7594 | 811320.7032 | Networked Lighting Controls | Transportation Equipment | New
| IwaEgsld405 | 34241.0375 | 7367.8051 | 0 | 4567.6945 | 46176.5371 | 67389.7955 | 67389.7955 | 17974.6992 | 85364.4947 | 85364.4947 | 0.54093 | 0.54093 | 1402590.6575 | 1402590.6575 | 0.032922 | 99167.2245 | 205.6935 | 132179.0628 | Networked Lighting Controls | Water and Wastewater | Existing
| IwaNgsld405 | 34241.0375 | 7367.8051 | 0 | 4567.6945 | 46176.5371 | 67389.7955 | 67389.7955 | 17974.6992 | 85364.4947 | 85364.4947 | 0.54093 | 0.54093 | 1402590.6575 | 1402590.6575 | 0.032922 | 99167.2245 | 205.6935 | 132179.0628 | Networked Lighting Controls | Water and Wastewater | New
| IagEgsld406 | 33163.715 | 7334.2778 | 0 | 4394.6034 | 44892.5962 | 65115.6532 | 65115.6532 | 17974.6992 | 83090.3524 | 83090.3524 | 0.54029 | 0.54029 | 25294.3202 | 25294.3202 | 1.7748 | 96427.294 | 2.8491 | 423.9294 | Occupancy Sensors, Ceiling Mounted | Agriculture and Assembly | Existing
| IagNgsld406 | 33163.715 | 7334.2778 | 0 | 4394.6034 | 44892.5962 | 65115.6532 | 65115.6532 | 17974.6992 | 83090.3524 | 83090.3524 | 0.54029 | 0.54029 | 25294.3202 | 25294.3202 | 1.7748 | 96427.294 | 2.8491 | 423.9294 | Occupancy Sensors, Ceiling Mounted | Agriculture and Assembly | New
| IchEgsld406 | 33163.715 | 7334.2778 | 0 | 4394.6034 | 44892.5962 | 65115.6532 | 65115.6532 | 17974.6992 | 83090.3524 | 83090.3524 | 0.54029 | 0.54029 | 25294.3202 | 25294.3202 | 1.7748 | 96427.294 | 2.8491 | 423.9294 | Occupancy Sensors, Ceiling Mounted | Chemicals and Plastics | Existing
| IchNgsld406 | 33163.715 | 7334.2778 | 0 | 4394.6034 | 44892.5962 | 65115.6532 | 65115.6532 | 17974.6992 | 83090.3524 | 83090.3524 | 0.54029 | 0.54029 | 25294.3202 | 25294.3202 | 1.7748 | 96427.294 | 2.8491 | 423.9294 | Occupancy Sensors, Ceiling Mounted | Chemicals and Plastics | New
| IcoEgsld406 | 33163.715 | 7334.2778 | 0 | 4394.6034 | 44892.5962 | 65115.6532 | 65115.6532 | 17974.6992 | 83090.3524 | 83090.3524 | 0.54029 | 0.54029 | 25294.3202 | 25294.3202 | 1.7748 | 96427.294 | 2.8491 | 423.9294 | Occupancy Sensors, Ceiling Mounted | Construction | Existing
| IcoNgsld406 | 33163.715 | 7334.2778 | 0 | 4394.6034 | 44892.5962 | 65115.6532 | 65115.6532 | 17974.6992 | 83090.3524 | 83090.3524 | 0.54029 | 0.54029 | 25294.3202 | 25294.3202 | 1.7748 | 96427.294 | 2.8491 | 423.9294 | Occupancy Sensors, Ceiling Mounted | Construction | New
| IelEgsld406 | 33163.715 | 7334.2778 | 0 | 4394.6034 | 44892.5962 | 65115.6532 | 65115.6532 | 17974.6992 | 83090.3524 | 83090.3524 | 0.54029 | 0.54029 | 25294.3202 | 25294.3202 | 1.7748 | 96427.294 | 2.8491 | 423.9294 | Occupancy Sensors, Ceiling Mounted | Electrical and Electronic Equip. | Existing
| IelNgsld406 | 33163.715 | 7334.2778 | 0 | 4394.6034 | 44892.5962 | 65115.6532 | 65115.6532 | 17974.6992 | 83090.3524 | 83090.3524 | 0.54029 | 0.54029 | 25294.3202 | 25294.3202 | 1.7748 | 96427.294 | 2.8491 | 423.9294 | Occupancy Sensors, Ceiling Mounted | Electrical and Electronic Equip. | New
| IluEgsld406 | 33163.715 | 7334.2778 | 0 | 4394.6034 | 44892.5962 | 65115.6532 | 65115.6532 | 17974.6992 | 83090.3524 | 83090.3524 | 0.54029 | 0.54029 | 26303.2118 | 26303.2118 | 1.7067 | 96427.294 | 2.9627 | 496.038 | Occupancy Sensors, Ceiling Mounted | Lumber/Furniture/Pulp/Paper | Existing
| IluNgsld406 | 33163.715 | 7334.2778 | 0 | 4394.6034 | 44892.5962 | 65115.6532 | 65115.6532 | 17974.6992 | 83090.3524 | 83090.3524 | 0.54029 | 0.54029 | 26303.2118 | 26303.2118 | 1.7067 | 96427.294 | 2.9627 | 496.038 | Occupancy Sensors, Ceiling Mounted | Lumber/Furniture/Pulp/Paper | New
| ImeEgsld406 | 33163.715 | 7334.2778 | 0 | 4394.6034 | 44892.5962 | 65115.6532 | 65115.6532 | 17974.6992 | 83090.3524 | 83090.3524 | 0.54029 | 0.54029 | 25294.3202 | 25294.3202 | 1.7748 | 96427.294 | 2.8491 | 423.9294 | Occupancy Sensors, Ceiling Mounted | Metal Products and Machinery | Existing
| ImeNgsld406 | 33163.715 | 7334.2778 | 0 | 4394.6034 | 44892.5962 | 65115.6532 | 65115.6532 | 17974.6992 | 83090.3524 | 83090.3524 | 0.54029 | 0.54029 | 25294.3202 | 25294.3202 | 1.7748 | 96427.294 | 2.8491 | 423.9294 | Occupancy Sensors, Ceiling Mounted | Metal Products and Machinery | New
| ImiEgsld406 | 33163.715 | 7334.2778 | 0 | 4394.6034 | 44892.5962 | 65115.6532 | 65115.6532 | 17974.6992 | 83090.3524 | 83090.3524 | 0.54029 | 0.54029 | 25689.5446 | 25689.5446 | 1.7475 | 96427.294 | 2.8936 | 452.1773 | Occupancy Sensors, Ceiling Mounted | Miscellaneous Manufacturing | Existing
| ImiNgsld406 | 33163.715 | 7334.2778 | 0 | 4394.6034 | 44892.5962 | 65115.6532 | 65115.6532 | 17974.6992 | 83090.3524 | 83090.3524 | 0.54029 | 0.54029 | 25689.5446 | 25689.5446 | 1.7475 | 96427.294 | 2.8936 | 452.1773 | Occupancy Sensors, Ceiling Mounted | Miscellaneous Manufacturing | New
| IprEgsld406 | 33163.715 | 7334.2778 | 0 | 4394.6034 | 44892.5962 | 65115.6532 | 65115.6532 | 17974.6992 | 83090.3524 | 83090.3524 | 0.54029 | 0.54029 | 25294.3202 | 25294.3202 | 1.7748 | 96427.294 | 2.8491 | 423.9294 | Occupancy Sensors, Ceiling Mounted | Primary Resources Industries | Existing
| IprNgsld406 | 33163.715 | 7334.2778 | 0 | 4394.6034 | 44892.5962 | 65115.6532 | 65115.6532 | 17974.6992 | 83090.3524 | 83090.3524 | 0.54029 | 0.54029 | 25294.3202 | 25294.3202 | 1.7748 | 96427.294 | 2.8491 | 423.9294 | Occupancy Sensors, Ceiling Mounted | Primary Resources Industries | New
| IstEgsld406 | 33163.715 | 7334.2778 | 0 | 4394.6034 | 44892.5962 | 65115.6532 | 65115.6532 | 17974.6992 | 83090.3524 | 83090.3524 | 0.54029 | 0.54029 | 25294.3202 | 25294.3202 | 1.7748 | 96427.294 | 2.8491 | 423.9294 | Occupancy Sensors, Ceiling Mounted | Stone/Clay/Glass/Concrete | Existing
| IstNgsld406 | 33163.715 | 7334.2778 | 0 | 4394.6034 | 44892.5962 | 65115.6532 | 65115.6532 | 17974.6992 | 83090.3524 | 83090.3524 | 0.54029 | 0.54029 | 25294.3202 | 25294.3202 | 1.7748 | 96427.294 | 2.8491 | 423.9294 | Occupancy Sensors, Ceiling Mounted | Stone/Clay/Glass/Concrete | New
| IteEgsld406 | 33163.715 | 7334.2778 | 0 | 4394.6034 | 44892.5962 | 65115.6532 | 65115.6532 | 17974.6992 | 83090.3524 | 83090.3524 | 0.54029 | 0.54029 | 25294.3202 | 25294.3202 | 1.7748 | 96427.294 | 2.8491 | 423.9294 | Occupancy Sensors, Ceiling Mounted | Textiles and Leather | Existing
| IteNgsld406 | 33163.715 | 7334.2778 | 0 | 4394.6034 | 44892.5962 | 65115.6532 | 65115.6532 | 17974.6992 | 83090.3524 | 83090.3524 | 0.54029 | 0.54029 | 25294.3202 | 25294.3202 | 1.7748 | 96427.294 | 2.8491 | 423.9294 | Occupancy Sensors, Ceiling Mounted | Textiles and Leather | New
| ItrEgsld406 | 33163.715 | 7334.2778 | 0 | 4394.6034 | 44892.5962 | 65115.6532 | 65115.6532 | 17974.6992 | 83090.3524 | 83090.3524 | 0.54029 | 0.54029 | 26097.3153 | 26097.3153 | 1.7202 | 96427.294 | 2.9395 | 481.3219 | Occupancy Sensors, Ceiling Mounted | Transportation Equipment | Existing
| ItrNgsld406 | 33163.715 | 7334.2778 | 0 | 4394.6034 | 44892.5962 | 65115.6532 | 65115.6532 | 17974.6992 | 83090.3524 | 83090.3524 | 0.54029 | 0.54029 | 26097.3153 | 26097.3153 | 1.7202 | 96427.294 | 2.9395 | 481.3219 | Occupancy Sensors, Ceiling Mounted | Transportation Equipment | New
| IwaEgsld406 | 34241.0375 | 7367.8051 | 0 | 4567.6945 | 46176.5371 | 67389.7955 | 67389.7955 | 17974.6992 | 85364.4947 | 85364.4947 | 0.54093 | 0.54093 | 26177.7156 | 26177.7156 | 1.764 | 99167.2245 | 2.8807 | 453.0819 | Occupancy Sensors, Ceiling Mounted | Water and Wastewater | Existing
| IwaNgsld406 | 34241.0375 | 7367.8051 | 0 | 4567.6945 | 46176.5371 | 67389.7955 | 67389.7955 | 17974.6992 | 85364.4947 | 85364.4947 | 0.54093 | 0.54093 | 26177.7156 | 26177.7156 | 1.764 | 99167.2245 | 2.8807 | 453.0819 | Occupancy Sensors, Ceiling Mounted | Water and Wastewater | New
| IagEgsld407 | 33163.715 | 7334.2778 | 0 | 4394.6034 | 44892.5962 | 65115.6532 | 65115.6532 | 17974.6992 | 83090.3524 | 83090.3524 | 0.54029 | 0.54029 | 11096.1674 | 11096.1674 | 4.0458 | 96427.294 | 1.2498 | -590.8571 | Occupancy sensors, switch mounted | Agriculture and Assembly | Existing
| IagNgsld407 | 33163.715 | 7334.2778 | 0 | 4394.6034 | 44892.5962 | 65115.6532 | 65115.6532 | 17974.6992 | 83090.3524 | 83090.3524 | 0.54029 | 0.54029 | 11096.1674 | 11096.1674 | 4.0458 | 96427.294 | 1.2498 | -590.8571 | Occupancy sensors, switch mounted | Agriculture and Assembly | New
| IchEgsld407 | 33163.715 | 7334.2778 | 0 | 4394.6034 | 44892.5962 | 65115.6532 | 65115.6532 | 17974.6992 | 83090.3524 | 83090.3524 | 0.54029 | 0.54029 | 11096.1674 | 11096.1674 | 4.0458 | 96427.294 | 1.2498 | -590.8571 | Occupancy sensors, switch mounted | Chemicals and Plastics | Existing
| IchNgsld407 | 33163.715 | 7334.2778 | 0 | 4394.6034 | 44892.5962 | 65115.6532 | 65115.6532 | 17974.6992 | 83090.3524 | 83090.3524 | 0.54029 | 0.54029 | 11096.1674 | 11096.1674 | 4.0458 | 96427.294 | 1.2498 | -590.8571 | Occupancy sensors, switch mounted | Chemicals and Plastics | New
| IcoEgsld407 | 33163.715 | 7334.2778 | 0 | 4394.6034 | 44892.5962 | 65115.6532 | 65115.6532 | 17974.6992 | 83090.3524 | 83090.3524 | 0.54029 | 0.54029 | 11096.1674 | 11096.1674 | 4.0458 | 96427.294 | 1.2498 | -590.8571 | Occupancy sensors, switch mounted | Construction | Existing
| IcoNgsld407 | 33163.715 | 7334.2778 | 0 | 4394.6034 | 44892.5962 | 65115.6532 | 65115.6532 | 17974.6992 | 83090.3524 | 83090.3524 | 0.54029 | 0.54029 | 11096.1674 | 11096.1674 | 4.0458 | 96427.294 | 1.2498 | -590.8571 | Occupancy sensors, switch mounted | Construction | New
| IelEgsld407 | 33163.715 | 7334.2778 | 0 | 4394.6034 | 44892.5962 | 65115.6532 | 65115.6532 | 17974.6992 | 83090.3524 | 83090.3524 | 0.54029 | 0.54029 | 11096.1674 | 11096.1674 | 4.0458 | 96427.294 | 1.2498 | -590.8571 | Occupancy sensors, switch mounted | Electrical and Electronic Equip. | Existing
| IelNgsld407 | 33163.715 | 7334.2778 | 0 | 4394.6034 | 44892.5962 | 65115.6532 | 65115.6532 | 17974.6992 | 83090.3524 | 83090.3524 | 0.54029 | 0.54029 | 11096.1674 | 11096.1674 | 4.0458 | 96427.294 | 1.2498 | -590.8571 | Occupancy sensors, switch mounted | Electrical and Electronic Equip. | New
| IluEgsld407 | 33163.715 | 7334.2778 | 0 | 4394.6034 | 44892.5962 | 65115.6532 | 65115.6532 | 17974.6992 | 83090.3524 | 83090.3524 | 0.54029 | 0.54029 | 11538.7498 | 11538.7498 | 3.8906 | 96427.294 | 1.2997 | -559.2244 | Occupancy sensors, switch mounted | Lumber/Furniture/Pulp/Paper | Existing
| IluNgsld407 | 33163.715 | 7334.2778 | 0 | 4394.6034 | 44892.5962 | 65115.6532 | 65115.6532 | 17974.6992 | 83090.3524 | 83090.3524 | 0.54029 | 0.54029 | 11538.7498 | 11538.7498 | 3.8906 | 96427.294 | 1.2997 | -559.2244 | Occupancy sensors, switch mounted | Lumber/Furniture/Pulp/Paper | New
| ImeEgsld407 | 33163.715 | 7334.2778 | 0 | 4394.6034 | 44892.5962 | 65115.6532 | 65115.6532 | 17974.6992 | 83090.3524 | 83090.3524 | 0.54029 | 0.54029 | 11096.1674 | 11096.1674 | 4.0458 | 96427.294 | 1.2498 | -590.8571 | Occupancy sensors, switch mounted | Metal Products and Machinery | Existing
| ImeNgsld407 | 33163.715 | 7334.2778 | 0 | 4394.6034 | 44892.5962 | 65115.6532 | 65115.6532 | 17974.6992 | 83090.3524 | 83090.3524 | 0.54029 | 0.54029 | 11096.1674 | 11096.1674 | 4.0458 | 96427.294 | 1.2498 | -590.8571 | Occupancy sensors, switch mounted | Metal Products and Machinery | New
| ImiEgsld407 | 33163.715 | 7334.2778 | 0 | 4394.6034 | 44892.5962 | 65115.6532 | 65115.6532 | 17974.6992 | 83090.3524 | 83090.3524 | 0.54029 | 0.54029 | 11269.5451 | 11269.5451 | 3.9835 | 96427.294 | 1.2694 | -578.4653 | Occupancy sensors, switch mounted | Miscellaneous Manufacturing | Existing
| ImiNgsld407 | 33163.715 | 7334.2778 | 0 | 4394.6034 | 44892.5962 | 65115.6532 | 65115.6532 | 17974.6992 | 83090.3524 | 83090.3524 | 0.54029 | 0.54029 | 11269.5451 | 11269.5451 | 3.9835 | 96427.294 | 1.2694 | -578.4653 | Occupancy sensors, switch mounted | Miscellaneous Manufacturing | New
| IprEgsld407 | 33163.715 | 7334.2778 | 0 | 4394.6034 | 44892.5962 | 65115.6532 | 65115.6532 | 17974.6992 | 83090.3524 | 83090.3524 | 0.54029 | 0.54029 | 11096.1674 | 11096.1674 | 4.0458 | 96427.294 | 1.2498 | -590.8571 | Occupancy sensors, switch mounted | Primary Resources Industries | Existing
| IprNgsld407 | 33163.715 | 7334.2778 | 0 | 4394.6034 | 44892.5962 | 65115.6532 | 65115.6532 | 17974.6992 | 83090.3524 | 83090.3524 | 0.54029 | 0.54029 | 11096.1674 | 11096.1674 | 4.0458 | 96427.294 | 1.2498 | -590.8571 | Occupancy sensors, switch mounted | Primary Resources Industries | New
| IstEgsld407 | 33163.715 | 7334.2778 | 0 | 4394.6034 | 44892.5962 | 65115.6532 | 65115.6532 | 17974.6992 | 83090.3524 | 83090.3524 | 0.54029 | 0.54029 | 11096.1674 | 11096.1674 | 4.0458 | 96427.294 | 1.2498 | -590.8571 | Occupancy sensors, switch mounted | Stone/Clay/Glass/Concrete | Existing
| IstNgsld407 | 33163.715 | 7334.2778 | 0 | 4394.6034 | 44892.5962 | 65115.6532 | 65115.6532 | 17974.6992 | 83090.3524 | 83090.3524 | 0.54029 | 0.54029 | 11096.1674 | 11096.1674 | 4.0458 | 96427.294 | 1.2498 | -590.8571 | Occupancy sensors, switch mounted | Stone/Clay/Glass/Concrete | New
| IteEgsld407 | 33163.715 | 7334.2778 | 0 | 4394.6034 | 44892.5962 | 65115.6532 | 65115.6532 | 17974.6992 | 83090.3524 | 83090.3524 | 0.54029 | 0.54029 | 11096.1674 | 11096.1674 | 4.0458 | 96427.294 | 1.2498 | -590.8571 | Occupancy sensors, switch mounted | Textiles and Leather | Existing
| IteNgsld407 | 33163.715 | 7334.2778 | 0 | 4394.6034 | 44892.5962 | 65115.6532 | 65115.6532 | 17974.6992 | 83090.3524 | 83090.3524 | 0.54029 | 0.54029 | 11096.1674 | 11096.1674 | 4.0458 | 96427.294 | 1.2498 | -590.8571 | Occupancy sensors, switch mounted | Textiles and Leather | New
| ItrEgsld407 | 33163.715 | 7334.2778 | 0 | 4394.6034 | 44892.5962 | 65115.6532 | 65115.6532 | 17974.6992 | 83090.3524 | 83090.3524 | 0.54029 | 0.54029 | 11448.4265 | 11448.4265 | 3.9213 | 96427.294 | 1.2895 | -565.68 | Occupancy sensors, switch mounted | Transportation Equipment | Existing
| ItrNgsld407 | 33163.715 | 7334.2778 | 0 | 4394.6034 | 44892.5962 | 65115.6532 | 65115.6532 | 17974.6992 | 83090.3524 | 83090.3524 | 0.54029 | 0.54029 | 11448.4265 | 11448.4265 | 3.9213 | 96427.294 | 1.2895 | -565.68 | Occupancy sensors, switch mounted | Transportation Equipment | New
| IwaEgsld407 | 34241.0375 | 7367.8051 | 0 | 4567.6945 | 46176.5371 | 67389.7955 | 67389.7955 | 17974.6992 | 85364.4947 | 85364.4947 | 0.54093 | 0.54093 | 11483.6968 | 11483.6968 | 4.0211 | 99167.2245 | 1.2637 | -597.1457 | Occupancy sensors, switch mounted | Water and Wastewater | Existing
| IwaNgsld407 | 34241.0375 | 7367.8051 | 0 | 4567.6945 | 46176.5371 | 67389.7955 | 67389.7955 | 17974.6992 | 85364.4947 | 85364.4947 | 0.54093 | 0.54093 | 11483.6968 | 11483.6968 | 4.0211 | 99167.2245 | 1.2637 | -597.1457 | Occupancy sensors, switch mounted | Water and Wastewater | New
| IagEgsld408 | 33163.715 | 7334.2778 | 0 | 4394.6034 | 44892.5962 | 65115.6532 | 65115.6532 | 17974.6992 | 83090.3524 | 83090.3524 | 0.54029 | 0.54029 | 6034.3873 | 6034.3873 | 7.4395 | 96427.294 | 0.57379 | -1019.8395 | Time Clock Control | Agriculture and Assembly | Existing
| IagNgsld408 | 33163.715 | 7334.2778 | 0 | 4394.6034 | 44892.5962 | 65115.6532 | 65115.6532 | 17974.6992 | 83090.3524 | 83090.3524 | 0.54029 | 0.54029 | 6034.3873 | 6034.3873 | 7.4395 | 96427.294 | 0.57379 | -1019.8395 | Time Clock Control | Agriculture and Assembly | New
| IchEgsld408 | 33163.715 | 7334.2778 | 0 | 4394.6034 | 44892.5962 | 65115.6532 | 65115.6532 | 17974.6992 | 83090.3524 | 83090.3524 | 0.54029 | 0.54029 | 6034.3873 | 6034.3873 | 7.4395 | 96427.294 | 0.57379 | -1019.8395 | Time Clock Control | Chemicals and Plastics | Existing
| IchNgsld408 | 33163.715 | 7334.2778 | 0 | 4394.6034 | 44892.5962 | 65115.6532 | 65115.6532 | 17974.6992 | 83090.3524 | 83090.3524 | 0.54029 | 0.54029 | 6034.3873 | 6034.3873 | 7.4395 | 96427.294 | 0.57379 | -1019.8395 | Time Clock Control | Chemicals and Plastics | New
| IcoEgsld408 | 33163.715 | 7334.2778 | 0 | 4394.6034 | 44892.5962 | 65115.6532 | 65115.6532 | 17974.6992 | 83090.3524 | 83090.3524 | 0.54029 | 0.54029 | 6034.3873 | 6034.3873 | 7.4395 | 96427.294 | 0.57379 | -1019.8395 | Time Clock Control | Construction | Existing
| IcoNgsld408 | 33163.715 | 7334.2778 | 0 | 4394.6034 | 44892.5962 | 65115.6532 | 65115.6532 | 17974.6992 | 83090.3524 | 83090.3524 | 0.54029 | 0.54029 | 6034.3873 | 6034.3873 | 7.4395 | 96427.294 | 0.57379 | -1019.8395 | Time Clock Control | Construction | New
| IelEgsld408 | 33163.715 | 7334.2778 | 0 | 4394.6034 | 44892.5962 | 65115.6532 | 65115.6532 | 17974.6992 | 83090.3524 | 83090.3524 | 0.54029 | 0.54029 | 6034.3873 | 6034.3873 | 7.4395 | 96427.294 | 0.57379 | -1019.8395 | Time Clock Control | Electrical and Electronic Equip. | Existing
| IelNgsld408 | 33163.715 | 7334.2778 | 0 | 4394.6034 | 44892.5962 | 65115.6532 | 65115.6532 | 17974.6992 | 83090.3524 | 83090.3524 | 0.54029 | 0.54029 | 6034.3873 | 6034.3873 | 7.4395 | 96427.294 | 0.57379 | -1019.8395 | Time Clock Control | Electrical and Electronic Equip. | New
| IluEgsld408 | 33163.715 | 7334.2778 | 0 | 4394.6034 | 44892.5962 | 65115.6532 | 65115.6532 | 17974.6992 | 83090.3524 | 83090.3524 | 0.54029 | 0.54029 | 6275.0753 | 6275.0753 | 7.1541 | 96427.294 | 0.59667 | -1005.3172 | Time Clock Control | Lumber/Furniture/Pulp/Paper | Existing
| IluNgsld408 | 33163.715 | 7334.2778 | 0 | 4394.6034 | 44892.5962 | 65115.6532 | 65115.6532 | 17974.6992 | 83090.3524 | 83090.3524 | 0.54029 | 0.54029 | 6275.0753 | 6275.0753 | 7.1541 | 96427.294 | 0.59667 | -1005.3172 | Time Clock Control | Lumber/Furniture/Pulp/Paper | New
| ImeEgsld408 | 33163.715 | 7334.2778 | 0 | 4394.6034 | 44892.5962 | 65115.6532 | 65115.6532 | 17974.6992 | 83090.3524 | 83090.3524 | 0.54029 | 0.54029 | 6034.3873 | 6034.3873 | 7.4395 | 96427.294 | 0.57379 | -1019.8395 | Time Clock Control | Metal Products and Machinery | Existing
| ImeNgsld408 | 33163.715 | 7334.2778 | 0 | 4394.6034 | 44892.5962 | 65115.6532 | 65115.6532 | 17974.6992 | 83090.3524 | 83090.3524 | 0.54029 | 0.54029 | 6034.3873 | 6034.3873 | 7.4395 | 96427.294 | 0.57379 | -1019.8395 | Time Clock Control | Metal Products and Machinery | New
| ImiEgsld408 | 33163.715 | 7334.2778 | 0 | 4394.6034 | 44892.5962 | 65115.6532 | 65115.6532 | 17974.6992 | 83090.3524 | 83090.3524 | 0.54029 | 0.54029 | 6128.6746 | 6128.6746 | 7.325 | 96427.294 | 0.58275 | -1014.1505 | Time Clock Control | Miscellaneous Manufacturing | Existing
| ImiNgsld408 | 33163.715 | 7334.2778 | 0 | 4394.6034 | 44892.5962 | 65115.6532 | 65115.6532 | 17974.6992 | 83090.3524 | 83090.3524 | 0.54029 | 0.54029 | 6128.6746 | 6128.6746 | 7.325 | 96427.294 | 0.58275 | -1014.1505 | Time Clock Control | Miscellaneous Manufacturing | New
| IprEgsld408 | 33163.715 | 7334.2778 | 0 | 4394.6034 | 44892.5962 | 65115.6532 | 65115.6532 | 17974.6992 | 83090.3524 | 83090.3524 | 0.54029 | 0.54029 | 6034.3873 | 6034.3873 | 7.4395 | 96427.294 | 0.57379 | -1019.8395 | Time Clock Control | Primary Resources Industries | Existing
| IprNgsld408 | 33163.715 | 7334.2778 | 0 | 4394.6034 | 44892.5962 | 65115.6532 | 65115.6532 | 17974.6992 | 83090.3524 | 83090.3524 | 0.54029 | 0.54029 | 6034.3873 | 6034.3873 | 7.4395 | 96427.294 | 0.57379 | -1019.8395 | Time Clock Control | Primary Resources Industries | New
| IstEgsld408 | 33163.715 | 7334.2778 | 0 | 4394.6034 | 44892.5962 | 65115.6532 | 65115.6532 | 17974.6992 | 83090.3524 | 83090.3524 | 0.54029 | 0.54029 | 6034.3873 | 6034.3873 | 7.4395 | 96427.294 | 0.57379 | -1019.8395 | Time Clock Control | Stone/Clay/Glass/Concrete | Existing
| IstNgsld408 | 33163.715 | 7334.2778 | 0 | 4394.6034 | 44892.5962 | 65115.6532 | 65115.6532 | 17974.6992 | 83090.3524 | 83090.3524 | 0.54029 | 0.54029 | 6034.3873 | 6034.3873 | 7.4395 | 96427.294 | 0.57379 | -1019.8395 | Time Clock Control | Stone/Clay/Glass/Concrete | New
| IteEgsld408 | 33163.715 | 7334.2778 | 0 | 4394.6034 | 44892.5962 | 65115.6532 | 65115.6532 | 17974.6992 | 83090.3524 | 83090.3524 | 0.54029 | 0.54029 | 6034.3873 | 6034.3873 | 7.4395 | 96427.294 | 0.57379 | -1019.8395 | Time Clock Control | Textiles and Leather | Existing
| IteNgsld408 | 33163.715 | 7334.2778 | 0 | 4394.6034 | 44892.5962 | 65115.6532 | 65115.6532 | 17974.6992 | 83090.3524 | 83090.3524 | 0.54029 | 0.54029 | 6034.3873 | 6034.3873 | 7.4395 | 96427.294 | 0.57379 | -1019.8395 | Time Clock Control | Textiles and Leather | New
| ItrEgsld408 | 33163.715 | 7334.2778 | 0 | 4394.6034 | 44892.5962 | 65115.6532 | 65115.6532 | 17974.6992 | 83090.3524 | 83090.3524 | 0.54029 | 0.54029 | 6225.9552 | 6225.9552 | 7.2106 | 96427.294 | 0.592 | -1008.2809 | Time Clock Control | Transportation Equipment | Existing
| ItrNgsld408 | 33163.715 | 7334.2778 | 0 | 4394.6034 | 44892.5962 | 65115.6532 | 65115.6532 | 17974.6992 | 83090.3524 | 83090.3524 | 0.54029 | 0.54029 | 6225.9552 | 6225.9552 | 7.2106 | 96427.294 | 0.592 | -1008.2809 | Time Clock Control | Transportation Equipment | New
| IwaEgsld408 | 34241.0375 | 7367.8051 | 0 | 4567.6945 | 46176.5371 | 67389.7955 | 67389.7955 | 17974.6992 | 85364.4947 | 85364.4947 | 0.54093 | 0.54093 | 6245.1362 | 6245.1362 | 7.394 | 99167.2245 | 0.58016 | -1041.1102 | Time Clock Control | Water and Wastewater | Existing
| IwaNgsld408 | 34241.0375 | 7367.8051 | 0 | 4567.6945 | 46176.5371 | 67389.7955 | 67389.7955 | 17974.6992 | 85364.4947 | 85364.4947 | 0.54093 | 0.54093 | 6245.1362 | 6245.1362 | 7.394 | 99167.2245 | 0.58016 | -1041.1102 | Time Clock Control | Water and Wastewater | New
| IagNgsld409 | 33163.715 | 7334.2778 | 0 | 4394.6034 | 44892.5962 | 65115.6532 | 65115.6532 | 17974.6992 | 83090.3524 | 83090.3524 | 0.54029 | 0.54029 | 84205.4084 | 84205.4084 | 0.53313 | 96427.294 | 12.6398 | 6636.6434 | Efficient New Construction Lighting | Agriculture and Assembly | New
| IchNgsld409 | 33163.715 | 7334.2778 | 0 | 4394.6034 | 44892.5962 | 65115.6532 | 65115.6532 | 17974.6992 | 83090.3524 | 83090.3524 | 0.54029 | 0.54029 | 84205.4187 | 84205.4187 | 0.53313 | 96427.294 | 12.6398 | 6636.6443 | Efficient New Construction Lighting | Chemicals and Plastics | New
| IcoNgsld409 | 33163.715 | 7334.2778 | 0 | 4394.6034 | 44892.5962 | 65115.6532 | 65115.6532 | 17974.6992 | 83090.3524 | 83090.3524 | 0.54029 | 0.54029 | 84205.4135 | 84205.4135 | 0.53313 | 96427.294 | 12.6398 | 6636.6439 | Efficient New Construction Lighting | Construction | New
| IelNgsld409 | 33163.715 | 7334.2778 | 0 | 4394.6034 | 44892.5962 | 65115.6532 | 65115.6532 | 17974.6992 | 83090.3524 | 83090.3524 | 0.54029 | 0.54029 | 84205.4187 | 84205.4187 | 0.53313 | 96427.294 | 12.6398 | 6636.6445 | Efficient New Construction Lighting | Electrical and Electronic Equip. | New
| IluNgsld409 | 33163.715 | 7334.2778 | 0 | 4394.6034 | 44892.5962 | 65115.6532 | 65115.6532 | 17974.6992 | 83090.3524 | 83090.3524 | 0.54029 | 0.54029 | 87564.0344 | 87564.0344 | 0.51268 | 96427.294 | 13.144 | 6956.5536 | Efficient New Construction Lighting | Lumber/Furniture/Pulp/Paper | New
| ImeNgsld409 | 33163.715 | 7334.2778 | 0 | 4394.6034 | 44892.5962 | 65115.6532 | 65115.6532 | 17974.6992 | 83090.3524 | 83090.3524 | 0.54029 | 0.54029 | 84205.4084 | 84205.4084 | 0.53313 | 96427.294 | 12.6398 | 6636.6437 | Efficient New Construction Lighting | Metal Products and Machinery | New
| ImiNgsld409 | 33163.715 | 7334.2778 | 0 | 4394.6034 | 44892.5962 | 65115.6532 | 65115.6532 | 17974.6992 | 83090.3524 | 83090.3524 | 0.54029 | 0.54029 | 85521.1255 | 85521.1255 | 0.52493 | 96427.294 | 12.8373 | 6761.9657 | Efficient New Construction Lighting | Miscellaneous Manufacturing | New
| IprNgsld409 | 33163.715 | 7334.2778 | 0 | 4394.6034 | 44892.5962 | 65115.6532 | 65115.6532 | 17974.6992 | 83090.3524 | 83090.3524 | 0.54029 | 0.54029 | 84205.4187 | 84205.4187 | 0.53313 | 96427.294 | 12.6398 | 6636.6444 | Efficient New Construction Lighting | Primary Resources Industries | New
| IstNgsld409 | 33163.715 | 7334.2778 | 0 | 4394.6034 | 44892.5962 | 65115.6532 | 65115.6532 | 17974.6992 | 83090.3524 | 83090.3524 | 0.54029 | 0.54029 | 84205.4135 | 84205.4135 | 0.53313 | 96427.294 | 12.6398 | 6636.6443 | Efficient New Construction Lighting | Stone/Clay/Glass/Concrete | New
| IteNgsld409 | 33163.715 | 7334.2778 | 0 | 4394.6034 | 44892.5962 | 65115.6532 | 65115.6532 | 17974.6992 | 83090.3524 | 83090.3524 | 0.54029 | 0.54029 | 84205.4033 | 84205.4033 | 0.53313 | 96427.294 | 12.6398 | 6636.6433 | Efficient New Construction Lighting | Textiles and Leather | New
| ItrNgsld409 | 33163.715 | 7334.2778 | 0 | 4394.6034 | 44892.5962 | 65115.6532 | 65115.6532 | 17974.6992 | 83090.3524 | 83090.3524 | 0.54029 | 0.54029 | 112942.1804 | 112942.1804 | 0.39748 | 96427.294 | 16.9534 | 9373.826 | Efficient New Construction Lighting | Transportation Equipment | New
| IwaNgsld409 | 34241.0375 | 7367.8051 | 0 | 4567.6945 | 46176.5371 | 67389.7955 | 67389.7955 | 17974.6992 | 85364.4947 | 85364.4947 | 0.54093 | 0.54093 | 87146.2509 | 87146.2509 | 0.52987 | 99167.2245 | 12.7802 | 6882.7731 | Efficient New Construction Lighting | Water and Wastewater | New
| IagTgsld410 | 33163.715 | 7334.2778 | 0 | 4394.6034 | 44892.5962 | 65115.6532 | 65115.6532 | 17974.6992 | 83090.3524 | 83090.3524 | 0.54029 | 0.54029 | 1685.9343 | 1685.9343 | 26.6277 | 96427.294 | 0.10831 | -1315.2096 | Energy Star LED Directional Lamp | Agriculture and Assembly | Turnover
| IagNgsld410 | 33163.715 | 7334.2778 | 0 | 4394.6034 | 44892.5962 | 65115.6532 | 65115.6532 | 17974.6992 | 83090.3524 | 83090.3524 | 0.54029 | 0.54029 | 1685.9343 | 1685.9343 | 26.6277 | 96427.294 | 0.10831 | -1315.2096 | Energy Star LED Directional Lamp | Agriculture and Assembly | New
| IchTgsld410 | 33163.715 | 7334.2778 | 0 | 4394.6034 | 44892.5962 | 65115.6532 | 65115.6532 | 17974.6992 | 83090.3524 | 83090.3524 | 0.54029 | 0.54029 | 1685.9343 | 1685.9343 | 26.6277 | 96427.294 | 0.10831 | -1315.2096 | Energy Star LED Directional Lamp | Chemicals and Plastics | Turnover
| IchNgsld410 | 33163.715 | 7334.2778 | 0 | 4394.6034 | 44892.5962 | 65115.6532 | 65115.6532 | 17974.6992 | 83090.3524 | 83090.3524 | 0.54029 | 0.54029 | 1685.9343 | 1685.9343 | 26.6277 | 96427.294 | 0.10831 | -1315.2096 | Energy Star LED Directional Lamp | Chemicals and Plastics | New
| IcoTgsld410 | 33163.715 | 7334.2778 | 0 | 4394.6034 | 44892.5962 | 65115.6532 | 65115.6532 | 17974.6992 | 83090.3524 | 83090.3524 | 0.54029 | 0.54029 | 1685.9343 | 1685.9343 | 26.6277 | 96427.294 | 0.10831 | -1315.2096 | Energy Star LED Directional Lamp | Construction | Turnover
| IcoNgsld410 | 33163.715 | 7334.2778 | 0 | 4394.6034 | 44892.5962 | 65115.6532 | 65115.6532 | 17974.6992 | 83090.3524 | 83090.3524 | 0.54029 | 0.54029 | 1685.9343 | 1685.9343 | 26.6277 | 96427.294 | 0.10831 | -1315.2096 | Energy Star LED Directional Lamp | Construction | New
| IelTgsld410 | 33163.715 | 7334.2778 | 0 | 4394.6034 | 44892.5962 | 65115.6532 | 65115.6532 | 17974.6992 | 83090.3524 | 83090.3524 | 0.54029 | 0.54029 | 1685.9343 | 1685.9343 | 26.6277 | 96427.294 | 0.10831 | -1315.2096 | Energy Star LED Directional Lamp | Electrical and Electronic Equip. | Turnover
| IelNgsld410 | 33163.715 | 7334.2778 | 0 | 4394.6034 | 44892.5962 | 65115.6532 | 65115.6532 | 17974.6992 | 83090.3524 | 83090.3524 | 0.54029 | 0.54029 | 1685.9343 | 1685.9343 | 26.6277 | 96427.294 | 0.10831 | -1315.2096 | Energy Star LED Directional Lamp | Electrical and Electronic Equip. | New
| IluTgsld410 | 33163.715 | 7334.2778 | 0 | 4394.6034 | 44892.5962 | 65115.6532 | 65115.6532 | 17974.6992 | 83090.3524 | 83090.3524 | 0.54029 | 0.54029 | 1753.1691 | 1753.1691 | 25.6065 | 96427.294 | 0.11263 | -1312.4688 | Energy Star LED Directional Lamp | Lumber/Furniture/Pulp/Paper | Turnover
| IluNgsld410 | 33163.715 | 7334.2778 | 0 | 4394.6034 | 44892.5962 | 65115.6532 | 65115.6532 | 17974.6992 | 83090.3524 | 83090.3524 | 0.54029 | 0.54029 | 1753.1691 | 1753.1691 | 25.6065 | 96427.294 | 0.11263 | -1312.4688 | Energy Star LED Directional Lamp | Lumber/Furniture/Pulp/Paper | New
| ImeTgsld410 | 33163.715 | 7334.2778 | 0 | 4394.6034 | 44892.5962 | 65115.6532 | 65115.6532 | 17974.6992 | 83090.3524 | 83090.3524 | 0.54029 | 0.54029 | 1685.9343 | 1685.9343 | 26.6277 | 96427.294 | 0.10831 | -1315.2096 | Energy Star LED Directional Lamp | Metal Products and Machinery | Turnover
| ImeNgsld410 | 33163.715 | 7334.2778 | 0 | 4394.6034 | 44892.5962 | 65115.6532 | 65115.6532 | 17974.6992 | 83090.3524 | 83090.3524 | 0.54029 | 0.54029 | 1685.9343 | 1685.9343 | 26.6277 | 96427.294 | 0.10831 | -1315.2096 | Energy Star LED Directional Lamp | Metal Products and Machinery | New
| ImiTgsld410 | 33163.715 | 7334.2778 | 0 | 4394.6034 | 44892.5962 | 65115.6532 | 65115.6532 | 17974.6992 | 83090.3524 | 83090.3524 | 0.54029 | 0.54029 | 1712.3055 | 1712.3055 | 26.2176 | 96427.294 | 0.11 | -1314.1346 | Energy Star LED Directional Lamp | Miscellaneous Manufacturing | Turnover
| ImiNgsld410 | 33163.715 | 7334.2778 | 0 | 4394.6034 | 44892.5962 | 65115.6532 | 65115.6532 | 17974.6992 | 83090.3524 | 83090.3524 | 0.54029 | 0.54029 | 1712.3055 | 1712.3055 | 26.2176 | 96427.294 | 0.11 | -1314.1346 | Energy Star LED Directional Lamp | Miscellaneous Manufacturing | New
| IprTgsld410 | 33163.715 | 7334.2778 | 0 | 4394.6034 | 44892.5962 | 65115.6532 | 65115.6532 | 17974.6992 | 83090.3524 | 83090.3524 | 0.54029 | 0.54029 | 1685.9343 | 1685.9343 | 26.6277 | 96427.294 | 0.10831 | -1315.2096 | Energy Star LED Directional Lamp | Primary Resources Industries | Turnover
| IprNgsld410 | 33163.715 | 7334.2778 | 0 | 4394.6034 | 44892.5962 | 65115.6532 | 65115.6532 | 17974.6992 | 83090.3524 | 83090.3524 | 0.54029 | 0.54029 | 1685.9343 | 1685.9343 | 26.6277 | 96427.294 | 0.10831 | -1315.2096 | Energy Star LED Directional Lamp | Primary Resources Industries | New
| IstTgsld410 | 33163.715 | 7334.2778 | 0 | 4394.6034 | 44892.5962 | 65115.6532 | 65115.6532 | 17974.6992 | 83090.3524 | 83090.3524 | 0.54029 | 0.54029 | 1685.9343 | 1685.9343 | 26.6277 | 96427.294 | 0.10831 | -1315.2096 | Energy Star LED Directional Lamp | Stone/Clay/Glass/Concrete | Turnover
| IstNgsld410 | 33163.715 | 7334.2778 | 0 | 4394.6034 | 44892.5962 | 65115.6532 | 65115.6532 | 17974.6992 | 83090.3524 | 83090.3524 | 0.54029 | 0.54029 | 1685.9343 | 1685.9343 | 26.6277 | 96427.294 | 0.10831 | -1315.2096 | Energy Star LED Directional Lamp | Stone/Clay/Glass/Concrete | New
| IteTgsld410 | 33163.715 | 7334.2778 | 0 | 4394.6034 | 44892.5962 | 65115.6532 | 65115.6532 | 17974.6992 | 83090.3524 | 83090.3524 | 0.54029 | 0.54029 | 1685.9343 | 1685.9343 | 26.6277 | 96427.294 | 0.10831 | -1315.2096 | Energy Star LED Directional Lamp | Textiles and Leather | Turnover
| IteNgsld410 | 33163.715 | 7334.2778 | 0 | 4394.6034 | 44892.5962 | 65115.6532 | 65115.6532 | 17974.6992 | 83090.3524 | 83090.3524 | 0.54029 | 0.54029 | 1685.9343 | 1685.9343 | 26.6277 | 96427.294 | 0.10831 | -1315.2096 | Energy Star LED Directional Lamp | Textiles and Leather | New
| ItrTgsld410 | 33163.715 | 7334.2778 | 0 | 4394.6034 | 44892.5962 | 65115.6532 | 65115.6532 | 17974.6992 | 83090.3524 | 83090.3524 | 0.54029 | 0.54029 | 1739.4239 | 1739.4239 | 25.8089 | 96427.294 | 0.11174 | -1313.0291 | Energy Star LED Directional Lamp | Transportation Equipment | Turnover
| ItrNgsld410 | 33163.715 | 7334.2778 | 0 | 4394.6034 | 44892.5962 | 65115.6532 | 65115.6532 | 17974.6992 | 83090.3524 | 83090.3524 | 0.54029 | 0.54029 | 1739.4239 | 1739.4239 | 25.8089 | 96427.294 | 0.11174 | -1313.0291 | Energy Star LED Directional Lamp | Transportation Equipment | New
| IwaTgsld410 | 33163.715 | 7334.2778 | 0 | 4394.6034 | 44892.5962 | 65115.6532 | 65115.6532 | 17974.6992 | 83090.3524 | 83090.3524 | 0.54029 | 0.54029 | 1685.9343 | 1685.9343 | 26.6277 | 96427.294 | 0.10831 | -1315.2096 | Energy Star LED Directional Lamp | Water and Wastewater | Turnover
| IwaNgsld410 | 33163.715 | 7334.2778 | 0 | 4394.6034 | 44892.5962 | 65115.6532 | 65115.6532 | 17974.6992 | 83090.3524 | 83090.3524 | 0.54029 | 0.54029 | 1685.9343 | 1685.9343 | 26.6277 | 96427.294 | 0.10831 | -1315.2096 | Energy Star LED Directional Lamp | Water and Wastewater | New
| IagTgsld411 | 33163.715 | 7334.2778 | 0 | 4394.6034 | 44892.5962 | 65115.6532 | 65115.6532 | 17974.6992 | 83090.3524 | 83090.3524 | 0.54029 | 0.54029 | 39086.2274 | 39086.2274 | 1.1486 | 96427.294 | 4.4025 | 1409.6803 | Indoor Agriculture - LED Grow Lights | Agriculture and Assembly | Turnover
| IagNgsld411 | 33163.715 | 7334.2778 | 0 | 4394.6034 | 44892.5962 | 65115.6532 | 65115.6532 | 17974.6992 | 83090.3524 | 83090.3524 | 0.54029 | 0.54029 | 39086.2274 | 39086.2274 | 1.1486 | 96427.294 | 4.4025 | 1409.6803 | Indoor Agriculture - LED Grow Lights | Agriculture and Assembly | New
| IagTgsld412 | 33163.715 | 7334.2778 | 0 | 4394.6034 | 44892.5962 | 65115.6532 | 65115.6532 | 17974.6992 | 83090.3524 | 83090.3524 | 0.54029 | 0.54029 | 2274.2619 | 2274.2619 | 19.7394 | 96427.294 | 0.25616 | -1221.3864 | LED - 14W_CFL Baseline | Agriculture and Assembly | Turnover
| IagNgsld412 | 33163.715 | 7334.2778 | 0 | 4394.6034 | 44892.5962 | 65115.6532 | 65115.6532 | 17974.6992 | 83090.3524 | 83090.3524 | 0.54029 | 0.54029 | 2274.2619 | 2274.2619 | 19.7394 | 96427.294 | 0.25616 | -1221.3864 | LED - 14W_CFL Baseline | Agriculture and Assembly | New
| IchTgsld412 | 33163.715 | 7334.2778 | 0 | 4394.6034 | 44892.5962 | 65115.6532 | 65115.6532 | 17974.6992 | 83090.3524 | 83090.3524 | 0.54029 | 0.54029 | 2274.2619 | 2274.2619 | 19.7394 | 96427.294 | 0.25616 | -1221.3864 | LED - 14W_CFL Baseline | Chemicals and Plastics | Turnover
| IchNgsld412 | 33163.715 | 7334.2778 | 0 | 4394.6034 | 44892.5962 | 65115.6532 | 65115.6532 | 17974.6992 | 83090.3524 | 83090.3524 | 0.54029 | 0.54029 | 2274.2619 | 2274.2619 | 19.7394 | 96427.294 | 0.25616 | -1221.3864 | LED - 14W_CFL Baseline | Chemicals and Plastics | New
| IcoTgsld412 | 33163.715 | 7334.2778 | 0 | 4394.6034 | 44892.5962 | 65115.6532 | 65115.6532 | 17974.6992 | 83090.3524 | 83090.3524 | 0.54029 | 0.54029 | 2274.2619 | 2274.2619 | 19.7394 | 96427.294 | 0.25616 | -1221.3864 | LED - 14W_CFL Baseline | Construction | Turnover
| IcoNgsld412 | 33163.715 | 7334.2778 | 0 | 4394.6034 | 44892.5962 | 65115.6532 | 65115.6532 | 17974.6992 | 83090.3524 | 83090.3524 | 0.54029 | 0.54029 | 2274.2619 | 2274.2619 | 19.7394 | 96427.294 | 0.25616 | -1221.3864 | LED - 14W_CFL Baseline | Construction | New
| IelTgsld412 | 33163.715 | 7334.2778 | 0 | 4394.6034 | 44892.5962 | 65115.6532 | 65115.6532 | 17974.6992 | 83090.3524 | 83090.3524 | 0.54029 | 0.54029 | 2274.2619 | 2274.2619 | 19.7394 | 96427.294 | 0.25616 | -1221.3864 | LED - 14W_CFL Baseline | Electrical and Electronic Equip. | Turnover
| IelNgsld412 | 33163.715 | 7334.2778 | 0 | 4394.6034 | 44892.5962 | 65115.6532 | 65115.6532 | 17974.6992 | 83090.3524 | 83090.3524 | 0.54029 | 0.54029 | 2274.2619 | 2274.2619 | 19.7394 | 96427.294 | 0.25616 | -1221.3864 | LED - 14W_CFL Baseline | Electrical and Electronic Equip. | New
| IluTgsld412 | 33163.715 | 7334.2778 | 0 | 4394.6034 | 44892.5962 | 65115.6532 | 65115.6532 | 17974.6992 | 83090.3524 | 83090.3524 | 0.54029 | 0.54029 | 2365.0773 | 2365.0773 | 18.9814 | 96427.294 | 0.26639 | -1214.8955 | LED - 14W_CFL Baseline | Lumber/Furniture/Pulp/Paper | Turnover
| IluNgsld412 | 33163.715 | 7334.2778 | 0 | 4394.6034 | 44892.5962 | 65115.6532 | 65115.6532 | 17974.6992 | 83090.3524 | 83090.3524 | 0.54029 | 0.54029 | 2365.0773 | 2365.0773 | 18.9814 | 96427.294 | 0.26639 | -1214.8955 | LED - 14W_CFL Baseline | Lumber/Furniture/Pulp/Paper | New
| ImeTgsld412 | 33163.715 | 7334.2778 | 0 | 4394.6034 | 44892.5962 | 65115.6532 | 65115.6532 | 17974.6992 | 83090.3524 | 83090.3524 | 0.54029 | 0.54029 | 2274.2619 | 2274.2619 | 19.7394 | 96427.294 | 0.25616 | -1221.3864 | LED - 14W_CFL Baseline | Metal Products and Machinery | Turnover
| ImeNgsld412 | 33163.715 | 7334.2778 | 0 | 4394.6034 | 44892.5962 | 65115.6532 | 65115.6532 | 17974.6992 | 83090.3524 | 83090.3524 | 0.54029 | 0.54029 | 2274.2619 | 2274.2619 | 19.7394 | 96427.294 | 0.25616 | -1221.3864 | LED - 14W_CFL Baseline | Metal Products and Machinery | New
| ImiTgsld412 | 33163.715 | 7334.2778 | 0 | 4394.6034 | 44892.5962 | 65115.6532 | 65115.6532 | 17974.6992 | 83090.3524 | 83090.3524 | 0.54029 | 0.54029 | 2309.9576 | 2309.9576 | 19.4344 | 96427.294 | 0.26018 | -1218.8351 | LED - 14W_CFL Baseline | Miscellaneous Manufacturing | Turnover
| ImiNgsld412 | 33163.715 | 7334.2778 | 0 | 4394.6034 | 44892.5962 | 65115.6532 | 65115.6532 | 17974.6992 | 83090.3524 | 83090.3524 | 0.54029 | 0.54029 | 2309.9576 | 2309.9576 | 19.4344 | 96427.294 | 0.26018 | -1218.8351 | LED - 14W_CFL Baseline | Miscellaneous Manufacturing | New
| IprTgsld412 | 33163.715 | 7334.2778 | 0 | 4394.6034 | 44892.5962 | 65115.6532 | 65115.6532 | 17974.6992 | 83090.3524 | 83090.3524 | 0.54029 | 0.54029 | 2274.2619 | 2274.2619 | 19.7394 | 96427.294 | 0.25616 | -1221.3864 | LED - 14W_CFL Baseline | Primary Resources Industries | Turnover
| IprNgsld412 | 33163.715 | 7334.2778 | 0 | 4394.6034 | 44892.5962 | 65115.6532 | 65115.6532 | 17974.6992 | 83090.3524 | 83090.3524 | 0.54029 | 0.54029 | 2274.2619 | 2274.2619 | 19.7394 | 96427.294 | 0.25616 | -1221.3864 | LED - 14W_CFL Baseline | Primary Resources Industries | New
| IstTgsld412 | 33163.715 | 7334.2778 | 0 | 4394.6034 | 44892.5962 | 65115.6532 | 65115.6532 | 17974.6992 | 83090.3524 | 83090.3524 | 0.54029 | 0.54029 | 2274.2619 | 2274.2619 | 19.7394 | 96427.294 | 0.25616 | -1221.3864 | LED - 14W_CFL Baseline | Stone/Clay/Glass/Concrete | Turnover
| IstNgsld412 | 33163.715 | 7334.2778 | 0 | 4394.6034 | 44892.5962 | 65115.6532 | 65115.6532 | 17974.6992 | 83090.3524 | 83090.3524 | 0.54029 | 0.54029 | 2274.2619 | 2274.2619 | 19.7394 | 96427.294 | 0.25616 | -1221.3864 | LED - 14W_CFL Baseline | Stone/Clay/Glass/Concrete | New
| IteTgsld412 | 33163.715 | 7334.2778 | 0 | 4394.6034 | 44892.5962 | 65115.6532 | 65115.6532 | 17974.6992 | 83090.3524 | 83090.3524 | 0.54029 | 0.54029 | 2274.2619 | 2274.2619 | 19.7394 | 96427.294 | 0.25616 | -1221.3864 | LED - 14W_CFL Baseline | Textiles and Leather | Turnover
| IteNgsld412 | 33163.715 | 7334.2778 | 0 | 4394.6034 | 44892.5962 | 65115.6532 | 65115.6532 | 17974.6992 | 83090.3524 | 83090.3524 | 0.54029 | 0.54029 | 2274.2619 | 2274.2619 | 19.7394 | 96427.294 | 0.25616 | -1221.3864 | LED - 14W_CFL Baseline | Textiles and Leather | New
| ItrTgsld412 | 33163.715 | 7334.2778 | 0 | 4394.6034 | 44892.5962 | 65115.6532 | 65115.6532 | 17974.6992 | 83090.3524 | 83090.3524 | 0.54029 | 0.54029 | 2346.7921 | 2346.7921 | 19.1293 | 96427.294 | 0.26433 | -1216.2024 | LED - 14W_CFL Baseline | Transportation Equipment | Turnover
| ItrNgsld412 | 33163.715 | 7334.2778 | 0 | 4394.6034 | 44892.5962 | 65115.6532 | 65115.6532 | 17974.6992 | 83090.3524 | 83090.3524 | 0.54029 | 0.54029 | 2346.7921 | 2346.7921 | 19.1293 | 96427.294 | 0.26433 | -1216.2024 | LED - 14W_CFL Baseline | Transportation Equipment | New
| IwaTgsld412 | 33163.715 | 7334.2778 | 0 | 4394.6034 | 44892.5962 | 65115.6532 | 65115.6532 | 17974.6992 | 83090.3524 | 83090.3524 | 0.54029 | 0.54029 | 2274.2619 | 2274.2619 | 19.7394 | 96427.294 | 0.25616 | -1221.3864 | LED - 14W_CFL Baseline | Water and Wastewater | Turnover
| IwaNgsld412 | 33163.715 | 7334.2778 | 0 | 4394.6034 | 44892.5962 | 65115.6532 | 65115.6532 | 17974.6992 | 83090.3524 | 83090.3524 | 0.54029 | 0.54029 | 2274.2619 | 2274.2619 | 19.7394 | 96427.294 | 0.25616 | -1221.3864 | LED - 14W_CFL Baseline | Water and Wastewater | New
| IagTgsld413 | 33163.715 | 7334.2778 | 0 | 4394.6034 | 44892.5962 | 65115.6532 | 65115.6532 | 17974.6992 | 83090.3524 | 83090.3524 | 0.54029 | 0.54029 | 79779.6478 | 79779.6478 | 0.56271 | 96427.294 | 9.6735 | 4754.3954 | LED Display Lighting (Interior) | Agriculture and Assembly | Turnover
| IagNgsld413 | 33163.715 | 7334.2778 | 0 | 4394.6034 | 44892.5962 | 65115.6532 | 65115.6532 | 17974.6992 | 83090.3524 | 83090.3524 | 0.54029 | 0.54029 | 79779.6478 | 79779.6478 | 0.56271 | 96427.294 | 9.6735 | 4754.3954 | LED Display Lighting (Interior) | Agriculture and Assembly | New
| IchTgsld413 | 33163.715 | 7334.2778 | 0 | 4394.6034 | 44892.5962 | 65115.6532 | 65115.6532 | 17974.6992 | 83090.3524 | 83090.3524 | 0.54029 | 0.54029 | 79779.6478 | 79779.6478 | 0.56271 | 96427.294 | 9.6735 | 4754.3954 | LED Display Lighting (Interior) | Chemicals and Plastics | Turnover
| IchNgsld413 | 33163.715 | 7334.2778 | 0 | 4394.6034 | 44892.5962 | 65115.6532 | 65115.6532 | 17974.6992 | 83090.3524 | 83090.3524 | 0.54029 | 0.54029 | 79779.6478 | 79779.6478 | 0.56271 | 96427.294 | 9.6735 | 4754.3954 | LED Display Lighting (Interior) | Chemicals and Plastics | New
| IcoTgsld413 | 33163.715 | 7334.2778 | 0 | 4394.6034 | 44892.5962 | 65115.6532 | 65115.6532 | 17974.6992 | 83090.3524 | 83090.3524 | 0.54029 | 0.54029 | 79779.6478 | 79779.6478 | 0.56271 | 96427.294 | 9.6735 | 4754.3954 | LED Display Lighting (Interior) | Construction | Turnover
| IcoNgsld413 | 33163.715 | 7334.2778 | 0 | 4394.6034 | 44892.5962 | 65115.6532 | 65115.6532 | 17974.6992 | 83090.3524 | 83090.3524 | 0.54029 | 0.54029 | 79779.6478 | 79779.6478 | 0.56271 | 96427.294 | 9.6735 | 4754.3954 | LED Display Lighting (Interior) | Construction | New
| IelTgsld413 | 33163.715 | 7334.2778 | 0 | 4394.6034 | 44892.5962 | 65115.6532 | 65115.6532 | 17974.6992 | 83090.3524 | 83090.3524 | 0.54029 | 0.54029 | 79779.6478 | 79779.6478 | 0.56271 | 96427.294 | 9.6735 | 4754.3954 | LED Display Lighting (Interior) | Electrical and Electronic Equip. | Turnover
| IelNgsld413 | 33163.715 | 7334.2778 | 0 | 4394.6034 | 44892.5962 | 65115.6532 | 65115.6532 | 17974.6992 | 83090.3524 | 83090.3524 | 0.54029 | 0.54029 | 79779.6478 | 79779.6478 | 0.56271 | 96427.294 | 9.6735 | 4754.3954 | LED Display Lighting (Interior) | Electrical and Electronic Equip. | New
| IluTgsld413 | 33163.715 | 7334.2778 | 0 | 4394.6034 | 44892.5962 | 65115.6532 | 65115.6532 | 17974.6992 | 83090.3524 | 83090.3524 | 0.54029 | 0.54029 | 82961.7393 | 82961.7393 | 0.54112 | 96427.294 | 10.0594 | 4999.2291 | LED Display Lighting (Interior) | Lumber/Furniture/Pulp/Paper | Turnover
| IluNgsld413 | 33163.715 | 7334.2778 | 0 | 4394.6034 | 44892.5962 | 65115.6532 | 65115.6532 | 17974.6992 | 83090.3524 | 83090.3524 | 0.54029 | 0.54029 | 82961.7393 | 82961.7393 | 0.54112 | 96427.294 | 10.0594 | 4999.2291 | LED Display Lighting (Interior) | Lumber/Furniture/Pulp/Paper | New
| ImeTgsld413 | 33163.715 | 7334.2778 | 0 | 4394.6034 | 44892.5962 | 65115.6532 | 65115.6532 | 17974.6992 | 83090.3524 | 83090.3524 | 0.54029 | 0.54029 | 79779.6478 | 79779.6478 | 0.56271 | 96427.294 | 9.6735 | 4754.3954 | LED Display Lighting (Interior) | Metal Products and Machinery | Turnover
| ImeNgsld413 | 33163.715 | 7334.2778 | 0 | 4394.6034 | 44892.5962 | 65115.6532 | 65115.6532 | 17974.6992 | 83090.3524 | 83090.3524 | 0.54029 | 0.54029 | 79779.6478 | 79779.6478 | 0.56271 | 96427.294 | 9.6735 | 4754.3954 | LED Display Lighting (Interior) | Metal Products and Machinery | New
| ImiTgsld413 | 33163.715 | 7334.2778 | 0 | 4394.6034 | 44892.5962 | 65115.6532 | 65115.6532 | 17974.6992 | 83090.3524 | 83090.3524 | 0.54029 | 0.54029 | 81026.2011 | 81026.2011 | 0.55405 | 96427.294 | 9.8247 | 4850.3068 | LED Display Lighting (Interior) | Miscellaneous Manufacturing | Turnover
| ImiNgsld413 | 33163.715 | 7334.2778 | 0 | 4394.6034 | 44892.5962 | 65115.6532 | 65115.6532 | 17974.6992 | 83090.3524 | 83090.3524 | 0.54029 | 0.54029 | 81026.2011 | 81026.2011 | 0.55405 | 96427.294 | 9.8247 | 4850.3068 | LED Display Lighting (Interior) | Miscellaneous Manufacturing | New
| IprTgsld413 | 33163.715 | 7334.2778 | 0 | 4394.6034 | 44892.5962 | 65115.6532 | 65115.6532 | 17974.6992 | 83090.3524 | 83090.3524 | 0.54029 | 0.54029 | 79779.6478 | 79779.6478 | 0.56271 | 96427.294 | 9.6735 | 4754.3954 | LED Display Lighting (Interior) | Primary Resources Industries | Turnover
| IprNgsld413 | 33163.715 | 7334.2778 | 0 | 4394.6034 | 44892.5962 | 65115.6532 | 65115.6532 | 17974.6992 | 83090.3524 | 83090.3524 | 0.54029 | 0.54029 | 79779.6478 | 79779.6478 | 0.56271 | 96427.294 | 9.6735 | 4754.3954 | LED Display Lighting (Interior) | Primary Resources Industries | New
| IstTgsld413 | 33163.715 | 7334.2778 | 0 | 4394.6034 | 44892.5962 | 65115.6532 | 65115.6532 | 17974.6992 | 83090.3524 | 83090.3524 | 0.54029 | 0.54029 | 79779.6478 | 79779.6478 | 0.56271 | 96427.294 | 9.6735 | 4754.3954 | LED Display Lighting (Interior) | Stone/Clay/Glass/Concrete | Turnover
| IstNgsld413 | 33163.715 | 7334.2778 | 0 | 4394.6034 | 44892.5962 | 65115.6532 | 65115.6532 | 17974.6992 | 83090.3524 | 83090.3524 | 0.54029 | 0.54029 | 79779.6478 | 79779.6478 | 0.56271 | 96427.294 | 9.6735 | 4754.3954 | LED Display Lighting (Interior) | Stone/Clay/Glass/Concrete | New
| IteTgsld413 | 33163.715 | 7334.2778 | 0 | 4394.6034 | 44892.5962 | 65115.6532 | 65115.6532 | 17974.6992 | 83090.3524 | 83090.3524 | 0.54029 | 0.54029 | 79779.6478 | 79779.6478 | 0.56271 | 96427.294 | 9.6735 | 4754.3954 | LED Display Lighting (Interior) | Textiles and Leather | Turnover
| IteNgsld413 | 33163.715 | 7334.2778 | 0 | 4394.6034 | 44892.5962 | 65115.6532 | 65115.6532 | 17974.6992 | 83090.3524 | 83090.3524 | 0.54029 | 0.54029 | 79779.6478 | 79779.6478 | 0.56271 | 96427.294 | 9.6735 | 4754.3954 | LED Display Lighting (Interior) | Textiles and Leather | New
| ItrTgsld413 | 33163.715 | 7334.2778 | 0 | 4394.6034 | 44892.5962 | 65115.6532 | 65115.6532 | 17974.6992 | 83090.3524 | 83090.3524 | 0.54029 | 0.54029 | 82312.3355 | 82312.3355 | 0.54539 | 96427.294 | 9.9806 | 4949.263 | LED Display Lighting (Interior) | Transportation Equipment | Turnover
| ItrNgsld413 | 33163.715 | 7334.2778 | 0 | 4394.6034 | 44892.5962 | 65115.6532 | 65115.6532 | 17974.6992 | 83090.3524 | 83090.3524 | 0.54029 | 0.54029 | 82312.3355 | 82312.3355 | 0.54539 | 96427.294 | 9.9806 | 4949.263 | LED Display Lighting (Interior) | Transportation Equipment | New
| IwaTgsld413 | 33163.715 | 7334.2778 | 0 | 4394.6034 | 44892.5962 | 65115.6532 | 65115.6532 | 17974.6992 | 83090.3524 | 83090.3524 | 0.54029 | 0.54029 | 79779.6478 | 79779.6478 | 0.56271 | 96427.294 | 9.6735 | 4754.3954 | LED Display Lighting (Interior) | Water and Wastewater | Turnover
| IwaNgsld413 | 33163.715 | 7334.2778 | 0 | 4394.6034 | 44892.5962 | 65115.6532 | 65115.6532 | 17974.6992 | 83090.3524 | 83090.3524 | 0.54029 | 0.54029 | 79779.6478 | 79779.6478 | 0.56271 | 96427.294 | 9.6735 | 4754.3954 | LED Display Lighting (Interior) | Water and Wastewater | New
| IagTgsld414 | 33163.715 | 7334.2778 | 0 | 4394.6034 | 44892.5962 | 65115.6532 | 65115.6532 | 17974.6992 | 83090.3524 | 83090.3524 | 0.54029 | 0.54029 | 79952.1347 | 79952.1347 | 0.56149 | 96427.294 | 12.0014 | 6231.5187 | LED exit sign | Agriculture and Assembly | Turnover
| IagNgsld414 | 33163.715 | 7334.2778 | 0 | 4394.6034 | 44892.5962 | 65115.6532 | 65115.6532 | 17974.6992 | 83090.3524 | 83090.3524 | 0.54029 | 0.54029 | 79952.1347 | 79952.1347 | 0.56149 | 96427.294 | 12.0014 | 6231.5187 | LED exit sign | Agriculture and Assembly | New
| IchTgsld414 | 33163.715 | 7334.2778 | 0 | 4394.6034 | 44892.5962 | 65115.6532 | 65115.6532 | 17974.6992 | 83090.3524 | 83090.3524 | 0.54029 | 0.54029 | 79952.1347 | 79952.1347 | 0.56149 | 96427.294 | 12.0014 | 6231.5187 | LED exit sign | Chemicals and Plastics | Turnover
| IchNgsld414 | 33163.715 | 7334.2778 | 0 | 4394.6034 | 44892.5962 | 65115.6532 | 65115.6532 | 17974.6992 | 83090.3524 | 83090.3524 | 0.54029 | 0.54029 | 79952.1347 | 79952.1347 | 0.56149 | 96427.294 | 12.0014 | 6231.5187 | LED exit sign | Chemicals and Plastics | New
| IcoTgsld414 | 33163.715 | 7334.2778 | 0 | 4394.6034 | 44892.5962 | 65115.6532 | 65115.6532 | 17974.6992 | 83090.3524 | 83090.3524 | 0.54029 | 0.54029 | 79952.1347 | 79952.1347 | 0.56149 | 96427.294 | 12.0014 | 6231.5187 | LED exit sign | Construction | Turnover
| IcoNgsld414 | 33163.715 | 7334.2778 | 0 | 4394.6034 | 44892.5962 | 65115.6532 | 65115.6532 | 17974.6992 | 83090.3524 | 83090.3524 | 0.54029 | 0.54029 | 79952.1347 | 79952.1347 | 0.56149 | 96427.294 | 12.0014 | 6231.5187 | LED exit sign | Construction | New
| IelTgsld414 | 33163.715 | 7334.2778 | 0 | 4394.6034 | 44892.5962 | 65115.6532 | 65115.6532 | 17974.6992 | 83090.3524 | 83090.3524 | 0.54029 | 0.54029 | 79952.1347 | 79952.1347 | 0.56149 | 96427.294 | 12.0014 | 6231.5187 | LED exit sign | Electrical and Electronic Equip. | Turnover
| IelNgsld414 | 33163.715 | 7334.2778 | 0 | 4394.6034 | 44892.5962 | 65115.6532 | 65115.6532 | 17974.6992 | 83090.3524 | 83090.3524 | 0.54029 | 0.54029 | 79952.1347 | 79952.1347 | 0.56149 | 96427.294 | 12.0014 | 6231.5187 | LED exit sign | Electrical and Electronic Equip. | New
| IluTgsld414 | 33163.715 | 7334.2778 | 0 | 4394.6034 | 44892.5962 | 65115.6532 | 65115.6532 | 17974.6992 | 83090.3524 | 83090.3524 | 0.54029 | 0.54029 | 79952.1347 | 79952.1347 | 0.56149 | 96427.294 | 12.0014 | 6231.5187 | LED exit sign | Lumber/Furniture/Pulp/Paper | Turnover
| IluNgsld414 | 33163.715 | 7334.2778 | 0 | 4394.6034 | 44892.5962 | 65115.6532 | 65115.6532 | 17974.6992 | 83090.3524 | 83090.3524 | 0.54029 | 0.54029 | 79952.1347 | 79952.1347 | 0.56149 | 96427.294 | 12.0014 | 6231.5187 | LED exit sign | Lumber/Furniture/Pulp/Paper | New
| ImeTgsld414 | 33163.715 | 7334.2778 | 0 | 4394.6034 | 44892.5962 | 65115.6532 | 65115.6532 | 17974.6992 | 83090.3524 | 83090.3524 | 0.54029 | 0.54029 | 79952.1347 | 79952.1347 | 0.56149 | 96427.294 | 12.0014 | 6231.5187 | LED exit sign | Metal Products and Machinery | Turnover
| ImeNgsld414 | 33163.715 | 7334.2778 | 0 | 4394.6034 | 44892.5962 | 65115.6532 | 65115.6532 | 17974.6992 | 83090.3524 | 83090.3524 | 0.54029 | 0.54029 | 79952.1347 | 79952.1347 | 0.56149 | 96427.294 | 12.0014 | 6231.5187 | LED exit sign | Metal Products and Machinery | New
| ImiTgsld414 | 33163.715 | 7334.2778 | 0 | 4394.6034 | 44892.5962 | 65115.6532 | 65115.6532 | 17974.6992 | 83090.3524 | 83090.3524 | 0.54029 | 0.54029 | 79952.1347 | 79952.1347 | 0.56149 | 96427.294 | 12.0014 | 6231.5187 | LED exit sign | Miscellaneous Manufacturing | Turnover
| ImiNgsld414 | 33163.715 | 7334.2778 | 0 | 4394.6034 | 44892.5962 | 65115.6532 | 65115.6532 | 17974.6992 | 83090.3524 | 83090.3524 | 0.54029 | 0.54029 | 79952.1347 | 79952.1347 | 0.56149 | 96427.294 | 12.0014 | 6231.5187 | LED exit sign | Miscellaneous Manufacturing | New
| IprTgsld414 | 33163.715 | 7334.2778 | 0 | 4394.6034 | 44892.5962 | 65115.6532 | 65115.6532 | 17974.6992 | 83090.3524 | 83090.3524 | 0.54029 | 0.54029 | 79952.1347 | 79952.1347 | 0.56149 | 96427.294 | 12.0014 | 6231.5187 | LED exit sign | Primary Resources Industries | Turnover
| IprNgsld414 | 33163.715 | 7334.2778 | 0 | 4394.6034 | 44892.5962 | 65115.6532 | 65115.6532 | 17974.6992 | 83090.3524 | 83090.3524 | 0.54029 | 0.54029 | 79952.1347 | 79952.1347 | 0.56149 | 96427.294 | 12.0014 | 6231.5187 | LED exit sign | Primary Resources Industries | New
| IstTgsld414 | 33163.715 | 7334.2778 | 0 | 4394.6034 | 44892.5962 | 65115.6532 | 65115.6532 | 17974.6992 | 83090.3524 | 83090.3524 | 0.54029 | 0.54029 | 79952.1347 | 79952.1347 | 0.56149 | 96427.294 | 12.0014 | 6231.5187 | LED exit sign | Stone/Clay/Glass/Concrete | Turnover
| IstNgsld414 | 33163.715 | 7334.2778 | 0 | 4394.6034 | 44892.5962 | 65115.6532 | 65115.6532 | 17974.6992 | 83090.3524 | 83090.3524 | 0.54029 | 0.54029 | 79952.1347 | 79952.1347 | 0.56149 | 96427.294 | 12.0014 | 6231.5187 | LED exit sign | Stone/Clay/Glass/Concrete | New
| IteTgsld414 | 33163.715 | 7334.2778 | 0 | 4394.6034 | 44892.5962 | 65115.6532 | 65115.6532 | 17974.6992 | 83090.3524 | 83090.3524 | 0.54029 | 0.54029 | 79952.1347 | 79952.1347 | 0.56149 | 96427.294 | 12.0014 | 6231.5187 | LED exit sign | Textiles and Leather | Turnover
| IteNgsld414 | 33163.715 | 7334.2778 | 0 | 4394.6034 | 44892.5962 | 65115.6532 | 65115.6532 | 17974.6992 | 83090.3524 | 83090.3524 | 0.54029 | 0.54029 | 79952.1347 | 79952.1347 | 0.56149 | 96427.294 | 12.0014 | 6231.5187 | LED exit sign | Textiles and Leather | New
| ItrTgsld414 | 33163.715 | 7334.2778 | 0 | 4394.6034 | 44892.5962 | 65115.6532 | 65115.6532 | 17974.6992 | 83090.3524 | 83090.3524 | 0.54029 | 0.54029 | 79952.1347 | 79952.1347 | 0.56149 | 96427.294 | 12.0014 | 6231.5187 | LED exit sign | Transportation Equipment | Turnover
| ItrNgsld414 | 33163.715 | 7334.2778 | 0 | 4394.6034 | 44892.5962 | 65115.6532 | 65115.6532 | 17974.6992 | 83090.3524 | 83090.3524 | 0.54029 | 0.54029 | 79952.1347 | 79952.1347 | 0.56149 | 96427.294 | 12.0014 | 6231.5187 | LED exit sign | Transportation Equipment | New
| IwaTgsld414 | 33163.715 | 7334.2778 | 0 | 4394.6034 | 44892.5962 | 65115.6532 | 65115.6532 | 17974.6992 | 83090.3524 | 83090.3524 | 0.54029 | 0.54029 | 79952.1347 | 79952.1347 | 0.56149 | 96427.294 | 12.0014 | 6231.5187 | LED exit sign | Water and Wastewater | Turnover
| IwaNgsld414 | 33163.715 | 7334.2778 | 0 | 4394.6034 | 44892.5962 | 65115.6532 | 65115.6532 | 17974.6992 | 83090.3524 | 83090.3524 | 0.54029 | 0.54029 | 79952.1347 | 79952.1347 | 0.56149 | 96427.294 | 12.0014 | 6231.5187 | LED exit sign | Water and Wastewater | New
| IagTgsld415 | 33163.715 | 7334.2778 | 0 | 4394.6034 | 44892.5962 | 65115.6532 | 65115.6532 | 17974.6992 | 83090.3524 | 83090.3524 | 0.54029 | 0.54029 | 12249.6872 | 12249.6872 | 3.6648 | 96427.294 | 1.8388 | -217.1503 | LED High Bay_HID Baseline | Agriculture and Assembly | Turnover
| IagNgsld415 | 33163.715 | 7334.2778 | 0 | 4394.6034 | 44892.5962 | 65115.6532 | 65115.6532 | 17974.6992 | 83090.3524 | 83090.3524 | 0.54029 | 0.54029 | 12249.6872 | 12249.6872 | 3.6648 | 96427.294 | 1.8388 | -217.1503 | LED High Bay_HID Baseline | Agriculture and Assembly | New
| IchTgsld415 | 33163.715 | 7334.2778 | 0 | 4394.6034 | 44892.5962 | 65115.6532 | 65115.6532 | 17974.6992 | 83090.3524 | 83090.3524 | 0.54029 | 0.54029 | 12249.6872 | 12249.6872 | 3.6648 | 96427.294 | 1.8388 | -217.1503 | LED High Bay_HID Baseline | Chemicals and Plastics | Turnover
| IchNgsld415 | 33163.715 | 7334.2778 | 0 | 4394.6034 | 44892.5962 | 65115.6532 | 65115.6532 | 17974.6992 | 83090.3524 | 83090.3524 | 0.54029 | 0.54029 | 12249.6872 | 12249.6872 | 3.6648 | 96427.294 | 1.8388 | -217.1503 | LED High Bay_HID Baseline | Chemicals and Plastics | New
| IcoTgsld415 | 33163.715 | 7334.2778 | 0 | 4394.6034 | 44892.5962 | 65115.6532 | 65115.6532 | 17974.6992 | 83090.3524 | 83090.3524 | 0.54029 | 0.54029 | 12249.6872 | 12249.6872 | 3.6648 | 96427.294 | 1.8388 | -217.1503 | LED High Bay_HID Baseline | Construction | Turnover
| IcoNgsld415 | 33163.715 | 7334.2778 | 0 | 4394.6034 | 44892.5962 | 65115.6532 | 65115.6532 | 17974.6992 | 83090.3524 | 83090.3524 | 0.54029 | 0.54029 | 12249.6872 | 12249.6872 | 3.6648 | 96427.294 | 1.8388 | -217.1503 | LED High Bay_HID Baseline | Construction | New
| IelTgsld415 | 33163.715 | 7334.2778 | 0 | 4394.6034 | 44892.5962 | 65115.6532 | 65115.6532 | 17974.6992 | 83090.3524 | 83090.3524 | 0.54029 | 0.54029 | 12249.6872 | 12249.6872 | 3.6648 | 96427.294 | 1.8388 | -217.1503 | LED High Bay_HID Baseline | Electrical and Electronic Equip. | Turnover
| IelNgsld415 | 33163.715 | 7334.2778 | 0 | 4394.6034 | 44892.5962 | 65115.6532 | 65115.6532 | 17974.6992 | 83090.3524 | 83090.3524 | 0.54029 | 0.54029 | 12249.6872 | 12249.6872 | 3.6648 | 96427.294 | 1.8388 | -217.1503 | LED High Bay_HID Baseline | Electrical and Electronic Equip. | New
| IluTgsld415 | 33163.715 | 7334.2778 | 0 | 4394.6034 | 44892.5962 | 65115.6532 | 65115.6532 | 17974.6992 | 83090.3524 | 83090.3524 | 0.54029 | 0.54029 | 12738.3227 | 12738.3227 | 3.5242 | 96427.294 | 1.9121 | -170.6078 | LED High Bay_HID Baseline | Lumber/Furniture/Pulp/Paper | Turnover
| IluNgsld415 | 33163.715 | 7334.2778 | 0 | 4394.6034 | 44892.5962 | 65115.6532 | 65115.6532 | 17974.6992 | 83090.3524 | 83090.3524 | 0.54029 | 0.54029 | 12738.3227 | 12738.3227 | 3.5242 | 96427.294 | 1.9121 | -170.6078 | LED High Bay_HID Baseline | Lumber/Furniture/Pulp/Paper | New
| ImeTgsld415 | 33163.715 | 7334.2778 | 0 | 4394.6034 | 44892.5962 | 65115.6532 | 65115.6532 | 17974.6992 | 83090.3524 | 83090.3524 | 0.54029 | 0.54029 | 12249.6872 | 12249.6872 | 3.6648 | 96427.294 | 1.8388 | -217.1503 | LED High Bay_HID Baseline | Metal Products and Machinery | Turnover
| ImeNgsld415 | 33163.715 | 7334.2778 | 0 | 4394.6034 | 44892.5962 | 65115.6532 | 65115.6532 | 17974.6992 | 83090.3524 | 83090.3524 | 0.54029 | 0.54029 | 12249.6872 | 12249.6872 | 3.6648 | 96427.294 | 1.8388 | -217.1503 | LED High Bay_HID Baseline | Metal Products and Machinery | New
| ImiTgsld415 | 33163.715 | 7334.2778 | 0 | 4394.6034 | 44892.5962 | 65115.6532 | 65115.6532 | 17974.6992 | 83090.3524 | 83090.3524 | 0.54029 | 0.54029 | 12441.047 | 12441.047 | 3.6084 | 96427.294 | 1.8675 | -198.9232 | LED High Bay_HID Baseline | Miscellaneous Manufacturing | Turnover
| ImiNgsld415 | 33163.715 | 7334.2778 | 0 | 4394.6034 | 44892.5962 | 65115.6532 | 65115.6532 | 17974.6992 | 83090.3524 | 83090.3524 | 0.54029 | 0.54029 | 12441.047 | 12441.047 | 3.6084 | 96427.294 | 1.8675 | -198.9232 | LED High Bay_HID Baseline | Miscellaneous Manufacturing | New
| IprTgsld415 | 33163.715 | 7334.2778 | 0 | 4394.6034 | 44892.5962 | 65115.6532 | 65115.6532 | 17974.6992 | 83090.3524 | 83090.3524 | 0.54029 | 0.54029 | 12249.6872 | 12249.6872 | 3.6648 | 96427.294 | 1.8388 | -217.1503 | LED High Bay_HID Baseline | Primary Resources Industries | Turnover
| IprNgsld415 | 33163.715 | 7334.2778 | 0 | 4394.6034 | 44892.5962 | 65115.6532 | 65115.6532 | 17974.6992 | 83090.3524 | 83090.3524 | 0.54029 | 0.54029 | 12249.6872 | 12249.6872 | 3.6648 | 96427.294 | 1.8388 | -217.1503 | LED High Bay_HID Baseline | Primary Resources Industries | New
| IstTgsld415 | 33163.715 | 7334.2778 | 0 | 4394.6034 | 44892.5962 | 65115.6532 | 65115.6532 | 17974.6992 | 83090.3524 | 83090.3524 | 0.54029 | 0.54029 | 12249.6872 | 12249.6872 | 3.6648 | 96427.294 | 1.8388 | -217.1503 | LED High Bay_HID Baseline | Stone/Clay/Glass/Concrete | Turnover
| IstNgsld415 | 33163.715 | 7334.2778 | 0 | 4394.6034 | 44892.5962 | 65115.6532 | 65115.6532 | 17974.6992 | 83090.3524 | 83090.3524 | 0.54029 | 0.54029 | 12249.6872 | 12249.6872 | 3.6648 | 96427.294 | 1.8388 | -217.1503 | LED High Bay_HID Baseline | Stone/Clay/Glass/Concrete | New
| IteTgsld415 | 33163.715 | 7334.2778 | 0 | 4394.6034 | 44892.5962 | 65115.6532 | 65115.6532 | 17974.6992 | 83090.3524 | 83090.3524 | 0.54029 | 0.54029 | 12249.6872 | 12249.6872 | 3.6648 | 96427.294 | 1.8388 | -217.1503 | LED High Bay_HID Baseline | Textiles and Leather | Turnover
| IteNgsld415 | 33163.715 | 7334.2778 | 0 | 4394.6034 | 44892.5962 | 65115.6532 | 65115.6532 | 17974.6992 | 83090.3524 | 83090.3524 | 0.54029 | 0.54029 | 12249.6872 | 12249.6872 | 3.6648 | 96427.294 | 1.8388 | -217.1503 | LED High Bay_HID Baseline | Textiles and Leather | New
| ItrTgsld415 | 33163.715 | 7334.2778 | 0 | 4394.6034 | 44892.5962 | 65115.6532 | 65115.6532 | 17974.6992 | 83090.3524 | 83090.3524 | 0.54029 | 0.54029 | 12638.5879 | 12638.5879 | 3.552 | 96427.294 | 1.8971 | -180.1075 | LED High Bay_HID Baseline | Transportation Equipment | Turnover
| ItrNgsld415 | 33163.715 | 7334.2778 | 0 | 4394.6034 | 44892.5962 | 65115.6532 | 65115.6532 | 17974.6992 | 83090.3524 | 83090.3524 | 0.54029 | 0.54029 | 12638.5879 | 12638.5879 | 3.552 | 96427.294 | 1.8971 | -180.1075 | LED High Bay_HID Baseline | Transportation Equipment | New
| IwaTgsld415 | 34241.0375 | 7367.8051 | 0 | 4567.6945 | 46176.5371 | 67389.7955 | 67389.7955 | 17974.6992 | 85364.4947 | 85364.4947 | 0.54093 | 0.54093 | 12677.5029 | 12677.5029 | 3.6424 | 99167.2245 | 1.8592 | -210.3874 | LED High Bay_HID Baseline | Water and Wastewater | Turnover
| IwaNgsld415 | 34241.0375 | 7367.8051 | 0 | 4567.6945 | 46176.5371 | 67389.7955 | 67389.7955 | 17974.6992 | 85364.4947 | 85364.4947 | 0.54093 | 0.54093 | 12677.5029 | 12677.5029 | 3.6424 | 99167.2245 | 1.8592 | -210.3874 | LED High Bay_HID Baseline | Water and Wastewater | New
| IagTgsld416 | 33163.715 | 7334.2778 | 0 | 4394.6034 | 44892.5962 | 65115.6532 | 65115.6532 | 17974.6992 | 83090.3524 | 83090.3524 | 0.54029 | 0.54029 | 20522.2035 | 20522.2035 | 2.1875 | 96427.294 | 3.0805 | 570.8082 | LED High Bay_LF Baseline | Agriculture and Assembly | Turnover
| IagNgsld416 | 33163.715 | 7334.2778 | 0 | 4394.6034 | 44892.5962 | 65115.6532 | 65115.6532 | 17974.6992 | 83090.3524 | 83090.3524 | 0.54029 | 0.54029 | 20522.2035 | 20522.2035 | 2.1875 | 96427.294 | 3.0805 | 570.8082 | LED High Bay_LF Baseline | Agriculture and Assembly | New
| IchTgsld416 | 33163.715 | 7334.2778 | 0 | 4394.6034 | 44892.5962 | 65115.6532 | 65115.6532 | 17974.6992 | 83090.3524 | 83090.3524 | 0.54029 | 0.54029 | 20522.2035 | 20522.2035 | 2.1875 | 96427.294 | 3.0805 | 570.8082 | LED High Bay_LF Baseline | Chemicals and Plastics | Turnover
| IchNgsld416 | 33163.715 | 7334.2778 | 0 | 4394.6034 | 44892.5962 | 65115.6532 | 65115.6532 | 17974.6992 | 83090.3524 | 83090.3524 | 0.54029 | 0.54029 | 20522.2035 | 20522.2035 | 2.1875 | 96427.294 | 3.0805 | 570.8082 | LED High Bay_LF Baseline | Chemicals and Plastics | New
| IcoTgsld416 | 33163.715 | 7334.2778 | 0 | 4394.6034 | 44892.5962 | 65115.6532 | 65115.6532 | 17974.6992 | 83090.3524 | 83090.3524 | 0.54029 | 0.54029 | 20522.2035 | 20522.2035 | 2.1875 | 96427.294 | 3.0805 | 570.8082 | LED High Bay_LF Baseline | Construction | Turnover
| IcoNgsld416 | 33163.715 | 7334.2778 | 0 | 4394.6034 | 44892.5962 | 65115.6532 | 65115.6532 | 17974.6992 | 83090.3524 | 83090.3524 | 0.54029 | 0.54029 | 20522.2035 | 20522.2035 | 2.1875 | 96427.294 | 3.0805 | 570.8082 | LED High Bay_LF Baseline | Construction | New
| IelTgsld416 | 33163.715 | 7334.2778 | 0 | 4394.6034 | 44892.5962 | 65115.6532 | 65115.6532 | 17974.6992 | 83090.3524 | 83090.3524 | 0.54029 | 0.54029 | 20522.2035 | 20522.2035 | 2.1875 | 96427.294 | 3.0805 | 570.8082 | LED High Bay_LF Baseline | Electrical and Electronic Equip. | Turnover
| IelNgsld416 | 33163.715 | 7334.2778 | 0 | 4394.6034 | 44892.5962 | 65115.6532 | 65115.6532 | 17974.6992 | 83090.3524 | 83090.3524 | 0.54029 | 0.54029 | 20522.2035 | 20522.2035 | 2.1875 | 96427.294 | 3.0805 | 570.8082 | LED High Bay_LF Baseline | Electrical and Electronic Equip. | New
| IluTgsld416 | 33163.715 | 7334.2778 | 0 | 4394.6034 | 44892.5962 | 65115.6532 | 65115.6532 | 17974.6992 | 83090.3524 | 83090.3524 | 0.54029 | 0.54029 | 21340.814 | 21340.814 | 2.1036 | 96427.294 | 3.2034 | 648.7809 | LED High Bay_LF Baseline | Lumber/Furniture/Pulp/Paper | Turnover
| IluNgsld416 | 33163.715 | 7334.2778 | 0 | 4394.6034 | 44892.5962 | 65115.6532 | 65115.6532 | 17974.6992 | 83090.3524 | 83090.3524 | 0.54029 | 0.54029 | 21340.814 | 21340.814 | 2.1036 | 96427.294 | 3.2034 | 648.7809 | LED High Bay_LF Baseline | Lumber/Furniture/Pulp/Paper | New
| ImeTgsld416 | 33163.715 | 7334.2778 | 0 | 4394.6034 | 44892.5962 | 65115.6532 | 65115.6532 | 17974.6992 | 83090.3524 | 83090.3524 | 0.54029 | 0.54029 | 20522.2035 | 20522.2035 | 2.1875 | 96427.294 | 3.0805 | 570.8082 | LED High Bay_LF Baseline | Metal Products and Machinery | Turnover
| ImeNgsld416 | 33163.715 | 7334.2778 | 0 | 4394.6034 | 44892.5962 | 65115.6532 | 65115.6532 | 17974.6992 | 83090.3524 | 83090.3524 | 0.54029 | 0.54029 | 20522.2035 | 20522.2035 | 2.1875 | 96427.294 | 3.0805 | 570.8082 | LED High Bay_LF Baseline | Metal Products and Machinery | New
| ImiTgsld416 | 33163.715 | 7334.2778 | 0 | 4394.6034 | 44892.5962 | 65115.6532 | 65115.6532 | 17974.6992 | 83090.3524 | 83090.3524 | 0.54029 | 0.54029 | 20842.8051 | 20842.8051 | 2.1539 | 96427.294 | 3.1286 | 601.3455 | LED High Bay_LF Baseline | Miscellaneous Manufacturing | Turnover
| ImiNgsld416 | 33163.715 | 7334.2778 | 0 | 4394.6034 | 44892.5962 | 65115.6532 | 65115.6532 | 17974.6992 | 83090.3524 | 83090.3524 | 0.54029 | 0.54029 | 20842.8051 | 20842.8051 | 2.1539 | 96427.294 | 3.1286 | 601.3455 | LED High Bay_LF Baseline | Miscellaneous Manufacturing | New
| IprTgsld416 | 33163.715 | 7334.2778 | 0 | 4394.6034 | 44892.5962 | 65115.6532 | 65115.6532 | 17974.6992 | 83090.3524 | 83090.3524 | 0.54029 | 0.54029 | 20522.2035 | 20522.2035 | 2.1875 | 96427.294 | 3.0805 | 570.8082 | LED High Bay_LF Baseline | Primary Resources Industries | Turnover
| IprNgsld416 | 33163.715 | 7334.2778 | 0 | 4394.6034 | 44892.5962 | 65115.6532 | 65115.6532 | 17974.6992 | 83090.3524 | 83090.3524 | 0.54029 | 0.54029 | 20522.2035 | 20522.2035 | 2.1875 | 96427.294 | 3.0805 | 570.8082 | LED High Bay_LF Baseline | Primary Resources Industries | New
| IstTgsld416 | 33163.715 | 7334.2778 | 0 | 4394.6034 | 44892.5962 | 65115.6532 | 65115.6532 | 17974.6992 | 83090.3524 | 83090.3524 | 0.54029 | 0.54029 | 20522.2035 | 20522.2035 | 2.1875 | 96427.294 | 3.0805 | 570.8082 | LED High Bay_LF Baseline | Stone/Clay/Glass/Concrete | Turnover
| IstNgsld416 | 33163.715 | 7334.2778 | 0 | 4394.6034 | 44892.5962 | 65115.6532 | 65115.6532 | 17974.6992 | 83090.3524 | 83090.3524 | 0.54029 | 0.54029 | 20522.2035 | 20522.2035 | 2.1875 | 96427.294 | 3.0805 | 570.8082 | LED High Bay_LF Baseline | Stone/Clay/Glass/Concrete | New
| IteTgsld416 | 33163.715 | 7334.2778 | 0 | 4394.6034 | 44892.5962 | 65115.6532 | 65115.6532 | 17974.6992 | 83090.3524 | 83090.3524 | 0.54029 | 0.54029 | 20522.2035 | 20522.2035 | 2.1875 | 96427.294 | 3.0805 | 570.8082 | LED High Bay_LF Baseline | Textiles and Leather | Turnover
| IteNgsld416 | 33163.715 | 7334.2778 | 0 | 4394.6034 | 44892.5962 | 65115.6532 | 65115.6532 | 17974.6992 | 83090.3524 | 83090.3524 | 0.54029 | 0.54029 | 20522.2035 | 20522.2035 | 2.1875 | 96427.294 | 3.0805 | 570.8082 | LED High Bay_LF Baseline | Textiles and Leather | New
| ItrTgsld416 | 33163.715 | 7334.2778 | 0 | 4394.6034 | 44892.5962 | 65115.6532 | 65115.6532 | 17974.6992 | 83090.3524 | 83090.3524 | 0.54029 | 0.54029 | 21173.5824 | 21173.5824 | 2.1202 | 96427.294 | 3.1783 | 632.8521 | LED High Bay_LF Baseline | Transportation Equipment | Turnover
| ItrNgsld416 | 33163.715 | 7334.2778 | 0 | 4394.6034 | 44892.5962 | 65115.6532 | 65115.6532 | 17974.6992 | 83090.3524 | 83090.3524 | 0.54029 | 0.54029 | 21173.5824 | 21173.5824 | 2.1202 | 96427.294 | 3.1783 | 632.8521 | LED High Bay_LF Baseline | Transportation Equipment | New
| IwaTgsld416 | 34241.0375 | 7367.8051 | 0 | 4567.6945 | 46176.5371 | 67389.7955 | 67389.7955 | 17974.6992 | 85364.4947 | 85364.4947 | 0.54093 | 0.54093 | 21238.9338 | 21238.9338 | 2.1741 | 99167.2245 | 3.1147 | 605.0903 | LED High Bay_LF Baseline | Water and Wastewater | Turnover
| IwaNgsld416 | 34241.0375 | 7367.8051 | 0 | 4567.6945 | 46176.5371 | 67389.7955 | 67389.7955 | 17974.6992 | 85364.4947 | 85364.4947 | 0.54093 | 0.54093 | 21238.9338 | 21238.9338 | 2.1741 | 99167.2245 | 3.1147 | 605.0903 | LED High Bay_LF Baseline | Water and Wastewater | New
| IagTgsld417 | 33163.715 | 7334.2778 | 0 | 4394.6034 | 44892.5962 | 65115.6532 | 65115.6532 | 17974.6992 | 83090.3524 | 83090.3524 | 0.54029 | 0.54029 | 33147.595 | 33147.595 | 1.3543 | 96427.294 | 4.9757 | 1773.3787 | LED Linear - Fixture Replacement | Agriculture and Assembly | Turnover
| IagNgsld417 | 33163.715 | 7334.2778 | 0 | 4394.6034 | 44892.5962 | 65115.6532 | 65115.6532 | 17974.6992 | 83090.3524 | 83090.3524 | 0.54029 | 0.54029 | 33147.595 | 33147.595 | 1.3543 | 96427.294 | 4.9757 | 1773.3787 | LED Linear - Fixture Replacement | Agriculture and Assembly | New
| IchTgsld417 | 33163.715 | 7334.2778 | 0 | 4394.6034 | 44892.5962 | 65115.6532 | 65115.6532 | 17974.6992 | 83090.3524 | 83090.3524 | 0.54029 | 0.54029 | 33147.595 | 33147.595 | 1.3543 | 96427.294 | 4.9757 | 1773.3787 | LED Linear - Fixture Replacement | Chemicals and Plastics | Turnover
| IchNgsld417 | 33163.715 | 7334.2778 | 0 | 4394.6034 | 44892.5962 | 65115.6532 | 65115.6532 | 17974.6992 | 83090.3524 | 83090.3524 | 0.54029 | 0.54029 | 33147.595 | 33147.595 | 1.3543 | 96427.294 | 4.9757 | 1773.3787 | LED Linear - Fixture Replacement | Chemicals and Plastics | New
| IcoTgsld417 | 33163.715 | 7334.2778 | 0 | 4394.6034 | 44892.5962 | 65115.6532 | 65115.6532 | 17974.6992 | 83090.3524 | 83090.3524 | 0.54029 | 0.54029 | 33147.595 | 33147.595 | 1.3543 | 96427.294 | 4.9757 | 1773.3787 | LED Linear - Fixture Replacement | Construction | Turnover
| IcoNgsld417 | 33163.715 | 7334.2778 | 0 | 4394.6034 | 44892.5962 | 65115.6532 | 65115.6532 | 17974.6992 | 83090.3524 | 83090.3524 | 0.54029 | 0.54029 | 33147.595 | 33147.595 | 1.3543 | 96427.294 | 4.9757 | 1773.3787 | LED Linear - Fixture Replacement | Construction | New
| IelTgsld417 | 33163.715 | 7334.2778 | 0 | 4394.6034 | 44892.5962 | 65115.6532 | 65115.6532 | 17974.6992 | 83090.3524 | 83090.3524 | 0.54029 | 0.54029 | 33147.595 | 33147.595 | 1.3543 | 96427.294 | 4.9757 | 1773.3787 | LED Linear - Fixture Replacement | Electrical and Electronic Equip. | Turnover
| IelNgsld417 | 33163.715 | 7334.2778 | 0 | 4394.6034 | 44892.5962 | 65115.6532 | 65115.6532 | 17974.6992 | 83090.3524 | 83090.3524 | 0.54029 | 0.54029 | 33147.595 | 33147.595 | 1.3543 | 96427.294 | 4.9757 | 1773.3787 | LED Linear - Fixture Replacement | Electrical and Electronic Equip. | New
| IluTgsld417 | 33163.715 | 7334.2778 | 0 | 4394.6034 | 44892.5962 | 65115.6532 | 65115.6532 | 17974.6992 | 83090.3524 | 83090.3524 | 0.54029 | 0.54029 | 34470.4479 | 34470.4479 | 1.3024 | 96427.294 | 5.1743 | 1899.3806 | LED Linear - Fixture Replacement | Lumber/Furniture/Pulp/Paper | Turnover
| IluNgsld417 | 33163.715 | 7334.2778 | 0 | 4394.6034 | 44892.5962 | 65115.6532 | 65115.6532 | 17974.6992 | 83090.3524 | 83090.3524 | 0.54029 | 0.54029 | 34470.4479 | 34470.4479 | 1.3024 | 96427.294 | 5.1743 | 1899.3806 | LED Linear - Fixture Replacement | Lumber/Furniture/Pulp/Paper | New
| ImeTgsld417 | 33163.715 | 7334.2778 | 0 | 4394.6034 | 44892.5962 | 65115.6532 | 65115.6532 | 17974.6992 | 83090.3524 | 83090.3524 | 0.54029 | 0.54029 | 33147.595 | 33147.595 | 1.3543 | 96427.294 | 4.9757 | 1773.3787 | LED Linear - Fixture Replacement | Metal Products and Machinery | Turnover
| ImeNgsld417 | 33163.715 | 7334.2778 | 0 | 4394.6034 | 44892.5962 | 65115.6532 | 65115.6532 | 17974.6992 | 83090.3524 | 83090.3524 | 0.54029 | 0.54029 | 33147.595 | 33147.595 | 1.3543 | 96427.294 | 4.9757 | 1773.3787 | LED Linear - Fixture Replacement | Metal Products and Machinery | New
| ImiTgsld417 | 33163.715 | 7334.2778 | 0 | 4394.6034 | 44892.5962 | 65115.6532 | 65115.6532 | 17974.6992 | 83090.3524 | 83090.3524 | 0.54029 | 0.54029 | 33665.3542 | 33665.3542 | 1.3335 | 96427.294 | 5.0534 | 1822.6953 | LED Linear - Fixture Replacement | Miscellaneous Manufacturing | Turnover
| ImiNgsld417 | 33163.715 | 7334.2778 | 0 | 4394.6034 | 44892.5962 | 65115.6532 | 65115.6532 | 17974.6992 | 83090.3524 | 83090.3524 | 0.54029 | 0.54029 | 33665.3542 | 33665.3542 | 1.3335 | 96427.294 | 5.0534 | 1822.6953 | LED Linear - Fixture Replacement | Miscellaneous Manufacturing | New
| IprTgsld417 | 33163.715 | 7334.2778 | 0 | 4394.6034 | 44892.5962 | 65115.6532 | 65115.6532 | 17974.6992 | 83090.3524 | 83090.3524 | 0.54029 | 0.54029 | 33147.595 | 33147.595 | 1.3543 | 96427.294 | 4.9757 | 1773.3787 | LED Linear - Fixture Replacement | Primary Resources Industries | Turnover
| IprNgsld417 | 33163.715 | 7334.2778 | 0 | 4394.6034 | 44892.5962 | 65115.6532 | 65115.6532 | 17974.6992 | 83090.3524 | 83090.3524 | 0.54029 | 0.54029 | 33147.595 | 33147.595 | 1.3543 | 96427.294 | 4.9757 | 1773.3787 | LED Linear - Fixture Replacement | Primary Resources Industries | New
| IstTgsld417 | 33163.715 | 7334.2778 | 0 | 4394.6034 | 44892.5962 | 65115.6532 | 65115.6532 | 17974.6992 | 83090.3524 | 83090.3524 | 0.54029 | 0.54029 | 33147.595 | 33147.595 | 1.3543 | 96427.294 | 4.9757 | 1773.3787 | LED Linear - Fixture Replacement | Stone/Clay/Glass/Concrete | Turnover
| IstNgsld417 | 33163.715 | 7334.2778 | 0 | 4394.6034 | 44892.5962 | 65115.6532 | 65115.6532 | 17974.6992 | 83090.3524 | 83090.3524 | 0.54029 | 0.54029 | 33147.595 | 33147.595 | 1.3543 | 96427.294 | 4.9757 | 1773.3787 | LED Linear - Fixture Replacement | Stone/Clay/Glass/Concrete | New
| IteTgsld417 | 33163.715 | 7334.2778 | 0 | 4394.6034 | 44892.5962 | 65115.6532 | 65115.6532 | 17974.6992 | 83090.3524 | 83090.3524 | 0.54029 | 0.54029 | 33147.595 | 33147.595 | 1.3543 | 96427.294 | 4.9757 | 1773.3787 | LED Linear - Fixture Replacement | Textiles and Leather | Turnover
| IteNgsld417 | 33163.715 | 7334.2778 | 0 | 4394.6034 | 44892.5962 | 65115.6532 | 65115.6532 | 17974.6992 | 83090.3524 | 83090.3524 | 0.54029 | 0.54029 | 33147.595 | 33147.595 | 1.3543 | 96427.294 | 4.9757 | 1773.3787 | LED Linear - Fixture Replacement | Textiles and Leather | New
| ItrTgsld417 | 33163.715 | 7334.2778 | 0 | 4394.6034 | 44892.5962 | 65115.6532 | 65115.6532 | 17974.6992 | 83090.3524 | 83090.3524 | 0.54029 | 0.54029 | 34200.8248 | 34200.8248 | 1.3126 | 96427.294 | 5.1338 | 1873.699 | LED Linear - Fixture Replacement | Transportation Equipment | Turnover
| ItrNgsld417 | 33163.715 | 7334.2778 | 0 | 4394.6034 | 44892.5962 | 65115.6532 | 65115.6532 | 17974.6992 | 83090.3524 | 83090.3524 | 0.54029 | 0.54029 | 34200.8248 | 34200.8248 | 1.3126 | 96427.294 | 5.1338 | 1873.699 | LED Linear - Fixture Replacement | Transportation Equipment | New
| IwaTgsld417 | 34241.0375 | 7367.8051 | 0 | 4567.6945 | 46176.5371 | 67389.7955 | 67389.7955 | 17974.6992 | 85364.4947 | 85364.4947 | 0.54093 | 0.54093 | 34305.2605 | 34305.2605 | 1.346 | 99167.2245 | 5.031 | 1849.6601 | LED Linear - Fixture Replacement | Water and Wastewater | Turnover
| IwaNgsld417 | 34241.0375 | 7367.8051 | 0 | 4567.6945 | 46176.5371 | 67389.7955 | 67389.7955 | 17974.6992 | 85364.4947 | 85364.4947 | 0.54093 | 0.54093 | 34305.2605 | 34305.2605 | 1.346 | 99167.2245 | 5.031 | 1849.6601 | LED Linear - Fixture Replacement | Water and Wastewater | New
| IagTgsld418 | 33163.715 | 7334.2778 | 0 | 4394.6034 | 44892.5962 | 65115.6532 | 65115.6532 | 17974.6992 | 83090.3524 | 83090.3524 | 0.54029 | 0.54029 | 10758.4491 | 10758.4491 | 4.1728 | 96427.294 | 1.386 | -504.4546 | LED Linear - Lamp Replacement | Agriculture and Assembly | Turnover
| IagNgsld418 | 33163.715 | 7334.2778 | 0 | 4394.6034 | 44892.5962 | 65115.6532 | 65115.6532 | 17974.6992 | 83090.3524 | 83090.3524 | 0.54029 | 0.54029 | 10758.4491 | 10758.4491 | 4.1728 | 96427.294 | 1.386 | -504.4546 | LED Linear - Lamp Replacement | Agriculture and Assembly | New
| IchTgsld418 | 33163.715 | 7334.2778 | 0 | 4394.6034 | 44892.5962 | 65115.6532 | 65115.6532 | 17974.6992 | 83090.3524 | 83090.3524 | 0.54029 | 0.54029 | 10758.4491 | 10758.4491 | 4.1728 | 96427.294 | 1.386 | -504.4546 | LED Linear - Lamp Replacement | Chemicals and Plastics | Turnover
| IchNgsld418 | 33163.715 | 7334.2778 | 0 | 4394.6034 | 44892.5962 | 65115.6532 | 65115.6532 | 17974.6992 | 83090.3524 | 83090.3524 | 0.54029 | 0.54029 | 10758.4491 | 10758.4491 | 4.1728 | 96427.294 | 1.386 | -504.4546 | LED Linear - Lamp Replacement | Chemicals and Plastics | New
| IcoTgsld418 | 33163.715 | 7334.2778 | 0 | 4394.6034 | 44892.5962 | 65115.6532 | 65115.6532 | 17974.6992 | 83090.3524 | 83090.3524 | 0.54029 | 0.54029 | 10758.4491 | 10758.4491 | 4.1728 | 96427.294 | 1.386 | -504.4546 | LED Linear - Lamp Replacement | Construction | Turnover
| IcoNgsld418 | 33163.715 | 7334.2778 | 0 | 4394.6034 | 44892.5962 | 65115.6532 | 65115.6532 | 17974.6992 | 83090.3524 | 83090.3524 | 0.54029 | 0.54029 | 10758.4491 | 10758.4491 | 4.1728 | 96427.294 | 1.386 | -504.4546 | LED Linear - Lamp Replacement | Construction | New
| IelTgsld418 | 33163.715 | 7334.2778 | 0 | 4394.6034 | 44892.5962 | 65115.6532 | 65115.6532 | 17974.6992 | 83090.3524 | 83090.3524 | 0.54029 | 0.54029 | 10758.4491 | 10758.4491 | 4.1728 | 96427.294 | 1.386 | -504.4546 | LED Linear - Lamp Replacement | Electrical and Electronic Equip. | Turnover
| IelNgsld418 | 33163.715 | 7334.2778 | 0 | 4394.6034 | 44892.5962 | 65115.6532 | 65115.6532 | 17974.6992 | 83090.3524 | 83090.3524 | 0.54029 | 0.54029 | 10758.4491 | 10758.4491 | 4.1728 | 96427.294 | 1.386 | -504.4546 | LED Linear - Lamp Replacement | Electrical and Electronic Equip. | New
| IluTgsld418 | 33163.715 | 7334.2778 | 0 | 4394.6034 | 44892.5962 | 65115.6532 | 65115.6532 | 17974.6992 | 83090.3524 | 83090.3524 | 0.54029 | 0.54029 | 11186.317 | 11186.317 | 4.0132 | 96427.294 | 1.4411 | -469.4773 | LED Linear - Lamp Replacement | Lumber/Furniture/Pulp/Paper | Turnover
| IluNgsld418 | 33163.715 | 7334.2778 | 0 | 4394.6034 | 44892.5962 | 65115.6532 | 65115.6532 | 17974.6992 | 83090.3524 | 83090.3524 | 0.54029 | 0.54029 | 11186.317 | 11186.317 | 4.0132 | 96427.294 | 1.4411 | -469.4773 | LED Linear - Lamp Replacement | Lumber/Furniture/Pulp/Paper | New
| ImeTgsld418 | 33163.715 | 7334.2778 | 0 | 4394.6034 | 44892.5962 | 65115.6532 | 65115.6532 | 17974.6992 | 83090.3524 | 83090.3524 | 0.54029 | 0.54029 | 10758.4491 | 10758.4491 | 4.1728 | 96427.294 | 1.386 | -504.4546 | LED Linear - Lamp Replacement | Metal Products and Machinery | Turnover
| ImeNgsld418 | 33163.715 | 7334.2778 | 0 | 4394.6034 | 44892.5962 | 65115.6532 | 65115.6532 | 17974.6992 | 83090.3524 | 83090.3524 | 0.54029 | 0.54029 | 10758.4491 | 10758.4491 | 4.1728 | 96427.294 | 1.386 | -504.4546 | LED Linear - Lamp Replacement | Metal Products and Machinery | New
| ImiTgsld418 | 33163.715 | 7334.2778 | 0 | 4394.6034 | 44892.5962 | 65115.6532 | 65115.6532 | 17974.6992 | 83090.3524 | 83090.3524 | 0.54029 | 0.54029 | 10926.4827 | 10926.4827 | 4.1086 | 96427.294 | 1.4076 | -490.7182 | LED Linear - Lamp Replacement | Miscellaneous Manufacturing | Turnover
| ImiNgsld418 | 33163.715 | 7334.2778 | 0 | 4394.6034 | 44892.5962 | 65115.6532 | 65115.6532 | 17974.6992 | 83090.3524 | 83090.3524 | 0.54029 | 0.54029 | 10926.4827 | 10926.4827 | 4.1086 | 96427.294 | 1.4076 | -490.7182 | LED Linear - Lamp Replacement | Miscellaneous Manufacturing | New
| IprTgsld418 | 33163.715 | 7334.2778 | 0 | 4394.6034 | 44892.5962 | 65115.6532 | 65115.6532 | 17974.6992 | 83090.3524 | 83090.3524 | 0.54029 | 0.54029 | 10758.4491 | 10758.4491 | 4.1728 | 96427.294 | 1.386 | -504.4546 | LED Linear - Lamp Replacement | Primary Resources Industries | Turnover
| IprNgsld418 | 33163.715 | 7334.2778 | 0 | 4394.6034 | 44892.5962 | 65115.6532 | 65115.6532 | 17974.6992 | 83090.3524 | 83090.3524 | 0.54029 | 0.54029 | 10758.4491 | 10758.4491 | 4.1728 | 96427.294 | 1.386 | -504.4546 | LED Linear - Lamp Replacement | Primary Resources Industries | New
| IstTgsld418 | 33163.715 | 7334.2778 | 0 | 4394.6034 | 44892.5962 | 65115.6532 | 65115.6532 | 17974.6992 | 83090.3524 | 83090.3524 | 0.54029 | 0.54029 | 10758.4491 | 10758.4491 | 4.1728 | 96427.294 | 1.386 | -504.4546 | LED Linear - Lamp Replacement | Stone/Clay/Glass/Concrete | Turnover
| IstNgsld418 | 33163.715 | 7334.2778 | 0 | 4394.6034 | 44892.5962 | 65115.6532 | 65115.6532 | 17974.6992 | 83090.3524 | 83090.3524 | 0.54029 | 0.54029 | 10758.4491 | 10758.4491 | 4.1728 | 96427.294 | 1.386 | -504.4546 | LED Linear - Lamp Replacement | Stone/Clay/Glass/Concrete | New
| IteTgsld418 | 33163.715 | 7334.2778 | 0 | 4394.6034 | 44892.5962 | 65115.6532 | 65115.6532 | 17974.6992 | 83090.3524 | 83090.3524 | 0.54029 | 0.54029 | 10758.4491 | 10758.4491 | 4.1728 | 96427.294 | 1.386 | -504.4546 | LED Linear - Lamp Replacement | Textiles and Leather | Turnover
| IteNgsld418 | 33163.715 | 7334.2778 | 0 | 4394.6034 | 44892.5962 | 65115.6532 | 65115.6532 | 17974.6992 | 83090.3524 | 83090.3524 | 0.54029 | 0.54029 | 10758.4491 | 10758.4491 | 4.1728 | 96427.294 | 1.386 | -504.4546 | LED Linear - Lamp Replacement | Textiles and Leather | New
| ItrTgsld418 | 33163.715 | 7334.2778 | 0 | 4394.6034 | 44892.5962 | 65115.6532 | 65115.6532 | 17974.6992 | 83090.3524 | 83090.3524 | 0.54029 | 0.54029 | 11099.8487 | 11099.8487 | 4.0444 | 96427.294 | 1.43 | -476.5459 | LED Linear - Lamp Replacement | Transportation Equipment | Turnover
| ItrNgsld418 | 33163.715 | 7334.2778 | 0 | 4394.6034 | 44892.5962 | 65115.6532 | 65115.6532 | 17974.6992 | 83090.3524 | 83090.3524 | 0.54029 | 0.54029 | 11099.8487 | 11099.8487 | 4.0444 | 96427.294 | 1.43 | -476.5459 | LED Linear - Lamp Replacement | Transportation Equipment | New
| IwaTgsld418 | 34241.0375 | 7367.8051 | 0 | 4567.6945 | 46176.5371 | 67389.7955 | 67389.7955 | 17974.6992 | 85364.4947 | 85364.4947 | 0.54093 | 0.54093 | 11134.1838 | 11134.1838 | 4.1473 | 99167.2245 | 1.4014 | -507.7256 | LED Linear - Lamp Replacement | Water and Wastewater | Turnover
| IwaNgsld418 | 34241.0375 | 7367.8051 | 0 | 4567.6945 | 46176.5371 | 67389.7955 | 67389.7955 | 17974.6992 | 85364.4947 | 85364.4947 | 0.54093 | 0.54093 | 11134.1838 | 11134.1838 | 4.1473 | 99167.2245 | 1.4014 | -507.7256 | LED Linear - Lamp Replacement | Water and Wastewater | New
| IagTgsld419 | 33163.715 | 7334.2778 | 0 | 4394.6034 | 44892.5962 | 65115.6532 | 65115.6532 | 17974.6992 | 83090.3524 | 83090.3524 | 0.54029 | 0.54029 | 232889.021 | 232889.021 | 0.19276 | 96427.294 | 26.2317 | 15261.3727 | Light Tube | Agriculture and Assembly | Turnover
| IagNgsld419 | 33163.715 | 7334.2778 | 0 | 4394.6034 | 44892.5962 | 65115.6532 | 65115.6532 | 17974.6992 | 83090.3524 | 83090.3524 | 0.54029 | 0.54029 | 232889.021 | 232889.021 | 0.19276 | 96427.294 | 26.2317 | 15261.3727 | Light Tube | Agriculture and Assembly | New
| IchTgsld419 | 33163.715 | 7334.2778 | 0 | 4394.6034 | 44892.5962 | 65115.6532 | 65115.6532 | 17974.6992 | 83090.3524 | 83090.3524 | 0.54029 | 0.54029 | 232889.021 | 232889.021 | 0.19276 | 96427.294 | 26.2317 | 15261.3727 | Light Tube | Chemicals and Plastics | Turnover
| IchNgsld419 | 33163.715 | 7334.2778 | 0 | 4394.6034 | 44892.5962 | 65115.6532 | 65115.6532 | 17974.6992 | 83090.3524 | 83090.3524 | 0.54029 | 0.54029 | 232889.021 | 232889.021 | 0.19276 | 96427.294 | 26.2317 | 15261.3727 | Light Tube | Chemicals and Plastics | New
| IcoTgsld419 | 33163.715 | 7334.2778 | 0 | 4394.6034 | 44892.5962 | 65115.6532 | 65115.6532 | 17974.6992 | 83090.3524 | 83090.3524 | 0.54029 | 0.54029 | 232889.021 | 232889.021 | 0.19276 | 96427.294 | 26.2317 | 15261.3727 | Light Tube | Construction | Turnover
| IcoNgsld419 | 33163.715 | 7334.2778 | 0 | 4394.6034 | 44892.5962 | 65115.6532 | 65115.6532 | 17974.6992 | 83090.3524 | 83090.3524 | 0.54029 | 0.54029 | 232889.021 | 232889.021 | 0.19276 | 96427.294 | 26.2317 | 15261.3727 | Light Tube | Construction | New
| IelTgsld419 | 33163.715 | 7334.2778 | 0 | 4394.6034 | 44892.5962 | 65115.6532 | 65115.6532 | 17974.6992 | 83090.3524 | 83090.3524 | 0.54029 | 0.54029 | 232889.021 | 232889.021 | 0.19276 | 96427.294 | 26.2317 | 15261.3727 | Light Tube | Electrical and Electronic Equip. | Turnover
| IelNgsld419 | 33163.715 | 7334.2778 | 0 | 4394.6034 | 44892.5962 | 65115.6532 | 65115.6532 | 17974.6992 | 83090.3524 | 83090.3524 | 0.54029 | 0.54029 | 232889.021 | 232889.021 | 0.19276 | 96427.294 | 26.2317 | 15261.3727 | Light Tube | Electrical and Electronic Equip. | New
| IluTgsld419 | 33163.715 | 7334.2778 | 0 | 4394.6034 | 44892.5962 | 65115.6532 | 65115.6532 | 17974.6992 | 83090.3524 | 83090.3524 | 0.54029 | 0.54029 | 242167.3924 | 242167.3924 | 0.18538 | 96427.294 | 27.2768 | 15924.5287 | Light Tube | Lumber/Furniture/Pulp/Paper | Turnover
| IluNgsld419 | 33163.715 | 7334.2778 | 0 | 4394.6034 | 44892.5962 | 65115.6532 | 65115.6532 | 17974.6992 | 83090.3524 | 83090.3524 | 0.54029 | 0.54029 | 242167.3924 | 242167.3924 | 0.18538 | 96427.294 | 27.2768 | 15924.5287 | Light Tube | Lumber/Furniture/Pulp/Paper | New
| ImeTgsld419 | 33163.715 | 7334.2778 | 0 | 4394.6034 | 44892.5962 | 65115.6532 | 65115.6532 | 17974.6992 | 83090.3524 | 83090.3524 | 0.54029 | 0.54029 | 232889.021 | 232889.021 | 0.19276 | 96427.294 | 26.2317 | 15261.3727 | Light Tube | Metal Products and Machinery | Turnover
| ImeNgsld419 | 33163.715 | 7334.2778 | 0 | 4394.6034 | 44892.5962 | 65115.6532 | 65115.6532 | 17974.6992 | 83090.3524 | 83090.3524 | 0.54029 | 0.54029 | 232889.021 | 232889.021 | 0.19276 | 96427.294 | 26.2317 | 15261.3727 | Light Tube | Metal Products and Machinery | New
| ImiTgsld419 | 33163.715 | 7334.2778 | 0 | 4394.6034 | 44892.5962 | 65115.6532 | 65115.6532 | 17974.6992 | 83090.3524 | 83090.3524 | 0.54029 | 0.54029 | 236518.9087 | 236518.9087 | 0.18981 | 96427.294 | 26.6406 | 15520.8133 | Light Tube | Miscellaneous Manufacturing | Turnover
| ImiNgsld419 | 33163.715 | 7334.2778 | 0 | 4394.6034 | 44892.5962 | 65115.6532 | 65115.6532 | 17974.6992 | 83090.3524 | 83090.3524 | 0.54029 | 0.54029 | 236518.9087 | 236518.9087 | 0.18981 | 96427.294 | 26.6406 | 15520.8133 | Light Tube | Miscellaneous Manufacturing | New
| IprTgsld419 | 33163.715 | 7334.2778 | 0 | 4394.6034 | 44892.5962 | 65115.6532 | 65115.6532 | 17974.6992 | 83090.3524 | 83090.3524 | 0.54029 | 0.54029 | 232889.021 | 232889.021 | 0.19276 | 96427.294 | 26.2317 | 15261.3727 | Light Tube | Primary Resources Industries | Turnover
| IprNgsld419 | 33163.715 | 7334.2778 | 0 | 4394.6034 | 44892.5962 | 65115.6532 | 65115.6532 | 17974.6992 | 83090.3524 | 83090.3524 | 0.54029 | 0.54029 | 232889.021 | 232889.021 | 0.19276 | 96427.294 | 26.2317 | 15261.3727 | Light Tube | Primary Resources Industries | New
| IstTgsld419 | 33163.715 | 7334.2778 | 0 | 4394.6034 | 44892.5962 | 65115.6532 | 65115.6532 | 17974.6992 | 83090.3524 | 83090.3524 | 0.54029 | 0.54029 | 232889.021 | 232889.021 | 0.19276 | 96427.294 | 26.2317 | 15261.3727 | Light Tube | Stone/Clay/Glass/Concrete | Turnover
| IstNgsld419 | 33163.715 | 7334.2778 | 0 | 4394.6034 | 44892.5962 | 65115.6532 | 65115.6532 | 17974.6992 | 83090.3524 | 83090.3524 | 0.54029 | 0.54029 | 232889.021 | 232889.021 | 0.19276 | 96427.294 | 26.2317 | 15261.3727 | Light Tube | Stone/Clay/Glass/Concrete | New
| IteTgsld419 | 33163.715 | 7334.2778 | 0 | 4394.6034 | 44892.5962 | 65115.6532 | 65115.6532 | 17974.6992 | 83090.3524 | 83090.3524 | 0.54029 | 0.54029 | 232889.021 | 232889.021 | 0.19276 | 96427.294 | 26.2317 | 15261.3727 | Light Tube | Textiles and Leather | Turnover
| IteNgsld419 | 33163.715 | 7334.2778 | 0 | 4394.6034 | 44892.5962 | 65115.6532 | 65115.6532 | 17974.6992 | 83090.3524 | 83090.3524 | 0.54029 | 0.54029 | 232889.021 | 232889.021 | 0.19276 | 96427.294 | 26.2317 | 15261.3727 | Light Tube | Textiles and Leather | New
| ItrTgsld419 | 33163.715 | 7334.2778 | 0 | 4394.6034 | 44892.5962 | 65115.6532 | 65115.6532 | 17974.6992 | 83090.3524 | 83090.3524 | 0.54029 | 0.54029 | 312358.565 | 312358.565 | 0.14372 | 96427.294 | 35.1829 | 20941.311 | Light Tube | Transportation Equipment | Turnover
| ItrNgsld419 | 33163.715 | 7334.2778 | 0 | 4394.6034 | 44892.5962 | 65115.6532 | 65115.6532 | 17974.6992 | 83090.3524 | 83090.3524 | 0.54029 | 0.54029 | 312358.565 | 312358.565 | 0.14372 | 96427.294 | 35.1829 | 20941.311 | Light Tube | Transportation Equipment | New
| IwaTgsld419 | 33163.715 | 7334.2778 | 0 | 4394.6034 | 44892.5962 | 65115.6532 | 65115.6532 | 17974.6992 | 83090.3524 | 83090.3524 | 0.54029 | 0.54029 | 232889.021 | 232889.021 | 0.19276 | 96427.294 | 26.2317 | 15261.3727 | Light Tube | Water and Wastewater | Turnover
| IwaNgsld419 | 33163.715 | 7334.2778 | 0 | 4394.6034 | 44892.5962 | 65115.6532 | 65115.6532 | 17974.6992 | 83090.3524 | 83090.3524 | 0.54029 | 0.54029 | 232889.021 | 232889.021 | 0.19276 | 96427.294 | 26.2317 | 15261.3727 | Light Tube | Water and Wastewater | New
| IagEgsld501 | 34241.7208 | 7368.3527 | 0 | 4567.6945 | 46177.768 | 67389.7955 | 67389.7955 | 17324.0762 | 84713.8717 | 84713.8717 | 0.5451 | 0.5451 | 22402.9034 | 22402.9034 | 2.0612 | 98516.6016 | 3.3237 | 730.8288 | VFD on HVAC Fan | Agriculture and Assembly | Existing
| IagNgsld501 | 34241.7208 | 7368.3527 | 0 | 4567.6945 | 46177.768 | 67389.7955 | 67389.7955 | 17324.0762 | 84713.8717 | 84713.8717 | 0.5451 | 0.5451 | 22402.9034 | 22402.9034 | 2.0612 | 98516.6016 | 3.3237 | 730.8288 | VFD on HVAC Fan | Agriculture and Assembly | New
| IchEgsld501 | 34241.7208 | 7368.3527 | 0 | 4567.6945 | 46177.768 | 67389.7955 | 67389.7955 | 17324.0762 | 84713.8717 | 84713.8717 | 0.5451 | 0.5451 | 22402.9034 | 22402.9034 | 2.0612 | 98516.6016 | 3.3237 | 730.8288 | VFD on HVAC Fan | Chemicals and Plastics | Existing
| IchNgsld501 | 34241.7208 | 7368.3527 | 0 | 4567.6945 | 46177.768 | 67389.7955 | 67389.7955 | 17324.0762 | 84713.8717 | 84713.8717 | 0.5451 | 0.5451 | 22402.9034 | 22402.9034 | 2.0612 | 98516.6016 | 3.3237 | 730.8288 | VFD on HVAC Fan | Chemicals and Plastics | New
| IcoEgsld501 | 34241.7208 | 7368.3527 | 0 | 4567.6945 | 46177.768 | 67389.7955 | 67389.7955 | 17324.0762 | 84713.8717 | 84713.8717 | 0.5451 | 0.5451 | 22402.9034 | 22402.9034 | 2.0612 | 98516.6016 | 3.3237 | 730.8288 | VFD on HVAC Fan | Construction | Existing
| IcoNgsld501 | 34241.7208 | 7368.3527 | 0 | 4567.6945 | 46177.768 | 67389.7955 | 67389.7955 | 17324.0762 | 84713.8717 | 84713.8717 | 0.5451 | 0.5451 | 22402.9034 | 22402.9034 | 2.0612 | 98516.6016 | 3.3237 | 730.8288 | VFD on HVAC Fan | Construction | New
| IelEgsld501 | 34241.7208 | 7368.3527 | 0 | 4567.6945 | 46177.768 | 67389.7955 | 67389.7955 | 17324.0762 | 84713.8717 | 84713.8717 | 0.5451 | 0.5451 | 22402.9034 | 22402.9034 | 2.0612 | 98516.6016 | 3.3237 | 730.8288 | VFD on HVAC Fan | Electrical and Electronic Equip. | Existing
| IelNgsld501 | 34241.7208 | 7368.3527 | 0 | 4567.6945 | 46177.768 | 67389.7955 | 67389.7955 | 17324.0762 | 84713.8717 | 84713.8717 | 0.5451 | 0.5451 | 22402.9034 | 22402.9034 | 2.0612 | 98516.6016 | 3.3237 | 730.8288 | VFD on HVAC Fan | Electrical and Electronic Equip. | New
| IluEgsld501 | 34241.7208 | 7368.3527 | 0 | 4567.6945 | 46177.768 | 67389.7955 | 67389.7955 | 17324.0762 | 84713.8717 | 84713.8717 | 0.5451 | 0.5451 | 22402.9034 | 22402.9034 | 2.0612 | 98516.6016 | 3.3237 | 730.8288 | VFD on HVAC Fan | Lumber/Furniture/Pulp/Paper | Existing
| IluNgsld501 | 34241.7208 | 7368.3527 | 0 | 4567.6945 | 46177.768 | 67389.7955 | 67389.7955 | 17324.0762 | 84713.8717 | 84713.8717 | 0.5451 | 0.5451 | 22402.9034 | 22402.9034 | 2.0612 | 98516.6016 | 3.3237 | 730.8288 | VFD on HVAC Fan | Lumber/Furniture/Pulp/Paper | New
| ImeEgsld501 | 34241.7208 | 7368.3527 | 0 | 4567.6945 | 46177.768 | 67389.7955 | 67389.7955 | 17324.0762 | 84713.8717 | 84713.8717 | 0.5451 | 0.5451 | 22402.9034 | 22402.9034 | 2.0612 | 98516.6016 | 3.3237 | 730.8288 | VFD on HVAC Fan | Metal Products and Machinery | Existing
| ImeNgsld501 | 34241.7208 | 7368.3527 | 0 | 4567.6945 | 46177.768 | 67389.7955 | 67389.7955 | 17324.0762 | 84713.8717 | 84713.8717 | 0.5451 | 0.5451 | 22402.9034 | 22402.9034 | 2.0612 | 98516.6016 | 3.3237 | 730.8288 | VFD on HVAC Fan | Metal Products and Machinery | New
| ImiEgsld501 | 34241.7208 | 7368.3527 | 0 | 4567.6945 | 46177.768 | 67389.7955 | 67389.7955 | 17324.0762 | 84713.8717 | 84713.8717 | 0.5451 | 0.5451 | 22402.9034 | 22402.9034 | 2.0612 | 98516.6016 | 3.3237 | 730.8288 | VFD on HVAC Fan | Miscellaneous Manufacturing | Existing
| ImiNgsld501 | 34241.7208 | 7368.3527 | 0 | 4567.6945 | 46177.768 | 67389.7955 | 67389.7955 | 17324.0762 | 84713.8717 | 84713.8717 | 0.5451 | 0.5451 | 22402.9034 | 22402.9034 | 2.0612 | 98516.6016 | 3.3237 | 730.8288 | VFD on HVAC Fan | Miscellaneous Manufacturing | New
| IprEgsld501 | 34241.7208 | 7368.3527 | 0 | 4567.6945 | 46177.768 | 67389.7955 | 67389.7955 | 17324.0762 | 84713.8717 | 84713.8717 | 0.5451 | 0.5451 | 22402.9034 | 22402.9034 | 2.0612 | 98516.6016 | 3.3237 | 730.8288 | VFD on HVAC Fan | Primary Resources Industries | Existing
| IprNgsld501 | 34241.7208 | 7368.3527 | 0 | 4567.6945 | 46177.768 | 67389.7955 | 67389.7955 | 17324.0762 | 84713.8717 | 84713.8717 | 0.5451 | 0.5451 | 22402.9034 | 22402.9034 | 2.0612 | 98516.6016 | 3.3237 | 730.8288 | VFD on HVAC Fan | Primary Resources Industries | New
| IstEgsld501 | 34241.7208 | 7368.3527 | 0 | 4567.6945 | 46177.768 | 67389.7955 | 67389.7955 | 17324.0762 | 84713.8717 | 84713.8717 | 0.5451 | 0.5451 | 22402.9034 | 22402.9034 | 2.0612 | 98516.6016 | 3.3237 | 730.8288 | VFD on HVAC Fan | Stone/Clay/Glass/Concrete | Existing
| IstNgsld501 | 34241.7208 | 7368.3527 | 0 | 4567.6945 | 46177.768 | 67389.7955 | 67389.7955 | 17324.0762 | 84713.8717 | 84713.8717 | 0.5451 | 0.5451 | 22402.9034 | 22402.9034 | 2.0612 | 98516.6016 | 3.3237 | 730.8288 | VFD on HVAC Fan | Stone/Clay/Glass/Concrete | New
| IteEgsld501 | 34241.7208 | 7368.3527 | 0 | 4567.6945 | 46177.768 | 67389.7955 | 67389.7955 | 17324.0762 | 84713.8717 | 84713.8717 | 0.5451 | 0.5451 | 22402.9034 | 22402.9034 | 2.0612 | 98516.6016 | 3.3237 | 730.8288 | VFD on HVAC Fan | Textiles and Leather | Existing
| IteNgsld501 | 34241.7208 | 7368.3527 | 0 | 4567.6945 | 46177.768 | 67389.7955 | 67389.7955 | 17324.0762 | 84713.8717 | 84713.8717 | 0.5451 | 0.5451 | 22402.9034 | 22402.9034 | 2.0612 | 98516.6016 | 3.3237 | 730.8288 | VFD on HVAC Fan | Textiles and Leather | New
| ItrEgsld501 | 34241.7208 | 7368.3527 | 0 | 4567.6945 | 46177.768 | 67389.7955 | 67389.7955 | 17324.0762 | 84713.8717 | 84713.8717 | 0.5451 | 0.5451 | 22402.9034 | 22402.9034 | 2.0612 | 98516.6016 | 3.3237 | 730.8288 | VFD on HVAC Fan | Transportation Equipment | Existing
| ItrNgsld501 | 34241.7208 | 7368.3527 | 0 | 4567.6945 | 46177.768 | 67389.7955 | 67389.7955 | 17324.0762 | 84713.8717 | 84713.8717 | 0.5451 | 0.5451 | 22402.9034 | 22402.9034 | 2.0612 | 98516.6016 | 3.3237 | 730.8288 | VFD on HVAC Fan | Transportation Equipment | New
| IwaEgsld501 | 33164.3952 | 7334.8229 | 0 | 4394.6034 | 44893.8215 | 65115.6532 | 65115.6532 | 17324.0762 | 82439.7294 | 82439.7294 | 0.54457 | 0.54457 | 21646.8915 | 21646.8915 | 2.0739 | 95776.671 | 3.2881 | 692.8054 | VFD on HVAC Fan | Water and Wastewater | Existing
| IwaNgsld501 | 33164.3952 | 7334.8229 | 0 | 4394.6034 | 44893.8215 | 65115.6532 | 65115.6532 | 17324.0762 | 82439.7294 | 82439.7294 | 0.54457 | 0.54457 | 21646.8915 | 21646.8915 | 2.0739 | 95776.671 | 3.2881 | 692.8054 | VFD on HVAC Fan | Water and Wastewater | New
| IagTgsld502 | 34241.7208 | 7368.3527 | 0 | 4567.6945 | 46177.768 | 67389.7955 | 67389.7955 | 17324.0762 | 84713.8717 | 84713.8717 | 0.5451 | 0.5451 | 22529.6864 | 22529.6864 | 2.0496 | 98516.6016 | 2.5081 | 207.2161 | High Volume Low Speed Fan (HVLS) | Agriculture and Assembly | Turnover
| IagNgsld502 | 34241.7208 | 7368.3527 | 0 | 4567.6945 | 46177.768 | 67389.7955 | 67389.7955 | 17324.0762 | 84713.8717 | 84713.8717 | 0.5451 | 0.5451 | 22529.6864 | 22529.6864 | 2.0496 | 98516.6016 | 2.5081 | 207.2161 | High Volume Low Speed Fan (HVLS) | Agriculture and Assembly | New
| IchTgsld502 | 34241.7208 | 7368.3527 | 0 | 4567.6945 | 46177.768 | 67389.7955 | 67389.7955 | 17324.0762 | 84713.8717 | 84713.8717 | 0.5451 | 0.5451 | 22529.6864 | 22529.6864 | 2.0496 | 98516.6016 | 2.5081 | 207.2161 | High Volume Low Speed Fan (HVLS) | Chemicals and Plastics | Turnover
| IchNgsld502 | 34241.7208 | 7368.3527 | 0 | 4567.6945 | 46177.768 | 67389.7955 | 67389.7955 | 17324.0762 | 84713.8717 | 84713.8717 | 0.5451 | 0.5451 | 22529.6864 | 22529.6864 | 2.0496 | 98516.6016 | 2.5081 | 207.2161 | High Volume Low Speed Fan (HVLS) | Chemicals and Plastics | New
| IcoTgsld502 | 34241.7208 | 7368.3527 | 0 | 4567.6945 | 46177.768 | 67389.7955 | 67389.7955 | 17324.0762 | 84713.8717 | 84713.8717 | 0.5451 | 0.5451 | 22529.6864 | 22529.6864 | 2.0496 | 98516.6016 | 2.5081 | 207.2161 | High Volume Low Speed Fan (HVLS) | Construction | Turnover
| IcoNgsld502 | 34241.7208 | 7368.3527 | 0 | 4567.6945 | 46177.768 | 67389.7955 | 67389.7955 | 17324.0762 | 84713.8717 | 84713.8717 | 0.5451 | 0.5451 | 22529.6864 | 22529.6864 | 2.0496 | 98516.6016 | 2.5081 | 207.2161 | High Volume Low Speed Fan (HVLS) | Construction | New
| IelTgsld502 | 34241.7208 | 7368.3527 | 0 | 4567.6945 | 46177.768 | 67389.7955 | 67389.7955 | 17324.0762 | 84713.8717 | 84713.8717 | 0.5451 | 0.5451 | 22529.6864 | 22529.6864 | 2.0496 | 98516.6016 | 2.5081 | 207.2161 | High Volume Low Speed Fan (HVLS) | Electrical and Electronic Equip. | Turnover
| IelNgsld502 | 34241.7208 | 7368.3527 | 0 | 4567.6945 | 46177.768 | 67389.7955 | 67389.7955 | 17324.0762 | 84713.8717 | 84713.8717 | 0.5451 | 0.5451 | 22529.6864 | 22529.6864 | 2.0496 | 98516.6016 | 2.5081 | 207.2161 | High Volume Low Speed Fan (HVLS) | Electrical and Electronic Equip. | New
| IluTgsld502 | 34241.7208 | 7368.3527 | 0 | 4567.6945 | 46177.768 | 67389.7955 | 67389.7955 | 17324.0762 | 84713.8717 | 84713.8717 | 0.5451 | 0.5451 | 23430.8647 | 23430.8647 | 1.9708 | 98516.6016 | 2.6085 | 271.6262 | High Volume Low Speed Fan (HVLS) | Lumber/Furniture/Pulp/Paper | Turnover
| IluNgsld502 | 34241.7208 | 7368.3527 | 0 | 4567.6945 | 46177.768 | 67389.7955 | 67389.7955 | 17324.0762 | 84713.8717 | 84713.8717 | 0.5451 | 0.5451 | 23430.8647 | 23430.8647 | 1.9708 | 98516.6016 | 2.6085 | 271.6262 | High Volume Low Speed Fan (HVLS) | Lumber/Furniture/Pulp/Paper | New
| ImeTgsld502 | 34241.7208 | 7368.3527 | 0 | 4567.6945 | 46177.768 | 67389.7955 | 67389.7955 | 17324.0762 | 84713.8717 | 84713.8717 | 0.5451 | 0.5451 | 22529.6864 | 22529.6864 | 2.0496 | 98516.6016 | 2.5081 | 207.2161 | High Volume Low Speed Fan (HVLS) | Metal Products and Machinery | Turnover
| ImeNgsld502 | 34241.7208 | 7368.3527 | 0 | 4567.6945 | 46177.768 | 67389.7955 | 67389.7955 | 17324.0762 | 84713.8717 | 84713.8717 | 0.5451 | 0.5451 | 22529.6864 | 22529.6864 | 2.0496 | 98516.6016 | 2.5081 | 207.2161 | High Volume Low Speed Fan (HVLS) | Metal Products and Machinery | New
| ImiTgsld502 | 34241.7208 | 7368.3527 | 0 | 4567.6945 | 46177.768 | 67389.7955 | 67389.7955 | 17324.0762 | 84713.8717 | 84713.8717 | 0.5451 | 0.5451 | 22881.7073 | 22881.7073 | 2.0181 | 98516.6016 | 2.5473 | 232.3762 | High Volume Low Speed Fan (HVLS) | Miscellaneous Manufacturing | Turnover
| ImiNgsld502 | 34241.7208 | 7368.3527 | 0 | 4567.6945 | 46177.768 | 67389.7955 | 67389.7955 | 17324.0762 | 84713.8717 | 84713.8717 | 0.5451 | 0.5451 | 22881.7073 | 22881.7073 | 2.0181 | 98516.6016 | 2.5473 | 232.3762 | High Volume Low Speed Fan (HVLS) | Miscellaneous Manufacturing | New
| IprTgsld502 | 34241.7208 | 7368.3527 | 0 | 4567.6945 | 46177.768 | 67389.7955 | 67389.7955 | 17324.0762 | 84713.8717 | 84713.8717 | 0.5451 | 0.5451 | 22529.6864 | 22529.6864 | 2.0496 | 98516.6016 | 2.5081 | 207.2161 | High Volume Low Speed Fan (HVLS) | Primary Resources Industries | Turnover
| IprNgsld502 | 34241.7208 | 7368.3527 | 0 | 4567.6945 | 46177.768 | 67389.7955 | 67389.7955 | 17324.0762 | 84713.8717 | 84713.8717 | 0.5451 | 0.5451 | 22529.6864 | 22529.6864 | 2.0496 | 98516.6016 | 2.5081 | 207.2161 | High Volume Low Speed Fan (HVLS) | Primary Resources Industries | New
| IstTgsld502 | 34241.7208 | 7368.3527 | 0 | 4567.6945 | 46177.768 | 67389.7955 | 67389.7955 | 17324.0762 | 84713.8717 | 84713.8717 | 0.5451 | 0.5451 | 22529.6864 | 22529.6864 | 2.0496 | 98516.6016 | 2.5081 | 207.2161 | High Volume Low Speed Fan (HVLS) | Stone/Clay/Glass/Concrete | Turnover
| IstNgsld502 | 34241.7208 | 7368.3527 | 0 | 4567.6945 | 46177.768 | 67389.7955 | 67389.7955 | 17324.0762 | 84713.8717 | 84713.8717 | 0.5451 | 0.5451 | 22529.6864 | 22529.6864 | 2.0496 | 98516.6016 | 2.5081 | 207.2161 | High Volume Low Speed Fan (HVLS) | Stone/Clay/Glass/Concrete | New
| IteTgsld502 | 34241.7208 | 7368.3527 | 0 | 4567.6945 | 46177.768 | 67389.7955 | 67389.7955 | 17324.0762 | 84713.8717 | 84713.8717 | 0.5451 | 0.5451 | 22529.6864 | 22529.6864 | 2.0496 | 98516.6016 | 2.5081 | 207.2161 | High Volume Low Speed Fan (HVLS) | Textiles and Leather | Turnover
| IteNgsld502 | 34241.7208 | 7368.3527 | 0 | 4567.6945 | 46177.768 | 67389.7955 | 67389.7955 | 17324.0762 | 84713.8717 | 84713.8717 | 0.5451 | 0.5451 | 22529.6864 | 22529.6864 | 2.0496 | 98516.6016 | 2.5081 | 207.2161 | High Volume Low Speed Fan (HVLS) | Textiles and Leather | New
| ItrTgsld502 | 34241.7208 | 7368.3527 | 0 | 4567.6945 | 46177.768 | 67389.7955 | 67389.7955 | 17324.0762 | 84713.8717 | 84713.8717 | 0.5451 | 0.5451 | 23244.915 | 23244.915 | 1.9866 | 98516.6016 | 2.5878 | 258.3357 | High Volume Low Speed Fan (HVLS) | Transportation Equipment | Turnover
| ItrNgsld502 | 34241.7208 | 7368.3527 | 0 | 4567.6945 | 46177.768 | 67389.7955 | 67389.7955 | 17324.0762 | 84713.8717 | 84713.8717 | 0.5451 | 0.5451 | 23244.915 | 23244.915 | 1.9866 | 98516.6016 | 2.5878 | 258.3357 | High Volume Low Speed Fan (HVLS) | Transportation Equipment | New
| IwaTgsld502 | 33164.3952 | 7334.8229 | 0 | 4394.6034 | 44893.8215 | 65115.6532 | 65115.6532 | 17324.0762 | 82439.7294 | 82439.7294 | 0.54457 | 0.54457 | 21769.3978 | 21769.3978 | 2.0622 | 95776.671 | 2.4813 | 186.8625 | High Volume Low Speed Fan (HVLS) | Water and Wastewater | Turnover
| IwaNgsld502 | 33164.3952 | 7334.8229 | 0 | 4394.6034 | 44893.8215 | 65115.6532 | 65115.6532 | 17324.0762 | 82439.7294 | 82439.7294 | 0.54457 | 0.54457 | 21769.3978 | 21769.3978 | 2.0622 | 95776.671 | 2.4813 | 186.8625 | High Volume Low Speed Fan (HVLS) | Water and Wastewater | New
| IagTgsld601 | 34241.7208 | 7368.3527 | 0 | 4567.6945 | 46177.768 | 67389.7955 | 67389.7955 | 17324.0762 | 84713.8717 | 84713.8717 | 0.5451 | 0.5451 | 35623.9822 | 35623.9822 | 1.2963 | 98516.6016 | 3.9659 | 1143.1065 | Low Energy Livestock Waterer | Agriculture and Assembly | Turnover
| IagNgsld601 | 34241.7208 | 7368.3527 | 0 | 4567.6945 | 46177.768 | 67389.7955 | 67389.7955 | 17324.0762 | 84713.8717 | 84713.8717 | 0.5451 | 0.5451 | 35623.9822 | 35623.9822 | 1.2963 | 98516.6016 | 3.9659 | 1143.1065 | Low Energy Livestock Waterer | Agriculture and Assembly | New
| IchTgsld601 | 34241.7208 | 7368.3527 | 0 | 4567.6945 | 46177.768 | 67389.7955 | 67389.7955 | 17324.0762 | 84713.8717 | 84713.8717 | 0.5451 | 0.5451 | 35623.9822 | 35623.9822 | 1.2963 | 98516.6016 | 3.9659 | 1143.1065 | Low Energy Livestock Waterer | Chemicals and Plastics | Turnover
| IchNgsld601 | 34241.7208 | 7368.3527 | 0 | 4567.6945 | 46177.768 | 67389.7955 | 67389.7955 | 17324.0762 | 84713.8717 | 84713.8717 | 0.5451 | 0.5451 | 35623.9822 | 35623.9822 | 1.2963 | 98516.6016 | 3.9659 | 1143.1065 | Low Energy Livestock Waterer | Chemicals and Plastics | New
| IcoTgsld601 | 34241.7208 | 7368.3527 | 0 | 4567.6945 | 46177.768 | 67389.7955 | 67389.7955 | 17324.0762 | 84713.8717 | 84713.8717 | 0.5451 | 0.5451 | 35623.9822 | 35623.9822 | 1.2963 | 98516.6016 | 3.9659 | 1143.1065 | Low Energy Livestock Waterer | Construction | Turnover
| IcoNgsld601 | 34241.7208 | 7368.3527 | 0 | 4567.6945 | 46177.768 | 67389.7955 | 67389.7955 | 17324.0762 | 84713.8717 | 84713.8717 | 0.5451 | 0.5451 | 35623.9822 | 35623.9822 | 1.2963 | 98516.6016 | 3.9659 | 1143.1065 | Low Energy Livestock Waterer | Construction | New
| IelTgsld601 | 34241.7208 | 7368.3527 | 0 | 4567.6945 | 46177.768 | 67389.7955 | 67389.7955 | 17324.0762 | 84713.8717 | 84713.8717 | 0.5451 | 0.5451 | 35623.9822 | 35623.9822 | 1.2963 | 98516.6016 | 3.9659 | 1143.1065 | Low Energy Livestock Waterer | Electrical and Electronic Equip. | Turnover
| IelNgsld601 | 34241.7208 | 7368.3527 | 0 | 4567.6945 | 46177.768 | 67389.7955 | 67389.7955 | 17324.0762 | 84713.8717 | 84713.8717 | 0.5451 | 0.5451 | 35623.9822 | 35623.9822 | 1.2963 | 98516.6016 | 3.9659 | 1143.1065 | Low Energy Livestock Waterer | Electrical and Electronic Equip. | New
| IluTgsld601 | 34241.7208 | 7368.3527 | 0 | 4567.6945 | 46177.768 | 67389.7955 | 67389.7955 | 17324.0762 | 84713.8717 | 84713.8717 | 0.5451 | 0.5451 | 35623.9822 | 35623.9822 | 1.2963 | 98516.6016 | 3.9659 | 1143.1065 | Low Energy Livestock Waterer | Lumber/Furniture/Pulp/Paper | Turnover
| IluNgsld601 | 34241.7208 | 7368.3527 | 0 | 4567.6945 | 46177.768 | 67389.7955 | 67389.7955 | 17324.0762 | 84713.8717 | 84713.8717 | 0.5451 | 0.5451 | 35623.9822 | 35623.9822 | 1.2963 | 98516.6016 | 3.9659 | 1143.1065 | Low Energy Livestock Waterer | Lumber/Furniture/Pulp/Paper | New
| ImeTgsld601 | 34241.7208 | 7368.3527 | 0 | 4567.6945 | 46177.768 | 67389.7955 | 67389.7955 | 17324.0762 | 84713.8717 | 84713.8717 | 0.5451 | 0.5451 | 35623.9822 | 35623.9822 | 1.2963 | 98516.6016 | 3.9659 | 1143.1065 | Low Energy Livestock Waterer | Metal Products and Machinery | Turnover
| ImeNgsld601 | 34241.7208 | 7368.3527 | 0 | 4567.6945 | 46177.768 | 67389.7955 | 67389.7955 | 17324.0762 | 84713.8717 | 84713.8717 | 0.5451 | 0.5451 | 35623.9822 | 35623.9822 | 1.2963 | 98516.6016 | 3.9659 | 1143.1065 | Low Energy Livestock Waterer | Metal Products and Machinery | New
| ImiTgsld601 | 34241.7208 | 7368.3527 | 0 | 4567.6945 | 46177.768 | 67389.7955 | 67389.7955 | 17324.0762 | 84713.8717 | 84713.8717 | 0.5451 | 0.5451 | 35623.9822 | 35623.9822 | 1.2963 | 98516.6016 | 3.9659 | 1143.1065 | Low Energy Livestock Waterer | Miscellaneous Manufacturing | Turnover
| ImiNgsld601 | 34241.7208 | 7368.3527 | 0 | 4567.6945 | 46177.768 | 67389.7955 | 67389.7955 | 17324.0762 | 84713.8717 | 84713.8717 | 0.5451 | 0.5451 | 35623.9822 | 35623.9822 | 1.2963 | 98516.6016 | 3.9659 | 1143.1065 | Low Energy Livestock Waterer | Miscellaneous Manufacturing | New
| IprTgsld601 | 34241.7208 | 7368.3527 | 0 | 4567.6945 | 46177.768 | 67389.7955 | 67389.7955 | 17324.0762 | 84713.8717 | 84713.8717 | 0.5451 | 0.5451 | 35623.9822 | 35623.9822 | 1.2963 | 98516.6016 | 3.9659 | 1143.1065 | Low Energy Livestock Waterer | Primary Resources Industries | Turnover
| IprNgsld601 | 34241.7208 | 7368.3527 | 0 | 4567.6945 | 46177.768 | 67389.7955 | 67389.7955 | 17324.0762 | 84713.8717 | 84713.8717 | 0.5451 | 0.5451 | 35623.9822 | 35623.9822 | 1.2963 | 98516.6016 | 3.9659 | 1143.1065 | Low Energy Livestock Waterer | Primary Resources Industries | New
| IstTgsld601 | 34241.7208 | 7368.3527 | 0 | 4567.6945 | 46177.768 | 67389.7955 | 67389.7955 | 17324.0762 | 84713.8717 | 84713.8717 | 0.5451 | 0.5451 | 35623.9822 | 35623.9822 | 1.2963 | 98516.6016 | 3.9659 | 1143.1065 | Low Energy Livestock Waterer | Stone/Clay/Glass/Concrete | Turnover
| IstNgsld601 | 34241.7208 | 7368.3527 | 0 | 4567.6945 | 46177.768 | 67389.7955 | 67389.7955 | 17324.0762 | 84713.8717 | 84713.8717 | 0.5451 | 0.5451 | 35623.9822 | 35623.9822 | 1.2963 | 98516.6016 | 3.9659 | 1143.1065 | Low Energy Livestock Waterer | Stone/Clay/Glass/Concrete | New
| IteTgsld601 | 34241.7208 | 7368.3527 | 0 | 4567.6945 | 46177.768 | 67389.7955 | 67389.7955 | 17324.0762 | 84713.8717 | 84713.8717 | 0.5451 | 0.5451 | 35623.9822 | 35623.9822 | 1.2963 | 98516.6016 | 3.9659 | 1143.1065 | Low Energy Livestock Waterer | Textiles and Leather | Turnover
| IteNgsld601 | 34241.7208 | 7368.3527 | 0 | 4567.6945 | 46177.768 | 67389.7955 | 67389.7955 | 17324.0762 | 84713.8717 | 84713.8717 | 0.5451 | 0.5451 | 35623.9822 | 35623.9822 | 1.2963 | 98516.6016 | 3.9659 | 1143.1065 | Low Energy Livestock Waterer | Textiles and Leather | New
| ItrTgsld601 | 34241.7208 | 7368.3527 | 0 | 4567.6945 | 46177.768 | 67389.7955 | 67389.7955 | 17324.0762 | 84713.8717 | 84713.8717 | 0.5451 | 0.5451 | 35623.9822 | 35623.9822 | 1.2963 | 98516.6016 | 3.9659 | 1143.1065 | Low Energy Livestock Waterer | Transportation Equipment | Turnover
| ItrNgsld601 | 34241.7208 | 7368.3527 | 0 | 4567.6945 | 46177.768 | 67389.7955 | 67389.7955 | 17324.0762 | 84713.8717 | 84713.8717 | 0.5451 | 0.5451 | 35623.9822 | 35623.9822 | 1.2963 | 98516.6016 | 3.9659 | 1143.1065 | Low Energy Livestock Waterer | Transportation Equipment | New
| IwaTgsld601 | 34133.4209 | 7366.3808 | 0 | 4548.8234 | 46048.6252 | 67143.7754 | 67143.7754 | 17324.0762 | 84467.8516 | 84467.8516 | 0.54516 | 0.54516 | 35493.931 | 35493.931 | 1.2974 | 98220.1918 | 3.9614 | 1137.488 | Low Energy Livestock Waterer | Water and Wastewater | Turnover
| IwaNgsld601 | 34133.4209 | 7366.3808 | 0 | 4548.8234 | 46048.6252 | 67143.7754 | 67143.7754 | 17324.0762 | 84467.8516 | 84467.8516 | 0.54516 | 0.54516 | 35493.931 | 35493.931 | 1.2974 | 98220.1918 | 3.9614 | 1137.488 | Low Energy Livestock Waterer | Water and Wastewater | New
| IagEgsld602 | 34241.7208 | 7368.3527 | 0 | 4567.6945 | 46177.768 | 67389.7955 | 67389.7955 | 17324.0762 | 84713.8717 | 84713.8717 | 0.5451 | 0.5451 | 22024.7231 | 22024.7231 | 2.0966 | 98516.6016 | 3.2676 | 694.8072 | VFD on process pump | Agriculture and Assembly | Existing
| IagNgsld602 | 34241.7208 | 7368.3527 | 0 | 4567.6945 | 46177.768 | 67389.7955 | 67389.7955 | 17324.0762 | 84713.8717 | 84713.8717 | 0.5451 | 0.5451 | 22024.7231 | 22024.7231 | 2.0966 | 98516.6016 | 3.2676 | 694.8072 | VFD on process pump | Agriculture and Assembly | New
| IchEgsld602 | 34241.7208 | 7368.3527 | 0 | 4567.6945 | 46177.768 | 67389.7955 | 67389.7955 | 17324.0762 | 84713.8717 | 84713.8717 | 0.5451 | 0.5451 | 22024.7231 | 22024.7231 | 2.0966 | 98516.6016 | 3.2676 | 694.8072 | VFD on process pump | Chemicals and Plastics | Existing
| IchNgsld602 | 34241.7208 | 7368.3527 | 0 | 4567.6945 | 46177.768 | 67389.7955 | 67389.7955 | 17324.0762 | 84713.8717 | 84713.8717 | 0.5451 | 0.5451 | 22024.7231 | 22024.7231 | 2.0966 | 98516.6016 | 3.2676 | 694.8072 | VFD on process pump | Chemicals and Plastics | New
| IcoEgsld602 | 34241.7208 | 7368.3527 | 0 | 4567.6945 | 46177.768 | 67389.7955 | 67389.7955 | 17324.0762 | 84713.8717 | 84713.8717 | 0.5451 | 0.5451 | 22024.7231 | 22024.7231 | 2.0966 | 98516.6016 | 3.2676 | 694.8072 | VFD on process pump | Construction | Existing
| IcoNgsld602 | 34241.7208 | 7368.3527 | 0 | 4567.6945 | 46177.768 | 67389.7955 | 67389.7955 | 17324.0762 | 84713.8717 | 84713.8717 | 0.5451 | 0.5451 | 22024.7231 | 22024.7231 | 2.0966 | 98516.6016 | 3.2676 | 694.8072 | VFD on process pump | Construction | New
| IelEgsld602 | 34241.7208 | 7368.3527 | 0 | 4567.6945 | 46177.768 | 67389.7955 | 67389.7955 | 17324.0762 | 84713.8717 | 84713.8717 | 0.5451 | 0.5451 | 22024.7231 | 22024.7231 | 2.0966 | 98516.6016 | 3.2676 | 694.8072 | VFD on process pump | Electrical and Electronic Equip. | Existing
| IelNgsld602 | 34241.7208 | 7368.3527 | 0 | 4567.6945 | 46177.768 | 67389.7955 | 67389.7955 | 17324.0762 | 84713.8717 | 84713.8717 | 0.5451 | 0.5451 | 22024.7231 | 22024.7231 | 2.0966 | 98516.6016 | 3.2676 | 694.8072 | VFD on process pump | Electrical and Electronic Equip. | New
| IluEgsld602 | 34241.7208 | 7368.3527 | 0 | 4567.6945 | 46177.768 | 67389.7955 | 67389.7955 | 17324.0762 | 84713.8717 | 84713.8717 | 0.5451 | 0.5451 | 22903.2075 | 22903.2075 | 2.0162 | 98516.6016 | 3.3979 | 778.483 | VFD on process pump | Lumber/Furniture/Pulp/Paper | Existing
| IluNgsld602 | 34241.7208 | 7368.3527 | 0 | 4567.6945 | 46177.768 | 67389.7955 | 67389.7955 | 17324.0762 | 84713.8717 | 84713.8717 | 0.5451 | 0.5451 | 22903.2075 | 22903.2075 | 2.0162 | 98516.6016 | 3.3979 | 778.483 | VFD on process pump | Lumber/Furniture/Pulp/Paper | New
| ImeEgsld602 | 34241.7208 | 7368.3527 | 0 | 4567.6945 | 46177.768 | 67389.7955 | 67389.7955 | 17324.0762 | 84713.8717 | 84713.8717 | 0.5451 | 0.5451 | 22024.7231 | 22024.7231 | 2.0966 | 98516.6016 | 3.2676 | 694.8072 | VFD on process pump | Metal Products and Machinery | Existing
| ImeNgsld602 | 34241.7208 | 7368.3527 | 0 | 4567.6945 | 46177.768 | 67389.7955 | 67389.7955 | 17324.0762 | 84713.8717 | 84713.8717 | 0.5451 | 0.5451 | 22024.7231 | 22024.7231 | 2.0966 | 98516.6016 | 3.2676 | 694.8072 | VFD on process pump | Metal Products and Machinery | New
| ImiEgsld602 | 34241.7208 | 7368.3527 | 0 | 4567.6945 | 46177.768 | 67389.7955 | 67389.7955 | 17324.0762 | 84713.8717 | 84713.8717 | 0.5451 | 0.5451 | 22368.8621 | 22368.8621 | 2.0644 | 98516.6016 | 3.3187 | 727.5865 | VFD on process pump | Miscellaneous Manufacturing | Existing
| ImiNgsld602 | 34241.7208 | 7368.3527 | 0 | 4567.6945 | 46177.768 | 67389.7955 | 67389.7955 | 17324.0762 | 84713.8717 | 84713.8717 | 0.5451 | 0.5451 | 22368.8621 | 22368.8621 | 2.0644 | 98516.6016 | 3.3187 | 727.5865 | VFD on process pump | Miscellaneous Manufacturing | New
| IprEgsld602 | 34241.7208 | 7368.3527 | 0 | 4567.6945 | 46177.768 | 67389.7955 | 67389.7955 | 17324.0762 | 84713.8717 | 84713.8717 | 0.5451 | 0.5451 | 22024.7231 | 22024.7231 | 2.0966 | 98516.6016 | 3.2676 | 694.8072 | VFD on process pump | Primary Resources Industries | Existing
| IprNgsld602 | 34241.7208 | 7368.3527 | 0 | 4567.6945 | 46177.768 | 67389.7955 | 67389.7955 | 17324.0762 | 84713.8717 | 84713.8717 | 0.5451 | 0.5451 | 22024.7231 | 22024.7231 | 2.0966 | 98516.6016 | 3.2676 | 694.8072 | VFD on process pump | Primary Resources Industries | New
| IstEgsld602 | 34241.7208 | 7368.3527 | 0 | 4567.6945 | 46177.768 | 67389.7955 | 67389.7955 | 17324.0762 | 84713.8717 | 84713.8717 | 0.5451 | 0.5451 | 22024.7231 | 22024.7231 | 2.0966 | 98516.6016 | 3.2676 | 694.8072 | VFD on process pump | Stone/Clay/Glass/Concrete | Existing
| IstNgsld602 | 34241.7208 | 7368.3527 | 0 | 4567.6945 | 46177.768 | 67389.7955 | 67389.7955 | 17324.0762 | 84713.8717 | 84713.8717 | 0.5451 | 0.5451 | 22024.7231 | 22024.7231 | 2.0966 | 98516.6016 | 3.2676 | 694.8072 | VFD on process pump | Stone/Clay/Glass/Concrete | New
| IteEgsld602 | 34241.7208 | 7368.3527 | 0 | 4567.6945 | 46177.768 | 67389.7955 | 67389.7955 | 17324.0762 | 84713.8717 | 84713.8717 | 0.5451 | 0.5451 | 22024.7231 | 22024.7231 | 2.0966 | 98516.6016 | 3.2676 | 694.8072 | VFD on process pump | Textiles and Leather | Existing
| IteNgsld602 | 34241.7208 | 7368.3527 | 0 | 4567.6945 | 46177.768 | 67389.7955 | 67389.7955 | 17324.0762 | 84713.8717 | 84713.8717 | 0.5451 | 0.5451 | 22024.7231 | 22024.7231 | 2.0966 | 98516.6016 | 3.2676 | 694.8072 | VFD on process pump | Textiles and Leather | New
| ItrEgsld602 | 34241.7208 | 7368.3527 | 0 | 4567.6945 | 46177.768 | 67389.7955 | 67389.7955 | 17324.0762 | 84713.8717 | 84713.8717 | 0.5451 | 0.5451 | 22723.9253 | 22723.9253 | 2.0321 | 98516.6016 | 3.3713 | 761.4063 | VFD on process pump | Transportation Equipment | Existing
| ItrNgsld602 | 34241.7208 | 7368.3527 | 0 | 4567.6945 | 46177.768 | 67389.7955 | 67389.7955 | 17324.0762 | 84713.8717 | 84713.8717 | 0.5451 | 0.5451 | 22723.9253 | 22723.9253 | 2.0321 | 98516.6016 | 3.3713 | 761.4063 | VFD on process pump | Transportation Equipment | New
| IwaEgsld602 | 34133.4209 | 7366.3808 | 0 | 4548.8234 | 46048.6252 | 67143.7754 | 67143.7754 | 17324.0762 | 84467.8516 | 84467.8516 | 0.54516 | 0.54516 | 21944.317 | 21944.317 | 2.0984 | 98220.1918 | 3.2639 | 690.8253 | VFD on process pump | Water and Wastewater | Existing
| IwaNgsld602 | 34133.4209 | 7366.3808 | 0 | 4548.8234 | 46048.6252 | 67143.7754 | 67143.7754 | 17324.0762 | 84467.8516 | 84467.8516 | 0.54516 | 0.54516 | 21944.317 | 21944.317 | 2.0984 | 98220.1918 | 3.2639 | 690.8253 | VFD on process pump | Water and Wastewater | New
| IagTgsld603 | 34241.7208 | 7368.3527 | 0 | 4567.6945 | 46177.768 | 67389.7955 | 67389.7955 | 17324.0762 | 84713.8717 | 84713.8717 | 0.5451 | 0.5451 | 2458413.8524 | 2458413.8524 | 0.018784 | 98516.6016 | 364.7323 | 232761.256 | 1.5HP Open Drip-Proof(ODP) Motor | Agriculture and Assembly | Turnover
| IagNgsld603 | 34241.7208 | 7368.3527 | 0 | 4567.6945 | 46177.768 | 67389.7955 | 67389.7955 | 17324.0762 | 84713.8717 | 84713.8717 | 0.5451 | 0.5451 | 2458413.8524 | 2458413.8524 | 0.018784 | 98516.6016 | 364.7323 | 232761.256 | 1.5HP Open Drip-Proof(ODP) Motor | Agriculture and Assembly | New
| IchTgsld603 | 34241.7208 | 7368.3527 | 0 | 4567.6945 | 46177.768 | 67389.7955 | 67389.7955 | 17324.0762 | 84713.8717 | 84713.8717 | 0.5451 | 0.5451 | 2458413.8524 | 2458413.8524 | 0.018784 | 98516.6016 | 364.7323 | 232761.256 | 1.5HP Open Drip-Proof(ODP) Motor | Chemicals and Plastics | Turnover
| IchNgsld603 | 34241.7208 | 7368.3527 | 0 | 4567.6945 | 46177.768 | 67389.7955 | 67389.7955 | 17324.0762 | 84713.8717 | 84713.8717 | 0.5451 | 0.5451 | 2458413.8524 | 2458413.8524 | 0.018784 | 98516.6016 | 364.7323 | 232761.256 | 1.5HP Open Drip-Proof(ODP) Motor | Chemicals and Plastics | New
| IcoTgsld603 | 34241.7208 | 7368.3527 | 0 | 4567.6945 | 46177.768 | 67389.7955 | 67389.7955 | 17324.0762 | 84713.8717 | 84713.8717 | 0.5451 | 0.5451 | 2458413.8524 | 2458413.8524 | 0.018784 | 98516.6016 | 364.7323 | 232761.256 | 1.5HP Open Drip-Proof(ODP) Motor | Construction | Turnover
| IcoNgsld603 | 34241.7208 | 7368.3527 | 0 | 4567.6945 | 46177.768 | 67389.7955 | 67389.7955 | 17324.0762 | 84713.8717 | 84713.8717 | 0.5451 | 0.5451 | 2458413.8524 | 2458413.8524 | 0.018784 | 98516.6016 | 364.7323 | 232761.256 | 1.5HP Open Drip-Proof(ODP) Motor | Construction | New
| IelTgsld603 | 34241.7208 | 7368.3527 | 0 | 4567.6945 | 46177.768 | 67389.7955 | 67389.7955 | 17324.0762 | 84713.8717 | 84713.8717 | 0.5451 | 0.5451 | 2458413.8524 | 2458413.8524 | 0.018784 | 98516.6016 | 364.7323 | 232761.256 | 1.5HP Open Drip-Proof(ODP) Motor | Electrical and Electronic Equip. | Turnover
| IelNgsld603 | 34241.7208 | 7368.3527 | 0 | 4567.6945 | 46177.768 | 67389.7955 | 67389.7955 | 17324.0762 | 84713.8717 | 84713.8717 | 0.5451 | 0.5451 | 2458413.8524 | 2458413.8524 | 0.018784 | 98516.6016 | 364.7323 | 232761.256 | 1.5HP Open Drip-Proof(ODP) Motor | Electrical and Electronic Equip. | New
| IluTgsld603 | 34241.7208 | 7368.3527 | 0 | 4567.6945 | 46177.768 | 67389.7955 | 67389.7955 | 17324.0762 | 84713.8717 | 84713.8717 | 0.5451 | 0.5451 | 2458413.8524 | 2458413.8524 | 0.018784 | 98516.6016 | 364.7323 | 232761.256 | 1.5HP Open Drip-Proof(ODP) Motor | Lumber/Furniture/Pulp/Paper | Turnover
| IluNgsld603 | 34241.7208 | 7368.3527 | 0 | 4567.6945 | 46177.768 | 67389.7955 | 67389.7955 | 17324.0762 | 84713.8717 | 84713.8717 | 0.5451 | 0.5451 | 2458413.8524 | 2458413.8524 | 0.018784 | 98516.6016 | 364.7323 | 232761.256 | 1.5HP Open Drip-Proof(ODP) Motor | Lumber/Furniture/Pulp/Paper | New
| ImeTgsld603 | 34241.7208 | 7368.3527 | 0 | 4567.6945 | 46177.768 | 67389.7955 | 67389.7955 | 17324.0762 | 84713.8717 | 84713.8717 | 0.5451 | 0.5451 | 2458413.8524 | 2458413.8524 | 0.018784 | 98516.6016 | 364.7323 | 232761.256 | 1.5HP Open Drip-Proof(ODP) Motor | Metal Products and Machinery | Turnover
| ImeNgsld603 | 34241.7208 | 7368.3527 | 0 | 4567.6945 | 46177.768 | 67389.7955 | 67389.7955 | 17324.0762 | 84713.8717 | 84713.8717 | 0.5451 | 0.5451 | 2458413.8524 | 2458413.8524 | 0.018784 | 98516.6016 | 364.7323 | 232761.256 | 1.5HP Open Drip-Proof(ODP) Motor | Metal Products and Machinery | New
| ImiTgsld603 | 34241.7208 | 7368.3527 | 0 | 4567.6945 | 46177.768 | 67389.7955 | 67389.7955 | 17324.0762 | 84713.8717 | 84713.8717 | 0.5451 | 0.5451 | 2458413.8524 | 2458413.8524 | 0.018784 | 98516.6016 | 364.7323 | 232761.256 | 1.5HP Open Drip-Proof(ODP) Motor | Miscellaneous Manufacturing | Turnover
| ImiNgsld603 | 34241.7208 | 7368.3527 | 0 | 4567.6945 | 46177.768 | 67389.7955 | 67389.7955 | 17324.0762 | 84713.8717 | 84713.8717 | 0.5451 | 0.5451 | 2458413.8524 | 2458413.8524 | 0.018784 | 98516.6016 | 364.7323 | 232761.256 | 1.5HP Open Drip-Proof(ODP) Motor | Miscellaneous Manufacturing | New
| IprTgsld603 | 34241.7208 | 7368.3527 | 0 | 4567.6945 | 46177.768 | 67389.7955 | 67389.7955 | 17324.0762 | 84713.8717 | 84713.8717 | 0.5451 | 0.5451 | 2458413.8524 | 2458413.8524 | 0.018784 | 98516.6016 | 364.7323 | 232761.256 | 1.5HP Open Drip-Proof(ODP) Motor | Primary Resources Industries | Turnover
| IprNgsld603 | 34241.7208 | 7368.3527 | 0 | 4567.6945 | 46177.768 | 67389.7955 | 67389.7955 | 17324.0762 | 84713.8717 | 84713.8717 | 0.5451 | 0.5451 | 2458413.8524 | 2458413.8524 | 0.018784 | 98516.6016 | 364.7323 | 232761.256 | 1.5HP Open Drip-Proof(ODP) Motor | Primary Resources Industries | New
| IstTgsld603 | 34241.7208 | 7368.3527 | 0 | 4567.6945 | 46177.768 | 67389.7955 | 67389.7955 | 17324.0762 | 84713.8717 | 84713.8717 | 0.5451 | 0.5451 | 2458413.8524 | 2458413.8524 | 0.018784 | 98516.6016 | 364.7323 | 232761.256 | 1.5HP Open Drip-Proof(ODP) Motor | Stone/Clay/Glass/Concrete | Turnover
| IstNgsld603 | 34241.7208 | 7368.3527 | 0 | 4567.6945 | 46177.768 | 67389.7955 | 67389.7955 | 17324.0762 | 84713.8717 | 84713.8717 | 0.5451 | 0.5451 | 2458413.8524 | 2458413.8524 | 0.018784 | 98516.6016 | 364.7323 | 232761.256 | 1.5HP Open Drip-Proof(ODP) Motor | Stone/Clay/Glass/Concrete | New
| IteTgsld603 | 34241.7208 | 7368.3527 | 0 | 4567.6945 | 46177.768 | 67389.7955 | 67389.7955 | 17324.0762 | 84713.8717 | 84713.8717 | 0.5451 | 0.5451 | 2458413.8524 | 2458413.8524 | 0.018784 | 98516.6016 | 364.7323 | 232761.256 | 1.5HP Open Drip-Proof(ODP) Motor | Textiles and Leather | Turnover
| IteNgsld603 | 34241.7208 | 7368.3527 | 0 | 4567.6945 | 46177.768 | 67389.7955 | 67389.7955 | 17324.0762 | 84713.8717 | 84713.8717 | 0.5451 | 0.5451 | 2458413.8524 | 2458413.8524 | 0.018784 | 98516.6016 | 364.7323 | 232761.256 | 1.5HP Open Drip-Proof(ODP) Motor | Textiles and Leather | New
| ItrTgsld603 | 34241.7208 | 7368.3527 | 0 | 4567.6945 | 46177.768 | 67389.7955 | 67389.7955 | 17324.0762 | 84713.8717 | 84713.8717 | 0.5451 | 0.5451 | 2458413.8524 | 2458413.8524 | 0.018784 | 98516.6016 | 364.7323 | 232761.256 | 1.5HP Open Drip-Proof(ODP) Motor | Transportation Equipment | Turnover
| ItrNgsld603 | 34241.7208 | 7368.3527 | 0 | 4567.6945 | 46177.768 | 67389.7955 | 67389.7955 | 17324.0762 | 84713.8717 | 84713.8717 | 0.5451 | 0.5451 | 2458413.8524 | 2458413.8524 | 0.018784 | 98516.6016 | 364.7323 | 232761.256 | 1.5HP Open Drip-Proof(ODP) Motor | Transportation Equipment | New
| IwaTgsld603 | 34133.4209 | 7366.3808 | 0 | 4548.8234 | 46048.6252 | 67143.7754 | 67143.7754 | 17324.0762 | 84467.8516 | 84467.8516 | 0.54516 | 0.54516 | 2449438.9659 | 2449438.9659 | 0.0188 | 98220.1918 | 364.3183 | 231910.0748 | 1.5HP Open Drip-Proof(ODP) Motor | Water and Wastewater | Turnover
| IwaNgsld603 | 34133.4209 | 7366.3808 | 0 | 4548.8234 | 46048.6252 | 67143.7754 | 67143.7754 | 17324.0762 | 84467.8516 | 84467.8516 | 0.54516 | 0.54516 | 2449438.9659 | 2449438.9659 | 0.0188 | 98220.1918 | 364.3183 | 231910.0748 | 1.5HP Open Drip-Proof(ODP) Motor | Water and Wastewater | New
| IagTgsld604 | 34241.7208 | 7368.3527 | 0 | 4567.6945 | 46177.768 | 67389.7955 | 67389.7955 | 17324.0762 | 84713.8717 | 84713.8717 | 0.5451 | 0.5451 | 576278.7243 | 576278.7243 | 0.080131 | 98516.6016 | 85.4972 | 53487.5881 | 10HP Open Drip-Proof (ODP) Motor | Agriculture and Assembly | Turnover
| IagNgsld604 | 34241.7208 | 7368.3527 | 0 | 4567.6945 | 46177.768 | 67389.7955 | 67389.7955 | 17324.0762 | 84713.8717 | 84713.8717 | 0.5451 | 0.5451 | 576278.7243 | 576278.7243 | 0.080131 | 98516.6016 | 85.4972 | 53487.5881 | 10HP Open Drip-Proof (ODP) Motor | Agriculture and Assembly | New
| IchTgsld604 | 34241.7208 | 7368.3527 | 0 | 4567.6945 | 46177.768 | 67389.7955 | 67389.7955 | 17324.0762 | 84713.8717 | 84713.8717 | 0.5451 | 0.5451 | 576278.7243 | 576278.7243 | 0.080131 | 98516.6016 | 85.4972 | 53487.5881 | 10HP Open Drip-Proof (ODP) Motor | Chemicals and Plastics | Turnover
| IchNgsld604 | 34241.7208 | 7368.3527 | 0 | 4567.6945 | 46177.768 | 67389.7955 | 67389.7955 | 17324.0762 | 84713.8717 | 84713.8717 | 0.5451 | 0.5451 | 576278.7243 | 576278.7243 | 0.080131 | 98516.6016 | 85.4972 | 53487.5881 | 10HP Open Drip-Proof (ODP) Motor | Chemicals and Plastics | New
| IcoTgsld604 | 34241.7208 | 7368.3527 | 0 | 4567.6945 | 46177.768 | 67389.7955 | 67389.7955 | 17324.0762 | 84713.8717 | 84713.8717 | 0.5451 | 0.5451 | 576278.7243 | 576278.7243 | 0.080131 | 98516.6016 | 85.4972 | 53487.5881 | 10HP Open Drip-Proof (ODP) Motor | Construction | Turnover
| IcoNgsld604 | 34241.7208 | 7368.3527 | 0 | 4567.6945 | 46177.768 | 67389.7955 | 67389.7955 | 17324.0762 | 84713.8717 | 84713.8717 | 0.5451 | 0.5451 | 576278.7243 | 576278.7243 | 0.080131 | 98516.6016 | 85.4972 | 53487.5881 | 10HP Open Drip-Proof (ODP) Motor | Construction | New
| IelTgsld604 | 34241.7208 | 7368.3527 | 0 | 4567.6945 | 46177.768 | 67389.7955 | 67389.7955 | 17324.0762 | 84713.8717 | 84713.8717 | 0.5451 | 0.5451 | 576278.7243 | 576278.7243 | 0.080131 | 98516.6016 | 85.4972 | 53487.5881 | 10HP Open Drip-Proof (ODP) Motor | Electrical and Electronic Equip. | Turnover
| IelNgsld604 | 34241.7208 | 7368.3527 | 0 | 4567.6945 | 46177.768 | 67389.7955 | 67389.7955 | 17324.0762 | 84713.8717 | 84713.8717 | 0.5451 | 0.5451 | 576278.7243 | 576278.7243 | 0.080131 | 98516.6016 | 85.4972 | 53487.5881 | 10HP Open Drip-Proof (ODP) Motor | Electrical and Electronic Equip. | New
| IluTgsld604 | 34241.7208 | 7368.3527 | 0 | 4567.6945 | 46177.768 | 67389.7955 | 67389.7955 | 17324.0762 | 84713.8717 | 84713.8717 | 0.5451 | 0.5451 | 576278.7243 | 576278.7243 | 0.080131 | 98516.6016 | 85.4972 | 53487.5881 | 10HP Open Drip-Proof (ODP) Motor | Lumber/Furniture/Pulp/Paper | Turnover
| IluNgsld604 | 34241.7208 | 7368.3527 | 0 | 4567.6945 | 46177.768 | 67389.7955 | 67389.7955 | 17324.0762 | 84713.8717 | 84713.8717 | 0.5451 | 0.5451 | 576278.7243 | 576278.7243 | 0.080131 | 98516.6016 | 85.4972 | 53487.5881 | 10HP Open Drip-Proof (ODP) Motor | Lumber/Furniture/Pulp/Paper | New
| ImeTgsld604 | 34241.7208 | 7368.3527 | 0 | 4567.6945 | 46177.768 | 67389.7955 | 67389.7955 | 17324.0762 | 84713.8717 | 84713.8717 | 0.5451 | 0.5451 | 576278.7243 | 576278.7243 | 0.080131 | 98516.6016 | 85.4972 | 53487.5881 | 10HP Open Drip-Proof (ODP) Motor | Metal Products and Machinery | Turnover
| ImeNgsld604 | 34241.7208 | 7368.3527 | 0 | 4567.6945 | 46177.768 | 67389.7955 | 67389.7955 | 17324.0762 | 84713.8717 | 84713.8717 | 0.5451 | 0.5451 | 576278.7243 | 576278.7243 | 0.080131 | 98516.6016 | 85.4972 | 53487.5881 | 10HP Open Drip-Proof (ODP) Motor | Metal Products and Machinery | New
| ImiTgsld604 | 34241.7208 | 7368.3527 | 0 | 4567.6945 | 46177.768 | 67389.7955 | 67389.7955 | 17324.0762 | 84713.8717 | 84713.8717 | 0.5451 | 0.5451 | 576278.7243 | 576278.7243 | 0.080131 | 98516.6016 | 85.4972 | 53487.5881 | 10HP Open Drip-Proof (ODP) Motor | Miscellaneous Manufacturing | Turnover
| ImiNgsld604 | 34241.7208 | 7368.3527 | 0 | 4567.6945 | 46177.768 | 67389.7955 | 67389.7955 | 17324.0762 | 84713.8717 | 84713.8717 | 0.5451 | 0.5451 | 576278.7243 | 576278.7243 | 0.080131 | 98516.6016 | 85.4972 | 53487.5881 | 10HP Open Drip-Proof (ODP) Motor | Miscellaneous Manufacturing | New
| IprTgsld604 | 34241.7208 | 7368.3527 | 0 | 4567.6945 | 46177.768 | 67389.7955 | 67389.7955 | 17324.0762 | 84713.8717 | 84713.8717 | 0.5451 | 0.5451 | 576278.7243 | 576278.7243 | 0.080131 | 98516.6016 | 85.4972 | 53487.5881 | 10HP Open Drip-Proof (ODP) Motor | Primary Resources Industries | Turnover
| IprNgsld604 | 34241.7208 | 7368.3527 | 0 | 4567.6945 | 46177.768 | 67389.7955 | 67389.7955 | 17324.0762 | 84713.8717 | 84713.8717 | 0.5451 | 0.5451 | 576278.7243 | 576278.7243 | 0.080131 | 98516.6016 | 85.4972 | 53487.5881 | 10HP Open Drip-Proof (ODP) Motor | Primary Resources Industries | New
| IstTgsld604 | 34241.7208 | 7368.3527 | 0 | 4567.6945 | 46177.768 | 67389.7955 | 67389.7955 | 17324.0762 | 84713.8717 | 84713.8717 | 0.5451 | 0.5451 | 576278.7243 | 576278.7243 | 0.080131 | 98516.6016 | 85.4972 | 53487.5881 | 10HP Open Drip-Proof (ODP) Motor | Stone/Clay/Glass/Concrete | Turnover
| IstNgsld604 | 34241.7208 | 7368.3527 | 0 | 4567.6945 | 46177.768 | 67389.7955 | 67389.7955 | 17324.0762 | 84713.8717 | 84713.8717 | 0.5451 | 0.5451 | 576278.7243 | 576278.7243 | 0.080131 | 98516.6016 | 85.4972 | 53487.5881 | 10HP Open Drip-Proof (ODP) Motor | Stone/Clay/Glass/Concrete | New
| IteTgsld604 | 34241.7208 | 7368.3527 | 0 | 4567.6945 | 46177.768 | 67389.7955 | 67389.7955 | 17324.0762 | 84713.8717 | 84713.8717 | 0.5451 | 0.5451 | 576278.7243 | 576278.7243 | 0.080131 | 98516.6016 | 85.4972 | 53487.5881 | 10HP Open Drip-Proof (ODP) Motor | Textiles and Leather | Turnover
| IteNgsld604 | 34241.7208 | 7368.3527 | 0 | 4567.6945 | 46177.768 | 67389.7955 | 67389.7955 | 17324.0762 | 84713.8717 | 84713.8717 | 0.5451 | 0.5451 | 576278.7243 | 576278.7243 | 0.080131 | 98516.6016 | 85.4972 | 53487.5881 | 10HP Open Drip-Proof (ODP) Motor | Textiles and Leather | New
| ItrTgsld604 | 34241.7208 | 7368.3527 | 0 | 4567.6945 | 46177.768 | 67389.7955 | 67389.7955 | 17324.0762 | 84713.8717 | 84713.8717 | 0.5451 | 0.5451 | 576278.7243 | 576278.7243 | 0.080131 | 98516.6016 | 85.4972 | 53487.5881 | 10HP Open Drip-Proof (ODP) Motor | Transportation Equipment | Turnover
| ItrNgsld604 | 34241.7208 | 7368.3527 | 0 | 4567.6945 | 46177.768 | 67389.7955 | 67389.7955 | 17324.0762 | 84713.8717 | 84713.8717 | 0.5451 | 0.5451 | 576278.7243 | 576278.7243 | 0.080131 | 98516.6016 | 85.4972 | 53487.5881 | 10HP Open Drip-Proof (ODP) Motor | Transportation Equipment | New
| IwaTgsld604 | 34133.4209 | 7366.3808 | 0 | 4548.8234 | 46048.6252 | 67143.7754 | 67143.7754 | 17324.0762 | 84467.8516 | 84467.8516 | 0.54516 | 0.54516 | 574174.8892 | 574174.8892 | 0.0802 | 98220.1918 | 85.4001 | 53290.8768 | 10HP Open Drip-Proof (ODP) Motor | Water and Wastewater | Turnover
| IwaNgsld604 | 34133.4209 | 7366.3808 | 0 | 4548.8234 | 46048.6252 | 67143.7754 | 67143.7754 | 17324.0762 | 84467.8516 | 84467.8516 | 0.54516 | 0.54516 | 574174.8892 | 574174.8892 | 0.0802 | 98220.1918 | 85.4001 | 53290.8768 | 10HP Open Drip-Proof (ODP) Motor | Water and Wastewater | New
| IagTgsld605 | 34241.7208 | 7368.3527 | 0 | 4567.6945 | 46177.768 | 67389.7955 | 67389.7955 | 17324.0762 | 84713.8717 | 84713.8717 | 0.5451 | 0.5451 | 820195.0636 | 820195.0636 | 0.056301 | 98516.6016 | 121.6848 | 76720.6582 | 20HP Open Drip-Proof (ODP) Motor | Agriculture and Assembly | Turnover
| IagNgsld605 | 34241.7208 | 7368.3527 | 0 | 4567.6945 | 46177.768 | 67389.7955 | 67389.7955 | 17324.0762 | 84713.8717 | 84713.8717 | 0.5451 | 0.5451 | 820195.0636 | 820195.0636 | 0.056301 | 98516.6016 | 121.6848 | 76720.6582 | 20HP Open Drip-Proof (ODP) Motor | Agriculture and Assembly | New
| IchTgsld605 | 34241.7208 | 7368.3527 | 0 | 4567.6945 | 46177.768 | 67389.7955 | 67389.7955 | 17324.0762 | 84713.8717 | 84713.8717 | 0.5451 | 0.5451 | 820195.0636 | 820195.0636 | 0.056301 | 98516.6016 | 121.6848 | 76720.6582 | 20HP Open Drip-Proof (ODP) Motor | Chemicals and Plastics | Turnover
| IchNgsld605 | 34241.7208 | 7368.3527 | 0 | 4567.6945 | 46177.768 | 67389.7955 | 67389.7955 | 17324.0762 | 84713.8717 | 84713.8717 | 0.5451 | 0.5451 | 820195.0636 | 820195.0636 | 0.056301 | 98516.6016 | 121.6848 | 76720.6582 | 20HP Open Drip-Proof (ODP) Motor | Chemicals and Plastics | New
| IcoTgsld605 | 34241.7208 | 7368.3527 | 0 | 4567.6945 | 46177.768 | 67389.7955 | 67389.7955 | 17324.0762 | 84713.8717 | 84713.8717 | 0.5451 | 0.5451 | 820195.0636 | 820195.0636 | 0.056301 | 98516.6016 | 121.6848 | 76720.6582 | 20HP Open Drip-Proof (ODP) Motor | Construction | Turnover
| IcoNgsld605 | 34241.7208 | 7368.3527 | 0 | 4567.6945 | 46177.768 | 67389.7955 | 67389.7955 | 17324.0762 | 84713.8717 | 84713.8717 | 0.5451 | 0.5451 | 820195.0636 | 820195.0636 | 0.056301 | 98516.6016 | 121.6848 | 76720.6582 | 20HP Open Drip-Proof (ODP) Motor | Construction | New
| IelTgsld605 | 34241.7208 | 7368.3527 | 0 | 4567.6945 | 46177.768 | 67389.7955 | 67389.7955 | 17324.0762 | 84713.8717 | 84713.8717 | 0.5451 | 0.5451 | 820195.0636 | 820195.0636 | 0.056301 | 98516.6016 | 121.6848 | 76720.6582 | 20HP Open Drip-Proof (ODP) Motor | Electrical and Electronic Equip. | Turnover
| IelNgsld605 | 34241.7208 | 7368.3527 | 0 | 4567.6945 | 46177.768 | 67389.7955 | 67389.7955 | 17324.0762 | 84713.8717 | 84713.8717 | 0.5451 | 0.5451 | 820195.0636 | 820195.0636 | 0.056301 | 98516.6016 | 121.6848 | 76720.6582 | 20HP Open Drip-Proof (ODP) Motor | Electrical and Electronic Equip. | New
| IluTgsld605 | 34241.7208 | 7368.3527 | 0 | 4567.6945 | 46177.768 | 67389.7955 | 67389.7955 | 17324.0762 | 84713.8717 | 84713.8717 | 0.5451 | 0.5451 | 820195.0636 | 820195.0636 | 0.056301 | 98516.6016 | 121.6848 | 76720.6582 | 20HP Open Drip-Proof (ODP) Motor | Lumber/Furniture/Pulp/Paper | Turnover
| IluNgsld605 | 34241.7208 | 7368.3527 | 0 | 4567.6945 | 46177.768 | 67389.7955 | 67389.7955 | 17324.0762 | 84713.8717 | 84713.8717 | 0.5451 | 0.5451 | 820195.0636 | 820195.0636 | 0.056301 | 98516.6016 | 121.6848 | 76720.6582 | 20HP Open Drip-Proof (ODP) Motor | Lumber/Furniture/Pulp/Paper | New
| ImeTgsld605 | 34241.7208 | 7368.3527 | 0 | 4567.6945 | 46177.768 | 67389.7955 | 67389.7955 | 17324.0762 | 84713.8717 | 84713.8717 | 0.5451 | 0.5451 | 820195.0636 | 820195.0636 | 0.056301 | 98516.6016 | 121.6848 | 76720.6582 | 20HP Open Drip-Proof (ODP) Motor | Metal Products and Machinery | Turnover
| ImeNgsld605 | 34241.7208 | 7368.3527 | 0 | 4567.6945 | 46177.768 | 67389.7955 | 67389.7955 | 17324.0762 | 84713.8717 | 84713.8717 | 0.5451 | 0.5451 | 820195.0636 | 820195.0636 | 0.056301 | 98516.6016 | 121.6848 | 76720.6582 | 20HP Open Drip-Proof (ODP) Motor | Metal Products and Machinery | New
| ImiTgsld605 | 34241.7208 | 7368.3527 | 0 | 4567.6945 | 46177.768 | 67389.7955 | 67389.7955 | 17324.0762 | 84713.8717 | 84713.8717 | 0.5451 | 0.5451 | 820195.0636 | 820195.0636 | 0.056301 | 98516.6016 | 121.6848 | 76720.6582 | 20HP Open Drip-Proof (ODP) Motor | Miscellaneous Manufacturing | Turnover
| ImiNgsld605 | 34241.7208 | 7368.3527 | 0 | 4567.6945 | 46177.768 | 67389.7955 | 67389.7955 | 17324.0762 | 84713.8717 | 84713.8717 | 0.5451 | 0.5451 | 820195.0636 | 820195.0636 | 0.056301 | 98516.6016 | 121.6848 | 76720.6582 | 20HP Open Drip-Proof (ODP) Motor | Miscellaneous Manufacturing | New
| IprTgsld605 | 34241.7208 | 7368.3527 | 0 | 4567.6945 | 46177.768 | 67389.7955 | 67389.7955 | 17324.0762 | 84713.8717 | 84713.8717 | 0.5451 | 0.5451 | 820195.0636 | 820195.0636 | 0.056301 | 98516.6016 | 121.6848 | 76720.6582 | 20HP Open Drip-Proof (ODP) Motor | Primary Resources Industries | Turnover
| IprNgsld605 | 34241.7208 | 7368.3527 | 0 | 4567.6945 | 46177.768 | 67389.7955 | 67389.7955 | 17324.0762 | 84713.8717 | 84713.8717 | 0.5451 | 0.5451 | 820195.0636 | 820195.0636 | 0.056301 | 98516.6016 | 121.6848 | 76720.6582 | 20HP Open Drip-Proof (ODP) Motor | Primary Resources Industries | New
| IstTgsld605 | 34241.7208 | 7368.3527 | 0 | 4567.6945 | 46177.768 | 67389.7955 | 67389.7955 | 17324.0762 | 84713.8717 | 84713.8717 | 0.5451 | 0.5451 | 820195.0636 | 820195.0636 | 0.056301 | 98516.6016 | 121.6848 | 76720.6582 | 20HP Open Drip-Proof (ODP) Motor | Stone/Clay/Glass/Concrete | Turnover
| IstNgsld605 | 34241.7208 | 7368.3527 | 0 | 4567.6945 | 46177.768 | 67389.7955 | 67389.7955 | 17324.0762 | 84713.8717 | 84713.8717 | 0.5451 | 0.5451 | 820195.0636 | 820195.0636 | 0.056301 | 98516.6016 | 121.6848 | 76720.6582 | 20HP Open Drip-Proof (ODP) Motor | Stone/Clay/Glass/Concrete | New
| IteTgsld605 | 34241.7208 | 7368.3527 | 0 | 4567.6945 | 46177.768 | 67389.7955 | 67389.7955 | 17324.0762 | 84713.8717 | 84713.8717 | 0.5451 | 0.5451 | 820195.0636 | 820195.0636 | 0.056301 | 98516.6016 | 121.6848 | 76720.6582 | 20HP Open Drip-Proof (ODP) Motor | Textiles and Leather | Turnover
| IteNgsld605 | 34241.7208 | 7368.3527 | 0 | 4567.6945 | 46177.768 | 67389.7955 | 67389.7955 | 17324.0762 | 84713.8717 | 84713.8717 | 0.5451 | 0.5451 | 820195.0636 | 820195.0636 | 0.056301 | 98516.6016 | 121.6848 | 76720.6582 | 20HP Open Drip-Proof (ODP) Motor | Textiles and Leather | New
| ItrTgsld605 | 34241.7208 | 7368.3527 | 0 | 4567.6945 | 46177.768 | 67389.7955 | 67389.7955 | 17324.0762 | 84713.8717 | 84713.8717 | 0.5451 | 0.5451 | 820195.0636 | 820195.0636 | 0.056301 | 98516.6016 | 121.6848 | 76720.6582 | 20HP Open Drip-Proof (ODP) Motor | Transportation Equipment | Turnover
| ItrNgsld605 | 34241.7208 | 7368.3527 | 0 | 4567.6945 | 46177.768 | 67389.7955 | 67389.7955 | 17324.0762 | 84713.8717 | 84713.8717 | 0.5451 | 0.5451 | 820195.0636 | 820195.0636 | 0.056301 | 98516.6016 | 121.6848 | 76720.6582 | 20HP Open Drip-Proof (ODP) Motor | Transportation Equipment | New
| IwaTgsld605 | 34133.4209 | 7366.3808 | 0 | 4548.8234 | 46048.6252 | 67143.7754 | 67143.7754 | 17324.0762 | 84467.8516 | 84467.8516 | 0.54516 | 0.54516 | 817200.81 | 817200.81 | 0.056349 | 98220.1918 | 121.5467 | 76439.1306 | 20HP Open Drip-Proof (ODP) Motor | Water and Wastewater | Turnover
| IwaNgsld605 | 34133.4209 | 7366.3808 | 0 | 4548.8234 | 46048.6252 | 67143.7754 | 67143.7754 | 17324.0762 | 84467.8516 | 84467.8516 | 0.54516 | 0.54516 | 817200.81 | 817200.81 | 0.056349 | 98220.1918 | 121.5467 | 76439.1306 | 20HP Open Drip-Proof (ODP) Motor | Water and Wastewater | New
| IagTgsld606 | 34241.7208 | 7368.3527 | 0 | 4567.6945 | 46177.768 | 67389.7955 | 67389.7955 | 17324.0762 | 84713.8717 | 84713.8717 | 0.5451 | 0.5451 | 4839.6432 | 4839.6432 | 9.5416 | 98516.6016 | 0.68729 | -961.8014 | Cogged Belt on 15hp ODP Motor | Agriculture and Assembly | Turnover
| IagNgsld606 | 34241.7208 | 7368.3527 | 0 | 4567.6945 | 46177.768 | 67389.7955 | 67389.7955 | 17324.0762 | 84713.8717 | 84713.8717 | 0.5451 | 0.5451 | 4839.6432 | 4839.6432 | 9.5416 | 98516.6016 | 0.68729 | -961.8014 | Cogged Belt on 15hp ODP Motor | Agriculture and Assembly | New
| IchTgsld606 | 34241.7208 | 7368.3527 | 0 | 4567.6945 | 46177.768 | 67389.7955 | 67389.7955 | 17324.0762 | 84713.8717 | 84713.8717 | 0.5451 | 0.5451 | 4839.6432 | 4839.6432 | 9.5416 | 98516.6016 | 0.68729 | -961.8014 | Cogged Belt on 15hp ODP Motor | Chemicals and Plastics | Turnover
| IchNgsld606 | 34241.7208 | 7368.3527 | 0 | 4567.6945 | 46177.768 | 67389.7955 | 67389.7955 | 17324.0762 | 84713.8717 | 84713.8717 | 0.5451 | 0.5451 | 4839.6432 | 4839.6432 | 9.5416 | 98516.6016 | 0.68729 | -961.8014 | Cogged Belt on 15hp ODP Motor | Chemicals and Plastics | New
| IcoTgsld606 | 34241.7208 | 7368.3527 | 0 | 4567.6945 | 46177.768 | 67389.7955 | 67389.7955 | 17324.0762 | 84713.8717 | 84713.8717 | 0.5451 | 0.5451 | 4839.6432 | 4839.6432 | 9.5416 | 98516.6016 | 0.68729 | -961.8014 | Cogged Belt on 15hp ODP Motor | Construction | Turnover
| IcoNgsld606 | 34241.7208 | 7368.3527 | 0 | 4567.6945 | 46177.768 | 67389.7955 | 67389.7955 | 17324.0762 | 84713.8717 | 84713.8717 | 0.5451 | 0.5451 | 4839.6432 | 4839.6432 | 9.5416 | 98516.6016 | 0.68729 | -961.8014 | Cogged Belt on 15hp ODP Motor | Construction | New
| IelTgsld606 | 34241.7208 | 7368.3527 | 0 | 4567.6945 | 46177.768 | 67389.7955 | 67389.7955 | 17324.0762 | 84713.8717 | 84713.8717 | 0.5451 | 0.5451 | 4839.6432 | 4839.6432 | 9.5416 | 98516.6016 | 0.68729 | -961.8014 | Cogged Belt on 15hp ODP Motor | Electrical and Electronic Equip. | Turnover
| IelNgsld606 | 34241.7208 | 7368.3527 | 0 | 4567.6945 | 46177.768 | 67389.7955 | 67389.7955 | 17324.0762 | 84713.8717 | 84713.8717 | 0.5451 | 0.5451 | 4839.6432 | 4839.6432 | 9.5416 | 98516.6016 | 0.68729 | -961.8014 | Cogged Belt on 15hp ODP Motor | Electrical and Electronic Equip. | New
| IluTgsld606 | 34241.7208 | 7368.3527 | 0 | 4567.6945 | 46177.768 | 67389.7955 | 67389.7955 | 17324.0762 | 84713.8717 | 84713.8717 | 0.5451 | 0.5451 | 4839.6432 | 4839.6432 | 9.5416 | 98516.6016 | 0.68729 | -961.8014 | Cogged Belt on 15hp ODP Motor | Lumber/Furniture/Pulp/Paper | Turnover
| IluNgsld606 | 34241.7208 | 7368.3527 | 0 | 4567.6945 | 46177.768 | 67389.7955 | 67389.7955 | 17324.0762 | 84713.8717 | 84713.8717 | 0.5451 | 0.5451 | 4839.6432 | 4839.6432 | 9.5416 | 98516.6016 | 0.68729 | -961.8014 | Cogged Belt on 15hp ODP Motor | Lumber/Furniture/Pulp/Paper | New
| ImeTgsld606 | 34241.7208 | 7368.3527 | 0 | 4567.6945 | 46177.768 | 67389.7955 | 67389.7955 | 17324.0762 | 84713.8717 | 84713.8717 | 0.5451 | 0.5451 | 4839.6432 | 4839.6432 | 9.5416 | 98516.6016 | 0.68729 | -961.8014 | Cogged Belt on 15hp ODP Motor | Metal Products and Machinery | Turnover
| ImeNgsld606 | 34241.7208 | 7368.3527 | 0 | 4567.6945 | 46177.768 | 67389.7955 | 67389.7955 | 17324.0762 | 84713.8717 | 84713.8717 | 0.5451 | 0.5451 | 4839.6432 | 4839.6432 | 9.5416 | 98516.6016 | 0.68729 | -961.8014 | Cogged Belt on 15hp ODP Motor | Metal Products and Machinery | New
| ImiTgsld606 | 34241.7208 | 7368.3527 | 0 | 4567.6945 | 46177.768 | 67389.7955 | 67389.7955 | 17324.0762 | 84713.8717 | 84713.8717 | 0.5451 | 0.5451 | 4839.6432 | 4839.6432 | 9.5416 | 98516.6016 | 0.68729 | -961.8014 | Cogged Belt on 15hp ODP Motor | Miscellaneous Manufacturing | Turnover
| ImiNgsld606 | 34241.7208 | 7368.3527 | 0 | 4567.6945 | 46177.768 | 67389.7955 | 67389.7955 | 17324.0762 | 84713.8717 | 84713.8717 | 0.5451 | 0.5451 | 4839.6432 | 4839.6432 | 9.5416 | 98516.6016 | 0.68729 | -961.8014 | Cogged Belt on 15hp ODP Motor | Miscellaneous Manufacturing | New
| IprTgsld606 | 34241.7208 | 7368.3527 | 0 | 4567.6945 | 46177.768 | 67389.7955 | 67389.7955 | 17324.0762 | 84713.8717 | 84713.8717 | 0.5451 | 0.5451 | 4839.6432 | 4839.6432 | 9.5416 | 98516.6016 | 0.68729 | -961.8014 | Cogged Belt on 15hp ODP Motor | Primary Resources Industries | Turnover
| IprNgsld606 | 34241.7208 | 7368.3527 | 0 | 4567.6945 | 46177.768 | 67389.7955 | 67389.7955 | 17324.0762 | 84713.8717 | 84713.8717 | 0.5451 | 0.5451 | 4839.6432 | 4839.6432 | 9.5416 | 98516.6016 | 0.68729 | -961.8014 | Cogged Belt on 15hp ODP Motor | Primary Resources Industries | New
| IstTgsld606 | 34241.7208 | 7368.3527 | 0 | 4567.6945 | 46177.768 | 67389.7955 | 67389.7955 | 17324.0762 | 84713.8717 | 84713.8717 | 0.5451 | 0.5451 | 4839.6432 | 4839.6432 | 9.5416 | 98516.6016 | 0.68729 | -961.8014 | Cogged Belt on 15hp ODP Motor | Stone/Clay/Glass/Concrete | Turnover
| IstNgsld606 | 34241.7208 | 7368.3527 | 0 | 4567.6945 | 46177.768 | 67389.7955 | 67389.7955 | 17324.0762 | 84713.8717 | 84713.8717 | 0.5451 | 0.5451 | 4839.6432 | 4839.6432 | 9.5416 | 98516.6016 | 0.68729 | -961.8014 | Cogged Belt on 15hp ODP Motor | Stone/Clay/Glass/Concrete | New
| IteTgsld606 | 34241.7208 | 7368.3527 | 0 | 4567.6945 | 46177.768 | 67389.7955 | 67389.7955 | 17324.0762 | 84713.8717 | 84713.8717 | 0.5451 | 0.5451 | 4839.6432 | 4839.6432 | 9.5416 | 98516.6016 | 0.68729 | -961.8014 | Cogged Belt on 15hp ODP Motor | Textiles and Leather | Turnover
| IteNgsld606 | 34241.7208 | 7368.3527 | 0 | 4567.6945 | 46177.768 | 67389.7955 | 67389.7955 | 17324.0762 | 84713.8717 | 84713.8717 | 0.5451 | 0.5451 | 4839.6432 | 4839.6432 | 9.5416 | 98516.6016 | 0.68729 | -961.8014 | Cogged Belt on 15hp ODP Motor | Textiles and Leather | New
| ItrTgsld606 | 34241.7208 | 7368.3527 | 0 | 4567.6945 | 46177.768 | 67389.7955 | 67389.7955 | 17324.0762 | 84713.8717 | 84713.8717 | 0.5451 | 0.5451 | 4839.6432 | 4839.6432 | 9.5416 | 98516.6016 | 0.68729 | -961.8014 | Cogged Belt on 15hp ODP Motor | Transportation Equipment | Turnover
| ItrNgsld606 | 34241.7208 | 7368.3527 | 0 | 4567.6945 | 46177.768 | 67389.7955 | 67389.7955 | 17324.0762 | 84713.8717 | 84713.8717 | 0.5451 | 0.5451 | 4839.6432 | 4839.6432 | 9.5416 | 98516.6016 | 0.68729 | -961.8014 | Cogged Belt on 15hp ODP Motor | Transportation Equipment | New
| IwaTgsld606 | 34133.4209 | 7366.3808 | 0 | 4548.8234 | 46048.6252 | 67143.7754 | 67143.7754 | 17324.0762 | 84467.8516 | 84467.8516 | 0.54516 | 0.54516 | 4821.9752 | 4821.9752 | 9.5497 | 98220.1918 | 0.68651 | -959.7356 | Cogged Belt on 15hp ODP Motor | Water and Wastewater | Turnover
| IwaNgsld606 | 34133.4209 | 7366.3808 | 0 | 4548.8234 | 46048.6252 | 67143.7754 | 67143.7754 | 17324.0762 | 84467.8516 | 84467.8516 | 0.54516 | 0.54516 | 4821.9752 | 4821.9752 | 9.5497 | 98220.1918 | 0.68651 | -959.7356 | Cogged Belt on 15hp ODP Motor | Water and Wastewater | New
| IagTgsld607 | 34241.7208 | 7368.3527 | 0 | 4567.6945 | 46177.768 | 67389.7955 | 67389.7955 | 17324.0762 | 84713.8717 | 84713.8717 | 0.5451 | 0.5451 | 4082.9538 | 4082.9538 | 11.3099 | 98516.6016 | 0.57983 | -1030.7918 | Cogged Belt on 40hp ODP Motor | Agriculture and Assembly | Turnover
| IagNgsld607 | 34241.7208 | 7368.3527 | 0 | 4567.6945 | 46177.768 | 67389.7955 | 67389.7955 | 17324.0762 | 84713.8717 | 84713.8717 | 0.5451 | 0.5451 | 4082.9538 | 4082.9538 | 11.3099 | 98516.6016 | 0.57983 | -1030.7918 | Cogged Belt on 40hp ODP Motor | Agriculture and Assembly | New
| IchTgsld607 | 34241.7208 | 7368.3527 | 0 | 4567.6945 | 46177.768 | 67389.7955 | 67389.7955 | 17324.0762 | 84713.8717 | 84713.8717 | 0.5451 | 0.5451 | 4082.9538 | 4082.9538 | 11.3099 | 98516.6016 | 0.57983 | -1030.7918 | Cogged Belt on 40hp ODP Motor | Chemicals and Plastics | Turnover
| IchNgsld607 | 34241.7208 | 7368.3527 | 0 | 4567.6945 | 46177.768 | 67389.7955 | 67389.7955 | 17324.0762 | 84713.8717 | 84713.8717 | 0.5451 | 0.5451 | 4082.9538 | 4082.9538 | 11.3099 | 98516.6016 | 0.57983 | -1030.7918 | Cogged Belt on 40hp ODP Motor | Chemicals and Plastics | New
| IcoTgsld607 | 34241.7208 | 7368.3527 | 0 | 4567.6945 | 46177.768 | 67389.7955 | 67389.7955 | 17324.0762 | 84713.8717 | 84713.8717 | 0.5451 | 0.5451 | 4082.9538 | 4082.9538 | 11.3099 | 98516.6016 | 0.57983 | -1030.7918 | Cogged Belt on 40hp ODP Motor | Construction | Turnover
| IcoNgsld607 | 34241.7208 | 7368.3527 | 0 | 4567.6945 | 46177.768 | 67389.7955 | 67389.7955 | 17324.0762 | 84713.8717 | 84713.8717 | 0.5451 | 0.5451 | 4082.9538 | 4082.9538 | 11.3099 | 98516.6016 | 0.57983 | -1030.7918 | Cogged Belt on 40hp ODP Motor | Construction | New
| IelTgsld607 | 34241.7208 | 7368.3527 | 0 | 4567.6945 | 46177.768 | 67389.7955 | 67389.7955 | 17324.0762 | 84713.8717 | 84713.8717 | 0.5451 | 0.5451 | 4082.9538 | 4082.9538 | 11.3099 | 98516.6016 | 0.57983 | -1030.7918 | Cogged Belt on 40hp ODP Motor | Electrical and Electronic Equip. | Turnover
| IelNgsld607 | 34241.7208 | 7368.3527 | 0 | 4567.6945 | 46177.768 | 67389.7955 | 67389.7955 | 17324.0762 | 84713.8717 | 84713.8717 | 0.5451 | 0.5451 | 4082.9538 | 4082.9538 | 11.3099 | 98516.6016 | 0.57983 | -1030.7918 | Cogged Belt on 40hp ODP Motor | Electrical and Electronic Equip. | New
| IluTgsld607 | 34241.7208 | 7368.3527 | 0 | 4567.6945 | 46177.768 | 67389.7955 | 67389.7955 | 17324.0762 | 84713.8717 | 84713.8717 | 0.5451 | 0.5451 | 4082.9538 | 4082.9538 | 11.3099 | 98516.6016 | 0.57983 | -1030.7918 | Cogged Belt on 40hp ODP Motor | Lumber/Furniture/Pulp/Paper | Turnover
| IluNgsld607 | 34241.7208 | 7368.3527 | 0 | 4567.6945 | 46177.768 | 67389.7955 | 67389.7955 | 17324.0762 | 84713.8717 | 84713.8717 | 0.5451 | 0.5451 | 4082.9538 | 4082.9538 | 11.3099 | 98516.6016 | 0.57983 | -1030.7918 | Cogged Belt on 40hp ODP Motor | Lumber/Furniture/Pulp/Paper | New
| ImeTgsld607 | 34241.7208 | 7368.3527 | 0 | 4567.6945 | 46177.768 | 67389.7955 | 67389.7955 | 17324.0762 | 84713.8717 | 84713.8717 | 0.5451 | 0.5451 | 4082.9538 | 4082.9538 | 11.3099 | 98516.6016 | 0.57983 | -1030.7918 | Cogged Belt on 40hp ODP Motor | Metal Products and Machinery | Turnover
| ImeNgsld607 | 34241.7208 | 7368.3527 | 0 | 4567.6945 | 46177.768 | 67389.7955 | 67389.7955 | 17324.0762 | 84713.8717 | 84713.8717 | 0.5451 | 0.5451 | 4082.9538 | 4082.9538 | 11.3099 | 98516.6016 | 0.57983 | -1030.7918 | Cogged Belt on 40hp ODP Motor | Metal Products and Machinery | New
| ImiTgsld607 | 34241.7208 | 7368.3527 | 0 | 4567.6945 | 46177.768 | 67389.7955 | 67389.7955 | 17324.0762 | 84713.8717 | 84713.8717 | 0.5451 | 0.5451 | 4082.9538 | 4082.9538 | 11.3099 | 98516.6016 | 0.57983 | -1030.7918 | Cogged Belt on 40hp ODP Motor | Miscellaneous Manufacturing | Turnover
| ImiNgsld607 | 34241.7208 | 7368.3527 | 0 | 4567.6945 | 46177.768 | 67389.7955 | 67389.7955 | 17324.0762 | 84713.8717 | 84713.8717 | 0.5451 | 0.5451 | 4082.9538 | 4082.9538 | 11.3099 | 98516.6016 | 0.57983 | -1030.7918 | Cogged Belt on 40hp ODP Motor | Miscellaneous Manufacturing | New
| IprTgsld607 | 34241.7208 | 7368.3527 | 0 | 4567.6945 | 46177.768 | 67389.7955 | 67389.7955 | 17324.0762 | 84713.8717 | 84713.8717 | 0.5451 | 0.5451 | 4082.9538 | 4082.9538 | 11.3099 | 98516.6016 | 0.57983 | -1030.7918 | Cogged Belt on 40hp ODP Motor | Primary Resources Industries | Turnover
| IprNgsld607 | 34241.7208 | 7368.3527 | 0 | 4567.6945 | 46177.768 | 67389.7955 | 67389.7955 | 17324.0762 | 84713.8717 | 84713.8717 | 0.5451 | 0.5451 | 4082.9538 | 4082.9538 | 11.3099 | 98516.6016 | 0.57983 | -1030.7918 | Cogged Belt on 40hp ODP Motor | Primary Resources Industries | New
| IstTgsld607 | 34241.7208 | 7368.3527 | 0 | 4567.6945 | 46177.768 | 67389.7955 | 67389.7955 | 17324.0762 | 84713.8717 | 84713.8717 | 0.5451 | 0.5451 | 4082.9538 | 4082.9538 | 11.3099 | 98516.6016 | 0.57983 | -1030.7918 | Cogged Belt on 40hp ODP Motor | Stone/Clay/Glass/Concrete | Turnover
| IstNgsld607 | 34241.7208 | 7368.3527 | 0 | 4567.6945 | 46177.768 | 67389.7955 | 67389.7955 | 17324.0762 | 84713.8717 | 84713.8717 | 0.5451 | 0.5451 | 4082.9538 | 4082.9538 | 11.3099 | 98516.6016 | 0.57983 | -1030.7918 | Cogged Belt on 40hp ODP Motor | Stone/Clay/Glass/Concrete | New
| IteTgsld607 | 34241.7208 | 7368.3527 | 0 | 4567.6945 | 46177.768 | 67389.7955 | 67389.7955 | 17324.0762 | 84713.8717 | 84713.8717 | 0.5451 | 0.5451 | 4082.9538 | 4082.9538 | 11.3099 | 98516.6016 | 0.57983 | -1030.7918 | Cogged Belt on 40hp ODP Motor | Textiles and Leather | Turnover
| IteNgsld607 | 34241.7208 | 7368.3527 | 0 | 4567.6945 | 46177.768 | 67389.7955 | 67389.7955 | 17324.0762 | 84713.8717 | 84713.8717 | 0.5451 | 0.5451 | 4082.9538 | 4082.9538 | 11.3099 | 98516.6016 | 0.57983 | -1030.7918 | Cogged Belt on 40hp ODP Motor | Textiles and Leather | New
| ItrTgsld607 | 34241.7208 | 7368.3527 | 0 | 4567.6945 | 46177.768 | 67389.7955 | 67389.7955 | 17324.0762 | 84713.8717 | 84713.8717 | 0.5451 | 0.5451 | 4082.9538 | 4082.9538 | 11.3099 | 98516.6016 | 0.57983 | -1030.7918 | Cogged Belt on 40hp ODP Motor | Transportation Equipment | Turnover
| ItrNgsld607 | 34241.7208 | 7368.3527 | 0 | 4567.6945 | 46177.768 | 67389.7955 | 67389.7955 | 17324.0762 | 84713.8717 | 84713.8717 | 0.5451 | 0.5451 | 4082.9538 | 4082.9538 | 11.3099 | 98516.6016 | 0.57983 | -1030.7918 | Cogged Belt on 40hp ODP Motor | Transportation Equipment | New
| IwaTgsld607 | 34133.4209 | 7366.3808 | 0 | 4548.8234 | 46048.6252 | 67143.7754 | 67143.7754 | 17324.0762 | 84467.8516 | 84467.8516 | 0.54516 | 0.54516 | 4068.0482 | 4068.0482 | 11.3196 | 98220.1918 | 0.57917 | -1028.4741 | Cogged Belt on 40hp ODP Motor | Water and Wastewater | Turnover
| IwaNgsld607 | 34133.4209 | 7366.3808 | 0 | 4548.8234 | 46048.6252 | 67143.7754 | 67143.7754 | 17324.0762 | 84467.8516 | 84467.8516 | 0.54516 | 0.54516 | 4068.0482 | 4068.0482 | 11.3196 | 98220.1918 | 0.57917 | -1028.4741 | Cogged Belt on 40hp ODP Motor | Water and Wastewater | New
| IagEgsld608 | 34241.7208 | 7368.3527 | 0 | 4567.6945 | 46177.768 | 67389.7955 | 67389.7955 | 17324.0762 | 84713.8717 | 84713.8717 | 0.5451 | 0.5451 | 89320.7954 | 89320.7954 | 0.51699 | 98516.6016 | 5.6713 | 2238.0214 | Low Pressure Sprinkler Nozzles | Agriculture and Assembly | Existing
| IagNgsld608 | 34241.7208 | 7368.3527 | 0 | 4567.6945 | 46177.768 | 67389.7955 | 67389.7955 | 17324.0762 | 84713.8717 | 84713.8717 | 0.5451 | 0.5451 | 89320.7954 | 89320.7954 | 0.51699 | 98516.6016 | 5.6713 | 2238.0214 | Low Pressure Sprinkler Nozzles | Agriculture and Assembly | New
| IchEgsld608 | 34241.7208 | 7368.3527 | 0 | 4567.6945 | 46177.768 | 67389.7955 | 67389.7955 | 17324.0762 | 84713.8717 | 84713.8717 | 0.5451 | 0.5451 | 89320.7954 | 89320.7954 | 0.51699 | 98516.6016 | 5.6713 | 2238.0214 | Low Pressure Sprinkler Nozzles | Chemicals and Plastics | Existing
| IchNgsld608 | 34241.7208 | 7368.3527 | 0 | 4567.6945 | 46177.768 | 67389.7955 | 67389.7955 | 17324.0762 | 84713.8717 | 84713.8717 | 0.5451 | 0.5451 | 89320.7954 | 89320.7954 | 0.51699 | 98516.6016 | 5.6713 | 2238.0214 | Low Pressure Sprinkler Nozzles | Chemicals and Plastics | New
| IcoEgsld608 | 34241.7208 | 7368.3527 | 0 | 4567.6945 | 46177.768 | 67389.7955 | 67389.7955 | 17324.0762 | 84713.8717 | 84713.8717 | 0.5451 | 0.5451 | 89320.7954 | 89320.7954 | 0.51699 | 98516.6016 | 5.6713 | 2238.0214 | Low Pressure Sprinkler Nozzles | Construction | Existing
| IcoNgsld608 | 34241.7208 | 7368.3527 | 0 | 4567.6945 | 46177.768 | 67389.7955 | 67389.7955 | 17324.0762 | 84713.8717 | 84713.8717 | 0.5451 | 0.5451 | 89320.7954 | 89320.7954 | 0.51699 | 98516.6016 | 5.6713 | 2238.0214 | Low Pressure Sprinkler Nozzles | Construction | New
| IelEgsld608 | 34241.7208 | 7368.3527 | 0 | 4567.6945 | 46177.768 | 67389.7955 | 67389.7955 | 17324.0762 | 84713.8717 | 84713.8717 | 0.5451 | 0.5451 | 89320.7954 | 89320.7954 | 0.51699 | 98516.6016 | 5.6713 | 2238.0214 | Low Pressure Sprinkler Nozzles | Electrical and Electronic Equip. | Existing
| IelNgsld608 | 34241.7208 | 7368.3527 | 0 | 4567.6945 | 46177.768 | 67389.7955 | 67389.7955 | 17324.0762 | 84713.8717 | 84713.8717 | 0.5451 | 0.5451 | 89320.7954 | 89320.7954 | 0.51699 | 98516.6016 | 5.6713 | 2238.0214 | Low Pressure Sprinkler Nozzles | Electrical and Electronic Equip. | New
| IluEgsld608 | 34241.7208 | 7368.3527 | 0 | 4567.6945 | 46177.768 | 67389.7955 | 67389.7955 | 17324.0762 | 84713.8717 | 84713.8717 | 0.5451 | 0.5451 | 89320.7954 | 89320.7954 | 0.51699 | 98516.6016 | 5.6713 | 2238.0214 | Low Pressure Sprinkler Nozzles | Lumber/Furniture/Pulp/Paper | Existing
| IluNgsld608 | 34241.7208 | 7368.3527 | 0 | 4567.6945 | 46177.768 | 67389.7955 | 67389.7955 | 17324.0762 | 84713.8717 | 84713.8717 | 0.5451 | 0.5451 | 89320.7954 | 89320.7954 | 0.51699 | 98516.6016 | 5.6713 | 2238.0214 | Low Pressure Sprinkler Nozzles | Lumber/Furniture/Pulp/Paper | New
| ImeEgsld608 | 34241.7208 | 7368.3527 | 0 | 4567.6945 | 46177.768 | 67389.7955 | 67389.7955 | 17324.0762 | 84713.8717 | 84713.8717 | 0.5451 | 0.5451 | 89320.7954 | 89320.7954 | 0.51699 | 98516.6016 | 5.6713 | 2238.0214 | Low Pressure Sprinkler Nozzles | Metal Products and Machinery | Existing
| ImeNgsld608 | 34241.7208 | 7368.3527 | 0 | 4567.6945 | 46177.768 | 67389.7955 | 67389.7955 | 17324.0762 | 84713.8717 | 84713.8717 | 0.5451 | 0.5451 | 89320.7954 | 89320.7954 | 0.51699 | 98516.6016 | 5.6713 | 2238.0214 | Low Pressure Sprinkler Nozzles | Metal Products and Machinery | New
| ImiEgsld608 | 34241.7208 | 7368.3527 | 0 | 4567.6945 | 46177.768 | 67389.7955 | 67389.7955 | 17324.0762 | 84713.8717 | 84713.8717 | 0.5451 | 0.5451 | 89320.7954 | 89320.7954 | 0.51699 | 98516.6016 | 5.6713 | 2238.0214 | Low Pressure Sprinkler Nozzles | Miscellaneous Manufacturing | Existing
| ImiNgsld608 | 34241.7208 | 7368.3527 | 0 | 4567.6945 | 46177.768 | 67389.7955 | 67389.7955 | 17324.0762 | 84713.8717 | 84713.8717 | 0.5451 | 0.5451 | 89320.7954 | 89320.7954 | 0.51699 | 98516.6016 | 5.6713 | 2238.0214 | Low Pressure Sprinkler Nozzles | Miscellaneous Manufacturing | New
| IprEgsld608 | 34241.7208 | 7368.3527 | 0 | 4567.6945 | 46177.768 | 67389.7955 | 67389.7955 | 17324.0762 | 84713.8717 | 84713.8717 | 0.5451 | 0.5451 | 89320.7954 | 89320.7954 | 0.51699 | 98516.6016 | 5.6713 | 2238.0214 | Low Pressure Sprinkler Nozzles | Primary Resources Industries | Existing
| IprNgsld608 | 34241.7208 | 7368.3527 | 0 | 4567.6945 | 46177.768 | 67389.7955 | 67389.7955 | 17324.0762 | 84713.8717 | 84713.8717 | 0.5451 | 0.5451 | 89320.7954 | 89320.7954 | 0.51699 | 98516.6016 | 5.6713 | 2238.0214 | Low Pressure Sprinkler Nozzles | Primary Resources Industries | New
| IstEgsld608 | 34241.7208 | 7368.3527 | 0 | 4567.6945 | 46177.768 | 67389.7955 | 67389.7955 | 17324.0762 | 84713.8717 | 84713.8717 | 0.5451 | 0.5451 | 89320.7954 | 89320.7954 | 0.51699 | 98516.6016 | 5.6713 | 2238.0214 | Low Pressure Sprinkler Nozzles | Stone/Clay/Glass/Concrete | Existing
| IstNgsld608 | 34241.7208 | 7368.3527 | 0 | 4567.6945 | 46177.768 | 67389.7955 | 67389.7955 | 17324.0762 | 84713.8717 | 84713.8717 | 0.5451 | 0.5451 | 89320.7954 | 89320.7954 | 0.51699 | 98516.6016 | 5.6713 | 2238.0214 | Low Pressure Sprinkler Nozzles | Stone/Clay/Glass/Concrete | New
| IteEgsld608 | 34241.7208 | 7368.3527 | 0 | 4567.6945 | 46177.768 | 67389.7955 | 67389.7955 | 17324.0762 | 84713.8717 | 84713.8717 | 0.5451 | 0.5451 | 89320.7954 | 89320.7954 | 0.51699 | 98516.6016 | 5.6713 | 2238.0214 | Low Pressure Sprinkler Nozzles | Textiles and Leather | Existing
| IteNgsld608 | 34241.7208 | 7368.3527 | 0 | 4567.6945 | 46177.768 | 67389.7955 | 67389.7955 | 17324.0762 | 84713.8717 | 84713.8717 | 0.5451 | 0.5451 | 89320.7954 | 89320.7954 | 0.51699 | 98516.6016 | 5.6713 | 2238.0214 | Low Pressure Sprinkler Nozzles | Textiles and Leather | New
| ItrEgsld608 | 34241.7208 | 7368.3527 | 0 | 4567.6945 | 46177.768 | 67389.7955 | 67389.7955 | 17324.0762 | 84713.8717 | 84713.8717 | 0.5451 | 0.5451 | 89320.7954 | 89320.7954 | 0.51699 | 98516.6016 | 5.6713 | 2238.0214 | Low Pressure Sprinkler Nozzles | Transportation Equipment | Existing
| ItrNgsld608 | 34241.7208 | 7368.3527 | 0 | 4567.6945 | 46177.768 | 67389.7955 | 67389.7955 | 17324.0762 | 84713.8717 | 84713.8717 | 0.5451 | 0.5451 | 89320.7954 | 89320.7954 | 0.51699 | 98516.6016 | 5.6713 | 2238.0214 | Low Pressure Sprinkler Nozzles | Transportation Equipment | New
| IwaEgsld608 | 34133.4209 | 7366.3808 | 0 | 4548.8234 | 46048.6252 | 67143.7754 | 67143.7754 | 17324.0762 | 84467.8516 | 84467.8516 | 0.54516 | 0.54516 | 88994.7175 | 88994.7175 | 0.51743 | 98220.1918 | 5.6649 | 2228.4057 | Low Pressure Sprinkler Nozzles | Water and Wastewater | Existing
| IwaNgsld608 | 34133.4209 | 7366.3808 | 0 | 4548.8234 | 46048.6252 | 67143.7754 | 67143.7754 | 17324.0762 | 84467.8516 | 84467.8516 | 0.54516 | 0.54516 | 88994.7175 | 88994.7175 | 0.51743 | 98220.1918 | 5.6649 | 2228.4057 | Low Pressure Sprinkler Nozzles | Water and Wastewater | New
| IagTgsld609 | 34241.7208 | 7368.3527 | 0 | 4567.6945 | 46177.768 | 67389.7955 | 67389.7955 | 17324.0762 | 84713.8717 | 84713.8717 | 0.5451 | 0.5451 | 28428.0114 | 28428.0114 | 1.6244 | 98516.6016 | 4.0371 | 1188.8451 | Synchronous Belt on 15hp ODP Motor | Agriculture and Assembly | Turnover
| IagNgsld609 | 34241.7208 | 7368.3527 | 0 | 4567.6945 | 46177.768 | 67389.7955 | 67389.7955 | 17324.0762 | 84713.8717 | 84713.8717 | 0.5451 | 0.5451 | 28428.0114 | 28428.0114 | 1.6244 | 98516.6016 | 4.0371 | 1188.8451 | Synchronous Belt on 15hp ODP Motor | Agriculture and Assembly | New
| IchTgsld609 | 34241.7208 | 7368.3527 | 0 | 4567.6945 | 46177.768 | 67389.7955 | 67389.7955 | 17324.0762 | 84713.8717 | 84713.8717 | 0.5451 | 0.5451 | 28428.0114 | 28428.0114 | 1.6244 | 98516.6016 | 4.0371 | 1188.8451 | Synchronous Belt on 15hp ODP Motor | Chemicals and Plastics | Turnover
| IchNgsld609 | 34241.7208 | 7368.3527 | 0 | 4567.6945 | 46177.768 | 67389.7955 | 67389.7955 | 17324.0762 | 84713.8717 | 84713.8717 | 0.5451 | 0.5451 | 28428.0114 | 28428.0114 | 1.6244 | 98516.6016 | 4.0371 | 1188.8451 | Synchronous Belt on 15hp ODP Motor | Chemicals and Plastics | New
| IcoTgsld609 | 34241.7208 | 7368.3527 | 0 | 4567.6945 | 46177.768 | 67389.7955 | 67389.7955 | 17324.0762 | 84713.8717 | 84713.8717 | 0.5451 | 0.5451 | 28428.0114 | 28428.0114 | 1.6244 | 98516.6016 | 4.0371 | 1188.8451 | Synchronous Belt on 15hp ODP Motor | Construction | Turnover
| IcoNgsld609 | 34241.7208 | 7368.3527 | 0 | 4567.6945 | 46177.768 | 67389.7955 | 67389.7955 | 17324.0762 | 84713.8717 | 84713.8717 | 0.5451 | 0.5451 | 28428.0114 | 28428.0114 | 1.6244 | 98516.6016 | 4.0371 | 1188.8451 | Synchronous Belt on 15hp ODP Motor | Construction | New
| IelTgsld609 | 34241.7208 | 7368.3527 | 0 | 4567.6945 | 46177.768 | 67389.7955 | 67389.7955 | 17324.0762 | 84713.8717 | 84713.8717 | 0.5451 | 0.5451 | 28428.0114 | 28428.0114 | 1.6244 | 98516.6016 | 4.0371 | 1188.8451 | Synchronous Belt on 15hp ODP Motor | Electrical and Electronic Equip. | Turnover
| IelNgsld609 | 34241.7208 | 7368.3527 | 0 | 4567.6945 | 46177.768 | 67389.7955 | 67389.7955 | 17324.0762 | 84713.8717 | 84713.8717 | 0.5451 | 0.5451 | 28428.0114 | 28428.0114 | 1.6244 | 98516.6016 | 4.0371 | 1188.8451 | Synchronous Belt on 15hp ODP Motor | Electrical and Electronic Equip. | New
| IluTgsld609 | 34241.7208 | 7368.3527 | 0 | 4567.6945 | 46177.768 | 67389.7955 | 67389.7955 | 17324.0762 | 84713.8717 | 84713.8717 | 0.5451 | 0.5451 | 28428.0114 | 28428.0114 | 1.6244 | 98516.6016 | 4.0371 | 1188.8451 | Synchronous Belt on 15hp ODP Motor | Lumber/Furniture/Pulp/Paper | Turnover
| IluNgsld609 | 34241.7208 | 7368.3527 | 0 | 4567.6945 | 46177.768 | 67389.7955 | 67389.7955 | 17324.0762 | 84713.8717 | 84713.8717 | 0.5451 | 0.5451 | 28428.0114 | 28428.0114 | 1.6244 | 98516.6016 | 4.0371 | 1188.8451 | Synchronous Belt on 15hp ODP Motor | Lumber/Furniture/Pulp/Paper | New
| ImeTgsld609 | 34241.7208 | 7368.3527 | 0 | 4567.6945 | 46177.768 | 67389.7955 | 67389.7955 | 17324.0762 | 84713.8717 | 84713.8717 | 0.5451 | 0.5451 | 28428.0114 | 28428.0114 | 1.6244 | 98516.6016 | 4.0371 | 1188.8451 | Synchronous Belt on 15hp ODP Motor | Metal Products and Machinery | Turnover
| ImeNgsld609 | 34241.7208 | 7368.3527 | 0 | 4567.6945 | 46177.768 | 67389.7955 | 67389.7955 | 17324.0762 | 84713.8717 | 84713.8717 | 0.5451 | 0.5451 | 28428.0114 | 28428.0114 | 1.6244 | 98516.6016 | 4.0371 | 1188.8451 | Synchronous Belt on 15hp ODP Motor | Metal Products and Machinery | New
| ImiTgsld609 | 34241.7208 | 7368.3527 | 0 | 4567.6945 | 46177.768 | 67389.7955 | 67389.7955 | 17324.0762 | 84713.8717 | 84713.8717 | 0.5451 | 0.5451 | 28428.0114 | 28428.0114 | 1.6244 | 98516.6016 | 4.0371 | 1188.8451 | Synchronous Belt on 15hp ODP Motor | Miscellaneous Manufacturing | Turnover
| ImiNgsld609 | 34241.7208 | 7368.3527 | 0 | 4567.6945 | 46177.768 | 67389.7955 | 67389.7955 | 17324.0762 | 84713.8717 | 84713.8717 | 0.5451 | 0.5451 | 28428.0114 | 28428.0114 | 1.6244 | 98516.6016 | 4.0371 | 1188.8451 | Synchronous Belt on 15hp ODP Motor | Miscellaneous Manufacturing | New
| IprTgsld609 | 34241.7208 | 7368.3527 | 0 | 4567.6945 | 46177.768 | 67389.7955 | 67389.7955 | 17324.0762 | 84713.8717 | 84713.8717 | 0.5451 | 0.5451 | 28428.0114 | 28428.0114 | 1.6244 | 98516.6016 | 4.0371 | 1188.8451 | Synchronous Belt on 15hp ODP Motor | Primary Resources Industries | Turnover
| IprNgsld609 | 34241.7208 | 7368.3527 | 0 | 4567.6945 | 46177.768 | 67389.7955 | 67389.7955 | 17324.0762 | 84713.8717 | 84713.8717 | 0.5451 | 0.5451 | 28428.0114 | 28428.0114 | 1.6244 | 98516.6016 | 4.0371 | 1188.8451 | Synchronous Belt on 15hp ODP Motor | Primary Resources Industries | New
| IstTgsld609 | 34241.7208 | 7368.3527 | 0 | 4567.6945 | 46177.768 | 67389.7955 | 67389.7955 | 17324.0762 | 84713.8717 | 84713.8717 | 0.5451 | 0.5451 | 28428.0114 | 28428.0114 | 1.6244 | 98516.6016 | 4.0371 | 1188.8451 | Synchronous Belt on 15hp ODP Motor | Stone/Clay/Glass/Concrete | Turnover
| IstNgsld609 | 34241.7208 | 7368.3527 | 0 | 4567.6945 | 46177.768 | 67389.7955 | 67389.7955 | 17324.0762 | 84713.8717 | 84713.8717 | 0.5451 | 0.5451 | 28428.0114 | 28428.0114 | 1.6244 | 98516.6016 | 4.0371 | 1188.8451 | Synchronous Belt on 15hp ODP Motor | Stone/Clay/Glass/Concrete | New
| IteTgsld609 | 34241.7208 | 7368.3527 | 0 | 4567.6945 | 46177.768 | 67389.7955 | 67389.7955 | 17324.0762 | 84713.8717 | 84713.8717 | 0.5451 | 0.5451 | 28428.0114 | 28428.0114 | 1.6244 | 98516.6016 | 4.0371 | 1188.8451 | Synchronous Belt on 15hp ODP Motor | Textiles and Leather | Turnover
| IteNgsld609 | 34241.7208 | 7368.3527 | 0 | 4567.6945 | 46177.768 | 67389.7955 | 67389.7955 | 17324.0762 | 84713.8717 | 84713.8717 | 0.5451 | 0.5451 | 28428.0114 | 28428.0114 | 1.6244 | 98516.6016 | 4.0371 | 1188.8451 | Synchronous Belt on 15hp ODP Motor | Textiles and Leather | New
| ItrTgsld609 | 34241.7208 | 7368.3527 | 0 | 4567.6945 | 46177.768 | 67389.7955 | 67389.7955 | 17324.0762 | 84713.8717 | 84713.8717 | 0.5451 | 0.5451 | 28428.0114 | 28428.0114 | 1.6244 | 98516.6016 | 4.0371 | 1188.8451 | Synchronous Belt on 15hp ODP Motor | Transportation Equipment | Turnover
| ItrNgsld609 | 34241.7208 | 7368.3527 | 0 | 4567.6945 | 46177.768 | 67389.7955 | 67389.7955 | 17324.0762 | 84713.8717 | 84713.8717 | 0.5451 | 0.5451 | 28428.0114 | 28428.0114 | 1.6244 | 98516.6016 | 4.0371 | 1188.8451 | Synchronous Belt on 15hp ODP Motor | Transportation Equipment | New
| IwaTgsld609 | 34133.4209 | 7366.3808 | 0 | 4548.8234 | 46048.6252 | 67143.7754 | 67143.7754 | 17324.0762 | 84467.8516 | 84467.8516 | 0.54516 | 0.54516 | 28324.2302 | 28324.2302 | 1.6258 | 98220.1918 | 4.0325 | 1183.0596 | Synchronous Belt on 15hp ODP Motor | Water and Wastewater | Turnover
| IwaNgsld609 | 34133.4209 | 7366.3808 | 0 | 4548.8234 | 46048.6252 | 67143.7754 | 67143.7754 | 17324.0762 | 84467.8516 | 84467.8516 | 0.54516 | 0.54516 | 28324.2302 | 28324.2302 | 1.6258 | 98220.1918 | 4.0325 | 1183.0596 | Synchronous Belt on 15hp ODP Motor | Water and Wastewater | New
| IagTgsld610 | 34241.7208 | 7368.3527 | 0 | 4567.6945 | 46177.768 | 67389.7955 | 67389.7955 | 17324.0762 | 84713.8717 | 84713.8717 | 0.5451 | 0.5451 | 33727.3911 | 33727.3911 | 1.3691 | 98516.6016 | 4.7897 | 1672.0107 | Synchronous Belt on 5hp ODP Motor | Agriculture and Assembly | Turnover
| IagNgsld610 | 34241.7208 | 7368.3527 | 0 | 4567.6945 | 46177.768 | 67389.7955 | 67389.7955 | 17324.0762 | 84713.8717 | 84713.8717 | 0.5451 | 0.5451 | 33727.3911 | 33727.3911 | 1.3691 | 98516.6016 | 4.7897 | 1672.0107 | Synchronous Belt on 5hp ODP Motor | Agriculture and Assembly | New
| IchTgsld610 | 34241.7208 | 7368.3527 | 0 | 4567.6945 | 46177.768 | 67389.7955 | 67389.7955 | 17324.0762 | 84713.8717 | 84713.8717 | 0.5451 | 0.5451 | 33727.3911 | 33727.3911 | 1.3691 | 98516.6016 | 4.7897 | 1672.0107 | Synchronous Belt on 5hp ODP Motor | Chemicals and Plastics | Turnover
| IchNgsld610 | 34241.7208 | 7368.3527 | 0 | 4567.6945 | 46177.768 | 67389.7955 | 67389.7955 | 17324.0762 | 84713.8717 | 84713.8717 | 0.5451 | 0.5451 | 33727.3911 | 33727.3911 | 1.3691 | 98516.6016 | 4.7897 | 1672.0107 | Synchronous Belt on 5hp ODP Motor | Chemicals and Plastics | New
| IcoTgsld610 | 34241.7208 | 7368.3527 | 0 | 4567.6945 | 46177.768 | 67389.7955 | 67389.7955 | 17324.0762 | 84713.8717 | 84713.8717 | 0.5451 | 0.5451 | 33727.3911 | 33727.3911 | 1.3691 | 98516.6016 | 4.7897 | 1672.0107 | Synchronous Belt on 5hp ODP Motor | Construction | Turnover
| IcoNgsld610 | 34241.7208 | 7368.3527 | 0 | 4567.6945 | 46177.768 | 67389.7955 | 67389.7955 | 17324.0762 | 84713.8717 | 84713.8717 | 0.5451 | 0.5451 | 33727.3911 | 33727.3911 | 1.3691 | 98516.6016 | 4.7897 | 1672.0107 | Synchronous Belt on 5hp ODP Motor | Construction | New
| IelTgsld610 | 34241.7208 | 7368.3527 | 0 | 4567.6945 | 46177.768 | 67389.7955 | 67389.7955 | 17324.0762 | 84713.8717 | 84713.8717 | 0.5451 | 0.5451 | 33727.3911 | 33727.3911 | 1.3691 | 98516.6016 | 4.7897 | 1672.0107 | Synchronous Belt on 5hp ODP Motor | Electrical and Electronic Equip. | Turnover
| IelNgsld610 | 34241.7208 | 7368.3527 | 0 | 4567.6945 | 46177.768 | 67389.7955 | 67389.7955 | 17324.0762 | 84713.8717 | 84713.8717 | 0.5451 | 0.5451 | 33727.3911 | 33727.3911 | 1.3691 | 98516.6016 | 4.7897 | 1672.0107 | Synchronous Belt on 5hp ODP Motor | Electrical and Electronic Equip. | New
| IluTgsld610 | 34241.7208 | 7368.3527 | 0 | 4567.6945 | 46177.768 | 67389.7955 | 67389.7955 | 17324.0762 | 84713.8717 | 84713.8717 | 0.5451 | 0.5451 | 33727.3911 | 33727.3911 | 1.3691 | 98516.6016 | 4.7897 | 1672.0107 | Synchronous Belt on 5hp ODP Motor | Lumber/Furniture/Pulp/Paper | Turnover
| IluNgsld610 | 34241.7208 | 7368.3527 | 0 | 4567.6945 | 46177.768 | 67389.7955 | 67389.7955 | 17324.0762 | 84713.8717 | 84713.8717 | 0.5451 | 0.5451 | 33727.3911 | 33727.3911 | 1.3691 | 98516.6016 | 4.7897 | 1672.0107 | Synchronous Belt on 5hp ODP Motor | Lumber/Furniture/Pulp/Paper | New
| ImeTgsld610 | 34241.7208 | 7368.3527 | 0 | 4567.6945 | 46177.768 | 67389.7955 | 67389.7955 | 17324.0762 | 84713.8717 | 84713.8717 | 0.5451 | 0.5451 | 33727.3911 | 33727.3911 | 1.3691 | 98516.6016 | 4.7897 | 1672.0107 | Synchronous Belt on 5hp ODP Motor | Metal Products and Machinery | Turnover
| ImeNgsld610 | 34241.7208 | 7368.3527 | 0 | 4567.6945 | 46177.768 | 67389.7955 | 67389.7955 | 17324.0762 | 84713.8717 | 84713.8717 | 0.5451 | 0.5451 | 33727.3911 | 33727.3911 | 1.3691 | 98516.6016 | 4.7897 | 1672.0107 | Synchronous Belt on 5hp ODP Motor | Metal Products and Machinery | New
| ImiTgsld610 | 34241.7208 | 7368.3527 | 0 | 4567.6945 | 46177.768 | 67389.7955 | 67389.7955 | 17324.0762 | 84713.8717 | 84713.8717 | 0.5451 | 0.5451 | 33727.3911 | 33727.3911 | 1.3691 | 98516.6016 | 4.7897 | 1672.0107 | Synchronous Belt on 5hp ODP Motor | Miscellaneous Manufacturing | Turnover
| ImiNgsld610 | 34241.7208 | 7368.3527 | 0 | 4567.6945 | 46177.768 | 67389.7955 | 67389.7955 | 17324.0762 | 84713.8717 | 84713.8717 | 0.5451 | 0.5451 | 33727.3911 | 33727.3911 | 1.3691 | 98516.6016 | 4.7897 | 1672.0107 | Synchronous Belt on 5hp ODP Motor | Miscellaneous Manufacturing | New
| IprTgsld610 | 34241.7208 | 7368.3527 | 0 | 4567.6945 | 46177.768 | 67389.7955 | 67389.7955 | 17324.0762 | 84713.8717 | 84713.8717 | 0.5451 | 0.5451 | 33727.3911 | 33727.3911 | 1.3691 | 98516.6016 | 4.7897 | 1672.0107 | Synchronous Belt on 5hp ODP Motor | Primary Resources Industries | Turnover
| IprNgsld610 | 34241.7208 | 7368.3527 | 0 | 4567.6945 | 46177.768 | 67389.7955 | 67389.7955 | 17324.0762 | 84713.8717 | 84713.8717 | 0.5451 | 0.5451 | 33727.3911 | 33727.3911 | 1.3691 | 98516.6016 | 4.7897 | 1672.0107 | Synchronous Belt on 5hp ODP Motor | Primary Resources Industries | New
| IstTgsld610 | 34241.7208 | 7368.3527 | 0 | 4567.6945 | 46177.768 | 67389.7955 | 67389.7955 | 17324.0762 | 84713.8717 | 84713.8717 | 0.5451 | 0.5451 | 33727.3911 | 33727.3911 | 1.3691 | 98516.6016 | 4.7897 | 1672.0107 | Synchronous Belt on 5hp ODP Motor | Stone/Clay/Glass/Concrete | Turnover
| IstNgsld610 | 34241.7208 | 7368.3527 | 0 | 4567.6945 | 46177.768 | 67389.7955 | 67389.7955 | 17324.0762 | 84713.8717 | 84713.8717 | 0.5451 | 0.5451 | 33727.3911 | 33727.3911 | 1.3691 | 98516.6016 | 4.7897 | 1672.0107 | Synchronous Belt on 5hp ODP Motor | Stone/Clay/Glass/Concrete | New
| IteTgsld610 | 34241.7208 | 7368.3527 | 0 | 4567.6945 | 46177.768 | 67389.7955 | 67389.7955 | 17324.0762 | 84713.8717 | 84713.8717 | 0.5451 | 0.5451 | 33727.3911 | 33727.3911 | 1.3691 | 98516.6016 | 4.7897 | 1672.0107 | Synchronous Belt on 5hp ODP Motor | Textiles and Leather | Turnover
| IteNgsld610 | 34241.7208 | 7368.3527 | 0 | 4567.6945 | 46177.768 | 67389.7955 | 67389.7955 | 17324.0762 | 84713.8717 | 84713.8717 | 0.5451 | 0.5451 | 33727.3911 | 33727.3911 | 1.3691 | 98516.6016 | 4.7897 | 1672.0107 | Synchronous Belt on 5hp ODP Motor | Textiles and Leather | New
| ItrTgsld610 | 34241.7208 | 7368.3527 | 0 | 4567.6945 | 46177.768 | 67389.7955 | 67389.7955 | 17324.0762 | 84713.8717 | 84713.8717 | 0.5451 | 0.5451 | 33727.3911 | 33727.3911 | 1.3691 | 98516.6016 | 4.7897 | 1672.0107 | Synchronous Belt on 5hp ODP Motor | Transportation Equipment | Turnover
| ItrNgsld610 | 34241.7208 | 7368.3527 | 0 | 4567.6945 | 46177.768 | 67389.7955 | 67389.7955 | 17324.0762 | 84713.8717 | 84713.8717 | 0.5451 | 0.5451 | 33727.3911 | 33727.3911 | 1.3691 | 98516.6016 | 4.7897 | 1672.0107 | Synchronous Belt on 5hp ODP Motor | Transportation Equipment | New
| IwaTgsld610 | 34133.4209 | 7366.3808 | 0 | 4548.8234 | 46048.6252 | 67143.7754 | 67143.7754 | 17324.0762 | 84467.8516 | 84467.8516 | 0.54516 | 0.54516 | 33604.2631 | 33604.2631 | 1.3703 | 98220.1918 | 4.7843 | 1664.4614 | Synchronous Belt on 5hp ODP Motor | Water and Wastewater | Turnover
| IwaNgsld610 | 34133.4209 | 7366.3808 | 0 | 4548.8234 | 46048.6252 | 67143.7754 | 67143.7754 | 17324.0762 | 84467.8516 | 84467.8516 | 0.54516 | 0.54516 | 33604.2631 | 33604.2631 | 1.3703 | 98220.1918 | 4.7843 | 1664.4614 | Synchronous Belt on 5hp ODP Motor | Water and Wastewater | New
| IagTgsld611 | 34241.7208 | 7368.3527 | 0 | 4567.6945 | 46177.768 | 67389.7955 | 67389.7955 | 17324.0762 | 84713.8717 | 84713.8717 | 0.5451 | 0.5451 | 18478.6331 | 18478.6331 | 2.499 | 98516.6016 | 2.6242 | 281.7202 | Synchronous Belt on 75hp ODP Motor | Agriculture and Assembly | Turnover
| IagNgsld611 | 34241.7208 | 7368.3527 | 0 | 4567.6945 | 46177.768 | 67389.7955 | 67389.7955 | 17324.0762 | 84713.8717 | 84713.8717 | 0.5451 | 0.5451 | 18478.6331 | 18478.6331 | 2.499 | 98516.6016 | 2.6242 | 281.7202 | Synchronous Belt on 75hp ODP Motor | Agriculture and Assembly | New
| IchTgsld611 | 34241.7208 | 7368.3527 | 0 | 4567.6945 | 46177.768 | 67389.7955 | 67389.7955 | 17324.0762 | 84713.8717 | 84713.8717 | 0.5451 | 0.5451 | 18478.6331 | 18478.6331 | 2.499 | 98516.6016 | 2.6242 | 281.7202 | Synchronous Belt on 75hp ODP Motor | Chemicals and Plastics | Turnover
| IchNgsld611 | 34241.7208 | 7368.3527 | 0 | 4567.6945 | 46177.768 | 67389.7955 | 67389.7955 | 17324.0762 | 84713.8717 | 84713.8717 | 0.5451 | 0.5451 | 18478.6331 | 18478.6331 | 2.499 | 98516.6016 | 2.6242 | 281.7202 | Synchronous Belt on 75hp ODP Motor | Chemicals and Plastics | New
| IcoTgsld611 | 34241.7208 | 7368.3527 | 0 | 4567.6945 | 46177.768 | 67389.7955 | 67389.7955 | 17324.0762 | 84713.8717 | 84713.8717 | 0.5451 | 0.5451 | 18478.6331 | 18478.6331 | 2.499 | 98516.6016 | 2.6242 | 281.7202 | Synchronous Belt on 75hp ODP Motor | Construction | Turnover
| IcoNgsld611 | 34241.7208 | 7368.3527 | 0 | 4567.6945 | 46177.768 | 67389.7955 | 67389.7955 | 17324.0762 | 84713.8717 | 84713.8717 | 0.5451 | 0.5451 | 18478.6331 | 18478.6331 | 2.499 | 98516.6016 | 2.6242 | 281.7202 | Synchronous Belt on 75hp ODP Motor | Construction | New
| IelTgsld611 | 34241.7208 | 7368.3527 | 0 | 4567.6945 | 46177.768 | 67389.7955 | 67389.7955 | 17324.0762 | 84713.8717 | 84713.8717 | 0.5451 | 0.5451 | 18478.6331 | 18478.6331 | 2.499 | 98516.6016 | 2.6242 | 281.7202 | Synchronous Belt on 75hp ODP Motor | Electrical and Electronic Equip. | Turnover
| IelNgsld611 | 34241.7208 | 7368.3527 | 0 | 4567.6945 | 46177.768 | 67389.7955 | 67389.7955 | 17324.0762 | 84713.8717 | 84713.8717 | 0.5451 | 0.5451 | 18478.6331 | 18478.6331 | 2.499 | 98516.6016 | 2.6242 | 281.7202 | Synchronous Belt on 75hp ODP Motor | Electrical and Electronic Equip. | New
| IluTgsld611 | 34241.7208 | 7368.3527 | 0 | 4567.6945 | 46177.768 | 67389.7955 | 67389.7955 | 17324.0762 | 84713.8717 | 84713.8717 | 0.5451 | 0.5451 | 18478.6331 | 18478.6331 | 2.499 | 98516.6016 | 2.6242 | 281.7202 | Synchronous Belt on 75hp ODP Motor | Lumber/Furniture/Pulp/Paper | Turnover
| IluNgsld611 | 34241.7208 | 7368.3527 | 0 | 4567.6945 | 46177.768 | 67389.7955 | 67389.7955 | 17324.0762 | 84713.8717 | 84713.8717 | 0.5451 | 0.5451 | 18478.6331 | 18478.6331 | 2.499 | 98516.6016 | 2.6242 | 281.7202 | Synchronous Belt on 75hp ODP Motor | Lumber/Furniture/Pulp/Paper | New
| ImeTgsld611 | 34241.7208 | 7368.3527 | 0 | 4567.6945 | 46177.768 | 67389.7955 | 67389.7955 | 17324.0762 | 84713.8717 | 84713.8717 | 0.5451 | 0.5451 | 18478.6331 | 18478.6331 | 2.499 | 98516.6016 | 2.6242 | 281.7202 | Synchronous Belt on 75hp ODP Motor | Metal Products and Machinery | Turnover
| ImeNgsld611 | 34241.7208 | 7368.3527 | 0 | 4567.6945 | 46177.768 | 67389.7955 | 67389.7955 | 17324.0762 | 84713.8717 | 84713.8717 | 0.5451 | 0.5451 | 18478.6331 | 18478.6331 | 2.499 | 98516.6016 | 2.6242 | 281.7202 | Synchronous Belt on 75hp ODP Motor | Metal Products and Machinery | New
| ImiTgsld611 | 34241.7208 | 7368.3527 | 0 | 4567.6945 | 46177.768 | 67389.7955 | 67389.7955 | 17324.0762 | 84713.8717 | 84713.8717 | 0.5451 | 0.5451 | 18478.6331 | 18478.6331 | 2.499 | 98516.6016 | 2.6242 | 281.7202 | Synchronous Belt on 75hp ODP Motor | Miscellaneous Manufacturing | Turnover
| ImiNgsld611 | 34241.7208 | 7368.3527 | 0 | 4567.6945 | 46177.768 | 67389.7955 | 67389.7955 | 17324.0762 | 84713.8717 | 84713.8717 | 0.5451 | 0.5451 | 18478.6331 | 18478.6331 | 2.499 | 98516.6016 | 2.6242 | 281.7202 | Synchronous Belt on 75hp ODP Motor | Miscellaneous Manufacturing | New
| IprTgsld611 | 34241.7208 | 7368.3527 | 0 | 4567.6945 | 46177.768 | 67389.7955 | 67389.7955 | 17324.0762 | 84713.8717 | 84713.8717 | 0.5451 | 0.5451 | 18478.6331 | 18478.6331 | 2.499 | 98516.6016 | 2.6242 | 281.7202 | Synchronous Belt on 75hp ODP Motor | Primary Resources Industries | Turnover
| IprNgsld611 | 34241.7208 | 7368.3527 | 0 | 4567.6945 | 46177.768 | 67389.7955 | 67389.7955 | 17324.0762 | 84713.8717 | 84713.8717 | 0.5451 | 0.5451 | 18478.6331 | 18478.6331 | 2.499 | 98516.6016 | 2.6242 | 281.7202 | Synchronous Belt on 75hp ODP Motor | Primary Resources Industries | New
| IstTgsld611 | 34241.7208 | 7368.3527 | 0 | 4567.6945 | 46177.768 | 67389.7955 | 67389.7955 | 17324.0762 | 84713.8717 | 84713.8717 | 0.5451 | 0.5451 | 18478.6331 | 18478.6331 | 2.499 | 98516.6016 | 2.6242 | 281.7202 | Synchronous Belt on 75hp ODP Motor | Stone/Clay/Glass/Concrete | Turnover
| IstNgsld611 | 34241.7208 | 7368.3527 | 0 | 4567.6945 | 46177.768 | 67389.7955 | 67389.7955 | 17324.0762 | 84713.8717 | 84713.8717 | 0.5451 | 0.5451 | 18478.6331 | 18478.6331 | 2.499 | 98516.6016 | 2.6242 | 281.7202 | Synchronous Belt on 75hp ODP Motor | Stone/Clay/Glass/Concrete | New
| IteTgsld611 | 34241.7208 | 7368.3527 | 0 | 4567.6945 | 46177.768 | 67389.7955 | 67389.7955 | 17324.0762 | 84713.8717 | 84713.8717 | 0.5451 | 0.5451 | 18478.6331 | 18478.6331 | 2.499 | 98516.6016 | 2.6242 | 281.7202 | Synchronous Belt on 75hp ODP Motor | Textiles and Leather | Turnover
| IteNgsld611 | 34241.7208 | 7368.3527 | 0 | 4567.6945 | 46177.768 | 67389.7955 | 67389.7955 | 17324.0762 | 84713.8717 | 84713.8717 | 0.5451 | 0.5451 | 18478.6331 | 18478.6331 | 2.499 | 98516.6016 | 2.6242 | 281.7202 | Synchronous Belt on 75hp ODP Motor | Textiles and Leather | New
| ItrTgsld611 | 34241.7208 | 7368.3527 | 0 | 4567.6945 | 46177.768 | 67389.7955 | 67389.7955 | 17324.0762 | 84713.8717 | 84713.8717 | 0.5451 | 0.5451 | 18478.6331 | 18478.6331 | 2.499 | 98516.6016 | 2.6242 | 281.7202 | Synchronous Belt on 75hp ODP Motor | Transportation Equipment | Turnover
| ItrNgsld611 | 34241.7208 | 7368.3527 | 0 | 4567.6945 | 46177.768 | 67389.7955 | 67389.7955 | 17324.0762 | 84713.8717 | 84713.8717 | 0.5451 | 0.5451 | 18478.6331 | 18478.6331 | 2.499 | 98516.6016 | 2.6242 | 281.7202 | Synchronous Belt on 75hp ODP Motor | Transportation Equipment | New
| IwaTgsld611 | 34133.4209 | 7366.3808 | 0 | 4548.8234 | 46048.6252 | 67143.7754 | 67143.7754 | 17324.0762 | 84467.8516 | 84467.8516 | 0.54516 | 0.54516 | 18411.1727 | 18411.1727 | 2.5011 | 98220.1918 | 2.6212 | 279.2463 | Synchronous Belt on 75hp ODP Motor | Water and Wastewater | Turnover
| IwaNgsld611 | 34133.4209 | 7366.3808 | 0 | 4548.8234 | 46048.6252 | 67143.7754 | 67143.7754 | 17324.0762 | 84467.8516 | 84467.8516 | 0.54516 | 0.54516 | 18411.1727 | 18411.1727 | 2.5011 | 98220.1918 | 2.6212 | 279.2463 | Synchronous Belt on 75hp ODP Motor | Water and Wastewater | New
| IagTgsld701 | 33164.2204 | 7334.6828 | 0 | 4394.6034 | 44893.5066 | 65115.6532 | 65115.6532 | 17486.7324 | 82602.3856 | 82602.3856 | 0.54349 | 0.54349 | 8955.281 | 8955.281 | 5.0131 | 95939.3267 | 1.3562 | -519.7903 | 3-phase High Frequency Battery Charger - 1 shift | Agriculture and Assembly | Turnover
| IagNgsld701 | 33164.2204 | 7334.6828 | 0 | 4394.6034 | 44893.5066 | 65115.6532 | 65115.6532 | 17486.7324 | 82602.3856 | 82602.3856 | 0.54349 | 0.54349 | 8955.281 | 8955.281 | 5.0131 | 95939.3267 | 1.3562 | -519.7903 | 3-phase High Frequency Battery Charger - 1 shift | Agriculture and Assembly | New
| IchTgsld701 | 33164.2204 | 7334.6828 | 0 | 4394.6034 | 44893.5066 | 65115.6532 | 65115.6532 | 17486.7324 | 82602.3856 | 82602.3856 | 0.54349 | 0.54349 | 8955.281 | 8955.281 | 5.0131 | 95939.3267 | 1.3562 | -519.7903 | 3-phase High Frequency Battery Charger - 1 shift | Chemicals and Plastics | Turnover
| IchNgsld701 | 33164.2204 | 7334.6828 | 0 | 4394.6034 | 44893.5066 | 65115.6532 | 65115.6532 | 17486.7324 | 82602.3856 | 82602.3856 | 0.54349 | 0.54349 | 8955.281 | 8955.281 | 5.0131 | 95939.3267 | 1.3562 | -519.7903 | 3-phase High Frequency Battery Charger - 1 shift | Chemicals and Plastics | New
| IcoTgsld701 | 33164.2204 | 7334.6828 | 0 | 4394.6034 | 44893.5066 | 65115.6532 | 65115.6532 | 17486.7324 | 82602.3856 | 82602.3856 | 0.54349 | 0.54349 | 8955.281 | 8955.281 | 5.0131 | 95939.3267 | 1.3562 | -519.7903 | 3-phase High Frequency Battery Charger - 1 shift | Construction | Turnover
| IcoNgsld701 | 33164.2204 | 7334.6828 | 0 | 4394.6034 | 44893.5066 | 65115.6532 | 65115.6532 | 17486.7324 | 82602.3856 | 82602.3856 | 0.54349 | 0.54349 | 8955.281 | 8955.281 | 5.0131 | 95939.3267 | 1.3562 | -519.7903 | 3-phase High Frequency Battery Charger - 1 shift | Construction | New
| IelTgsld701 | 33164.2204 | 7334.6828 | 0 | 4394.6034 | 44893.5066 | 65115.6532 | 65115.6532 | 17486.7324 | 82602.3856 | 82602.3856 | 0.54349 | 0.54349 | 8955.281 | 8955.281 | 5.0131 | 95939.3267 | 1.3562 | -519.7903 | 3-phase High Frequency Battery Charger - 1 shift | Electrical and Electronic Equip. | Turnover
| IelNgsld701 | 33164.2204 | 7334.6828 | 0 | 4394.6034 | 44893.5066 | 65115.6532 | 65115.6532 | 17486.7324 | 82602.3856 | 82602.3856 | 0.54349 | 0.54349 | 8955.281 | 8955.281 | 5.0131 | 95939.3267 | 1.3562 | -519.7903 | 3-phase High Frequency Battery Charger - 1 shift | Electrical and Electronic Equip. | New
| IluTgsld701 | 33164.2204 | 7334.6828 | 0 | 4394.6034 | 44893.5066 | 65115.6532 | 65115.6532 | 17486.7324 | 82602.3856 | 82602.3856 | 0.54349 | 0.54349 | 8955.281 | 8955.281 | 5.0131 | 95939.3267 | 1.3562 | -519.7903 | 3-phase High Frequency Battery Charger - 1 shift | Lumber/Furniture/Pulp/Paper | Turnover
| IluNgsld701 | 33164.2204 | 7334.6828 | 0 | 4394.6034 | 44893.5066 | 65115.6532 | 65115.6532 | 17486.7324 | 82602.3856 | 82602.3856 | 0.54349 | 0.54349 | 8955.281 | 8955.281 | 5.0131 | 95939.3267 | 1.3562 | -519.7903 | 3-phase High Frequency Battery Charger - 1 shift | Lumber/Furniture/Pulp/Paper | New
| ImeTgsld701 | 33164.2204 | 7334.6828 | 0 | 4394.6034 | 44893.5066 | 65115.6532 | 65115.6532 | 17486.7324 | 82602.3856 | 82602.3856 | 0.54349 | 0.54349 | 8955.281 | 8955.281 | 5.0131 | 95939.3267 | 1.3562 | -519.7903 | 3-phase High Frequency Battery Charger - 1 shift | Metal Products and Machinery | Turnover
| ImeNgsld701 | 33164.2204 | 7334.6828 | 0 | 4394.6034 | 44893.5066 | 65115.6532 | 65115.6532 | 17486.7324 | 82602.3856 | 82602.3856 | 0.54349 | 0.54349 | 8955.281 | 8955.281 | 5.0131 | 95939.3267 | 1.3562 | -519.7903 | 3-phase High Frequency Battery Charger - 1 shift | Metal Products and Machinery | New
| ImiTgsld701 | 33164.2204 | 7334.6828 | 0 | 4394.6034 | 44893.5066 | 65115.6532 | 65115.6532 | 17486.7324 | 82602.3856 | 82602.3856 | 0.54349 | 0.54349 | 8955.281 | 8955.281 | 5.0131 | 95939.3267 | 1.3562 | -519.7903 | 3-phase High Frequency Battery Charger - 1 shift | Miscellaneous Manufacturing | Turnover
| ImiNgsld701 | 33164.2204 | 7334.6828 | 0 | 4394.6034 | 44893.5066 | 65115.6532 | 65115.6532 | 17486.7324 | 82602.3856 | 82602.3856 | 0.54349 | 0.54349 | 8955.281 | 8955.281 | 5.0131 | 95939.3267 | 1.3562 | -519.7903 | 3-phase High Frequency Battery Charger - 1 shift | Miscellaneous Manufacturing | New
| IprTgsld701 | 33164.2204 | 7334.6828 | 0 | 4394.6034 | 44893.5066 | 65115.6532 | 65115.6532 | 17486.7324 | 82602.3856 | 82602.3856 | 0.54349 | 0.54349 | 8955.281 | 8955.281 | 5.0131 | 95939.3267 | 1.3562 | -519.7903 | 3-phase High Frequency Battery Charger - 1 shift | Primary Resources Industries | Turnover
| IprNgsld701 | 33164.2204 | 7334.6828 | 0 | 4394.6034 | 44893.5066 | 65115.6532 | 65115.6532 | 17486.7324 | 82602.3856 | 82602.3856 | 0.54349 | 0.54349 | 8955.281 | 8955.281 | 5.0131 | 95939.3267 | 1.3562 | -519.7903 | 3-phase High Frequency Battery Charger - 1 shift | Primary Resources Industries | New
| IstTgsld701 | 33164.2204 | 7334.6828 | 0 | 4394.6034 | 44893.5066 | 65115.6532 | 65115.6532 | 17486.7324 | 82602.3856 | 82602.3856 | 0.54349 | 0.54349 | 8955.281 | 8955.281 | 5.0131 | 95939.3267 | 1.3562 | -519.7903 | 3-phase High Frequency Battery Charger - 1 shift | Stone/Clay/Glass/Concrete | Turnover
| IstNgsld701 | 33164.2204 | 7334.6828 | 0 | 4394.6034 | 44893.5066 | 65115.6532 | 65115.6532 | 17486.7324 | 82602.3856 | 82602.3856 | 0.54349 | 0.54349 | 8955.281 | 8955.281 | 5.0131 | 95939.3267 | 1.3562 | -519.7903 | 3-phase High Frequency Battery Charger - 1 shift | Stone/Clay/Glass/Concrete | New
| IteTgsld701 | 33164.2204 | 7334.6828 | 0 | 4394.6034 | 44893.5066 | 65115.6532 | 65115.6532 | 17486.7324 | 82602.3856 | 82602.3856 | 0.54349 | 0.54349 | 8955.281 | 8955.281 | 5.0131 | 95939.3267 | 1.3562 | -519.7903 | 3-phase High Frequency Battery Charger - 1 shift | Textiles and Leather | Turnover
| IteNgsld701 | 33164.2204 | 7334.6828 | 0 | 4394.6034 | 44893.5066 | 65115.6532 | 65115.6532 | 17486.7324 | 82602.3856 | 82602.3856 | 0.54349 | 0.54349 | 8955.281 | 8955.281 | 5.0131 | 95939.3267 | 1.3562 | -519.7903 | 3-phase High Frequency Battery Charger - 1 shift | Textiles and Leather | New
| ItrTgsld701 | 33164.2204 | 7334.6828 | 0 | 4394.6034 | 44893.5066 | 65115.6532 | 65115.6532 | 17486.7324 | 82602.3856 | 82602.3856 | 0.54349 | 0.54349 | 8955.281 | 8955.281 | 5.0131 | 95939.3267 | 1.3562 | -519.7903 | 3-phase High Frequency Battery Charger - 1 shift | Transportation Equipment | Turnover
| ItrNgsld701 | 33164.2204 | 7334.6828 | 0 | 4394.6034 | 44893.5066 | 65115.6532 | 65115.6532 | 17486.7324 | 82602.3856 | 82602.3856 | 0.54349 | 0.54349 | 8955.281 | 8955.281 | 5.0131 | 95939.3267 | 1.3562 | -519.7903 | 3-phase High Frequency Battery Charger - 1 shift | Transportation Equipment | New
| IwaTgsld701 | 33164.2204 | 7334.6828 | 0 | 4394.6034 | 44893.5066 | 65115.6532 | 65115.6532 | 17486.7324 | 82602.3856 | 82602.3856 | 0.54349 | 0.54349 | 8955.281 | 8955.281 | 5.0131 | 95939.3267 | 1.3562 | -519.7903 | 3-phase High Frequency Battery Charger - 1 shift | Water and Wastewater | Turnover
| IwaNgsld701 | 33164.2204 | 7334.6828 | 0 | 4394.6034 | 44893.5066 | 65115.6532 | 65115.6532 | 17486.7324 | 82602.3856 | 82602.3856 | 0.54349 | 0.54349 | 8955.281 | 8955.281 | 5.0131 | 95939.3267 | 1.3562 | -519.7903 | 3-phase High Frequency Battery Charger - 1 shift | Water and Wastewater | New
| IagEgsld702 | 33164.2204 | 7334.6828 | 0 | 4394.6034 | 44893.5066 | 65115.6532 | 65115.6532 | 17486.7324 | 82602.3856 | 82602.3856 | 0.54349 | 0.54349 | 14976.2657 | 14976.2657 | 2.9976 | 95939.3267 | 2.2681 | 53.7095 | Dairy Refrigeration Heat Recovery | Agriculture and Assembly | Existing
| IagNgsld702 | 33164.2204 | 7334.6828 | 0 | 4394.6034 | 44893.5066 | 65115.6532 | 65115.6532 | 17486.7324 | 82602.3856 | 82602.3856 | 0.54349 | 0.54349 | 14976.2657 | 14976.2657 | 2.9976 | 95939.3267 | 2.2681 | 53.7095 | Dairy Refrigeration Heat Recovery | Agriculture and Assembly | New
| IagTgsld703 | 33164.2204 | 7334.6828 | 0 | 4394.6034 | 44893.5066 | 65115.6532 | 65115.6532 | 17486.7324 | 82602.3856 | 82602.3856 | 0.54349 | 0.54349 | 48135.6591 | 48135.6591 | 0.93265 | 95939.3267 | 5.4702 | 2067.6242 | Electric Actuators | Agriculture and Assembly | Turnover
| IagNgsld703 | 33164.2204 | 7334.6828 | 0 | 4394.6034 | 44893.5066 | 65115.6532 | 65115.6532 | 17486.7324 | 82602.3856 | 82602.3856 | 0.54349 | 0.54349 | 48135.6591 | 48135.6591 | 0.93265 | 95939.3267 | 5.4702 | 2067.6242 | Electric Actuators | Agriculture and Assembly | New
| IchTgsld703 | 33164.2204 | 7334.6828 | 0 | 4394.6034 | 44893.5066 | 65115.6532 | 65115.6532 | 17486.7324 | 82602.3856 | 82602.3856 | 0.54349 | 0.54349 | 48135.6591 | 48135.6591 | 0.93265 | 95939.3267 | 5.4702 | 2067.6242 | Electric Actuators | Chemicals and Plastics | Turnover
| IchNgsld703 | 33164.2204 | 7334.6828 | 0 | 4394.6034 | 44893.5066 | 65115.6532 | 65115.6532 | 17486.7324 | 82602.3856 | 82602.3856 | 0.54349 | 0.54349 | 48135.6591 | 48135.6591 | 0.93265 | 95939.3267 | 5.4702 | 2067.6242 | Electric Actuators | Chemicals and Plastics | New
| IcoTgsld703 | 33164.2204 | 7334.6828 | 0 | 4394.6034 | 44893.5066 | 65115.6532 | 65115.6532 | 17486.7324 | 82602.3856 | 82602.3856 | 0.54349 | 0.54349 | 48135.6591 | 48135.6591 | 0.93265 | 95939.3267 | 5.4702 | 2067.6242 | Electric Actuators | Construction | Turnover
| IcoNgsld703 | 33164.2204 | 7334.6828 | 0 | 4394.6034 | 44893.5066 | 65115.6532 | 65115.6532 | 17486.7324 | 82602.3856 | 82602.3856 | 0.54349 | 0.54349 | 48135.6591 | 48135.6591 | 0.93265 | 95939.3267 | 5.4702 | 2067.6242 | Electric Actuators | Construction | New
| IelTgsld703 | 33164.2204 | 7334.6828 | 0 | 4394.6034 | 44893.5066 | 65115.6532 | 65115.6532 | 17486.7324 | 82602.3856 | 82602.3856 | 0.54349 | 0.54349 | 48135.6591 | 48135.6591 | 0.93265 | 95939.3267 | 5.4702 | 2067.6242 | Electric Actuators | Electrical and Electronic Equip. | Turnover
| IelNgsld703 | 33164.2204 | 7334.6828 | 0 | 4394.6034 | 44893.5066 | 65115.6532 | 65115.6532 | 17486.7324 | 82602.3856 | 82602.3856 | 0.54349 | 0.54349 | 48135.6591 | 48135.6591 | 0.93265 | 95939.3267 | 5.4702 | 2067.6242 | Electric Actuators | Electrical and Electronic Equip. | New
| IluTgsld703 | 33164.2204 | 7334.6828 | 0 | 4394.6034 | 44893.5066 | 65115.6532 | 65115.6532 | 17486.7324 | 82602.3856 | 82602.3856 | 0.54349 | 0.54349 | 50060.8662 | 50060.8662 | 0.89678 | 95939.3267 | 5.6889 | 2205.2249 | Electric Actuators | Lumber/Furniture/Pulp/Paper | Turnover
| IluNgsld703 | 33164.2204 | 7334.6828 | 0 | 4394.6034 | 44893.5066 | 65115.6532 | 65115.6532 | 17486.7324 | 82602.3856 | 82602.3856 | 0.54349 | 0.54349 | 50060.8662 | 50060.8662 | 0.89678 | 95939.3267 | 5.6889 | 2205.2249 | Electric Actuators | Lumber/Furniture/Pulp/Paper | New
| ImeTgsld703 | 33164.2204 | 7334.6828 | 0 | 4394.6034 | 44893.5066 | 65115.6532 | 65115.6532 | 17486.7324 | 82602.3856 | 82602.3856 | 0.54349 | 0.54349 | 48135.6591 | 48135.6591 | 0.93265 | 95939.3267 | 5.4702 | 2067.6242 | Electric Actuators | Metal Products and Machinery | Turnover
| ImeNgsld703 | 33164.2204 | 7334.6828 | 0 | 4394.6034 | 44893.5066 | 65115.6532 | 65115.6532 | 17486.7324 | 82602.3856 | 82602.3856 | 0.54349 | 0.54349 | 48135.6591 | 48135.6591 | 0.93265 | 95939.3267 | 5.4702 | 2067.6242 | Electric Actuators | Metal Products and Machinery | New
| ImiTgsld703 | 33164.2204 | 7334.6828 | 0 | 4394.6034 | 44893.5066 | 65115.6532 | 65115.6532 | 17486.7324 | 82602.3856 | 82602.3856 | 0.54349 | 0.54349 | 48887.6933 | 48887.6933 | 0.9183 | 95939.3267 | 5.5556 | 2121.3746 | Electric Actuators | Miscellaneous Manufacturing | Turnover
| ImiNgsld703 | 33164.2204 | 7334.6828 | 0 | 4394.6034 | 44893.5066 | 65115.6532 | 65115.6532 | 17486.7324 | 82602.3856 | 82602.3856 | 0.54349 | 0.54349 | 48887.6933 | 48887.6933 | 0.9183 | 95939.3267 | 5.5556 | 2121.3746 | Electric Actuators | Miscellaneous Manufacturing | New
| IprTgsld703 | 33164.2204 | 7334.6828 | 0 | 4394.6034 | 44893.5066 | 65115.6532 | 65115.6532 | 17486.7324 | 82602.3856 | 82602.3856 | 0.54349 | 0.54349 | 48135.6591 | 48135.6591 | 0.93265 | 95939.3267 | 5.4702 | 2067.6242 | Electric Actuators | Primary Resources Industries | Turnover
| IprNgsld703 | 33164.2204 | 7334.6828 | 0 | 4394.6034 | 44893.5066 | 65115.6532 | 65115.6532 | 17486.7324 | 82602.3856 | 82602.3856 | 0.54349 | 0.54349 | 48135.6591 | 48135.6591 | 0.93265 | 95939.3267 | 5.4702 | 2067.6242 | Electric Actuators | Primary Resources Industries | New
| IstTgsld703 | 33164.2204 | 7334.6828 | 0 | 4394.6034 | 44893.5066 | 65115.6532 | 65115.6532 | 17486.7324 | 82602.3856 | 82602.3856 | 0.54349 | 0.54349 | 48135.6591 | 48135.6591 | 0.93265 | 95939.3267 | 5.4702 | 2067.6242 | Electric Actuators | Stone/Clay/Glass/Concrete | Turnover
| IstNgsld703 | 33164.2204 | 7334.6828 | 0 | 4394.6034 | 44893.5066 | 65115.6532 | 65115.6532 | 17486.7324 | 82602.3856 | 82602.3856 | 0.54349 | 0.54349 | 48135.6591 | 48135.6591 | 0.93265 | 95939.3267 | 5.4702 | 2067.6242 | Electric Actuators | Stone/Clay/Glass/Concrete | New
| IteTgsld703 | 33164.2204 | 7334.6828 | 0 | 4394.6034 | 44893.5066 | 65115.6532 | 65115.6532 | 17486.7324 | 82602.3856 | 82602.3856 | 0.54349 | 0.54349 | 48135.6591 | 48135.6591 | 0.93265 | 95939.3267 | 5.4702 | 2067.6242 | Electric Actuators | Textiles and Leather | Turnover
| IteNgsld703 | 33164.2204 | 7334.6828 | 0 | 4394.6034 | 44893.5066 | 65115.6532 | 65115.6532 | 17486.7324 | 82602.3856 | 82602.3856 | 0.54349 | 0.54349 | 48135.6591 | 48135.6591 | 0.93265 | 95939.3267 | 5.4702 | 2067.6242 | Electric Actuators | Textiles and Leather | New
| ItrTgsld703 | 33164.2204 | 7334.6828 | 0 | 4394.6034 | 44893.5066 | 65115.6532 | 65115.6532 | 17486.7324 | 82602.3856 | 82602.3856 | 0.54349 | 0.54349 | 49664.0654 | 49664.0654 | 0.90394 | 95939.3267 | 5.6439 | 2176.8643 | Electric Actuators | Transportation Equipment | Turnover
| ItrNgsld703 | 33164.2204 | 7334.6828 | 0 | 4394.6034 | 44893.5066 | 65115.6532 | 65115.6532 | 17486.7324 | 82602.3856 | 82602.3856 | 0.54349 | 0.54349 | 49664.0654 | 49664.0654 | 0.90394 | 95939.3267 | 5.6439 | 2176.8643 | Electric Actuators | Transportation Equipment | New
| IwaTgsld703 | 33164.2204 | 7334.6828 | 0 | 4394.6034 | 44893.5066 | 65115.6532 | 65115.6532 | 17486.7324 | 82602.3856 | 82602.3856 | 0.54349 | 0.54349 | 48135.6591 | 48135.6591 | 0.93265 | 95939.3267 | 5.4702 | 2067.6242 | Electric Actuators | Water and Wastewater | Turnover
| IwaNgsld703 | 33164.2204 | 7334.6828 | 0 | 4394.6034 | 44893.5066 | 65115.6532 | 65115.6532 | 17486.7324 | 82602.3856 | 82602.3856 | 0.54349 | 0.54349 | 48135.6591 | 48135.6591 | 0.93265 | 95939.3267 | 5.4702 | 2067.6242 | Electric Actuators | Water and Wastewater | New
| IagTgsld704 | 33164.2204 | 7334.6828 | 0 | 4394.6034 | 44893.5066 | 65115.6532 | 65115.6532 | 17486.7324 | 82602.3856 | 82602.3856 | 0.54349 | 0.54349 | 24079.3664 | 24079.3664 | 1.8644 | 95939.3267 | 5.2897 | 1954.1288 | Energy Efficient Transformers | Agriculture and Assembly | Turnover
| IagNgsld704 | 33164.2204 | 7334.6828 | 0 | 4394.6034 | 44893.5066 | 65115.6532 | 65115.6532 | 17486.7324 | 82602.3856 | 82602.3856 | 0.54349 | 0.54349 | 24079.3664 | 24079.3664 | 1.8644 | 95939.3267 | 5.2897 | 1954.1288 | Energy Efficient Transformers | Agriculture and Assembly | New
| IchTgsld704 | 33164.2204 | 7334.6828 | 0 | 4394.6034 | 44893.5066 | 65115.6532 | 65115.6532 | 17486.7324 | 82602.3856 | 82602.3856 | 0.54349 | 0.54349 | 24079.3664 | 24079.3664 | 1.8644 | 95939.3267 | 5.2897 | 1954.1288 | Energy Efficient Transformers | Chemicals and Plastics | Turnover
| IchNgsld704 | 33164.2204 | 7334.6828 | 0 | 4394.6034 | 44893.5066 | 65115.6532 | 65115.6532 | 17486.7324 | 82602.3856 | 82602.3856 | 0.54349 | 0.54349 | 24079.3664 | 24079.3664 | 1.8644 | 95939.3267 | 5.2897 | 1954.1288 | Energy Efficient Transformers | Chemicals and Plastics | New
| IcoTgsld704 | 33164.2204 | 7334.6828 | 0 | 4394.6034 | 44893.5066 | 65115.6532 | 65115.6532 | 17486.7324 | 82602.3856 | 82602.3856 | 0.54349 | 0.54349 | 24079.3664 | 24079.3664 | 1.8644 | 95939.3267 | 5.2897 | 1954.1288 | Energy Efficient Transformers | Construction | Turnover
| IcoNgsld704 | 33164.2204 | 7334.6828 | 0 | 4394.6034 | 44893.5066 | 65115.6532 | 65115.6532 | 17486.7324 | 82602.3856 | 82602.3856 | 0.54349 | 0.54349 | 24079.3664 | 24079.3664 | 1.8644 | 95939.3267 | 5.2897 | 1954.1288 | Energy Efficient Transformers | Construction | New
| IelTgsld704 | 33164.2204 | 7334.6828 | 0 | 4394.6034 | 44893.5066 | 65115.6532 | 65115.6532 | 17486.7324 | 82602.3856 | 82602.3856 | 0.54349 | 0.54349 | 24079.3664 | 24079.3664 | 1.8644 | 95939.3267 | 5.2897 | 1954.1288 | Energy Efficient Transformers | Electrical and Electronic Equip. | Turnover
| IelNgsld704 | 33164.2204 | 7334.6828 | 0 | 4394.6034 | 44893.5066 | 65115.6532 | 65115.6532 | 17486.7324 | 82602.3856 | 82602.3856 | 0.54349 | 0.54349 | 24079.3664 | 24079.3664 | 1.8644 | 95939.3267 | 5.2897 | 1954.1288 | Energy Efficient Transformers | Electrical and Electronic Equip. | New
| IluTgsld704 | 33164.2204 | 7334.6828 | 0 | 4394.6034 | 44893.5066 | 65115.6532 | 65115.6532 | 17486.7324 | 82602.3856 | 82602.3856 | 0.54349 | 0.54349 | 24079.3664 | 24079.3664 | 1.8644 | 95939.3267 | 5.2897 | 1954.1288 | Energy Efficient Transformers | Lumber/Furniture/Pulp/Paper | Turnover
| IluNgsld704 | 33164.2204 | 7334.6828 | 0 | 4394.6034 | 44893.5066 | 65115.6532 | 65115.6532 | 17486.7324 | 82602.3856 | 82602.3856 | 0.54349 | 0.54349 | 24079.3664 | 24079.3664 | 1.8644 | 95939.3267 | 5.2897 | 1954.1288 | Energy Efficient Transformers | Lumber/Furniture/Pulp/Paper | New
| ImeTgsld704 | 33164.2204 | 7334.6828 | 0 | 4394.6034 | 44893.5066 | 65115.6532 | 65115.6532 | 17486.7324 | 82602.3856 | 82602.3856 | 0.54349 | 0.54349 | 24079.3664 | 24079.3664 | 1.8644 | 95939.3267 | 5.2897 | 1954.1288 | Energy Efficient Transformers | Metal Products and Machinery | Turnover
| ImeNgsld704 | 33164.2204 | 7334.6828 | 0 | 4394.6034 | 44893.5066 | 65115.6532 | 65115.6532 | 17486.7324 | 82602.3856 | 82602.3856 | 0.54349 | 0.54349 | 24079.3664 | 24079.3664 | 1.8644 | 95939.3267 | 5.2897 | 1954.1288 | Energy Efficient Transformers | Metal Products and Machinery | New
| ImiTgsld704 | 33164.2204 | 7334.6828 | 0 | 4394.6034 | 44893.5066 | 65115.6532 | 65115.6532 | 17486.7324 | 82602.3856 | 82602.3856 | 0.54349 | 0.54349 | 24079.3664 | 24079.3664 | 1.8644 | 95939.3267 | 5.2897 | 1954.1288 | Energy Efficient Transformers | Miscellaneous Manufacturing | Turnover
| ImiNgsld704 | 33164.2204 | 7334.6828 | 0 | 4394.6034 | 44893.5066 | 65115.6532 | 65115.6532 | 17486.7324 | 82602.3856 | 82602.3856 | 0.54349 | 0.54349 | 24079.3664 | 24079.3664 | 1.8644 | 95939.3267 | 5.2897 | 1954.1288 | Energy Efficient Transformers | Miscellaneous Manufacturing | New
| IprTgsld704 | 33164.2204 | 7334.6828 | 0 | 4394.6034 | 44893.5066 | 65115.6532 | 65115.6532 | 17486.7324 | 82602.3856 | 82602.3856 | 0.54349 | 0.54349 | 24079.3664 | 24079.3664 | 1.8644 | 95939.3267 | 5.2897 | 1954.1288 | Energy Efficient Transformers | Primary Resources Industries | Turnover
| IprNgsld704 | 33164.2204 | 7334.6828 | 0 | 4394.6034 | 44893.5066 | 65115.6532 | 65115.6532 | 17486.7324 | 82602.3856 | 82602.3856 | 0.54349 | 0.54349 | 24079.3664 | 24079.3664 | 1.8644 | 95939.3267 | 5.2897 | 1954.1288 | Energy Efficient Transformers | Primary Resources Industries | New
| IstTgsld704 | 33164.2204 | 7334.6828 | 0 | 4394.6034 | 44893.5066 | 65115.6532 | 65115.6532 | 17486.7324 | 82602.3856 | 82602.3856 | 0.54349 | 0.54349 | 24079.3664 | 24079.3664 | 1.8644 | 95939.3267 | 5.2897 | 1954.1288 | Energy Efficient Transformers | Stone/Clay/Glass/Concrete | Turnover
| IstNgsld704 | 33164.2204 | 7334.6828 | 0 | 4394.6034 | 44893.5066 | 65115.6532 | 65115.6532 | 17486.7324 | 82602.3856 | 82602.3856 | 0.54349 | 0.54349 | 24079.3664 | 24079.3664 | 1.8644 | 95939.3267 | 5.2897 | 1954.1288 | Energy Efficient Transformers | Stone/Clay/Glass/Concrete | New
| IteTgsld704 | 33164.2204 | 7334.6828 | 0 | 4394.6034 | 44893.5066 | 65115.6532 | 65115.6532 | 17486.7324 | 82602.3856 | 82602.3856 | 0.54349 | 0.54349 | 24079.3664 | 24079.3664 | 1.8644 | 95939.3267 | 5.2897 | 1954.1288 | Energy Efficient Transformers | Textiles and Leather | Turnover
| IteNgsld704 | 33164.2204 | 7334.6828 | 0 | 4394.6034 | 44893.5066 | 65115.6532 | 65115.6532 | 17486.7324 | 82602.3856 | 82602.3856 | 0.54349 | 0.54349 | 24079.3664 | 24079.3664 | 1.8644 | 95939.3267 | 5.2897 | 1954.1288 | Energy Efficient Transformers | Textiles and Leather | New
| ItrTgsld704 | 33164.2204 | 7334.6828 | 0 | 4394.6034 | 44893.5066 | 65115.6532 | 65115.6532 | 17486.7324 | 82602.3856 | 82602.3856 | 0.54349 | 0.54349 | 24079.3664 | 24079.3664 | 1.8644 | 95939.3267 | 5.2897 | 1954.1288 | Energy Efficient Transformers | Transportation Equipment | Turnover
| ItrNgsld704 | 33164.2204 | 7334.6828 | 0 | 4394.6034 | 44893.5066 | 65115.6532 | 65115.6532 | 17486.7324 | 82602.3856 | 82602.3856 | 0.54349 | 0.54349 | 24079.3664 | 24079.3664 | 1.8644 | 95939.3267 | 5.2897 | 1954.1288 | Energy Efficient Transformers | Transportation Equipment | New
| IwaTgsld704 | 33164.2204 | 7334.6828 | 0 | 4394.6034 | 44893.5066 | 65115.6532 | 65115.6532 | 17486.7324 | 82602.3856 | 82602.3856 | 0.54349 | 0.54349 | 24079.3664 | 24079.3664 | 1.8644 | 95939.3267 | 5.2897 | 1954.1288 | Energy Efficient Transformers | Water and Wastewater | Turnover
| IwaNgsld704 | 33164.2204 | 7334.6828 | 0 | 4394.6034 | 44893.5066 | 65115.6532 | 65115.6532 | 17486.7324 | 82602.3856 | 82602.3856 | 0.54349 | 0.54349 | 24079.3664 | 24079.3664 | 1.8644 | 95939.3267 | 5.2897 | 1954.1288 | Energy Efficient Transformers | Water and Wastewater | New
| IagEgsld705 | 33164.2204 | 7334.6828 | 0 | 4394.6034 | 44893.5066 | 65115.6532 | 65115.6532 | 17486.7324 | 82602.3856 | 82602.3856 | 0.54349 | 0.54349 | 5614.0481 | 5614.0481 | 7.9966 | 95939.3267 | 0.23068 | -1227.6994 | Engine Block Timer | Agriculture and Assembly | Existing
| IagNgsld705 | 33164.2204 | 7334.6828 | 0 | 4394.6034 | 44893.5066 | 65115.6532 | 65115.6532 | 17486.7324 | 82602.3856 | 82602.3856 | 0.54349 | 0.54349 | 5614.0481 | 5614.0481 | 7.9966 | 95939.3267 | 0.23068 | -1227.6994 | Engine Block Timer | Agriculture and Assembly | New
| IagEgsld706 | 33164.2204 | 7334.6828 | 0 | 4394.6034 | 44893.5066 | 65115.6532 | 65115.6532 | 17486.7324 | 82602.3856 | 82602.3856 | 0.54349 | 0.54349 | 33955.4287 | 33955.4287 | 1.3221 | 95939.3267 | 5.1424 | 1861.4779 | Milk Pre-Cooler | Agriculture and Assembly | Existing
| IagNgsld706 | 33164.2204 | 7334.6828 | 0 | 4394.6034 | 44893.5066 | 65115.6532 | 65115.6532 | 17486.7324 | 82602.3856 | 82602.3856 | 0.54349 | 0.54349 | 33955.4287 | 33955.4287 | 1.3221 | 95939.3267 | 5.1424 | 1861.4779 | Milk Pre-Cooler | Agriculture and Assembly | New
| IagEgsld801 | 34133.2453 | 7366.2401 | 0 | 4548.8234 | 46048.3089 | 67143.7754 | 67143.7754 | 17486.7324 | 84630.5078 | 84630.5078 | 0.54411 | 0.54411 | 702.2275 | 702.2275 | 65.5746 | 98382.8474 | 0.10414 | -1336.2048 | VFD on Cooling Tower Fans | Agriculture and Assembly | Existing
| IagNgsld801 | 34133.2453 | 7366.2401 | 0 | 4548.8234 | 46048.3089 | 67143.7754 | 67143.7754 | 17486.7324 | 84630.5078 | 84630.5078 | 0.54411 | 0.54411 | 702.2275 | 702.2275 | 65.5746 | 98382.8474 | 0.10414 | -1336.2048 | VFD on Cooling Tower Fans | Agriculture and Assembly | New
| IchEgsld801 | 34133.2453 | 7366.2401 | 0 | 4548.8234 | 46048.3089 | 67143.7754 | 67143.7754 | 17486.7324 | 84630.5078 | 84630.5078 | 0.54411 | 0.54411 | 290.8772 | 290.8772 | 158.3084 | 98382.8474 | 0.043138 | -1375.386 | VFD on Cooling Tower Fans | Chemicals and Plastics | Existing
| IchNgsld801 | 34133.2453 | 7366.2401 | 0 | 4548.8234 | 46048.3089 | 67143.7754 | 67143.7754 | 17486.7324 | 84630.5078 | 84630.5078 | 0.54411 | 0.54411 | 290.8772 | 290.8772 | 158.3084 | 98382.8474 | 0.043138 | -1375.386 | VFD on Cooling Tower Fans | Chemicals and Plastics | New
| IcoEgsld801 | 34133.2453 | 7366.2401 | 0 | 4548.8234 | 46048.3089 | 67143.7754 | 67143.7754 | 17486.7324 | 84630.5078 | 84630.5078 | 0.54411 | 0.54411 | 1801.7493 | 1801.7493 | 25.5576 | 98382.8474 | 0.2672 | -1231.4752 | VFD on Cooling Tower Fans | Construction | Existing
| IcoNgsld801 | 34133.2453 | 7366.2401 | 0 | 4548.8234 | 46048.3089 | 67143.7754 | 67143.7754 | 17486.7324 | 84630.5078 | 84630.5078 | 0.54411 | 0.54411 | 1801.7493 | 1801.7493 | 25.5576 | 98382.8474 | 0.2672 | -1231.4752 | VFD on Cooling Tower Fans | Construction | New
| IelEgsld801 | 34133.2453 | 7366.2401 | 0 | 4548.8234 | 46048.3089 | 67143.7754 | 67143.7754 | 17486.7324 | 84630.5078 | 84630.5078 | 0.54411 | 0.54411 | 370.8829 | 370.8829 | 124.1586 | 98382.8474 | 0.055003 | -1367.7654 | VFD on Cooling Tower Fans | Electrical and Electronic Equip. | Existing
| IelNgsld801 | 34133.2453 | 7366.2401 | 0 | 4548.8234 | 46048.3089 | 67143.7754 | 67143.7754 | 17486.7324 | 84630.5078 | 84630.5078 | 0.54411 | 0.54411 | 370.8829 | 370.8829 | 124.1586 | 98382.8474 | 0.055003 | -1367.7654 | VFD on Cooling Tower Fans | Electrical and Electronic Equip. | New
| IluEgsld801 | 34133.2453 | 7366.2401 | 0 | 4548.8234 | 46048.3089 | 67143.7754 | 67143.7754 | 17486.7324 | 84630.5078 | 84630.5078 | 0.54411 | 0.54411 | 625.1686 | 625.1686 | 73.6574 | 98382.8474 | 0.092714 | -1343.5447 | VFD on Cooling Tower Fans | Lumber/Furniture/Pulp/Paper | Existing
| IluNgsld801 | 34133.2453 | 7366.2401 | 0 | 4548.8234 | 46048.3089 | 67143.7754 | 67143.7754 | 17486.7324 | 84630.5078 | 84630.5078 | 0.54411 | 0.54411 | 625.1686 | 625.1686 | 73.6574 | 98382.8474 | 0.092714 | -1343.5447 | VFD on Cooling Tower Fans | Lumber/Furniture/Pulp/Paper | New
| ImeEgsld801 | 34133.2453 | 7366.2401 | 0 | 4548.8234 | 46048.3089 | 67143.7754 | 67143.7754 | 17486.7324 | 84630.5078 | 84630.5078 | 0.54411 | 0.54411 | 1616.0586 | 1616.0586 | 28.4942 | 98382.8474 | 0.23967 | -1249.1622 | VFD on Cooling Tower Fans | Metal Products and Machinery | Existing
| ImeNgsld801 | 34133.2453 | 7366.2401 | 0 | 4548.8234 | 46048.3089 | 67143.7754 | 67143.7754 | 17486.7324 | 84630.5078 | 84630.5078 | 0.54411 | 0.54411 | 1616.0586 | 1616.0586 | 28.4942 | 98382.8474 | 0.23967 | -1249.1622 | VFD on Cooling Tower Fans | Metal Products and Machinery | New
| ImiEgsld801 | 34133.2453 | 7366.2401 | 0 | 4548.8234 | 46048.3089 | 67143.7754 | 67143.7754 | 17486.7324 | 84630.5078 | 84630.5078 | 0.54411 | 0.54411 | 1801.7493 | 1801.7493 | 25.5576 | 98382.8474 | 0.2672 | -1231.4752 | VFD on Cooling Tower Fans | Miscellaneous Manufacturing | Existing
| ImiNgsld801 | 34133.2453 | 7366.2401 | 0 | 4548.8234 | 46048.3089 | 67143.7754 | 67143.7754 | 17486.7324 | 84630.5078 | 84630.5078 | 0.54411 | 0.54411 | 1801.7493 | 1801.7493 | 25.5576 | 98382.8474 | 0.2672 | -1231.4752 | VFD on Cooling Tower Fans | Miscellaneous Manufacturing | New
| IprEgsld801 | 34133.2453 | 7366.2401 | 0 | 4548.8234 | 46048.3089 | 67143.7754 | 67143.7754 | 17486.7324 | 84630.5078 | 84630.5078 | 0.54411 | 0.54411 | 225.2836 | 225.2836 | 204.4015 | 98382.8474 | 0.03341 | -1381.6338 | VFD on Cooling Tower Fans | Primary Resources Industries | Existing
| IprNgsld801 | 34133.2453 | 7366.2401 | 0 | 4548.8234 | 46048.3089 | 67143.7754 | 67143.7754 | 17486.7324 | 84630.5078 | 84630.5078 | 0.54411 | 0.54411 | 225.2836 | 225.2836 | 204.4015 | 98382.8474 | 0.03341 | -1381.6338 | VFD on Cooling Tower Fans | Primary Resources Industries | New
| IstEgsld801 | 34133.2453 | 7366.2401 | 0 | 4548.8234 | 46048.3089 | 67143.7754 | 67143.7754 | 17486.7324 | 84630.5078 | 84630.5078 | 0.54411 | 0.54411 | 1197.8568 | 1197.8568 | 38.4422 | 98382.8474 | 0.17765 | -1288.996 | VFD on Cooling Tower Fans | Stone/Clay/Glass/Concrete | Existing
| IstNgsld801 | 34133.2453 | 7366.2401 | 0 | 4548.8234 | 46048.3089 | 67143.7754 | 67143.7754 | 17486.7324 | 84630.5078 | 84630.5078 | 0.54411 | 0.54411 | 1197.8568 | 1197.8568 | 38.4422 | 98382.8474 | 0.17765 | -1288.996 | VFD on Cooling Tower Fans | Stone/Clay/Glass/Concrete | New
| IteEgsld801 | 34133.2453 | 7366.2401 | 0 | 4548.8234 | 46048.3089 | 67143.7754 | 67143.7754 | 17486.7324 | 84630.5078 | 84630.5078 | 0.54411 | 0.54411 | 672.3626 | 672.3626 | 68.4873 | 98382.8474 | 0.099713 | -1339.0494 | VFD on Cooling Tower Fans | Textiles and Leather | Existing
| IteNgsld801 | 34133.2453 | 7366.2401 | 0 | 4548.8234 | 46048.3089 | 67143.7754 | 67143.7754 | 17486.7324 | 84630.5078 | 84630.5078 | 0.54411 | 0.54411 | 672.3626 | 672.3626 | 68.4873 | 98382.8474 | 0.099713 | -1339.0494 | VFD on Cooling Tower Fans | Textiles and Leather | New
| ItrEgsld801 | 34133.2453 | 7366.2401 | 0 | 4548.8234 | 46048.3089 | 67143.7754 | 67143.7754 | 17486.7324 | 84630.5078 | 84630.5078 | 0.54411 | 0.54411 | 204.8538 | 204.8538 | 224.7862 | 98382.8474 | 0.03038 | -1383.5797 | VFD on Cooling Tower Fans | Transportation Equipment | Existing
| ItrNgsld801 | 34133.2453 | 7366.2401 | 0 | 4548.8234 | 46048.3089 | 67143.7754 | 67143.7754 | 17486.7324 | 84630.5078 | 84630.5078 | 0.54411 | 0.54411 | 204.8538 | 204.8538 | 224.7862 | 98382.8474 | 0.03038 | -1383.5797 | VFD on Cooling Tower Fans | Transportation Equipment | New
| IwaEgsld801 | 34133.2453 | 7366.2401 | 0 | 4548.8234 | 46048.3089 | 67143.7754 | 67143.7754 | 17486.7324 | 84630.5078 | 84630.5078 | 0.54411 | 0.54411 | 140.3081 | 140.3081 | 328.1942 | 98382.8474 | 0.020808 | -1389.7277 | VFD on Cooling Tower Fans | Water and Wastewater | Existing
| IwaNgsld801 | 34133.2453 | 7366.2401 | 0 | 4548.8234 | 46048.3089 | 67143.7754 | 67143.7754 | 17486.7324 | 84630.5078 | 84630.5078 | 0.54411 | 0.54411 | 140.3081 | 140.3081 | 328.1942 | 98382.8474 | 0.020808 | -1389.7277 | VFD on Cooling Tower Fans | Water and Wastewater | New
| IagEgsld802 | 34133.2453 | 7366.2401 | 0 | 4548.8234 | 46048.3089 | 67143.7754 | 67143.7754 | 17486.7324 | 84630.5078 | 84630.5078 | 0.54411 | 0.54411 | 563770.3989 | 563770.3989 | 0.081679 | 98382.8474 | 52.9623 | 32612.9972 | Auto Closer on Refrigerator Door | Agriculture and Assembly | Existing
| IagNgsld802 | 34133.2453 | 7366.2401 | 0 | 4548.8234 | 46048.3089 | 67143.7754 | 67143.7754 | 17486.7324 | 84630.5078 | 84630.5078 | 0.54411 | 0.54411 | 563770.3989 | 563770.3989 | 0.081679 | 98382.8474 | 52.9623 | 32612.9972 | Auto Closer on Refrigerator Door | Agriculture and Assembly | New
| IchEgsld802 | 34133.2453 | 7366.2401 | 0 | 4548.8234 | 46048.3089 | 67143.7754 | 67143.7754 | 17486.7324 | 84630.5078 | 84630.5078 | 0.54411 | 0.54411 | 563770.3989 | 563770.3989 | 0.081679 | 98382.8474 | 52.9623 | 32612.9972 | Auto Closer on Refrigerator Door | Chemicals and Plastics | Existing
| IchNgsld802 | 34133.2453 | 7366.2401 | 0 | 4548.8234 | 46048.3089 | 67143.7754 | 67143.7754 | 17486.7324 | 84630.5078 | 84630.5078 | 0.54411 | 0.54411 | 563770.3989 | 563770.3989 | 0.081679 | 98382.8474 | 52.9623 | 32612.9972 | Auto Closer on Refrigerator Door | Chemicals and Plastics | New
| IcoEgsld802 | 34133.2453 | 7366.2401 | 0 | 4548.8234 | 46048.3089 | 67143.7754 | 67143.7754 | 17486.7324 | 84630.5078 | 84630.5078 | 0.54411 | 0.54411 | 563770.3989 | 563770.3989 | 0.081679 | 98382.8474 | 52.9623 | 32612.9972 | Auto Closer on Refrigerator Door | Construction | Existing
| IcoNgsld802 | 34133.2453 | 7366.2401 | 0 | 4548.8234 | 46048.3089 | 67143.7754 | 67143.7754 | 17486.7324 | 84630.5078 | 84630.5078 | 0.54411 | 0.54411 | 563770.3989 | 563770.3989 | 0.081679 | 98382.8474 | 52.9623 | 32612.9972 | Auto Closer on Refrigerator Door | Construction | New
| IelEgsld802 | 34133.2453 | 7366.2401 | 0 | 4548.8234 | 46048.3089 | 67143.7754 | 67143.7754 | 17486.7324 | 84630.5078 | 84630.5078 | 0.54411 | 0.54411 | 563770.3989 | 563770.3989 | 0.081679 | 98382.8474 | 52.9623 | 32612.9972 | Auto Closer on Refrigerator Door | Electrical and Electronic Equip. | Existing
| IelNgsld802 | 34133.2453 | 7366.2401 | 0 | 4548.8234 | 46048.3089 | 67143.7754 | 67143.7754 | 17486.7324 | 84630.5078 | 84630.5078 | 0.54411 | 0.54411 | 563770.3989 | 563770.3989 | 0.081679 | 98382.8474 | 52.9623 | 32612.9972 | Auto Closer on Refrigerator Door | Electrical and Electronic Equip. | New
| IluEgsld802 | 34133.2453 | 7366.2401 | 0 | 4548.8234 | 46048.3089 | 67143.7754 | 67143.7754 | 17486.7324 | 84630.5078 | 84630.5078 | 0.54411 | 0.54411 | 563770.3989 | 563770.3989 | 0.081679 | 98382.8474 | 52.9623 | 32612.9972 | Auto Closer on Refrigerator Door | Lumber/Furniture/Pulp/Paper | Existing
| IluNgsld802 | 34133.2453 | 7366.2401 | 0 | 4548.8234 | 46048.3089 | 67143.7754 | 67143.7754 | 17486.7324 | 84630.5078 | 84630.5078 | 0.54411 | 0.54411 | 563770.3989 | 563770.3989 | 0.081679 | 98382.8474 | 52.9623 | 32612.9972 | Auto Closer on Refrigerator Door | Lumber/Furniture/Pulp/Paper | New
| ImeEgsld802 | 34133.2453 | 7366.2401 | 0 | 4548.8234 | 46048.3089 | 67143.7754 | 67143.7754 | 17486.7324 | 84630.5078 | 84630.5078 | 0.54411 | 0.54411 | 563770.3989 | 563770.3989 | 0.081679 | 98382.8474 | 52.9623 | 32612.9972 | Auto Closer on Refrigerator Door | Metal Products and Machinery | Existing
| ImeNgsld802 | 34133.2453 | 7366.2401 | 0 | 4548.8234 | 46048.3089 | 67143.7754 | 67143.7754 | 17486.7324 | 84630.5078 | 84630.5078 | 0.54411 | 0.54411 | 563770.3989 | 563770.3989 | 0.081679 | 98382.8474 | 52.9623 | 32612.9972 | Auto Closer on Refrigerator Door | Metal Products and Machinery | New
| ImiEgsld802 | 34133.2453 | 7366.2401 | 0 | 4548.8234 | 46048.3089 | 67143.7754 | 67143.7754 | 17486.7324 | 84630.5078 | 84630.5078 | 0.54411 | 0.54411 | 563770.3989 | 563770.3989 | 0.081679 | 98382.8474 | 52.9623 | 32612.9972 | Auto Closer on Refrigerator Door | Miscellaneous Manufacturing | Existing
| ImiNgsld802 | 34133.2453 | 7366.2401 | 0 | 4548.8234 | 46048.3089 | 67143.7754 | 67143.7754 | 17486.7324 | 84630.5078 | 84630.5078 | 0.54411 | 0.54411 | 563770.3989 | 563770.3989 | 0.081679 | 98382.8474 | 52.9623 | 32612.9972 | Auto Closer on Refrigerator Door | Miscellaneous Manufacturing | New
| IprEgsld802 | 34133.2453 | 7366.2401 | 0 | 4548.8234 | 46048.3089 | 67143.7754 | 67143.7754 | 17486.7324 | 84630.5078 | 84630.5078 | 0.54411 | 0.54411 | 563770.3989 | 563770.3989 | 0.081679 | 98382.8474 | 52.9623 | 32612.9972 | Auto Closer on Refrigerator Door | Primary Resources Industries | Existing
| IprNgsld802 | 34133.2453 | 7366.2401 | 0 | 4548.8234 | 46048.3089 | 67143.7754 | 67143.7754 | 17486.7324 | 84630.5078 | 84630.5078 | 0.54411 | 0.54411 | 563770.3989 | 563770.3989 | 0.081679 | 98382.8474 | 52.9623 | 32612.9972 | Auto Closer on Refrigerator Door | Primary Resources Industries | New
| IstEgsld802 | 34133.2453 | 7366.2401 | 0 | 4548.8234 | 46048.3089 | 67143.7754 | 67143.7754 | 17486.7324 | 84630.5078 | 84630.5078 | 0.54411 | 0.54411 | 563770.3989 | 563770.3989 | 0.081679 | 98382.8474 | 52.9623 | 32612.9972 | Auto Closer on Refrigerator Door | Stone/Clay/Glass/Concrete | Existing
| IstNgsld802 | 34133.2453 | 7366.2401 | 0 | 4548.8234 | 46048.3089 | 67143.7754 | 67143.7754 | 17486.7324 | 84630.5078 | 84630.5078 | 0.54411 | 0.54411 | 563770.3989 | 563770.3989 | 0.081679 | 98382.8474 | 52.9623 | 32612.9972 | Auto Closer on Refrigerator Door | Stone/Clay/Glass/Concrete | New
| IteEgsld802 | 34133.2453 | 7366.2401 | 0 | 4548.8234 | 46048.3089 | 67143.7754 | 67143.7754 | 17486.7324 | 84630.5078 | 84630.5078 | 0.54411 | 0.54411 | 563770.3989 | 563770.3989 | 0.081679 | 98382.8474 | 52.9623 | 32612.9972 | Auto Closer on Refrigerator Door | Textiles and Leather | Existing
| IteNgsld802 | 34133.2453 | 7366.2401 | 0 | 4548.8234 | 46048.3089 | 67143.7754 | 67143.7754 | 17486.7324 | 84630.5078 | 84630.5078 | 0.54411 | 0.54411 | 563770.3989 | 563770.3989 | 0.081679 | 98382.8474 | 52.9623 | 32612.9972 | Auto Closer on Refrigerator Door | Textiles and Leather | New
| ItrEgsld802 | 34133.2453 | 7366.2401 | 0 | 4548.8234 | 46048.3089 | 67143.7754 | 67143.7754 | 17486.7324 | 84630.5078 | 84630.5078 | 0.54411 | 0.54411 | 563770.3989 | 563770.3989 | 0.081679 | 98382.8474 | 52.9623 | 32612.9972 | Auto Closer on Refrigerator Door | Transportation Equipment | Existing
| ItrNgsld802 | 34133.2453 | 7366.2401 | 0 | 4548.8234 | 46048.3089 | 67143.7754 | 67143.7754 | 17486.7324 | 84630.5078 | 84630.5078 | 0.54411 | 0.54411 | 563770.3989 | 563770.3989 | 0.081679 | 98382.8474 | 52.9623 | 32612.9972 | Auto Closer on Refrigerator Door | Transportation Equipment | New
| IwaEgsld802 | 34133.2453 | 7366.2401 | 0 | 4548.8234 | 46048.3089 | 67143.7754 | 67143.7754 | 17486.7324 | 84630.5078 | 84630.5078 | 0.54411 | 0.54411 | 563770.3989 | 563770.3989 | 0.081679 | 98382.8474 | 52.9623 | 32612.9972 | Auto Closer on Refrigerator Door | Water and Wastewater | Existing
| IwaNgsld802 | 34133.2453 | 7366.2401 | 0 | 4548.8234 | 46048.3089 | 67143.7754 | 67143.7754 | 17486.7324 | 84630.5078 | 84630.5078 | 0.54411 | 0.54411 | 563770.3989 | 563770.3989 | 0.081679 | 98382.8474 | 52.9623 | 32612.9972 | Auto Closer on Refrigerator Door | Water and Wastewater | New
| IagEgsld803 | 34133.2453 | 7366.2401 | 0 | 4548.8234 | 46048.3089 | 67143.7754 | 67143.7754 | 17486.7324 | 84630.5078 | 84630.5078 | 0.54411 | 0.54411 | 231.5952 | 231.5952 | 198.831 | 98382.8474 | 0.025772 | -1386.5392 | Demand Defrost | Agriculture and Assembly | Existing
| IagNgsld803 | 34133.2453 | 7366.2401 | 0 | 4548.8234 | 46048.3089 | 67143.7754 | 67143.7754 | 17486.7324 | 84630.5078 | 84630.5078 | 0.54411 | 0.54411 | 231.5952 | 231.5952 | 198.831 | 98382.8474 | 0.025772 | -1386.5392 | Demand Defrost | Agriculture and Assembly | New
| IchEgsld803 | 34133.2453 | 7366.2401 | 0 | 4548.8234 | 46048.3089 | 67143.7754 | 67143.7754 | 17486.7324 | 84630.5078 | 84630.5078 | 0.54411 | 0.54411 | 222.5115 | 222.5115 | 206.948 | 98382.8474 | 0.024762 | -1387.1885 | Demand Defrost | Chemicals and Plastics | Existing
| IchNgsld803 | 34133.2453 | 7366.2401 | 0 | 4548.8234 | 46048.3089 | 67143.7754 | 67143.7754 | 17486.7324 | 84630.5078 | 84630.5078 | 0.54411 | 0.54411 | 222.5115 | 222.5115 | 206.948 | 98382.8474 | 0.024762 | -1387.1885 | Demand Defrost | Chemicals and Plastics | New
| IcoEgsld803 | 34133.2453 | 7366.2401 | 0 | 4548.8234 | 46048.3089 | 67143.7754 | 67143.7754 | 17486.7324 | 84630.5078 | 84630.5078 | 0.54411 | 0.54411 | 3910.2716 | 3910.2716 | 11.7762 | 98382.8474 | 0.43514 | -1123.6127 | Demand Defrost | Construction | Existing
| IcoNgsld803 | 34133.2453 | 7366.2401 | 0 | 4548.8234 | 46048.3089 | 67143.7754 | 67143.7754 | 17486.7324 | 84630.5078 | 84630.5078 | 0.54411 | 0.54411 | 3910.2716 | 3910.2716 | 11.7762 | 98382.8474 | 0.43514 | -1123.6127 | Demand Defrost | Construction | New
| IelEgsld803 | 34133.2453 | 7366.2401 | 0 | 4548.8234 | 46048.3089 | 67143.7754 | 67143.7754 | 17486.7324 | 84630.5078 | 84630.5078 | 0.54411 | 0.54411 | 650.9275 | 650.9275 | 70.7426 | 98382.8474 | 0.072437 | -1356.5682 | Demand Defrost | Electrical and Electronic Equip. | Existing
| IelNgsld803 | 34133.2453 | 7366.2401 | 0 | 4548.8234 | 46048.3089 | 67143.7754 | 67143.7754 | 17486.7324 | 84630.5078 | 84630.5078 | 0.54411 | 0.54411 | 650.9275 | 650.9275 | 70.7426 | 98382.8474 | 0.072437 | -1356.5682 | Demand Defrost | Electrical and Electronic Equip. | New
| IluEgsld803 | 34133.2453 | 7366.2401 | 0 | 4548.8234 | 46048.3089 | 67143.7754 | 67143.7754 | 17486.7324 | 84630.5078 | 84630.5078 | 0.54411 | 0.54411 | 1451.5431 | 1451.5431 | 31.7237 | 98382.8474 | 0.16153 | -1299.3457 | Demand Defrost | Lumber/Furniture/Pulp/Paper | Existing
| IluNgsld803 | 34133.2453 | 7366.2401 | 0 | 4548.8234 | 46048.3089 | 67143.7754 | 67143.7754 | 17486.7324 | 84630.5078 | 84630.5078 | 0.54411 | 0.54411 | 1451.5431 | 1451.5431 | 31.7237 | 98382.8474 | 0.16153 | -1299.3457 | Demand Defrost | Lumber/Furniture/Pulp/Paper | New
| ImeEgsld803 | 34133.2453 | 7366.2401 | 0 | 4548.8234 | 46048.3089 | 67143.7754 | 67143.7754 | 17486.7324 | 84630.5078 | 84630.5078 | 0.54411 | 0.54411 | 5399.8458 | 5399.8458 | 8.5277 | 98382.8474 | 0.60091 | -1017.1482 | Demand Defrost | Metal Products and Machinery | Existing
| ImeNgsld803 | 34133.2453 | 7366.2401 | 0 | 4548.8234 | 46048.3089 | 67143.7754 | 67143.7754 | 17486.7324 | 84630.5078 | 84630.5078 | 0.54411 | 0.54411 | 5399.8458 | 5399.8458 | 8.5277 | 98382.8474 | 0.60091 | -1017.1482 | Demand Defrost | Metal Products and Machinery | New
| ImiEgsld803 | 34133.2453 | 7366.2401 | 0 | 4548.8234 | 46048.3089 | 67143.7754 | 67143.7754 | 17486.7324 | 84630.5078 | 84630.5078 | 0.54411 | 0.54411 | 3910.2716 | 3910.2716 | 11.7762 | 98382.8474 | 0.43514 | -1123.6127 | Demand Defrost | Miscellaneous Manufacturing | Existing
| ImiNgsld803 | 34133.2453 | 7366.2401 | 0 | 4548.8234 | 46048.3089 | 67143.7754 | 67143.7754 | 17486.7324 | 84630.5078 | 84630.5078 | 0.54411 | 0.54411 | 3910.2716 | 3910.2716 | 11.7762 | 98382.8474 | 0.43514 | -1123.6127 | Demand Defrost | Miscellaneous Manufacturing | New
| IprEgsld803 | 34133.2453 | 7366.2401 | 0 | 4548.8234 | 46048.3089 | 67143.7754 | 67143.7754 | 17486.7324 | 84630.5078 | 84630.5078 | 0.54411 | 0.54411 | 422.1 | 422.1 | 109.0934 | 98382.8474 | 0.046972 | -1372.9233 | Demand Defrost | Primary Resources Industries | Existing
| IprNgsld803 | 34133.2453 | 7366.2401 | 0 | 4548.8234 | 46048.3089 | 67143.7754 | 67143.7754 | 17486.7324 | 84630.5078 | 84630.5078 | 0.54411 | 0.54411 | 422.1 | 422.1 | 109.0934 | 98382.8474 | 0.046972 | -1372.9233 | Demand Defrost | Primary Resources Industries | New
| IstEgsld803 | 34133.2453 | 7366.2401 | 0 | 4548.8234 | 46048.3089 | 67143.7754 | 67143.7754 | 17486.7324 | 84630.5078 | 84630.5078 | 0.54411 | 0.54411 | 1604.0939 | 1604.0939 | 28.7067 | 98382.8474 | 0.17851 | -1288.4424 | Demand Defrost | Stone/Clay/Glass/Concrete | Existing
| IstNgsld803 | 34133.2453 | 7366.2401 | 0 | 4548.8234 | 46048.3089 | 67143.7754 | 67143.7754 | 17486.7324 | 84630.5078 | 84630.5078 | 0.54411 | 0.54411 | 1604.0939 | 1604.0939 | 28.7067 | 98382.8474 | 0.17851 | -1288.4424 | Demand Defrost | Stone/Clay/Glass/Concrete | New
| IteEgsld803 | 34133.2453 | 7366.2401 | 0 | 4548.8234 | 46048.3089 | 67143.7754 | 67143.7754 | 17486.7324 | 84630.5078 | 84630.5078 | 0.54411 | 0.54411 | 1025.7366 | 1025.7366 | 44.8929 | 98382.8474 | 0.11415 | -1329.7795 | Demand Defrost | Textiles and Leather | Existing
| IteNgsld803 | 34133.2453 | 7366.2401 | 0 | 4548.8234 | 46048.3089 | 67143.7754 | 67143.7754 | 17486.7324 | 84630.5078 | 84630.5078 | 0.54411 | 0.54411 | 1025.7366 | 1025.7366 | 44.8929 | 98382.8474 | 0.11415 | -1329.7795 | Demand Defrost | Textiles and Leather | New
| ItrEgsld803 | 34133.2453 | 7366.2401 | 0 | 4548.8234 | 46048.3089 | 67143.7754 | 67143.7754 | 17486.7324 | 84630.5078 | 84630.5078 | 0.54411 | 0.54411 | 617.9321 | 617.9321 | 74.52 | 98382.8474 | 0.068765 | -1358.9265 | Demand Defrost | Transportation Equipment | Existing
| ItrNgsld803 | 34133.2453 | 7366.2401 | 0 | 4548.8234 | 46048.3089 | 67143.7754 | 67143.7754 | 17486.7324 | 84630.5078 | 84630.5078 | 0.54411 | 0.54411 | 617.9321 | 617.9321 | 74.52 | 98382.8474 | 0.068765 | -1358.9265 | Demand Defrost | Transportation Equipment | New
| IwaEgsld803 | 34133.2453 | 7366.2401 | 0 | 4548.8234 | 46048.3089 | 67143.7754 | 67143.7754 | 17486.7324 | 84630.5078 | 84630.5078 | 0.54411 | 0.54411 | 304.6966 | 304.6966 | 151.1284 | 98382.8474 | 0.033907 | -1381.3145 | Demand Defrost | Water and Wastewater | Existing
| IwaNgsld803 | 34133.2453 | 7366.2401 | 0 | 4548.8234 | 46048.3089 | 67143.7754 | 67143.7754 | 17486.7324 | 84630.5078 | 84630.5078 | 0.54411 | 0.54411 | 304.6966 | 304.6966 | 151.1284 | 98382.8474 | 0.033907 | -1381.3145 | Demand Defrost | Water and Wastewater | New
| IagEgsld804 | 34133.2453 | 7366.2401 | 0 | 4548.8234 | 46048.3089 | 67143.7754 | 67143.7754 | 17486.7324 | 84630.5078 | 84630.5078 | 0.54411 | 0.54411 | 305.4002 | 305.4002 | 150.7802 | 98382.8474 | 0.033986 | -1381.2642 | Floating Head Pressure Controller | Agriculture and Assembly | Existing
| IagNgsld804 | 34133.2453 | 7366.2401 | 0 | 4548.8234 | 46048.3089 | 67143.7754 | 67143.7754 | 17486.7324 | 84630.5078 | 84630.5078 | 0.54411 | 0.54411 | 305.4002 | 305.4002 | 150.7802 | 98382.8474 | 0.033986 | -1381.2642 | Floating Head Pressure Controller | Agriculture and Assembly | New
| IchEgsld804 | 34133.2453 | 7366.2401 | 0 | 4548.8234 | 46048.3089 | 67143.7754 | 67143.7754 | 17486.7324 | 84630.5078 | 84630.5078 | 0.54411 | 0.54411 | 293.4217 | 293.4217 | 156.9356 | 98382.8474 | 0.032653 | -1382.1203 | Floating Head Pressure Controller | Chemicals and Plastics | Existing
| IchNgsld804 | 34133.2453 | 7366.2401 | 0 | 4548.8234 | 46048.3089 | 67143.7754 | 67143.7754 | 17486.7324 | 84630.5078 | 84630.5078 | 0.54411 | 0.54411 | 293.4217 | 293.4217 | 156.9356 | 98382.8474 | 0.032653 | -1382.1203 | Floating Head Pressure Controller | Chemicals and Plastics | New
| IcoEgsld804 | 34133.2453 | 7366.2401 | 0 | 4548.8234 | 46048.3089 | 67143.7754 | 67143.7754 | 17486.7324 | 84630.5078 | 84630.5078 | 0.54411 | 0.54411 | 5156.405 | 5156.405 | 8.9303 | 98382.8474 | 0.57382 | -1034.5476 | Floating Head Pressure Controller | Construction | Existing
| IcoNgsld804 | 34133.2453 | 7366.2401 | 0 | 4548.8234 | 46048.3089 | 67143.7754 | 67143.7754 | 17486.7324 | 84630.5078 | 84630.5078 | 0.54411 | 0.54411 | 5156.405 | 5156.405 | 8.9303 | 98382.8474 | 0.57382 | -1034.5476 | Floating Head Pressure Controller | Construction | New
| IelEgsld804 | 34133.2453 | 7366.2401 | 0 | 4548.8234 | 46048.3089 | 67143.7754 | 67143.7754 | 17486.7324 | 84630.5078 | 84630.5078 | 0.54411 | 0.54411 | 858.366 | 858.366 | 53.6465 | 98382.8474 | 0.095521 | -1341.742 | Floating Head Pressure Controller | Electrical and Electronic Equip. | Existing
| IelNgsld804 | 34133.2453 | 7366.2401 | 0 | 4548.8234 | 46048.3089 | 67143.7754 | 67143.7754 | 17486.7324 | 84630.5078 | 84630.5078 | 0.54411 | 0.54411 | 858.366 | 858.366 | 53.6465 | 98382.8474 | 0.095521 | -1341.742 | Floating Head Pressure Controller | Electrical and Electronic Equip. | New
| IluEgsld804 | 34133.2453 | 7366.2401 | 0 | 4548.8234 | 46048.3089 | 67143.7754 | 67143.7754 | 17486.7324 | 84630.5078 | 84630.5078 | 0.54411 | 0.54411 | 1914.1229 | 1914.1229 | 24.0571 | 98382.8474 | 0.21301 | -1266.2837 | Floating Head Pressure Controller | Lumber/Furniture/Pulp/Paper | Existing
| IluNgsld804 | 34133.2453 | 7366.2401 | 0 | 4548.8234 | 46048.3089 | 67143.7754 | 67143.7754 | 17486.7324 | 84630.5078 | 84630.5078 | 0.54411 | 0.54411 | 1914.1229 | 1914.1229 | 24.0571 | 98382.8474 | 0.21301 | -1266.2837 | Floating Head Pressure Controller | Lumber/Furniture/Pulp/Paper | New
| ImeEgsld804 | 34133.2453 | 7366.2401 | 0 | 4548.8234 | 46048.3089 | 67143.7754 | 67143.7754 | 17486.7324 | 84630.5078 | 84630.5078 | 0.54411 | 0.54411 | 7120.6811 | 7120.6811 | 6.4668 | 98382.8474 | 0.7924 | -894.1547 | Floating Head Pressure Controller | Metal Products and Machinery | Existing
| ImeNgsld804 | 34133.2453 | 7366.2401 | 0 | 4548.8234 | 46048.3089 | 67143.7754 | 67143.7754 | 17486.7324 | 84630.5078 | 84630.5078 | 0.54411 | 0.54411 | 7120.6811 | 7120.6811 | 6.4668 | 98382.8474 | 0.7924 | -894.1547 | Floating Head Pressure Controller | Metal Products and Machinery | New
| ImiEgsld804 | 34133.2453 | 7366.2401 | 0 | 4548.8234 | 46048.3089 | 67143.7754 | 67143.7754 | 17486.7324 | 84630.5078 | 84630.5078 | 0.54411 | 0.54411 | 5156.405 | 5156.405 | 8.9303 | 98382.8474 | 0.57382 | -1034.5476 | Floating Head Pressure Controller | Miscellaneous Manufacturing | Existing
| ImiNgsld804 | 34133.2453 | 7366.2401 | 0 | 4548.8234 | 46048.3089 | 67143.7754 | 67143.7754 | 17486.7324 | 84630.5078 | 84630.5078 | 0.54411 | 0.54411 | 5156.405 | 5156.405 | 8.9303 | 98382.8474 | 0.57382 | -1034.5476 | Floating Head Pressure Controller | Miscellaneous Manufacturing | New
| IprEgsld804 | 34133.2453 | 7366.2401 | 0 | 4548.8234 | 46048.3089 | 67143.7754 | 67143.7754 | 17486.7324 | 84630.5078 | 84630.5078 | 0.54411 | 0.54411 | 556.6155 | 556.6155 | 82.7291 | 98382.8474 | 0.061941 | -1363.309 | Floating Head Pressure Controller | Primary Resources Industries | Existing
| IprNgsld804 | 34133.2453 | 7366.2401 | 0 | 4548.8234 | 46048.3089 | 67143.7754 | 67143.7754 | 17486.7324 | 84630.5078 | 84630.5078 | 0.54411 | 0.54411 | 556.6155 | 556.6155 | 82.7291 | 98382.8474 | 0.061941 | -1363.309 | Floating Head Pressure Controller | Primary Resources Industries | New
| IstEgsld804 | 34133.2453 | 7366.2401 | 0 | 4548.8234 | 46048.3089 | 67143.7754 | 67143.7754 | 17486.7324 | 84630.5078 | 84630.5078 | 0.54411 | 0.54411 | 2115.2882 | 2115.2882 | 21.7693 | 98382.8474 | 0.23539 | -1251.9058 | Floating Head Pressure Controller | Stone/Clay/Glass/Concrete | Existing
| IstNgsld804 | 34133.2453 | 7366.2401 | 0 | 4548.8234 | 46048.3089 | 67143.7754 | 67143.7754 | 17486.7324 | 84630.5078 | 84630.5078 | 0.54411 | 0.54411 | 2115.2882 | 2115.2882 | 21.7693 | 98382.8474 | 0.23539 | -1251.9058 | Floating Head Pressure Controller | Stone/Clay/Glass/Concrete | New
| IteEgsld804 | 34133.2453 | 7366.2401 | 0 | 4548.8234 | 46048.3089 | 67143.7754 | 67143.7754 | 17486.7324 | 84630.5078 | 84630.5078 | 0.54411 | 0.54411 | 1352.6199 | 1352.6199 | 34.0438 | 98382.8474 | 0.15052 | -1306.4161 | Floating Head Pressure Controller | Textiles and Leather | Existing
| IteNgsld804 | 34133.2453 | 7366.2401 | 0 | 4548.8234 | 46048.3089 | 67143.7754 | 67143.7754 | 17486.7324 | 84630.5078 | 84630.5078 | 0.54411 | 0.54411 | 1352.6199 | 1352.6199 | 34.0438 | 98382.8474 | 0.15052 | -1306.4161 | Floating Head Pressure Controller | Textiles and Leather | New
| ItrEgsld804 | 34133.2453 | 7366.2401 | 0 | 4548.8234 | 46048.3089 | 67143.7754 | 67143.7754 | 17486.7324 | 84630.5078 | 84630.5078 | 0.54411 | 0.54411 | 814.8554 | 814.8554 | 56.511 | 98382.8474 | 0.090679 | -1344.8518 | Floating Head Pressure Controller | Transportation Equipment | Existing
| ItrNgsld804 | 34133.2453 | 7366.2401 | 0 | 4548.8234 | 46048.3089 | 67143.7754 | 67143.7754 | 17486.7324 | 84630.5078 | 84630.5078 | 0.54411 | 0.54411 | 814.8554 | 814.8554 | 56.511 | 98382.8474 | 0.090679 | -1344.8518 | Floating Head Pressure Controller | Transportation Equipment | New
| IwaEgsld804 | 34133.2453 | 7366.2401 | 0 | 4548.8234 | 46048.3089 | 67143.7754 | 67143.7754 | 17486.7324 | 84630.5078 | 84630.5078 | 0.54411 | 0.54411 | 401.7977 | 401.7977 | 114.6057 | 98382.8474 | 0.044713 | -1374.3743 | Floating Head Pressure Controller | Water and Wastewater | Existing
| IwaNgsld804 | 34133.2453 | 7366.2401 | 0 | 4548.8234 | 46048.3089 | 67143.7754 | 67143.7754 | 17486.7324 | 84630.5078 | 84630.5078 | 0.54411 | 0.54411 | 401.7977 | 401.7977 | 114.6057 | 98382.8474 | 0.044713 | -1374.3743 | Floating Head Pressure Controller | Water and Wastewater | New
| IagTgsld805 | 34133.2453 | 7366.2401 | 0 | 4548.8234 | 46048.3089 | 67143.7754 | 67143.7754 | 17486.7324 | 84630.5078 | 84630.5078 | 0.54411 | 0.54411 | 194234.2381 | 194234.2381 | 0.23708 | 98382.8474 | 29.783 | 17725.5977 | High Efficiency Refrigeration Compressor - Discus | Agriculture and Assembly | Turnover
| IagNgsld805 | 34133.2453 | 7366.2401 | 0 | 4548.8234 | 46048.3089 | 67143.7754 | 67143.7754 | 17486.7324 | 84630.5078 | 84630.5078 | 0.54411 | 0.54411 | 194234.2381 | 194234.2381 | 0.23708 | 98382.8474 | 29.783 | 17725.5977 | High Efficiency Refrigeration Compressor - Discus | Agriculture and Assembly | New
| IchTgsld805 | 34133.2453 | 7366.2401 | 0 | 4548.8234 | 46048.3089 | 67143.7754 | 67143.7754 | 17486.7324 | 84630.5078 | 84630.5078 | 0.54411 | 0.54411 | 194234.2381 | 194234.2381 | 0.23708 | 98382.8474 | 29.783 | 17725.5977 | High Efficiency Refrigeration Compressor - Discus | Chemicals and Plastics | Turnover
| IchNgsld805 | 34133.2453 | 7366.2401 | 0 | 4548.8234 | 46048.3089 | 67143.7754 | 67143.7754 | 17486.7324 | 84630.5078 | 84630.5078 | 0.54411 | 0.54411 | 194234.2381 | 194234.2381 | 0.23708 | 98382.8474 | 29.783 | 17725.5977 | High Efficiency Refrigeration Compressor - Discus | Chemicals and Plastics | New
| IcoTgsld805 | 34133.2453 | 7366.2401 | 0 | 4548.8234 | 46048.3089 | 67143.7754 | 67143.7754 | 17486.7324 | 84630.5078 | 84630.5078 | 0.54411 | 0.54411 | 194234.2381 | 194234.2381 | 0.23708 | 98382.8474 | 29.783 | 17725.5977 | High Efficiency Refrigeration Compressor - Discus | Construction | Turnover
| IcoNgsld805 | 34133.2453 | 7366.2401 | 0 | 4548.8234 | 46048.3089 | 67143.7754 | 67143.7754 | 17486.7324 | 84630.5078 | 84630.5078 | 0.54411 | 0.54411 | 194234.2381 | 194234.2381 | 0.23708 | 98382.8474 | 29.783 | 17725.5977 | High Efficiency Refrigeration Compressor - Discus | Construction | New
| IelTgsld805 | 34133.2453 | 7366.2401 | 0 | 4548.8234 | 46048.3089 | 67143.7754 | 67143.7754 | 17486.7324 | 84630.5078 | 84630.5078 | 0.54411 | 0.54411 | 194234.2381 | 194234.2381 | 0.23708 | 98382.8474 | 29.783 | 17725.5977 | High Efficiency Refrigeration Compressor - Discus | Electrical and Electronic Equip. | Turnover
| IelNgsld805 | 34133.2453 | 7366.2401 | 0 | 4548.8234 | 46048.3089 | 67143.7754 | 67143.7754 | 17486.7324 | 84630.5078 | 84630.5078 | 0.54411 | 0.54411 | 194234.2381 | 194234.2381 | 0.23708 | 98382.8474 | 29.783 | 17725.5977 | High Efficiency Refrigeration Compressor - Discus | Electrical and Electronic Equip. | New
| IluTgsld805 | 34133.2453 | 7366.2401 | 0 | 4548.8234 | 46048.3089 | 67143.7754 | 67143.7754 | 17486.7324 | 84630.5078 | 84630.5078 | 0.54411 | 0.54411 | 194234.2381 | 194234.2381 | 0.23708 | 98382.8474 | 29.783 | 17725.5977 | High Efficiency Refrigeration Compressor - Discus | Lumber/Furniture/Pulp/Paper | Turnover
| IluNgsld805 | 34133.2453 | 7366.2401 | 0 | 4548.8234 | 46048.3089 | 67143.7754 | 67143.7754 | 17486.7324 | 84630.5078 | 84630.5078 | 0.54411 | 0.54411 | 194234.2381 | 194234.2381 | 0.23708 | 98382.8474 | 29.783 | 17725.5977 | High Efficiency Refrigeration Compressor - Discus | Lumber/Furniture/Pulp/Paper | New
| ImeTgsld805 | 34133.2453 | 7366.2401 | 0 | 4548.8234 | 46048.3089 | 67143.7754 | 67143.7754 | 17486.7324 | 84630.5078 | 84630.5078 | 0.54411 | 0.54411 | 194234.2381 | 194234.2381 | 0.23708 | 98382.8474 | 29.783 | 17725.5977 | High Efficiency Refrigeration Compressor - Discus | Metal Products and Machinery | Turnover
| ImeNgsld805 | 34133.2453 | 7366.2401 | 0 | 4548.8234 | 46048.3089 | 67143.7754 | 67143.7754 | 17486.7324 | 84630.5078 | 84630.5078 | 0.54411 | 0.54411 | 194234.2381 | 194234.2381 | 0.23708 | 98382.8474 | 29.783 | 17725.5977 | High Efficiency Refrigeration Compressor - Discus | Metal Products and Machinery | New
| ImiTgsld805 | 34133.2453 | 7366.2401 | 0 | 4548.8234 | 46048.3089 | 67143.7754 | 67143.7754 | 17486.7324 | 84630.5078 | 84630.5078 | 0.54411 | 0.54411 | 194234.2381 | 194234.2381 | 0.23708 | 98382.8474 | 29.783 | 17725.5977 | High Efficiency Refrigeration Compressor - Discus | Miscellaneous Manufacturing | Turnover
| ImiNgsld805 | 34133.2453 | 7366.2401 | 0 | 4548.8234 | 46048.3089 | 67143.7754 | 67143.7754 | 17486.7324 | 84630.5078 | 84630.5078 | 0.54411 | 0.54411 | 194234.2381 | 194234.2381 | 0.23708 | 98382.8474 | 29.783 | 17725.5977 | High Efficiency Refrigeration Compressor - Discus | Miscellaneous Manufacturing | New
| IprTgsld805 | 34133.2453 | 7366.2401 | 0 | 4548.8234 | 46048.3089 | 67143.7754 | 67143.7754 | 17486.7324 | 84630.5078 | 84630.5078 | 0.54411 | 0.54411 | 194234.2381 | 194234.2381 | 0.23708 | 98382.8474 | 29.783 | 17725.5977 | High Efficiency Refrigeration Compressor - Discus | Primary Resources Industries | Turnover
| IprNgsld805 | 34133.2453 | 7366.2401 | 0 | 4548.8234 | 46048.3089 | 67143.7754 | 67143.7754 | 17486.7324 | 84630.5078 | 84630.5078 | 0.54411 | 0.54411 | 194234.2381 | 194234.2381 | 0.23708 | 98382.8474 | 29.783 | 17725.5977 | High Efficiency Refrigeration Compressor - Discus | Primary Resources Industries | New
| IstTgsld805 | 34133.2453 | 7366.2401 | 0 | 4548.8234 | 46048.3089 | 67143.7754 | 67143.7754 | 17486.7324 | 84630.5078 | 84630.5078 | 0.54411 | 0.54411 | 194234.2381 | 194234.2381 | 0.23708 | 98382.8474 | 29.783 | 17725.5977 | High Efficiency Refrigeration Compressor - Discus | Stone/Clay/Glass/Concrete | Turnover
| IstNgsld805 | 34133.2453 | 7366.2401 | 0 | 4548.8234 | 46048.3089 | 67143.7754 | 67143.7754 | 17486.7324 | 84630.5078 | 84630.5078 | 0.54411 | 0.54411 | 194234.2381 | 194234.2381 | 0.23708 | 98382.8474 | 29.783 | 17725.5977 | High Efficiency Refrigeration Compressor - Discus | Stone/Clay/Glass/Concrete | New
| IteTgsld805 | 34133.2453 | 7366.2401 | 0 | 4548.8234 | 46048.3089 | 67143.7754 | 67143.7754 | 17486.7324 | 84630.5078 | 84630.5078 | 0.54411 | 0.54411 | 194234.2381 | 194234.2381 | 0.23708 | 98382.8474 | 29.783 | 17725.5977 | High Efficiency Refrigeration Compressor - Discus | Textiles and Leather | Turnover
| IteNgsld805 | 34133.2453 | 7366.2401 | 0 | 4548.8234 | 46048.3089 | 67143.7754 | 67143.7754 | 17486.7324 | 84630.5078 | 84630.5078 | 0.54411 | 0.54411 | 194234.2381 | 194234.2381 | 0.23708 | 98382.8474 | 29.783 | 17725.5977 | High Efficiency Refrigeration Compressor - Discus | Textiles and Leather | New
| ItrTgsld805 | 34133.2453 | 7366.2401 | 0 | 4548.8234 | 46048.3089 | 67143.7754 | 67143.7754 | 17486.7324 | 84630.5078 | 84630.5078 | 0.54411 | 0.54411 | 194234.2381 | 194234.2381 | 0.23708 | 98382.8474 | 29.783 | 17725.5977 | High Efficiency Refrigeration Compressor - Discus | Transportation Equipment | Turnover
| ItrNgsld805 | 34133.2453 | 7366.2401 | 0 | 4548.8234 | 46048.3089 | 67143.7754 | 67143.7754 | 17486.7324 | 84630.5078 | 84630.5078 | 0.54411 | 0.54411 | 194234.2381 | 194234.2381 | 0.23708 | 98382.8474 | 29.783 | 17725.5977 | High Efficiency Refrigeration Compressor - Discus | Transportation Equipment | New
| IwaTgsld805 | 34133.2453 | 7366.2401 | 0 | 4548.8234 | 46048.3089 | 67143.7754 | 67143.7754 | 17486.7324 | 84630.5078 | 84630.5078 | 0.54411 | 0.54411 | 194234.2381 | 194234.2381 | 0.23708 | 98382.8474 | 29.783 | 17725.5977 | High Efficiency Refrigeration Compressor - Discus | Water and Wastewater | Turnover
| IwaNgsld805 | 34133.2453 | 7366.2401 | 0 | 4548.8234 | 46048.3089 | 67143.7754 | 67143.7754 | 17486.7324 | 84630.5078 | 84630.5078 | 0.54411 | 0.54411 | 194234.2381 | 194234.2381 | 0.23708 | 98382.8474 | 29.783 | 17725.5977 | High Efficiency Refrigeration Compressor - Discus | Water and Wastewater | New
| IagTgsld806 | 34133.2453 | 7366.2401 | 0 | 4548.8234 | 46048.3089 | 67143.7754 | 67143.7754 | 17486.7324 | 84630.5078 | 84630.5078 | 0.54411 | 0.54411 | 193947.9803 | 193947.9803 | 0.23743 | 98382.8474 | 29.7391 | 17697.405 | High Efficiency Refrigeration Compressor - Scroll | Agriculture and Assembly | Turnover
| IagNgsld806 | 34133.2453 | 7366.2401 | 0 | 4548.8234 | 46048.3089 | 67143.7754 | 67143.7754 | 17486.7324 | 84630.5078 | 84630.5078 | 0.54411 | 0.54411 | 193947.9803 | 193947.9803 | 0.23743 | 98382.8474 | 29.7391 | 17697.405 | High Efficiency Refrigeration Compressor - Scroll | Agriculture and Assembly | New
| IchTgsld806 | 34133.2453 | 7366.2401 | 0 | 4548.8234 | 46048.3089 | 67143.7754 | 67143.7754 | 17486.7324 | 84630.5078 | 84630.5078 | 0.54411 | 0.54411 | 193947.9803 | 193947.9803 | 0.23743 | 98382.8474 | 29.7391 | 17697.405 | High Efficiency Refrigeration Compressor - Scroll | Chemicals and Plastics | Turnover
| IchNgsld806 | 34133.2453 | 7366.2401 | 0 | 4548.8234 | 46048.3089 | 67143.7754 | 67143.7754 | 17486.7324 | 84630.5078 | 84630.5078 | 0.54411 | 0.54411 | 193947.9803 | 193947.9803 | 0.23743 | 98382.8474 | 29.7391 | 17697.405 | High Efficiency Refrigeration Compressor - Scroll | Chemicals and Plastics | New
| IcoTgsld806 | 34133.2453 | 7366.2401 | 0 | 4548.8234 | 46048.3089 | 67143.7754 | 67143.7754 | 17486.7324 | 84630.5078 | 84630.5078 | 0.54411 | 0.54411 | 193947.9803 | 193947.9803 | 0.23743 | 98382.8474 | 29.7391 | 17697.405 | High Efficiency Refrigeration Compressor - Scroll | Construction | Turnover
| IcoNgsld806 | 34133.2453 | 7366.2401 | 0 | 4548.8234 | 46048.3089 | 67143.7754 | 67143.7754 | 17486.7324 | 84630.5078 | 84630.5078 | 0.54411 | 0.54411 | 193947.9803 | 193947.9803 | 0.23743 | 98382.8474 | 29.7391 | 17697.405 | High Efficiency Refrigeration Compressor - Scroll | Construction | New
| IelTgsld806 | 34133.2453 | 7366.2401 | 0 | 4548.8234 | 46048.3089 | 67143.7754 | 67143.7754 | 17486.7324 | 84630.5078 | 84630.5078 | 0.54411 | 0.54411 | 193947.9803 | 193947.9803 | 0.23743 | 98382.8474 | 29.7391 | 17697.405 | High Efficiency Refrigeration Compressor - Scroll | Electrical and Electronic Equip. | Turnover
| IelNgsld806 | 34133.2453 | 7366.2401 | 0 | 4548.8234 | 46048.3089 | 67143.7754 | 67143.7754 | 17486.7324 | 84630.5078 | 84630.5078 | 0.54411 | 0.54411 | 193947.9803 | 193947.9803 | 0.23743 | 98382.8474 | 29.7391 | 17697.405 | High Efficiency Refrigeration Compressor - Scroll | Electrical and Electronic Equip. | New
| IluTgsld806 | 34133.2453 | 7366.2401 | 0 | 4548.8234 | 46048.3089 | 67143.7754 | 67143.7754 | 17486.7324 | 84630.5078 | 84630.5078 | 0.54411 | 0.54411 | 193947.9803 | 193947.9803 | 0.23743 | 98382.8474 | 29.7391 | 17697.405 | High Efficiency Refrigeration Compressor - Scroll | Lumber/Furniture/Pulp/Paper | Turnover
| IluNgsld806 | 34133.2453 | 7366.2401 | 0 | 4548.8234 | 46048.3089 | 67143.7754 | 67143.7754 | 17486.7324 | 84630.5078 | 84630.5078 | 0.54411 | 0.54411 | 193947.9803 | 193947.9803 | 0.23743 | 98382.8474 | 29.7391 | 17697.405 | High Efficiency Refrigeration Compressor - Scroll | Lumber/Furniture/Pulp/Paper | New
| ImeTgsld806 | 34133.2453 | 7366.2401 | 0 | 4548.8234 | 46048.3089 | 67143.7754 | 67143.7754 | 17486.7324 | 84630.5078 | 84630.5078 | 0.54411 | 0.54411 | 193947.9803 | 193947.9803 | 0.23743 | 98382.8474 | 29.7391 | 17697.405 | High Efficiency Refrigeration Compressor - Scroll | Metal Products and Machinery | Turnover
| ImeNgsld806 | 34133.2453 | 7366.2401 | 0 | 4548.8234 | 46048.3089 | 67143.7754 | 67143.7754 | 17486.7324 | 84630.5078 | 84630.5078 | 0.54411 | 0.54411 | 193947.9803 | 193947.9803 | 0.23743 | 98382.8474 | 29.7391 | 17697.405 | High Efficiency Refrigeration Compressor - Scroll | Metal Products and Machinery | New
| ImiTgsld806 | 34133.2453 | 7366.2401 | 0 | 4548.8234 | 46048.3089 | 67143.7754 | 67143.7754 | 17486.7324 | 84630.5078 | 84630.5078 | 0.54411 | 0.54411 | 193947.9803 | 193947.9803 | 0.23743 | 98382.8474 | 29.7391 | 17697.405 | High Efficiency Refrigeration Compressor - Scroll | Miscellaneous Manufacturing | Turnover
| ImiNgsld806 | 34133.2453 | 7366.2401 | 0 | 4548.8234 | 46048.3089 | 67143.7754 | 67143.7754 | 17486.7324 | 84630.5078 | 84630.5078 | 0.54411 | 0.54411 | 193947.9803 | 193947.9803 | 0.23743 | 98382.8474 | 29.7391 | 17697.405 | High Efficiency Refrigeration Compressor - Scroll | Miscellaneous Manufacturing | New
| IprTgsld806 | 34133.2453 | 7366.2401 | 0 | 4548.8234 | 46048.3089 | 67143.7754 | 67143.7754 | 17486.7324 | 84630.5078 | 84630.5078 | 0.54411 | 0.54411 | 193947.9803 | 193947.9803 | 0.23743 | 98382.8474 | 29.7391 | 17697.405 | High Efficiency Refrigeration Compressor - Scroll | Primary Resources Industries | Turnover
| IprNgsld806 | 34133.2453 | 7366.2401 | 0 | 4548.8234 | 46048.3089 | 67143.7754 | 67143.7754 | 17486.7324 | 84630.5078 | 84630.5078 | 0.54411 | 0.54411 | 193947.9803 | 193947.9803 | 0.23743 | 98382.8474 | 29.7391 | 17697.405 | High Efficiency Refrigeration Compressor - Scroll | Primary Resources Industries | New
| IstTgsld806 | 34133.2453 | 7366.2401 | 0 | 4548.8234 | 46048.3089 | 67143.7754 | 67143.7754 | 17486.7324 | 84630.5078 | 84630.5078 | 0.54411 | 0.54411 | 193947.9803 | 193947.9803 | 0.23743 | 98382.8474 | 29.7391 | 17697.405 | High Efficiency Refrigeration Compressor - Scroll | Stone/Clay/Glass/Concrete | Turnover
| IstNgsld806 | 34133.2453 | 7366.2401 | 0 | 4548.8234 | 46048.3089 | 67143.7754 | 67143.7754 | 17486.7324 | 84630.5078 | 84630.5078 | 0.54411 | 0.54411 | 193947.9803 | 193947.9803 | 0.23743 | 98382.8474 | 29.7391 | 17697.405 | High Efficiency Refrigeration Compressor - Scroll | Stone/Clay/Glass/Concrete | New
| IteTgsld806 | 34133.2453 | 7366.2401 | 0 | 4548.8234 | 46048.3089 | 67143.7754 | 67143.7754 | 17486.7324 | 84630.5078 | 84630.5078 | 0.54411 | 0.54411 | 193947.9803 | 193947.9803 | 0.23743 | 98382.8474 | 29.7391 | 17697.405 | High Efficiency Refrigeration Compressor - Scroll | Textiles and Leather | Turnover
| IteNgsld806 | 34133.2453 | 7366.2401 | 0 | 4548.8234 | 46048.3089 | 67143.7754 | 67143.7754 | 17486.7324 | 84630.5078 | 84630.5078 | 0.54411 | 0.54411 | 193947.9803 | 193947.9803 | 0.23743 | 98382.8474 | 29.7391 | 17697.405 | High Efficiency Refrigeration Compressor - Scroll | Textiles and Leather | New
| ItrTgsld806 | 34133.2453 | 7366.2401 | 0 | 4548.8234 | 46048.3089 | 67143.7754 | 67143.7754 | 17486.7324 | 84630.5078 | 84630.5078 | 0.54411 | 0.54411 | 193947.9803 | 193947.9803 | 0.23743 | 98382.8474 | 29.7391 | 17697.405 | High Efficiency Refrigeration Compressor - Scroll | Transportation Equipment | Turnover
| ItrNgsld806 | 34133.2453 | 7366.2401 | 0 | 4548.8234 | 46048.3089 | 67143.7754 | 67143.7754 | 17486.7324 | 84630.5078 | 84630.5078 | 0.54411 | 0.54411 | 193947.9803 | 193947.9803 | 0.23743 | 98382.8474 | 29.7391 | 17697.405 | High Efficiency Refrigeration Compressor - Scroll | Transportation Equipment | New
| IwaTgsld806 | 34133.2453 | 7366.2401 | 0 | 4548.8234 | 46048.3089 | 67143.7754 | 67143.7754 | 17486.7324 | 84630.5078 | 84630.5078 | 0.54411 | 0.54411 | 193947.9803 | 193947.9803 | 0.23743 | 98382.8474 | 29.7391 | 17697.405 | High Efficiency Refrigeration Compressor - Scroll | Water and Wastewater | Turnover
| IwaNgsld806 | 34133.2453 | 7366.2401 | 0 | 4548.8234 | 46048.3089 | 67143.7754 | 67143.7754 | 17486.7324 | 84630.5078 | 84630.5078 | 0.54411 | 0.54411 | 193947.9803 | 193947.9803 | 0.23743 | 98382.8474 | 29.7391 | 17697.405 | High Efficiency Refrigeration Compressor - Scroll | Water and Wastewater | New
| IagEgsld807 | 34133.2453 | 7366.2401 | 0 | 4548.8234 | 46048.3089 | 67143.7754 | 67143.7754 | 17486.7324 | 84630.5078 | 84630.5078 | 0.54411 | 0.54411 | 109813.9458 | 109813.9458 | 0.41933 | 98382.8474 | 16.2857 | 9056.7034 | Process Cooling Ventilation Reduction | Agriculture and Assembly | Existing
| IagNgsld807 | 34133.2453 | 7366.2401 | 0 | 4548.8234 | 46048.3089 | 67143.7754 | 67143.7754 | 17486.7324 | 84630.5078 | 84630.5078 | 0.54411 | 0.54411 | 109813.9458 | 109813.9458 | 0.41933 | 98382.8474 | 16.2857 | 9056.7034 | Process Cooling Ventilation Reduction | Agriculture and Assembly | New
| IchEgsld807 | 34133.2453 | 7366.2401 | 0 | 4548.8234 | 46048.3089 | 67143.7754 | 67143.7754 | 17486.7324 | 84630.5078 | 84630.5078 | 0.54411 | 0.54411 | 109813.9458 | 109813.9458 | 0.41933 | 98382.8474 | 16.2857 | 9056.7037 | Process Cooling Ventilation Reduction | Chemicals and Plastics | Existing
| IchNgsld807 | 34133.2453 | 7366.2401 | 0 | 4548.8234 | 46048.3089 | 67143.7754 | 67143.7754 | 17486.7324 | 84630.5078 | 84630.5078 | 0.54411 | 0.54411 | 109813.9458 | 109813.9458 | 0.41933 | 98382.8474 | 16.2857 | 9056.7037 | Process Cooling Ventilation Reduction | Chemicals and Plastics | New
| IcoEgsld807 | 34133.2453 | 7366.2401 | 0 | 4548.8234 | 46048.3089 | 67143.7754 | 67143.7754 | 17486.7324 | 84630.5078 | 84630.5078 | 0.54411 | 0.54411 | 109813.7921 | 109813.7921 | 0.41933 | 98382.8474 | 16.2857 | 9056.6894 | Process Cooling Ventilation Reduction | Construction | Existing
| IcoNgsld807 | 34133.2453 | 7366.2401 | 0 | 4548.8234 | 46048.3089 | 67143.7754 | 67143.7754 | 17486.7324 | 84630.5078 | 84630.5078 | 0.54411 | 0.54411 | 109813.7921 | 109813.7921 | 0.41933 | 98382.8474 | 16.2857 | 9056.6894 | Process Cooling Ventilation Reduction | Construction | New
| IelEgsld807 | 34133.2453 | 7366.2401 | 0 | 4548.8234 | 46048.3089 | 67143.7754 | 67143.7754 | 17486.7324 | 84630.5078 | 84630.5078 | 0.54411 | 0.54411 | 109813.9458 | 109813.9458 | 0.41933 | 98382.8474 | 16.2857 | 9056.7034 | Process Cooling Ventilation Reduction | Electrical and Electronic Equip. | Existing
| IelNgsld807 | 34133.2453 | 7366.2401 | 0 | 4548.8234 | 46048.3089 | 67143.7754 | 67143.7754 | 17486.7324 | 84630.5078 | 84630.5078 | 0.54411 | 0.54411 | 109813.9458 | 109813.9458 | 0.41933 | 98382.8474 | 16.2857 | 9056.7034 | Process Cooling Ventilation Reduction | Electrical and Electronic Equip. | New
| IluEgsld807 | 34133.2453 | 7366.2401 | 0 | 4548.8234 | 46048.3089 | 67143.7754 | 67143.7754 | 17486.7324 | 84630.5078 | 84630.5078 | 0.54411 | 0.54411 | 109813.9253 | 109813.9253 | 0.41933 | 98382.8474 | 16.2857 | 9056.7022 | Process Cooling Ventilation Reduction | Lumber/Furniture/Pulp/Paper | Existing
| IluNgsld807 | 34133.2453 | 7366.2401 | 0 | 4548.8234 | 46048.3089 | 67143.7754 | 67143.7754 | 17486.7324 | 84630.5078 | 84630.5078 | 0.54411 | 0.54411 | 109813.9253 | 109813.9253 | 0.41933 | 98382.8474 | 16.2857 | 9056.7022 | Process Cooling Ventilation Reduction | Lumber/Furniture/Pulp/Paper | New
| ImeEgsld807 | 34133.2453 | 7366.2401 | 0 | 4548.8234 | 46048.3089 | 67143.7754 | 67143.7754 | 17486.7324 | 84630.5078 | 84630.5078 | 0.54411 | 0.54411 | 109813.9356 | 109813.9356 | 0.41933 | 98382.8474 | 16.2857 | 9056.7027 | Process Cooling Ventilation Reduction | Metal Products and Machinery | Existing
| ImeNgsld807 | 34133.2453 | 7366.2401 | 0 | 4548.8234 | 46048.3089 | 67143.7754 | 67143.7754 | 17486.7324 | 84630.5078 | 84630.5078 | 0.54411 | 0.54411 | 109813.9356 | 109813.9356 | 0.41933 | 98382.8474 | 16.2857 | 9056.7027 | Process Cooling Ventilation Reduction | Metal Products and Machinery | New
| ImiEgsld807 | 34133.2453 | 7366.2401 | 0 | 4548.8234 | 46048.3089 | 67143.7754 | 67143.7754 | 17486.7324 | 84630.5078 | 84630.5078 | 0.54411 | 0.54411 | 109813.7921 | 109813.7921 | 0.41933 | 98382.8474 | 16.2857 | 9056.6894 | Process Cooling Ventilation Reduction | Miscellaneous Manufacturing | Existing
| ImiNgsld807 | 34133.2453 | 7366.2401 | 0 | 4548.8234 | 46048.3089 | 67143.7754 | 67143.7754 | 17486.7324 | 84630.5078 | 84630.5078 | 0.54411 | 0.54411 | 109813.7921 | 109813.7921 | 0.41933 | 98382.8474 | 16.2857 | 9056.6894 | Process Cooling Ventilation Reduction | Miscellaneous Manufacturing | New
| IprEgsld807 | 34133.2453 | 7366.2401 | 0 | 4548.8234 | 46048.3089 | 67143.7754 | 67143.7754 | 17486.7324 | 84630.5078 | 84630.5078 | 0.54411 | 0.54411 | 109813.9356 | 109813.9356 | 0.41933 | 98382.8474 | 16.2857 | 9056.7027 | Process Cooling Ventilation Reduction | Primary Resources Industries | Existing
| IprNgsld807 | 34133.2453 | 7366.2401 | 0 | 4548.8234 | 46048.3089 | 67143.7754 | 67143.7754 | 17486.7324 | 84630.5078 | 84630.5078 | 0.54411 | 0.54411 | 109813.9356 | 109813.9356 | 0.41933 | 98382.8474 | 16.2857 | 9056.7027 | Process Cooling Ventilation Reduction | Primary Resources Industries | New
| IstEgsld807 | 34133.2453 | 7366.2401 | 0 | 4548.8234 | 46048.3089 | 67143.7754 | 67143.7754 | 17486.7324 | 84630.5078 | 84630.5078 | 0.54411 | 0.54411 | 109813.9663 | 109813.9663 | 0.41933 | 98382.8474 | 16.2857 | 9056.7054 | Process Cooling Ventilation Reduction | Stone/Clay/Glass/Concrete | Existing
| IstNgsld807 | 34133.2453 | 7366.2401 | 0 | 4548.8234 | 46048.3089 | 67143.7754 | 67143.7754 | 17486.7324 | 84630.5078 | 84630.5078 | 0.54411 | 0.54411 | 109813.9663 | 109813.9663 | 0.41933 | 98382.8474 | 16.2857 | 9056.7054 | Process Cooling Ventilation Reduction | Stone/Clay/Glass/Concrete | New
| IteEgsld807 | 34133.2453 | 7366.2401 | 0 | 4548.8234 | 46048.3089 | 67143.7754 | 67143.7754 | 17486.7324 | 84630.5078 | 84630.5078 | 0.54411 | 0.54411 | 109813.9356 | 109813.9356 | 0.41933 | 98382.8474 | 16.2857 | 9056.7032 | Process Cooling Ventilation Reduction | Textiles and Leather | Existing
| IteNgsld807 | 34133.2453 | 7366.2401 | 0 | 4548.8234 | 46048.3089 | 67143.7754 | 67143.7754 | 17486.7324 | 84630.5078 | 84630.5078 | 0.54411 | 0.54411 | 109813.9356 | 109813.9356 | 0.41933 | 98382.8474 | 16.2857 | 9056.7032 | Process Cooling Ventilation Reduction | Textiles and Leather | New
| ItrEgsld807 | 34133.2453 | 7366.2401 | 0 | 4548.8234 | 46048.3089 | 67143.7754 | 67143.7754 | 17486.7324 | 84630.5078 | 84630.5078 | 0.54411 | 0.54411 | 109813.9458 | 109813.9458 | 0.41933 | 98382.8474 | 16.2857 | 9056.7042 | Process Cooling Ventilation Reduction | Transportation Equipment | Existing
| ItrNgsld807 | 34133.2453 | 7366.2401 | 0 | 4548.8234 | 46048.3089 | 67143.7754 | 67143.7754 | 17486.7324 | 84630.5078 | 84630.5078 | 0.54411 | 0.54411 | 109813.9458 | 109813.9458 | 0.41933 | 98382.8474 | 16.2857 | 9056.7042 | Process Cooling Ventilation Reduction | Transportation Equipment | New
| IwaEgsld807 | 34133.2453 | 7366.2401 | 0 | 4548.8234 | 46048.3089 | 67143.7754 | 67143.7754 | 17486.7324 | 84630.5078 | 84630.5078 | 0.54411 | 0.54411 | 109813.9458 | 109813.9458 | 0.41933 | 98382.8474 | 16.2857 | 9056.7034 | Process Cooling Ventilation Reduction | Water and Wastewater | Existing
| IwaNgsld807 | 34133.2453 | 7366.2401 | 0 | 4548.8234 | 46048.3089 | 67143.7754 | 67143.7754 | 17486.7324 | 84630.5078 | 84630.5078 | 0.54411 | 0.54411 | 109813.9458 | 109813.9458 | 0.41933 | 98382.8474 | 16.2857 | 9056.7034 | Process Cooling Ventilation Reduction | Water and Wastewater | New
| IagEgsld808 | 34133.2453 | 7366.2401 | 0 | 4548.8234 | 46048.3089 | 67143.7754 | 67143.7754 | 17486.7324 | 84630.5078 | 84630.5078 | 0.54411 | 0.54411 | 27784.277 | 27784.277 | 1.6574 | 98382.8474 | 1.7634 | -270.4939 | Refrigeration Commissioning | Agriculture and Assembly | Existing
| IagNgsld808 | 34133.2453 | 7366.2401 | 0 | 4548.8234 | 46048.3089 | 67143.7754 | 67143.7754 | 17486.7324 | 84630.5078 | 84630.5078 | 0.54411 | 0.54411 | 27784.277 | 27784.277 | 1.6574 | 98382.8474 | 1.7634 | -270.4939 | Refrigeration Commissioning | Agriculture and Assembly | New
| IchEgsld808 | 34133.2453 | 7366.2401 | 0 | 4548.8234 | 46048.3089 | 67143.7754 | 67143.7754 | 17486.7324 | 84630.5078 | 84630.5078 | 0.54411 | 0.54411 | 40441.5569 | 40441.5569 | 1.1386 | 98382.8474 | 2.5668 | 245.4674 | Refrigeration Commissioning | Chemicals and Plastics | Existing
| IchNgsld808 | 34133.2453 | 7366.2401 | 0 | 4548.8234 | 46048.3089 | 67143.7754 | 67143.7754 | 17486.7324 | 84630.5078 | 84630.5078 | 0.54411 | 0.54411 | 40441.5569 | 40441.5569 | 1.1386 | 98382.8474 | 2.5668 | 245.4674 | Refrigeration Commissioning | Chemicals and Plastics | New
| IcoEgsld808 | 34133.2453 | 7366.2401 | 0 | 4548.8234 | 46048.3089 | 67143.7754 | 67143.7754 | 17486.7324 | 84630.5078 | 84630.5078 | 0.54411 | 0.54411 | 185357.1716 | 185357.1716 | 0.24843 | 98382.8474 | 11.7644 | 6152.807 | Refrigeration Commissioning | Construction | Existing
| IcoNgsld808 | 34133.2453 | 7366.2401 | 0 | 4548.8234 | 46048.3089 | 67143.7754 | 67143.7754 | 17486.7324 | 84630.5078 | 84630.5078 | 0.54411 | 0.54411 | 185357.1716 | 185357.1716 | 0.24843 | 98382.8474 | 11.7644 | 6152.807 | Refrigeration Commissioning | Construction | New
| IelEgsld808 | 34133.2453 | 7366.2401 | 0 | 4548.8234 | 46048.3089 | 67143.7754 | 67143.7754 | 17486.7324 | 84630.5078 | 84630.5078 | 0.54411 | 0.54411 | 82721.3797 | 82721.3797 | 0.55667 | 98382.8474 | 5.2502 | 1968.9618 | Refrigeration Commissioning | Electrical and Electronic Equip. | Existing
| IelNgsld808 | 34133.2453 | 7366.2401 | 0 | 4548.8234 | 46048.3089 | 67143.7754 | 67143.7754 | 17486.7324 | 84630.5078 | 84630.5078 | 0.54411 | 0.54411 | 82721.3797 | 82721.3797 | 0.55667 | 98382.8474 | 5.2502 | 1968.9618 | Refrigeration Commissioning | Electrical and Electronic Equip. | New
| IluEgsld808 | 34133.2453 | 7366.2401 | 0 | 4548.8234 | 46048.3089 | 67143.7754 | 67143.7754 | 17486.7324 | 84630.5078 | 84630.5078 | 0.54411 | 0.54411 | 363974.0393 | 363974.0393 | 0.12652 | 98382.8474 | 23.1009 | 13433.9444 | Refrigeration Commissioning | Lumber/Furniture/Pulp/Paper | Existing
| IluNgsld808 | 34133.2453 | 7366.2401 | 0 | 4548.8234 | 46048.3089 | 67143.7754 | 67143.7754 | 17486.7324 | 84630.5078 | 84630.5078 | 0.54411 | 0.54411 | 363974.0393 | 363974.0393 | 0.12652 | 98382.8474 | 23.1009 | 13433.9444 | Refrigeration Commissioning | Lumber/Furniture/Pulp/Paper | New
| ImeEgsld808 | 34133.2453 | 7366.2401 | 0 | 4548.8234 | 46048.3089 | 67143.7754 | 67143.7754 | 17486.7324 | 84630.5078 | 84630.5078 | 0.54411 | 0.54411 | 488257.7297 | 488257.7297 | 0.094311 | 98382.8474 | 30.9891 | 18500.2436 | Refrigeration Commissioning | Metal Products and Machinery | Existing
| ImeNgsld808 | 34133.2453 | 7366.2401 | 0 | 4548.8234 | 46048.3089 | 67143.7754 | 67143.7754 | 17486.7324 | 84630.5078 | 84630.5078 | 0.54411 | 0.54411 | 488257.7297 | 488257.7297 | 0.094311 | 98382.8474 | 30.9891 | 18500.2436 | Refrigeration Commissioning | Metal Products and Machinery | New
| ImiEgsld808 | 34133.2453 | 7366.2401 | 0 | 4548.8234 | 46048.3089 | 67143.7754 | 67143.7754 | 17486.7324 | 84630.5078 | 84630.5078 | 0.54411 | 0.54411 | 185357.1716 | 185357.1716 | 0.24843 | 98382.8474 | 11.7644 | 6152.807 | Refrigeration Commissioning | Miscellaneous Manufacturing | Existing
| ImiNgsld808 | 34133.2453 | 7366.2401 | 0 | 4548.8234 | 46048.3089 | 67143.7754 | 67143.7754 | 17486.7324 | 84630.5078 | 84630.5078 | 0.54411 | 0.54411 | 185357.1716 | 185357.1716 | 0.24843 | 98382.8474 | 11.7644 | 6152.807 | Refrigeration Commissioning | Miscellaneous Manufacturing | New
| IprEgsld808 | 34133.2453 | 7366.2401 | 0 | 4548.8234 | 46048.3089 | 67143.7754 | 67143.7754 | 17486.7324 | 84630.5078 | 84630.5078 | 0.54411 | 0.54411 | 139990.0124 | 139990.0124 | 0.32894 | 98382.8474 | 8.885 | 4303.4604 | Refrigeration Commissioning | Primary Resources Industries | Existing
| IprNgsld808 | 34133.2453 | 7366.2401 | 0 | 4548.8234 | 46048.3089 | 67143.7754 | 67143.7754 | 17486.7324 | 84630.5078 | 84630.5078 | 0.54411 | 0.54411 | 139990.0124 | 139990.0124 | 0.32894 | 98382.8474 | 8.885 | 4303.4604 | Refrigeration Commissioning | Primary Resources Industries | New
| IstEgsld808 | 34133.2453 | 7366.2401 | 0 | 4548.8234 | 46048.3089 | 67143.7754 | 67143.7754 | 17486.7324 | 84630.5078 | 84630.5078 | 0.54411 | 0.54411 | 130840.3318 | 130840.3318 | 0.35194 | 98382.8474 | 8.3043 | 3930.4825 | Refrigeration Commissioning | Stone/Clay/Glass/Concrete | Existing
| IstNgsld808 | 34133.2453 | 7366.2401 | 0 | 4548.8234 | 46048.3089 | 67143.7754 | 67143.7754 | 17486.7324 | 84630.5078 | 84630.5078 | 0.54411 | 0.54411 | 130840.3318 | 130840.3318 | 0.35194 | 98382.8474 | 8.3043 | 3930.4825 | Refrigeration Commissioning | Stone/Clay/Glass/Concrete | New
| IteEgsld808 | 34133.2453 | 7366.2401 | 0 | 4548.8234 | 46048.3089 | 67143.7754 | 67143.7754 | 17486.7324 | 84630.5078 | 84630.5078 | 0.54411 | 0.54411 | 97890.3275 | 97890.3275 | 0.47041 | 98382.8474 | 6.213 | 2587.3089 | Refrigeration Commissioning | Textiles and Leather | Existing
| IteNgsld808 | 34133.2453 | 7366.2401 | 0 | 4548.8234 | 46048.3089 | 67143.7754 | 67143.7754 | 17486.7324 | 84630.5078 | 84630.5078 | 0.54411 | 0.54411 | 97890.3275 | 97890.3275 | 0.47041 | 98382.8474 | 6.213 | 2587.3089 | Refrigeration Commissioning | Textiles and Leather | New
| ItrEgsld808 | 34133.2453 | 7366.2401 | 0 | 4548.8234 | 46048.3089 | 67143.7754 | 67143.7754 | 17486.7324 | 84630.5078 | 84630.5078 | 0.54411 | 0.54411 | 178737.2371 | 178737.2371 | 0.25763 | 98382.8474 | 11.3442 | 5882.9521 | Refrigeration Commissioning | Transportation Equipment | Existing
| ItrNgsld808 | 34133.2453 | 7366.2401 | 0 | 4548.8234 | 46048.3089 | 67143.7754 | 67143.7754 | 17486.7324 | 84630.5078 | 84630.5078 | 0.54411 | 0.54411 | 178737.2371 | 178737.2371 | 0.25763 | 98382.8474 | 11.3442 | 5882.9521 | Refrigeration Commissioning | Transportation Equipment | New
| IwaEgsld808 | 34133.2453 | 7366.2401 | 0 | 4548.8234 | 46048.3089 | 67143.7754 | 67143.7754 | 17486.7324 | 84630.5078 | 84630.5078 | 0.54411 | 0.54411 | 14443.4149 | 14443.4149 | 3.1882 | 98382.8474 | 0.9167 | -814.3208 | Refrigeration Commissioning | Water and Wastewater | Existing
| IwaNgsld808 | 34133.2453 | 7366.2401 | 0 | 4548.8234 | 46048.3089 | 67143.7754 | 67143.7754 | 17486.7324 | 84630.5078 | 84630.5078 | 0.54411 | 0.54411 | 14443.4149 | 14443.4149 | 3.1882 | 98382.8474 | 0.9167 | -814.3208 | Refrigeration Commissioning | Water and Wastewater | New
| IagEgsld809 | 34133.2453 | 7366.2401 | 0 | 4548.8234 | 46048.3089 | 67143.7754 | 67143.7754 | 17486.7324 | 84630.5078 | 84630.5078 | 0.54411 | 0.54411 | 39068.7831 | 39068.7831 | 1.1786 | 98382.8474 | 5.2449 | 1965.5644 | VSD Controlled Compressor | Agriculture and Assembly | Existing
| IagNgsld809 | 34133.2453 | 7366.2401 | 0 | 4548.8234 | 46048.3089 | 67143.7754 | 67143.7754 | 17486.7324 | 84630.5078 | 84630.5078 | 0.54411 | 0.54411 | 39068.7831 | 39068.7831 | 1.1786 | 98382.8474 | 5.2449 | 1965.5644 | VSD Controlled Compressor | Agriculture and Assembly | New
| IchEgsld809 | 34133.2453 | 7366.2401 | 0 | 4548.8234 | 46048.3089 | 67143.7754 | 67143.7754 | 17486.7324 | 84630.5078 | 84630.5078 | 0.54411 | 0.54411 | 39068.7831 | 39068.7831 | 1.1786 | 98382.8474 | 5.2449 | 1965.5644 | VSD Controlled Compressor | Chemicals and Plastics | Existing
| IchNgsld809 | 34133.2453 | 7366.2401 | 0 | 4548.8234 | 46048.3089 | 67143.7754 | 67143.7754 | 17486.7324 | 84630.5078 | 84630.5078 | 0.54411 | 0.54411 | 39068.7831 | 39068.7831 | 1.1786 | 98382.8474 | 5.2449 | 1965.5644 | VSD Controlled Compressor | Chemicals and Plastics | New
| IcoEgsld809 | 34133.2453 | 7366.2401 | 0 | 4548.8234 | 46048.3089 | 67143.7754 | 67143.7754 | 17486.7324 | 84630.5078 | 84630.5078 | 0.54411 | 0.54411 | 39068.7831 | 39068.7831 | 1.1786 | 98382.8474 | 5.2449 | 1965.5644 | VSD Controlled Compressor | Construction | Existing
| IcoNgsld809 | 34133.2453 | 7366.2401 | 0 | 4548.8234 | 46048.3089 | 67143.7754 | 67143.7754 | 17486.7324 | 84630.5078 | 84630.5078 | 0.54411 | 0.54411 | 39068.7831 | 39068.7831 | 1.1786 | 98382.8474 | 5.2449 | 1965.5644 | VSD Controlled Compressor | Construction | New
| IelEgsld809 | 34133.2453 | 7366.2401 | 0 | 4548.8234 | 46048.3089 | 67143.7754 | 67143.7754 | 17486.7324 | 84630.5078 | 84630.5078 | 0.54411 | 0.54411 | 39068.7831 | 39068.7831 | 1.1786 | 98382.8474 | 5.2449 | 1965.5644 | VSD Controlled Compressor | Electrical and Electronic Equip. | Existing
| IelNgsld809 | 34133.2453 | 7366.2401 | 0 | 4548.8234 | 46048.3089 | 67143.7754 | 67143.7754 | 17486.7324 | 84630.5078 | 84630.5078 | 0.54411 | 0.54411 | 39068.7831 | 39068.7831 | 1.1786 | 98382.8474 | 5.2449 | 1965.5644 | VSD Controlled Compressor | Electrical and Electronic Equip. | New
| IluEgsld809 | 34133.2453 | 7366.2401 | 0 | 4548.8234 | 46048.3089 | 67143.7754 | 67143.7754 | 17486.7324 | 84630.5078 | 84630.5078 | 0.54411 | 0.54411 | 39068.7831 | 39068.7831 | 1.1786 | 98382.8474 | 5.2449 | 1965.5644 | VSD Controlled Compressor | Lumber/Furniture/Pulp/Paper | Existing
| IluNgsld809 | 34133.2453 | 7366.2401 | 0 | 4548.8234 | 46048.3089 | 67143.7754 | 67143.7754 | 17486.7324 | 84630.5078 | 84630.5078 | 0.54411 | 0.54411 | 39068.7831 | 39068.7831 | 1.1786 | 98382.8474 | 5.2449 | 1965.5644 | VSD Controlled Compressor | Lumber/Furniture/Pulp/Paper | New
| ImeEgsld809 | 34133.2453 | 7366.2401 | 0 | 4548.8234 | 46048.3089 | 67143.7754 | 67143.7754 | 17486.7324 | 84630.5078 | 84630.5078 | 0.54411 | 0.54411 | 39068.7831 | 39068.7831 | 1.1786 | 98382.8474 | 5.2449 | 1965.5644 | VSD Controlled Compressor | Metal Products and Machinery | Existing
| ImeNgsld809 | 34133.2453 | 7366.2401 | 0 | 4548.8234 | 46048.3089 | 67143.7754 | 67143.7754 | 17486.7324 | 84630.5078 | 84630.5078 | 0.54411 | 0.54411 | 39068.7831 | 39068.7831 | 1.1786 | 98382.8474 | 5.2449 | 1965.5644 | VSD Controlled Compressor | Metal Products and Machinery | New
| ImiEgsld809 | 34133.2453 | 7366.2401 | 0 | 4548.8234 | 46048.3089 | 67143.7754 | 67143.7754 | 17486.7324 | 84630.5078 | 84630.5078 | 0.54411 | 0.54411 | 39068.7831 | 39068.7831 | 1.1786 | 98382.8474 | 5.2449 | 1965.5644 | VSD Controlled Compressor | Miscellaneous Manufacturing | Existing
| ImiNgsld809 | 34133.2453 | 7366.2401 | 0 | 4548.8234 | 46048.3089 | 67143.7754 | 67143.7754 | 17486.7324 | 84630.5078 | 84630.5078 | 0.54411 | 0.54411 | 39068.7831 | 39068.7831 | 1.1786 | 98382.8474 | 5.2449 | 1965.5644 | VSD Controlled Compressor | Miscellaneous Manufacturing | New
| IprEgsld809 | 34133.2453 | 7366.2401 | 0 | 4548.8234 | 46048.3089 | 67143.7754 | 67143.7754 | 17486.7324 | 84630.5078 | 84630.5078 | 0.54411 | 0.54411 | 39068.7831 | 39068.7831 | 1.1786 | 98382.8474 | 5.2449 | 1965.5644 | VSD Controlled Compressor | Primary Resources Industries | Existing
| IprNgsld809 | 34133.2453 | 7366.2401 | 0 | 4548.8234 | 46048.3089 | 67143.7754 | 67143.7754 | 17486.7324 | 84630.5078 | 84630.5078 | 0.54411 | 0.54411 | 39068.7831 | 39068.7831 | 1.1786 | 98382.8474 | 5.2449 | 1965.5644 | VSD Controlled Compressor | Primary Resources Industries | New
| IstEgsld809 | 34133.2453 | 7366.2401 | 0 | 4548.8234 | 46048.3089 | 67143.7754 | 67143.7754 | 17486.7324 | 84630.5078 | 84630.5078 | 0.54411 | 0.54411 | 39068.7831 | 39068.7831 | 1.1786 | 98382.8474 | 5.2449 | 1965.5644 | VSD Controlled Compressor | Stone/Clay/Glass/Concrete | Existing
| IstNgsld809 | 34133.2453 | 7366.2401 | 0 | 4548.8234 | 46048.3089 | 67143.7754 | 67143.7754 | 17486.7324 | 84630.5078 | 84630.5078 | 0.54411 | 0.54411 | 39068.7831 | 39068.7831 | 1.1786 | 98382.8474 | 5.2449 | 1965.5644 | VSD Controlled Compressor | Stone/Clay/Glass/Concrete | New
| IteEgsld809 | 34133.2453 | 7366.2401 | 0 | 4548.8234 | 46048.3089 | 67143.7754 | 67143.7754 | 17486.7324 | 84630.5078 | 84630.5078 | 0.54411 | 0.54411 | 39068.7831 | 39068.7831 | 1.1786 | 98382.8474 | 5.2449 | 1965.5644 | VSD Controlled Compressor | Textiles and Leather | Existing
| IteNgsld809 | 34133.2453 | 7366.2401 | 0 | 4548.8234 | 46048.3089 | 67143.7754 | 67143.7754 | 17486.7324 | 84630.5078 | 84630.5078 | 0.54411 | 0.54411 | 39068.7831 | 39068.7831 | 1.1786 | 98382.8474 | 5.2449 | 1965.5644 | VSD Controlled Compressor | Textiles and Leather | New
| ItrEgsld809 | 34133.2453 | 7366.2401 | 0 | 4548.8234 | 46048.3089 | 67143.7754 | 67143.7754 | 17486.7324 | 84630.5078 | 84630.5078 | 0.54411 | 0.54411 | 39068.7831 | 39068.7831 | 1.1786 | 98382.8474 | 5.2449 | 1965.5644 | VSD Controlled Compressor | Transportation Equipment | Existing
| ItrNgsld809 | 34133.2453 | 7366.2401 | 0 | 4548.8234 | 46048.3089 | 67143.7754 | 67143.7754 | 17486.7324 | 84630.5078 | 84630.5078 | 0.54411 | 0.54411 | 39068.7831 | 39068.7831 | 1.1786 | 98382.8474 | 5.2449 | 1965.5644 | VSD Controlled Compressor | Transportation Equipment | New
| IwaEgsld809 | 34133.2453 | 7366.2401 | 0 | 4548.8234 | 46048.3089 | 67143.7754 | 67143.7754 | 17486.7324 | 84630.5078 | 84630.5078 | 0.54411 | 0.54411 | 39068.7831 | 39068.7831 | 1.1786 | 98382.8474 | 5.2449 | 1965.5644 | VSD Controlled Compressor | Water and Wastewater | Existing
| IwaNgsld809 | 34133.2453 | 7366.2401 | 0 | 4548.8234 | 46048.3089 | 67143.7754 | 67143.7754 | 17486.7324 | 84630.5078 | 84630.5078 | 0.54411 | 0.54411 | 39068.7831 | 39068.7831 | 1.1786 | 98382.8474 | 5.2449 | 1965.5644 | VSD Controlled Compressor | Water and Wastewater | New
| IagEgsld901 | 34133.2453 | 7366.2401 | 0 | 4548.8234 | 46048.3089 | 67143.7754 | 67143.7754 | 17486.7324 | 84630.5078 | 84630.5078 | 0.54411 | 0.54411 | 83662.6783 | 83662.6783 | 0.5504 | 98382.8474 | 5.31 | 2007.3329 | Insulated Pellet Dryer Tanks and Ducts | Agriculture and Assembly | Existing
| IagNgsld901 | 34133.2453 | 7366.2401 | 0 | 4548.8234 | 46048.3089 | 67143.7754 | 67143.7754 | 17486.7324 | 84630.5078 | 84630.5078 | 0.54411 | 0.54411 | 83662.6783 | 83662.6783 | 0.5504 | 98382.8474 | 5.31 | 2007.3329 | Insulated Pellet Dryer Tanks and Ducts | Agriculture and Assembly | New
| IchEgsld901 | 34133.2453 | 7366.2401 | 0 | 4548.8234 | 46048.3089 | 67143.7754 | 67143.7754 | 17486.7324 | 84630.5078 | 84630.5078 | 0.54411 | 0.54411 | 83662.6783 | 83662.6783 | 0.5504 | 98382.8474 | 5.31 | 2007.3329 | Insulated Pellet Dryer Tanks and Ducts | Chemicals and Plastics | Existing
| IchNgsld901 | 34133.2453 | 7366.2401 | 0 | 4548.8234 | 46048.3089 | 67143.7754 | 67143.7754 | 17486.7324 | 84630.5078 | 84630.5078 | 0.54411 | 0.54411 | 83662.6783 | 83662.6783 | 0.5504 | 98382.8474 | 5.31 | 2007.3329 | Insulated Pellet Dryer Tanks and Ducts | Chemicals and Plastics | New
| IcoEgsld901 | 34133.2453 | 7366.2401 | 0 | 4548.8234 | 46048.3089 | 67143.7754 | 67143.7754 | 17486.7324 | 84630.5078 | 84630.5078 | 0.54411 | 0.54411 | 83662.6783 | 83662.6783 | 0.5504 | 98382.8474 | 5.31 | 2007.3329 | Insulated Pellet Dryer Tanks and Ducts | Construction | Existing
| IcoNgsld901 | 34133.2453 | 7366.2401 | 0 | 4548.8234 | 46048.3089 | 67143.7754 | 67143.7754 | 17486.7324 | 84630.5078 | 84630.5078 | 0.54411 | 0.54411 | 83662.6783 | 83662.6783 | 0.5504 | 98382.8474 | 5.31 | 2007.3329 | Insulated Pellet Dryer Tanks and Ducts | Construction | New
| IelEgsld901 | 34133.2453 | 7366.2401 | 0 | 4548.8234 | 46048.3089 | 67143.7754 | 67143.7754 | 17486.7324 | 84630.5078 | 84630.5078 | 0.54411 | 0.54411 | 83662.6783 | 83662.6783 | 0.5504 | 98382.8474 | 5.31 | 2007.3329 | Insulated Pellet Dryer Tanks and Ducts | Electrical and Electronic Equip. | Existing
| IelNgsld901 | 34133.2453 | 7366.2401 | 0 | 4548.8234 | 46048.3089 | 67143.7754 | 67143.7754 | 17486.7324 | 84630.5078 | 84630.5078 | 0.54411 | 0.54411 | 83662.6783 | 83662.6783 | 0.5504 | 98382.8474 | 5.31 | 2007.3329 | Insulated Pellet Dryer Tanks and Ducts | Electrical and Electronic Equip. | New
| IluEgsld901 | 34133.2453 | 7366.2401 | 0 | 4548.8234 | 46048.3089 | 67143.7754 | 67143.7754 | 17486.7324 | 84630.5078 | 84630.5078 | 0.54411 | 0.54411 | 87009.1852 | 87009.1852 | 0.52924 | 98382.8474 | 5.5224 | 2143.7499 | Insulated Pellet Dryer Tanks and Ducts | Lumber/Furniture/Pulp/Paper | Existing
| IluNgsld901 | 34133.2453 | 7366.2401 | 0 | 4548.8234 | 46048.3089 | 67143.7754 | 67143.7754 | 17486.7324 | 84630.5078 | 84630.5078 | 0.54411 | 0.54411 | 87009.1852 | 87009.1852 | 0.52924 | 98382.8474 | 5.5224 | 2143.7499 | Insulated Pellet Dryer Tanks and Ducts | Lumber/Furniture/Pulp/Paper | New
| ImeEgsld901 | 34133.2453 | 7366.2401 | 0 | 4548.8234 | 46048.3089 | 67143.7754 | 67143.7754 | 17486.7324 | 84630.5078 | 84630.5078 | 0.54411 | 0.54411 | 83662.6783 | 83662.6783 | 0.5504 | 98382.8474 | 5.31 | 2007.3329 | Insulated Pellet Dryer Tanks and Ducts | Metal Products and Machinery | Existing
| ImeNgsld901 | 34133.2453 | 7366.2401 | 0 | 4548.8234 | 46048.3089 | 67143.7754 | 67143.7754 | 17486.7324 | 84630.5078 | 84630.5078 | 0.54411 | 0.54411 | 83662.6783 | 83662.6783 | 0.5504 | 98382.8474 | 5.31 | 2007.3329 | Insulated Pellet Dryer Tanks and Ducts | Metal Products and Machinery | New
| ImiEgsld901 | 34133.2453 | 7366.2401 | 0 | 4548.8234 | 46048.3089 | 67143.7754 | 67143.7754 | 17486.7324 | 84630.5078 | 84630.5078 | 0.54411 | 0.54411 | 84969.9064 | 84969.9064 | 0.54194 | 98382.8474 | 5.3929 | 2060.6208 | Insulated Pellet Dryer Tanks and Ducts | Miscellaneous Manufacturing | Existing
| ImiNgsld901 | 34133.2453 | 7366.2401 | 0 | 4548.8234 | 46048.3089 | 67143.7754 | 67143.7754 | 17486.7324 | 84630.5078 | 84630.5078 | 0.54411 | 0.54411 | 84969.9064 | 84969.9064 | 0.54194 | 98382.8474 | 5.3929 | 2060.6208 | Insulated Pellet Dryer Tanks and Ducts | Miscellaneous Manufacturing | New
| IprEgsld901 | 34133.2453 | 7366.2401 | 0 | 4548.8234 | 46048.3089 | 67143.7754 | 67143.7754 | 17486.7324 | 84630.5078 | 84630.5078 | 0.54411 | 0.54411 | 83662.6783 | 83662.6783 | 0.5504 | 98382.8474 | 5.31 | 2007.3329 | Insulated Pellet Dryer Tanks and Ducts | Primary Resources Industries | Existing
| IprNgsld901 | 34133.2453 | 7366.2401 | 0 | 4548.8234 | 46048.3089 | 67143.7754 | 67143.7754 | 17486.7324 | 84630.5078 | 84630.5078 | 0.54411 | 0.54411 | 83662.6783 | 83662.6783 | 0.5504 | 98382.8474 | 5.31 | 2007.3329 | Insulated Pellet Dryer Tanks and Ducts | Primary Resources Industries | New
| IstEgsld901 | 34133.2453 | 7366.2401 | 0 | 4548.8234 | 46048.3089 | 67143.7754 | 67143.7754 | 17486.7324 | 84630.5078 | 84630.5078 | 0.54411 | 0.54411 | 83662.6783 | 83662.6783 | 0.5504 | 98382.8474 | 5.31 | 2007.3329 | Insulated Pellet Dryer Tanks and Ducts | Stone/Clay/Glass/Concrete | Existing
| IstNgsld901 | 34133.2453 | 7366.2401 | 0 | 4548.8234 | 46048.3089 | 67143.7754 | 67143.7754 | 17486.7324 | 84630.5078 | 84630.5078 | 0.54411 | 0.54411 | 83662.6783 | 83662.6783 | 0.5504 | 98382.8474 | 5.31 | 2007.3329 | Insulated Pellet Dryer Tanks and Ducts | Stone/Clay/Glass/Concrete | New
| IteEgsld901 | 34133.2453 | 7366.2401 | 0 | 4548.8234 | 46048.3089 | 67143.7754 | 67143.7754 | 17486.7324 | 84630.5078 | 84630.5078 | 0.54411 | 0.54411 | 83662.6783 | 83662.6783 | 0.5504 | 98382.8474 | 5.31 | 2007.3329 | Insulated Pellet Dryer Tanks and Ducts | Textiles and Leather | Existing
| IteNgsld901 | 34133.2453 | 7366.2401 | 0 | 4548.8234 | 46048.3089 | 67143.7754 | 67143.7754 | 17486.7324 | 84630.5078 | 84630.5078 | 0.54411 | 0.54411 | 83662.6783 | 83662.6783 | 0.5504 | 98382.8474 | 5.31 | 2007.3329 | Insulated Pellet Dryer Tanks and Ducts | Textiles and Leather | New
| ItrEgsld901 | 34133.2453 | 7366.2401 | 0 | 4548.8234 | 46048.3089 | 67143.7754 | 67143.7754 | 17486.7324 | 84630.5078 | 84630.5078 | 0.54411 | 0.54411 | 86318.6332 | 86318.6332 | 0.53347 | 98382.8474 | 5.4785 | 2115.6004 | Insulated Pellet Dryer Tanks and Ducts | Transportation Equipment | Existing
| ItrNgsld901 | 34133.2453 | 7366.2401 | 0 | 4548.8234 | 46048.3089 | 67143.7754 | 67143.7754 | 17486.7324 | 84630.5078 | 84630.5078 | 0.54411 | 0.54411 | 86318.6332 | 86318.6332 | 0.53347 | 98382.8474 | 5.4785 | 2115.6004 | Insulated Pellet Dryer Tanks and Ducts | Transportation Equipment | New
| IwaEgsld901 | 34133.2453 | 7366.2401 | 0 | 4548.8234 | 46048.3089 | 67143.7754 | 67143.7754 | 17486.7324 | 84630.5078 | 84630.5078 | 0.54411 | 0.54411 | 83662.6783 | 83662.6783 | 0.5504 | 98382.8474 | 5.31 | 2007.3329 | Insulated Pellet Dryer Tanks and Ducts | Water and Wastewater | Existing
| IwaNgsld901 | 34133.2453 | 7366.2401 | 0 | 4548.8234 | 46048.3089 | 67143.7754 | 67143.7754 | 17486.7324 | 84630.5078 | 84630.5078 | 0.54411 | 0.54411 | 83662.6783 | 83662.6783 | 0.5504 | 98382.8474 | 5.31 | 2007.3329 | Insulated Pellet Dryer Tanks and Ducts | Water and Wastewater | New
| IagEgsld1001 | 33164.2204 | 7334.6828 | 0 | 4394.6034 | 44893.5066 | 65115.6532 | 65115.6532 | 17486.7324 | 82602.3856 | 82602.3856 | 0.54349 | 0.54349 | 7617.4927 | 7617.4927 | 5.8935 | 95939.3267 | 0.49372 | -1062.2628 | Drip Irrigation Nozzles | Agriculture and Assembly | Existing
| IagNgsld1001 | 33164.2204 | 7334.6828 | 0 | 4394.6034 | 44893.5066 | 65115.6532 | 65115.6532 | 17486.7324 | 82602.3856 | 82602.3856 | 0.54349 | 0.54349 | 7617.4927 | 7617.4927 | 5.8935 | 95939.3267 | 0.49372 | -1062.2628 | Drip Irrigation Nozzles | Agriculture and Assembly | New
| IchEgsld1001 | 33164.2204 | 7334.6828 | 0 | 4394.6034 | 44893.5066 | 65115.6532 | 65115.6532 | 17486.7324 | 82602.3856 | 82602.3856 | 0.54349 | 0.54349 | 7617.4927 | 7617.4927 | 5.8935 | 95939.3267 | 0.49372 | -1062.2628 | Drip Irrigation Nozzles | Chemicals and Plastics | Existing
| IchNgsld1001 | 33164.2204 | 7334.6828 | 0 | 4394.6034 | 44893.5066 | 65115.6532 | 65115.6532 | 17486.7324 | 82602.3856 | 82602.3856 | 0.54349 | 0.54349 | 7617.4927 | 7617.4927 | 5.8935 | 95939.3267 | 0.49372 | -1062.2628 | Drip Irrigation Nozzles | Chemicals and Plastics | New
| IcoEgsld1001 | 33164.2204 | 7334.6828 | 0 | 4394.6034 | 44893.5066 | 65115.6532 | 65115.6532 | 17486.7324 | 82602.3856 | 82602.3856 | 0.54349 | 0.54349 | 7617.4927 | 7617.4927 | 5.8935 | 95939.3267 | 0.49372 | -1062.2628 | Drip Irrigation Nozzles | Construction | Existing
| IcoNgsld1001 | 33164.2204 | 7334.6828 | 0 | 4394.6034 | 44893.5066 | 65115.6532 | 65115.6532 | 17486.7324 | 82602.3856 | 82602.3856 | 0.54349 | 0.54349 | 7617.4927 | 7617.4927 | 5.8935 | 95939.3267 | 0.49372 | -1062.2628 | Drip Irrigation Nozzles | Construction | New
| IelEgsld1001 | 33164.2204 | 7334.6828 | 0 | 4394.6034 | 44893.5066 | 65115.6532 | 65115.6532 | 17486.7324 | 82602.3856 | 82602.3856 | 0.54349 | 0.54349 | 7617.4927 | 7617.4927 | 5.8935 | 95939.3267 | 0.49372 | -1062.2628 | Drip Irrigation Nozzles | Electrical and Electronic Equip. | Existing
| IelNgsld1001 | 33164.2204 | 7334.6828 | 0 | 4394.6034 | 44893.5066 | 65115.6532 | 65115.6532 | 17486.7324 | 82602.3856 | 82602.3856 | 0.54349 | 0.54349 | 7617.4927 | 7617.4927 | 5.8935 | 95939.3267 | 0.49372 | -1062.2628 | Drip Irrigation Nozzles | Electrical and Electronic Equip. | New
| IluEgsld1001 | 33164.2204 | 7334.6828 | 0 | 4394.6034 | 44893.5066 | 65115.6532 | 65115.6532 | 17486.7324 | 82602.3856 | 82602.3856 | 0.54349 | 0.54349 | 7617.4927 | 7617.4927 | 5.8935 | 95939.3267 | 0.49372 | -1062.2628 | Drip Irrigation Nozzles | Lumber/Furniture/Pulp/Paper | Existing
| IluNgsld1001 | 33164.2204 | 7334.6828 | 0 | 4394.6034 | 44893.5066 | 65115.6532 | 65115.6532 | 17486.7324 | 82602.3856 | 82602.3856 | 0.54349 | 0.54349 | 7617.4927 | 7617.4927 | 5.8935 | 95939.3267 | 0.49372 | -1062.2628 | Drip Irrigation Nozzles | Lumber/Furniture/Pulp/Paper | New
| ImeEgsld1001 | 33164.2204 | 7334.6828 | 0 | 4394.6034 | 44893.5066 | 65115.6532 | 65115.6532 | 17486.7324 | 82602.3856 | 82602.3856 | 0.54349 | 0.54349 | 7617.4927 | 7617.4927 | 5.8935 | 95939.3267 | 0.49372 | -1062.2628 | Drip Irrigation Nozzles | Metal Products and Machinery | Existing
| ImeNgsld1001 | 33164.2204 | 7334.6828 | 0 | 4394.6034 | 44893.5066 | 65115.6532 | 65115.6532 | 17486.7324 | 82602.3856 | 82602.3856 | 0.54349 | 0.54349 | 7617.4927 | 7617.4927 | 5.8935 | 95939.3267 | 0.49372 | -1062.2628 | Drip Irrigation Nozzles | Metal Products and Machinery | New
| ImiEgsld1001 | 33164.2204 | 7334.6828 | 0 | 4394.6034 | 44893.5066 | 65115.6532 | 65115.6532 | 17486.7324 | 82602.3856 | 82602.3856 | 0.54349 | 0.54349 | 7617.4927 | 7617.4927 | 5.8935 | 95939.3267 | 0.49372 | -1062.2628 | Drip Irrigation Nozzles | Miscellaneous Manufacturing | Existing
| ImiNgsld1001 | 33164.2204 | 7334.6828 | 0 | 4394.6034 | 44893.5066 | 65115.6532 | 65115.6532 | 17486.7324 | 82602.3856 | 82602.3856 | 0.54349 | 0.54349 | 7617.4927 | 7617.4927 | 5.8935 | 95939.3267 | 0.49372 | -1062.2628 | Drip Irrigation Nozzles | Miscellaneous Manufacturing | New
| IprEgsld1001 | 33164.2204 | 7334.6828 | 0 | 4394.6034 | 44893.5066 | 65115.6532 | 65115.6532 | 17486.7324 | 82602.3856 | 82602.3856 | 0.54349 | 0.54349 | 7617.4927 | 7617.4927 | 5.8935 | 95939.3267 | 0.49372 | -1062.2628 | Drip Irrigation Nozzles | Primary Resources Industries | Existing
| IprNgsld1001 | 33164.2204 | 7334.6828 | 0 | 4394.6034 | 44893.5066 | 65115.6532 | 65115.6532 | 17486.7324 | 82602.3856 | 82602.3856 | 0.54349 | 0.54349 | 7617.4927 | 7617.4927 | 5.8935 | 95939.3267 | 0.49372 | -1062.2628 | Drip Irrigation Nozzles | Primary Resources Industries | New
| IstEgsld1001 | 33164.2204 | 7334.6828 | 0 | 4394.6034 | 44893.5066 | 65115.6532 | 65115.6532 | 17486.7324 | 82602.3856 | 82602.3856 | 0.54349 | 0.54349 | 7617.4927 | 7617.4927 | 5.8935 | 95939.3267 | 0.49372 | -1062.2628 | Drip Irrigation Nozzles | Stone/Clay/Glass/Concrete | Existing
| IstNgsld1001 | 33164.2204 | 7334.6828 | 0 | 4394.6034 | 44893.5066 | 65115.6532 | 65115.6532 | 17486.7324 | 82602.3856 | 82602.3856 | 0.54349 | 0.54349 | 7617.4927 | 7617.4927 | 5.8935 | 95939.3267 | 0.49372 | -1062.2628 | Drip Irrigation Nozzles | Stone/Clay/Glass/Concrete | New
| IteEgsld1001 | 33164.2204 | 7334.6828 | 0 | 4394.6034 | 44893.5066 | 65115.6532 | 65115.6532 | 17486.7324 | 82602.3856 | 82602.3856 | 0.54349 | 0.54349 | 7617.4927 | 7617.4927 | 5.8935 | 95939.3267 | 0.49372 | -1062.2628 | Drip Irrigation Nozzles | Textiles and Leather | Existing
| IteNgsld1001 | 33164.2204 | 7334.6828 | 0 | 4394.6034 | 44893.5066 | 65115.6532 | 65115.6532 | 17486.7324 | 82602.3856 | 82602.3856 | 0.54349 | 0.54349 | 7617.4927 | 7617.4927 | 5.8935 | 95939.3267 | 0.49372 | -1062.2628 | Drip Irrigation Nozzles | Textiles and Leather | New
| ItrEgsld1001 | 33164.2204 | 7334.6828 | 0 | 4394.6034 | 44893.5066 | 65115.6532 | 65115.6532 | 17486.7324 | 82602.3856 | 82602.3856 | 0.54349 | 0.54349 | 7617.4927 | 7617.4927 | 5.8935 | 95939.3267 | 0.49372 | -1062.2628 | Drip Irrigation Nozzles | Transportation Equipment | Existing
| ItrNgsld1001 | 33164.2204 | 7334.6828 | 0 | 4394.6034 | 44893.5066 | 65115.6532 | 65115.6532 | 17486.7324 | 82602.3856 | 82602.3856 | 0.54349 | 0.54349 | 7617.4927 | 7617.4927 | 5.8935 | 95939.3267 | 0.49372 | -1062.2628 | Drip Irrigation Nozzles | Transportation Equipment | New
| IwaEgsld1001 | 33164.2204 | 7334.6828 | 0 | 4394.6034 | 44893.5066 | 65115.6532 | 65115.6532 | 17486.7324 | 82602.3856 | 82602.3856 | 0.54349 | 0.54349 | 7617.4927 | 7617.4927 | 5.8935 | 95939.3267 | 0.49372 | -1062.2628 | Drip Irrigation Nozzles | Water and Wastewater | Existing
| IwaNgsld1001 | 33164.2204 | 7334.6828 | 0 | 4394.6034 | 44893.5066 | 65115.6532 | 65115.6532 | 17486.7324 | 82602.3856 | 82602.3856 | 0.54349 | 0.54349 | 7617.4927 | 7617.4927 | 5.8935 | 95939.3267 | 0.49372 | -1062.2628 | Drip Irrigation Nozzles | Water and Wastewater | New
| IagEgsld1002 | 33164.2204 | 7334.6828 | 0 | 4394.6034 | 44893.5066 | 65115.6532 | 65115.6532 | 17486.7324 | 82602.3856 | 82602.3856 | 0.54349 | 0.54349 | 29440.2214 | 29440.2214 | 1.5249 | 95939.3267 | 4.4586 | 1431.4036 | Grain Bin Aeration Control System | Agriculture and Assembly | Existing
| IagNgsld1002 | 33164.2204 | 7334.6828 | 0 | 4394.6034 | 44893.5066 | 65115.6532 | 65115.6532 | 17486.7324 | 82602.3856 | 82602.3856 | 0.54349 | 0.54349 | 29440.2214 | 29440.2214 | 1.5249 | 95939.3267 | 4.4586 | 1431.4036 | Grain Bin Aeration Control System | Agriculture and Assembly | New
| IchEgsld1002 | 33164.2204 | 7334.6828 | 0 | 4394.6034 | 44893.5066 | 65115.6532 | 65115.6532 | 17486.7324 | 82602.3856 | 82602.3856 | 0.54349 | 0.54349 | 2027.2932 | 2027.2932 | 22.1446 | 95939.3267 | 0.30702 | -1179.6822 | Grain Bin Aeration Control System | Chemicals and Plastics | Existing
| IchNgsld1002 | 33164.2204 | 7334.6828 | 0 | 4394.6034 | 44893.5066 | 65115.6532 | 65115.6532 | 17486.7324 | 82602.3856 | 82602.3856 | 0.54349 | 0.54349 | 2027.2932 | 2027.2932 | 22.1446 | 95939.3267 | 0.30702 | -1179.6822 | Grain Bin Aeration Control System | Chemicals and Plastics | New
| IcoEgsld1002 | 33164.2204 | 7334.6828 | 0 | 4394.6034 | 44893.5066 | 65115.6532 | 65115.6532 | 17486.7324 | 82602.3856 | 82602.3856 | 0.54349 | 0.54349 | 108822.2111 | 108822.2111 | 0.41254 | 95939.3267 | 16.4806 | 8992.551 | Grain Bin Aeration Control System | Construction | Existing
| IcoNgsld1002 | 33164.2204 | 7334.6828 | 0 | 4394.6034 | 44893.5066 | 65115.6532 | 65115.6532 | 17486.7324 | 82602.3856 | 82602.3856 | 0.54349 | 0.54349 | 108822.2111 | 108822.2111 | 0.41254 | 95939.3267 | 16.4806 | 8992.551 | Grain Bin Aeration Control System | Construction | New
| IelEgsld1002 | 33164.2204 | 7334.6828 | 0 | 4394.6034 | 44893.5066 | 65115.6532 | 65115.6532 | 17486.7324 | 82602.3856 | 82602.3856 | 0.54349 | 0.54349 | 5282.4532 | 5282.4532 | 8.4986 | 95939.3267 | 0.8 | -869.6277 | Grain Bin Aeration Control System | Electrical and Electronic Equip. | Existing
| IelNgsld1002 | 33164.2204 | 7334.6828 | 0 | 4394.6034 | 44893.5066 | 65115.6532 | 65115.6532 | 17486.7324 | 82602.3856 | 82602.3856 | 0.54349 | 0.54349 | 5282.4532 | 5282.4532 | 8.4986 | 95939.3267 | 0.8 | -869.6277 | Grain Bin Aeration Control System | Electrical and Electronic Equip. | New
| IluEgsld1002 | 33164.2204 | 7334.6828 | 0 | 4394.6034 | 44893.5066 | 65115.6532 | 65115.6532 | 17486.7324 | 82602.3856 | 82602.3856 | 0.54349 | 0.54349 | 4531.8348 | 4531.8348 | 9.9063 | 95939.3267 | 0.68633 | -941.1242 | Grain Bin Aeration Control System | Lumber/Furniture/Pulp/Paper | Existing
| IluNgsld1002 | 33164.2204 | 7334.6828 | 0 | 4394.6034 | 44893.5066 | 65115.6532 | 65115.6532 | 17486.7324 | 82602.3856 | 82602.3856 | 0.54349 | 0.54349 | 4531.8348 | 4531.8348 | 9.9063 | 95939.3267 | 0.68633 | -941.1242 | Grain Bin Aeration Control System | Lumber/Furniture/Pulp/Paper | New
| ImeEgsld1002 | 33164.2204 | 7334.6828 | 0 | 4394.6034 | 44893.5066 | 65115.6532 | 65115.6532 | 17486.7324 | 82602.3856 | 82602.3856 | 0.54349 | 0.54349 | 27793.3604 | 27793.3604 | 1.6153 | 95939.3267 | 4.2092 | 1274.5399 | Grain Bin Aeration Control System | Metal Products and Machinery | Existing
| ImeNgsld1002 | 33164.2204 | 7334.6828 | 0 | 4394.6034 | 44893.5066 | 65115.6532 | 65115.6532 | 17486.7324 | 82602.3856 | 82602.3856 | 0.54349 | 0.54349 | 27793.3604 | 27793.3604 | 1.6153 | 95939.3267 | 4.2092 | 1274.5399 | Grain Bin Aeration Control System | Metal Products and Machinery | New
| ImiEgsld1002 | 33164.2204 | 7334.6828 | 0 | 4394.6034 | 44893.5066 | 65115.6532 | 65115.6532 | 17486.7324 | 82602.3856 | 82602.3856 | 0.54349 | 0.54349 | 108822.2111 | 108822.2111 | 0.41254 | 95939.3267 | 16.4806 | 8992.551 | Grain Bin Aeration Control System | Miscellaneous Manufacturing | Existing
| ImiNgsld1002 | 33164.2204 | 7334.6828 | 0 | 4394.6034 | 44893.5066 | 65115.6532 | 65115.6532 | 17486.7324 | 82602.3856 | 82602.3856 | 0.54349 | 0.54349 | 108822.2111 | 108822.2111 | 0.41254 | 95939.3267 | 16.4806 | 8992.551 | Grain Bin Aeration Control System | Miscellaneous Manufacturing | New
| IprEgsld1002 | 33164.2204 | 7334.6828 | 0 | 4394.6034 | 44893.5066 | 65115.6532 | 65115.6532 | 17486.7324 | 82602.3856 | 82602.3856 | 0.54349 | 0.54349 | 251.2955 | 251.2955 | 178.6483 | 95939.3267 | 0.038058 | -1348.8463 | Grain Bin Aeration Control System | Primary Resources Industries | Existing
| IprNgsld1002 | 33164.2204 | 7334.6828 | 0 | 4394.6034 | 44893.5066 | 65115.6532 | 65115.6532 | 17486.7324 | 82602.3856 | 82602.3856 | 0.54349 | 0.54349 | 251.2955 | 251.2955 | 178.6483 | 95939.3267 | 0.038058 | -1348.8463 | Grain Bin Aeration Control System | Primary Resources Industries | New
| IstEgsld1002 | 33164.2204 | 7334.6828 | 0 | 4394.6034 | 44893.5066 | 65115.6532 | 65115.6532 | 17486.7324 | 82602.3856 | 82602.3856 | 0.54349 | 0.54349 | 18206.1395 | 18206.1395 | 2.4658 | 95939.3267 | 2.7572 | 361.3554 | Grain Bin Aeration Control System | Stone/Clay/Glass/Concrete | Existing
| IstNgsld1002 | 33164.2204 | 7334.6828 | 0 | 4394.6034 | 44893.5066 | 65115.6532 | 65115.6532 | 17486.7324 | 82602.3856 | 82602.3856 | 0.54349 | 0.54349 | 18206.1395 | 18206.1395 | 2.4658 | 95939.3267 | 2.7572 | 361.3554 | Grain Bin Aeration Control System | Stone/Clay/Glass/Concrete | New
| IteEgsld1002 | 33164.2204 | 7334.6828 | 0 | 4394.6034 | 44893.5066 | 65115.6532 | 65115.6532 | 17486.7324 | 82602.3856 | 82602.3856 | 0.54349 | 0.54349 | 68466.5846 | 68466.5846 | 0.6557 | 95939.3267 | 10.369 | 5148.671 | Grain Bin Aeration Control System | Textiles and Leather | Existing
| IteNgsld1002 | 33164.2204 | 7334.6828 | 0 | 4394.6034 | 44893.5066 | 65115.6532 | 65115.6532 | 17486.7324 | 82602.3856 | 82602.3856 | 0.54349 | 0.54349 | 68466.5846 | 68466.5846 | 0.6557 | 95939.3267 | 10.369 | 5148.671 | Grain Bin Aeration Control System | Textiles and Leather | New
| ItrEgsld1002 | 33164.2204 | 7334.6828 | 0 | 4394.6034 | 44893.5066 | 65115.6532 | 65115.6532 | 17486.7324 | 82602.3856 | 82602.3856 | 0.54349 | 0.54349 | 6217.3144 | 6217.3144 | 7.2207 | 95939.3267 | 0.94158 | -780.582 | Grain Bin Aeration Control System | Transportation Equipment | Existing
| ItrNgsld1002 | 33164.2204 | 7334.6828 | 0 | 4394.6034 | 44893.5066 | 65115.6532 | 65115.6532 | 17486.7324 | 82602.3856 | 82602.3856 | 0.54349 | 0.54349 | 6217.3144 | 6217.3144 | 7.2207 | 95939.3267 | 0.94158 | -780.582 | Grain Bin Aeration Control System | Transportation Equipment | New
| IwaEgsld1002 | 33164.2204 | 7334.6828 | 0 | 4394.6034 | 44893.5066 | 65115.6532 | 65115.6532 | 17486.7324 | 82602.3856 | 82602.3856 | 0.54349 | 0.54349 | 8517.4991 | 8517.4991 | 5.2707 | 95939.3267 | 1.2899 | -561.4891 | Grain Bin Aeration Control System | Water and Wastewater | Existing
| IwaNgsld1002 | 33164.2204 | 7334.6828 | 0 | 4394.6034 | 44893.5066 | 65115.6532 | 65115.6532 | 17486.7324 | 82602.3856 | 82602.3856 | 0.54349 | 0.54349 | 8517.4991 | 8517.4991 | 5.2707 | 95939.3267 | 1.2899 | -561.4891 | Grain Bin Aeration Control System | Water and Wastewater | New
| IagTgsld1003 | 33164.2204 | 7334.6828 | 0 | 4394.6034 | 44893.5066 | 65115.6532 | 65115.6532 | 17486.7324 | 82602.3856 | 82602.3856 | 0.54349 | 0.54349 | 6077.7092 | 6077.7092 | 7.3866 | 95939.3267 | 0.92044 | -793.8794 | High Efficiency Welder | Agriculture and Assembly | Turnover
| IagNgsld1003 | 33164.2204 | 7334.6828 | 0 | 4394.6034 | 44893.5066 | 65115.6532 | 65115.6532 | 17486.7324 | 82602.3856 | 82602.3856 | 0.54349 | 0.54349 | 6077.7092 | 6077.7092 | 7.3866 | 95939.3267 | 0.92044 | -793.8794 | High Efficiency Welder | Agriculture and Assembly | New
| IchTgsld1003 | 33164.2204 | 7334.6828 | 0 | 4394.6034 | 44893.5066 | 65115.6532 | 65115.6532 | 17486.7324 | 82602.3856 | 82602.3856 | 0.54349 | 0.54349 | 6077.7092 | 6077.7092 | 7.3866 | 95939.3267 | 0.92044 | -793.8794 | High Efficiency Welder | Chemicals and Plastics | Turnover
| IchNgsld1003 | 33164.2204 | 7334.6828 | 0 | 4394.6034 | 44893.5066 | 65115.6532 | 65115.6532 | 17486.7324 | 82602.3856 | 82602.3856 | 0.54349 | 0.54349 | 6077.7092 | 6077.7092 | 7.3866 | 95939.3267 | 0.92044 | -793.8794 | High Efficiency Welder | Chemicals and Plastics | New
| IcoTgsld1003 | 33164.2204 | 7334.6828 | 0 | 4394.6034 | 44893.5066 | 65115.6532 | 65115.6532 | 17486.7324 | 82602.3856 | 82602.3856 | 0.54349 | 0.54349 | 6077.7092 | 6077.7092 | 7.3866 | 95939.3267 | 0.92044 | -793.8794 | High Efficiency Welder | Construction | Turnover
| IcoNgsld1003 | 33164.2204 | 7334.6828 | 0 | 4394.6034 | 44893.5066 | 65115.6532 | 65115.6532 | 17486.7324 | 82602.3856 | 82602.3856 | 0.54349 | 0.54349 | 6077.7092 | 6077.7092 | 7.3866 | 95939.3267 | 0.92044 | -793.8794 | High Efficiency Welder | Construction | New
| IelTgsld1003 | 33164.2204 | 7334.6828 | 0 | 4394.6034 | 44893.5066 | 65115.6532 | 65115.6532 | 17486.7324 | 82602.3856 | 82602.3856 | 0.54349 | 0.54349 | 6077.7092 | 6077.7092 | 7.3866 | 95939.3267 | 0.92044 | -793.8794 | High Efficiency Welder | Electrical and Electronic Equip. | Turnover
| IelNgsld1003 | 33164.2204 | 7334.6828 | 0 | 4394.6034 | 44893.5066 | 65115.6532 | 65115.6532 | 17486.7324 | 82602.3856 | 82602.3856 | 0.54349 | 0.54349 | 6077.7092 | 6077.7092 | 7.3866 | 95939.3267 | 0.92044 | -793.8794 | High Efficiency Welder | Electrical and Electronic Equip. | New
| IluTgsld1003 | 33164.2204 | 7334.6828 | 0 | 4394.6034 | 44893.5066 | 65115.6532 | 65115.6532 | 17486.7324 | 82602.3856 | 82602.3856 | 0.54349 | 0.54349 | 6077.7092 | 6077.7092 | 7.3866 | 95939.3267 | 0.92044 | -793.8794 | High Efficiency Welder | Lumber/Furniture/Pulp/Paper | Turnover
| IluNgsld1003 | 33164.2204 | 7334.6828 | 0 | 4394.6034 | 44893.5066 | 65115.6532 | 65115.6532 | 17486.7324 | 82602.3856 | 82602.3856 | 0.54349 | 0.54349 | 6077.7092 | 6077.7092 | 7.3866 | 95939.3267 | 0.92044 | -793.8794 | High Efficiency Welder | Lumber/Furniture/Pulp/Paper | New
| ImeTgsld1003 | 33164.2204 | 7334.6828 | 0 | 4394.6034 | 44893.5066 | 65115.6532 | 65115.6532 | 17486.7324 | 82602.3856 | 82602.3856 | 0.54349 | 0.54349 | 6077.7092 | 6077.7092 | 7.3866 | 95939.3267 | 0.92044 | -793.8794 | High Efficiency Welder | Metal Products and Machinery | Turnover
| ImeNgsld1003 | 33164.2204 | 7334.6828 | 0 | 4394.6034 | 44893.5066 | 65115.6532 | 65115.6532 | 17486.7324 | 82602.3856 | 82602.3856 | 0.54349 | 0.54349 | 6077.7092 | 6077.7092 | 7.3866 | 95939.3267 | 0.92044 | -793.8794 | High Efficiency Welder | Metal Products and Machinery | New
| ImiTgsld1003 | 33164.2204 | 7334.6828 | 0 | 4394.6034 | 44893.5066 | 65115.6532 | 65115.6532 | 17486.7324 | 82602.3856 | 82602.3856 | 0.54349 | 0.54349 | 6077.7092 | 6077.7092 | 7.3866 | 95939.3267 | 0.92044 | -793.8794 | High Efficiency Welder | Miscellaneous Manufacturing | Turnover
| ImiNgsld1003 | 33164.2204 | 7334.6828 | 0 | 4394.6034 | 44893.5066 | 65115.6532 | 65115.6532 | 17486.7324 | 82602.3856 | 82602.3856 | 0.54349 | 0.54349 | 6077.7092 | 6077.7092 | 7.3866 | 95939.3267 | 0.92044 | -793.8794 | High Efficiency Welder | Miscellaneous Manufacturing | New
| IprTgsld1003 | 33164.2204 | 7334.6828 | 0 | 4394.6034 | 44893.5066 | 65115.6532 | 65115.6532 | 17486.7324 | 82602.3856 | 82602.3856 | 0.54349 | 0.54349 | 6077.7092 | 6077.7092 | 7.3866 | 95939.3267 | 0.92044 | -793.8794 | High Efficiency Welder | Primary Resources Industries | Turnover
| IprNgsld1003 | 33164.2204 | 7334.6828 | 0 | 4394.6034 | 44893.5066 | 65115.6532 | 65115.6532 | 17486.7324 | 82602.3856 | 82602.3856 | 0.54349 | 0.54349 | 6077.7092 | 6077.7092 | 7.3866 | 95939.3267 | 0.92044 | -793.8794 | High Efficiency Welder | Primary Resources Industries | New
| IstTgsld1003 | 33164.2204 | 7334.6828 | 0 | 4394.6034 | 44893.5066 | 65115.6532 | 65115.6532 | 17486.7324 | 82602.3856 | 82602.3856 | 0.54349 | 0.54349 | 6077.7092 | 6077.7092 | 7.3866 | 95939.3267 | 0.92044 | -793.8794 | High Efficiency Welder | Stone/Clay/Glass/Concrete | Turnover
| IstNgsld1003 | 33164.2204 | 7334.6828 | 0 | 4394.6034 | 44893.5066 | 65115.6532 | 65115.6532 | 17486.7324 | 82602.3856 | 82602.3856 | 0.54349 | 0.54349 | 6077.7092 | 6077.7092 | 7.3866 | 95939.3267 | 0.92044 | -793.8794 | High Efficiency Welder | Stone/Clay/Glass/Concrete | New
| IteTgsld1003 | 33164.2204 | 7334.6828 | 0 | 4394.6034 | 44893.5066 | 65115.6532 | 65115.6532 | 17486.7324 | 82602.3856 | 82602.3856 | 0.54349 | 0.54349 | 6077.7092 | 6077.7092 | 7.3866 | 95939.3267 | 0.92044 | -793.8794 | High Efficiency Welder | Textiles and Leather | Turnover
| IteNgsld1003 | 33164.2204 | 7334.6828 | 0 | 4394.6034 | 44893.5066 | 65115.6532 | 65115.6532 | 17486.7324 | 82602.3856 | 82602.3856 | 0.54349 | 0.54349 | 6077.7092 | 6077.7092 | 7.3866 | 95939.3267 | 0.92044 | -793.8794 | High Efficiency Welder | Textiles and Leather | New
| ItrTgsld1003 | 33164.2204 | 7334.6828 | 0 | 4394.6034 | 44893.5066 | 65115.6532 | 65115.6532 | 17486.7324 | 82602.3856 | 82602.3856 | 0.54349 | 0.54349 | 6077.7092 | 6077.7092 | 7.3866 | 95939.3267 | 0.92044 | -793.8794 | High Efficiency Welder | Transportation Equipment | Turnover
| ItrNgsld1003 | 33164.2204 | 7334.6828 | 0 | 4394.6034 | 44893.5066 | 65115.6532 | 65115.6532 | 17486.7324 | 82602.3856 | 82602.3856 | 0.54349 | 0.54349 | 6077.7092 | 6077.7092 | 7.3866 | 95939.3267 | 0.92044 | -793.8794 | High Efficiency Welder | Transportation Equipment | New
| IwaTgsld1003 | 33164.2204 | 7334.6828 | 0 | 4394.6034 | 44893.5066 | 65115.6532 | 65115.6532 | 17486.7324 | 82602.3856 | 82602.3856 | 0.54349 | 0.54349 | 6077.7092 | 6077.7092 | 7.3866 | 95939.3267 | 0.92044 | -793.8794 | High Efficiency Welder | Water and Wastewater | Turnover
| IwaNgsld1003 | 33164.2204 | 7334.6828 | 0 | 4394.6034 | 44893.5066 | 65115.6532 | 65115.6532 | 17486.7324 | 82602.3856 | 82602.3856 | 0.54349 | 0.54349 | 6077.7092 | 6077.7092 | 7.3866 | 95939.3267 | 0.92044 | -793.8794 | High Efficiency Welder | Water and Wastewater | New
| IagEgsld1004 | 33164.2204 | 7334.6828 | 0 | 4394.6034 | 44893.5066 | 65115.6532 | 65115.6532 | 17486.7324 | 82602.3856 | 82602.3856 | 0.54349 | 0.54349 | 2152.9976 | 2152.9976 | 20.8516 | 95939.3267 | 0.13954 | -1285.0174 | Injection Mold and Extruder Barrel Wraps | Agriculture and Assembly | Existing
| IagNgsld1004 | 33164.2204 | 7334.6828 | 0 | 4394.6034 | 44893.5066 | 65115.6532 | 65115.6532 | 17486.7324 | 82602.3856 | 82602.3856 | 0.54349 | 0.54349 | 2152.9976 | 2152.9976 | 20.8516 | 95939.3267 | 0.13954 | -1285.0174 | Injection Mold and Extruder Barrel Wraps | Agriculture and Assembly | New
| IchEgsld1004 | 33164.2204 | 7334.6828 | 0 | 4394.6034 | 44893.5066 | 65115.6532 | 65115.6532 | 17486.7324 | 82602.3856 | 82602.3856 | 0.54349 | 0.54349 | 2152.9976 | 2152.9976 | 20.8516 | 95939.3267 | 0.13954 | -1285.0174 | Injection Mold and Extruder Barrel Wraps | Chemicals and Plastics | Existing
| IchNgsld1004 | 33164.2204 | 7334.6828 | 0 | 4394.6034 | 44893.5066 | 65115.6532 | 65115.6532 | 17486.7324 | 82602.3856 | 82602.3856 | 0.54349 | 0.54349 | 2152.9976 | 2152.9976 | 20.8516 | 95939.3267 | 0.13954 | -1285.0174 | Injection Mold and Extruder Barrel Wraps | Chemicals and Plastics | New
| IcoEgsld1004 | 33164.2204 | 7334.6828 | 0 | 4394.6034 | 44893.5066 | 65115.6532 | 65115.6532 | 17486.7324 | 82602.3856 | 82602.3856 | 0.54349 | 0.54349 | 2152.9976 | 2152.9976 | 20.8516 | 95939.3267 | 0.13954 | -1285.0174 | Injection Mold and Extruder Barrel Wraps | Construction | Existing
| IcoNgsld1004 | 33164.2204 | 7334.6828 | 0 | 4394.6034 | 44893.5066 | 65115.6532 | 65115.6532 | 17486.7324 | 82602.3856 | 82602.3856 | 0.54349 | 0.54349 | 2152.9976 | 2152.9976 | 20.8516 | 95939.3267 | 0.13954 | -1285.0174 | Injection Mold and Extruder Barrel Wraps | Construction | New
| IelEgsld1004 | 33164.2204 | 7334.6828 | 0 | 4394.6034 | 44893.5066 | 65115.6532 | 65115.6532 | 17486.7324 | 82602.3856 | 82602.3856 | 0.54349 | 0.54349 | 2152.9976 | 2152.9976 | 20.8516 | 95939.3267 | 0.13954 | -1285.0174 | Injection Mold and Extruder Barrel Wraps | Electrical and Electronic Equip. | Existing
| IelNgsld1004 | 33164.2204 | 7334.6828 | 0 | 4394.6034 | 44893.5066 | 65115.6532 | 65115.6532 | 17486.7324 | 82602.3856 | 82602.3856 | 0.54349 | 0.54349 | 2152.9976 | 2152.9976 | 20.8516 | 95939.3267 | 0.13954 | -1285.0174 | Injection Mold and Extruder Barrel Wraps | Electrical and Electronic Equip. | New
| IluEgsld1004 | 33164.2204 | 7334.6828 | 0 | 4394.6034 | 44893.5066 | 65115.6532 | 65115.6532 | 17486.7324 | 82602.3856 | 82602.3856 | 0.54349 | 0.54349 | 2239.116 | 2239.116 | 20.0497 | 95939.3267 | 0.14513 | -1281.5069 | Injection Mold and Extruder Barrel Wraps | Lumber/Furniture/Pulp/Paper | Existing
| IluNgsld1004 | 33164.2204 | 7334.6828 | 0 | 4394.6034 | 44893.5066 | 65115.6532 | 65115.6532 | 17486.7324 | 82602.3856 | 82602.3856 | 0.54349 | 0.54349 | 2239.116 | 2239.116 | 20.0497 | 95939.3267 | 0.14513 | -1281.5069 | Injection Mold and Extruder Barrel Wraps | Lumber/Furniture/Pulp/Paper | New
| ImeEgsld1004 | 33164.2204 | 7334.6828 | 0 | 4394.6034 | 44893.5066 | 65115.6532 | 65115.6532 | 17486.7324 | 82602.3856 | 82602.3856 | 0.54349 | 0.54349 | 2152.9976 | 2152.9976 | 20.8516 | 95939.3267 | 0.13954 | -1285.0174 | Injection Mold and Extruder Barrel Wraps | Metal Products and Machinery | Existing
| ImeNgsld1004 | 33164.2204 | 7334.6828 | 0 | 4394.6034 | 44893.5066 | 65115.6532 | 65115.6532 | 17486.7324 | 82602.3856 | 82602.3856 | 0.54349 | 0.54349 | 2152.9976 | 2152.9976 | 20.8516 | 95939.3267 | 0.13954 | -1285.0174 | Injection Mold and Extruder Barrel Wraps | Metal Products and Machinery | New
| ImiEgsld1004 | 33164.2204 | 7334.6828 | 0 | 4394.6034 | 44893.5066 | 65115.6532 | 65115.6532 | 17486.7324 | 82602.3856 | 82602.3856 | 0.54349 | 0.54349 | 2186.6376 | 2186.6376 | 20.5308 | 95939.3267 | 0.14172 | -1283.6461 | Injection Mold and Extruder Barrel Wraps | Miscellaneous Manufacturing | Existing
| ImiNgsld1004 | 33164.2204 | 7334.6828 | 0 | 4394.6034 | 44893.5066 | 65115.6532 | 65115.6532 | 17486.7324 | 82602.3856 | 82602.3856 | 0.54349 | 0.54349 | 2186.6376 | 2186.6376 | 20.5308 | 95939.3267 | 0.14172 | -1283.6461 | Injection Mold and Extruder Barrel Wraps | Miscellaneous Manufacturing | New
| IprEgsld1004 | 33164.2204 | 7334.6828 | 0 | 4394.6034 | 44893.5066 | 65115.6532 | 65115.6532 | 17486.7324 | 82602.3856 | 82602.3856 | 0.54349 | 0.54349 | 2152.9976 | 2152.9976 | 20.8516 | 95939.3267 | 0.13954 | -1285.0174 | Injection Mold and Extruder Barrel Wraps | Primary Resources Industries | Existing
| IprNgsld1004 | 33164.2204 | 7334.6828 | 0 | 4394.6034 | 44893.5066 | 65115.6532 | 65115.6532 | 17486.7324 | 82602.3856 | 82602.3856 | 0.54349 | 0.54349 | 2152.9976 | 2152.9976 | 20.8516 | 95939.3267 | 0.13954 | -1285.0174 | Injection Mold and Extruder Barrel Wraps | Primary Resources Industries | New
| IstEgsld1004 | 33164.2204 | 7334.6828 | 0 | 4394.6034 | 44893.5066 | 65115.6532 | 65115.6532 | 17486.7324 | 82602.3856 | 82602.3856 | 0.54349 | 0.54349 | 2152.9976 | 2152.9976 | 20.8516 | 95939.3267 | 0.13954 | -1285.0174 | Injection Mold and Extruder Barrel Wraps | Stone/Clay/Glass/Concrete | Existing
| IstNgsld1004 | 33164.2204 | 7334.6828 | 0 | 4394.6034 | 44893.5066 | 65115.6532 | 65115.6532 | 17486.7324 | 82602.3856 | 82602.3856 | 0.54349 | 0.54349 | 2152.9976 | 2152.9976 | 20.8516 | 95939.3267 | 0.13954 | -1285.0174 | Injection Mold and Extruder Barrel Wraps | Stone/Clay/Glass/Concrete | New
| IteEgsld1004 | 33164.2204 | 7334.6828 | 0 | 4394.6034 | 44893.5066 | 65115.6532 | 65115.6532 | 17486.7324 | 82602.3856 | 82602.3856 | 0.54349 | 0.54349 | 2152.9976 | 2152.9976 | 20.8516 | 95939.3267 | 0.13954 | -1285.0174 | Injection Mold and Extruder Barrel Wraps | Textiles and Leather | Existing
| IteNgsld1004 | 33164.2204 | 7334.6828 | 0 | 4394.6034 | 44893.5066 | 65115.6532 | 65115.6532 | 17486.7324 | 82602.3856 | 82602.3856 | 0.54349 | 0.54349 | 2152.9976 | 2152.9976 | 20.8516 | 95939.3267 | 0.13954 | -1285.0174 | Injection Mold and Extruder Barrel Wraps | Textiles and Leather | New
| ItrEgsld1004 | 33164.2204 | 7334.6828 | 0 | 4394.6034 | 44893.5066 | 65115.6532 | 65115.6532 | 17486.7324 | 82602.3856 | 82602.3856 | 0.54349 | 0.54349 | 2221.3455 | 2221.3455 | 20.2101 | 95939.3267 | 0.14397 | -1282.2313 | Injection Mold and Extruder Barrel Wraps | Transportation Equipment | Existing
| ItrNgsld1004 | 33164.2204 | 7334.6828 | 0 | 4394.6034 | 44893.5066 | 65115.6532 | 65115.6532 | 17486.7324 | 82602.3856 | 82602.3856 | 0.54349 | 0.54349 | 2221.3455 | 2221.3455 | 20.2101 | 95939.3267 | 0.14397 | -1282.2313 | Injection Mold and Extruder Barrel Wraps | Transportation Equipment | New
| IwaEgsld1004 | 33164.2204 | 7334.6828 | 0 | 4394.6034 | 44893.5066 | 65115.6532 | 65115.6532 | 17486.7324 | 82602.3856 | 82602.3856 | 0.54349 | 0.54349 | 2152.9976 | 2152.9976 | 20.8516 | 95939.3267 | 0.13954 | -1285.0174 | Injection Mold and Extruder Barrel Wraps | Water and Wastewater | Existing
| IwaNgsld1004 | 33164.2204 | 7334.6828 | 0 | 4394.6034 | 44893.5066 | 65115.6532 | 65115.6532 | 17486.7324 | 82602.3856 | 82602.3856 | 0.54349 | 0.54349 | 2152.9976 | 2152.9976 | 20.8516 | 95939.3267 | 0.13954 | -1285.0174 | Injection Mold and Extruder Barrel Wraps | Water and Wastewater | New
| IagNgsld2001 | 33235.1503 | 7339.9645 | 0 | 4406.1623 | 44981.2771 | 65270.901 | 65270.901 | 17405.4043 | 82676.3053 | 82676.3053 | 0.54406 | 0.54406 | 58793.4837 | 58793.4837 | 0.76507 | 96045.0444 | 10.6065 | 5298.5256 | LEED New Construction Whole Building | Agriculture and Assembly | New
| IchNgsld2001 | 33235.1503 | 7339.9645 | 0 | 4406.1623 | 44981.2771 | 65270.901 | 65270.901 | 17405.4043 | 82676.3053 | 82676.3053 | 0.54406 | 0.54406 | 24353.479 | 24353.479 | 1.847 | 96045.0444 | 4.3934 | 1390.3415 | LEED New Construction Whole Building | Chemicals and Plastics | New
| IcoNgsld2001 | 33235.1503 | 7339.9645 | 0 | 4406.1623 | 44981.2771 | 65270.901 | 65270.901 | 17405.4043 | 82676.3053 | 82676.3053 | 0.54406 | 0.54406 | 150850.1587 | 150850.1587 | 0.29819 | 96045.0444 | 27.2138 | 15744.9356 | LEED New Construction Whole Building | Construction | New
| IelNgsld2001 | 33235.1503 | 7339.9645 | 0 | 4406.1623 | 44981.2771 | 65270.901 | 65270.901 | 17405.4043 | 82676.3053 | 82676.3053 | 0.54406 | 0.54406 | 31051.9033 | 31051.9033 | 1.4486 | 96045.0444 | 5.6019 | 2150.4655 | LEED New Construction Whole Building | Electrical and Electronic Equip. | New
| IluNgsld2001 | 33235.1503 | 7339.9645 | 0 | 4406.1623 | 44981.2771 | 65270.901 | 65270.901 | 17405.4043 | 82676.3053 | 82676.3053 | 0.54406 | 0.54406 | 52341.7861 | 52341.7861 | 0.85938 | 96045.0444 | 9.4426 | 4566.3994 | LEED New Construction Whole Building | Lumber/Furniture/Pulp/Paper | New
| ImeNgsld2001 | 33235.1503 | 7339.9645 | 0 | 4406.1623 | 44981.2771 | 65270.901 | 65270.901 | 17405.4043 | 82676.3053 | 82676.3053 | 0.54406 | 0.54406 | 135303.3124 | 135303.3124 | 0.33245 | 96045.0444 | 24.4091 | 13980.7101 | LEED New Construction Whole Building | Metal Products and Machinery | New
| ImiNgsld2001 | 33235.1503 | 7339.9645 | 0 | 4406.1623 | 44981.2771 | 65270.901 | 65270.901 | 17405.4043 | 82676.3053 | 82676.3053 | 0.54406 | 0.54406 | 150850.1587 | 150850.1587 | 0.29819 | 96045.0444 | 27.2138 | 15744.9356 | LEED New Construction Whole Building | Miscellaneous Manufacturing | New
| IprNgsld2001 | 33235.1503 | 7339.9645 | 0 | 4406.1623 | 44981.2771 | 65270.901 | 65270.901 | 17405.4043 | 82676.3053 | 82676.3053 | 0.54406 | 0.54406 | 18861.7022 | 18861.7022 | 2.3848 | 96045.0444 | 3.4027 | 767.1454 | LEED New Construction Whole Building | Primary Resources Industries | New
| IstNgsld2001 | 33235.1503 | 7339.9645 | 0 | 4406.1623 | 44981.2771 | 65270.901 | 65270.901 | 17405.4043 | 82676.3053 | 82676.3053 | 0.54406 | 0.54406 | 100289.6877 | 100289.6877 | 0.44851 | 96045.0444 | 18.0925 | 10007.4335 | LEED New Construction Whole Building | Stone/Clay/Glass/Concrete | New
| IteNgsld2001 | 33235.1503 | 7339.9645 | 0 | 4406.1623 | 44981.2771 | 65270.901 | 65270.901 | 17405.4043 | 82676.3053 | 82676.3053 | 0.54406 | 0.54406 | 56293.0601 | 56293.0601 | 0.79906 | 96045.0444 | 10.1554 | 5014.7825 | LEED New Construction Whole Building | Textiles and Leather | New
| ItrNgsld2001 | 33235.1503 | 7339.9645 | 0 | 4406.1623 | 44981.2771 | 65270.901 | 65270.901 | 17405.4043 | 82676.3053 | 82676.3053 | 0.54406 | 0.54406 | 17151.2382 | 17151.2382 | 2.6226 | 96045.0444 | 3.0941 | 573.0453 | LEED New Construction Whole Building | Transportation Equipment | New
| IwaNgsld2001 | 33235.1503 | 7339.9645 | 0 | 4406.1623 | 44981.2771 | 65270.901 | 65270.901 | 17405.4043 | 82676.3053 | 82676.3053 | 0.54406 | 0.54406 | 11747.1926 | 11747.1926 | 3.8291 | 96045.0444 | 2.1192 | -40.1952 | LEED New Construction Whole Building | Water and Wastewater | New

## Without CO2
FPL 002601 | [18 empty] | Filename: 2024 Goals - IND Results v2 wBreakouts - wTES adj - 12 06 2023.xlsx
20240012-EG | [18 empty] | Page 1 of 2
Industrial Measures - Batch Run Results
Includes NPV of Measure Benefits and Costs (2023-2082)
Avoided Unit: 2033 Combined Cycle
Fuel Forecast: 9/1/23 Fuel
No CO2 Compliance Costs
[6 empty] | Total | Energy | Adj. | Demand |  | Adj. |  | Adj. | [5 empty] | Maximum Incentive
[8 empty] | For TES |  |  | For TES |  | For TES
|  | Avoided gen | Avoided |  | Env / | E-RIM / | Charge | Energy | Charge | Total | Total |  |  | Part. | Total |  | Savings in |  | that does not violate
|  | Unit $ & Fuel | T&D | Revenue | Other | E-TRC | Revenue | Revenue | Revenue | E-RIM | E-RIM |  |  | Equipment | E-TRC |  | Participant |  | 2-Years Payback
|  | Benefits | Benefits | Gains | Benefits | Benefits | Loss | Loss | Loss | Costs | Costs | RIM | RIM | Cost | Costs | TRC | Bills | Years | one-time incentive payment
|  | (000$) | (000$) |  | (000$) | (000$) | (000$) | (000$) | (000$) | (000$) | (000$) | Ratio | Ratio | (000$) | (000$) | Ratio | (000$) | To Payback | (Nominal $) | Measure Name | Segment | Vintage
1 | IagTgsd101 | 33164.3952 | 7334.8229 | 0 | 0 | 40499.2181 | 44867.3405 | 44867.3405 | 18458.4062 | 63325.7468 | 63325.7468 | 0.63954 | 0.63954 | 7480.5952 | 7480.5952 | 5.4139 | 72515.4437 | 1.1039 | -694.3371 | Compressed Air Desiccant Dryer | Agriculture and Assembly | Turnover
2 | IagNgsd101 | 33164.3952 | 7334.8229 | 0 | 0 | 40499.2181 | 44867.3405 | 44867.3405 | 18458.4062 | 63325.7468 | 63325.7468 | 0.63954 | 0.63954 | 7480.5952 | 7480.5952 | 5.4139 | 72515.4437 | 1.1039 | -694.3371 | Compressed Air Desiccant Dryer | Agriculture and Assembly | New
3 | IchTgsd101 | 33164.3952 | 7334.8229 | 0 | 0 | 40499.2181 | 44867.3405 | 44867.3405 | 18458.4062 | 63325.7468 | 63325.7468 | 0.63954 | 0.63954 | 7480.5952 | 7480.5952 | 5.4139 | 72515.4437 | 1.1039 | -694.3371 | Compressed Air Desiccant Dryer | Chemicals and Plastics | Turnover
4 | IchNgsd101 | 33164.3952 | 7334.8229 | 0 | 0 | 40499.2181 | 44867.3405 | 44867.3405 | 18458.4062 | 63325.7468 | 63325.7468 | 0.63954 | 0.63954 | 7480.5952 | 7480.5952 | 5.4139 | 72515.4437 | 1.1039 | -694.3371 | Compressed Air Desiccant Dryer | Chemicals and Plastics | New
5 | IcoTgsd101 | 33164.3952 | 7334.8229 | 0 | 0 | 40499.2181 | 44867.3405 | 44867.3405 | 18458.4062 | 63325.7468 | 63325.7468 | 0.63954 | 0.63954 | 7480.5952 | 7480.5952 | 5.4139 | 72515.4437 | 1.1039 | -694.3371 | Compressed Air Desiccant Dryer | Construction | Turnover
6 | IcoNgsd101 | 33164.3952 | 7334.8229 | 0 | 0 | 40499.2181 | 44867.3405 | 44867.3405 | 18458.4062 | 63325.7468 | 63325.7468 | 0.63954 | 0.63954 | 7480.5952 | 7480.5952 | 5.4139 | 72515.4437 | 1.1039 | -694.3371 | Compressed Air Desiccant Dryer | Construction | New
7 | IelTgsd101 | 33164.3952 | 7334.8229 | 0 | 0 | 40499.2181 | 44867.3405 | 44867.3405 | 18458.4062 | 63325.7468 | 63325.7468 | 0.63954 | 0.63954 | 7480.5952 | 7480.5952 | 5.4139 | 72515.4437 | 1.1039 | -694.3371 | Compressed Air Desiccant Dryer | Electrical and Electronic Equip. | Turnover
8 | IelNgsd101 | 33164.3952 | 7334.8229 | 0 | 0 | 40499.2181 | 44867.3405 | 44867.3405 | 18458.4062 | 63325.7468 | 63325.7468 | 0.63954 | 0.63954 | 7480.5952 | 7480.5952 | 5.4139 | 72515.4437 | 1.1039 | -694.3371 | Compressed Air Desiccant Dryer | Electrical and Electronic Equip. | New
9 | IluTgsd101 | 33164.3952 | 7334.8229 | 0 | 0 | 40499.2181 | 44867.3405 | 44867.3405 | 18458.4062 | 63325.7468 | 63325.7468 | 0.63954 | 0.63954 | 7778.9641 | 7778.9641 | 5.2062 | 72515.4437 | 1.148 | -665.9174 | Compressed Air Desiccant Dryer | Lumber/Furniture/Pulp/Paper | Turnover
10 | IluNgsd101 | 33164.3952 | 7334.8229 | 0 | 0 | 40499.2181 | 44867.3405 | 44867.3405 | 18458.4062 | 63325.7468 | 63325.7468 | 0.63954 | 0.63954 | 7778.9641 | 7778.9641 | 5.2062 | 72515.4437 | 1.148 | -665.9174 | Compressed Air Desiccant Dryer | Lumber/Furniture/Pulp/Paper | New
11 | ImeTgsd101 | 33164.3952 | 7334.8229 | 0 | 0 | 40499.2181 | 44867.3405 | 44867.3405 | 18458.4062 | 63325.7468 | 63325.7468 | 0.63954 | 0.63954 | 7480.5952 | 7480.5952 | 5.4139 | 72515.4437 | 1.1039 | -694.3371 | Compressed Air Desiccant Dryer | Metal Products and Machinery | Turnover
12 | ImeNgsd101 | 33164.3952 | 7334.8229 | 0 | 0 | 40499.2181 | 44867.3405 | 44867.3405 | 18458.4062 | 63325.7468 | 63325.7468 | 0.63954 | 0.63954 | 7480.5952 | 7480.5952 | 5.4139 | 72515.4437 | 1.1039 | -694.3371 | Compressed Air Desiccant Dryer | Metal Products and Machinery | New
13 | ImiTgsd101 | 33164.3952 | 7334.8229 | 0 | 0 | 40499.2181 | 44867.3405 | 44867.3405 | 18458.4062 | 63325.7468 | 63325.7468 | 0.63954 | 0.63954 | 7597.4782 | 7597.4782 | 5.3306 | 72515.4437 | 1.1212 | -683.2039 | Compressed Air Desiccant Dryer | Miscellaneous Manufacturing | Turnover
14 | ImiNgsd101 | 33164.3952 | 7334.8229 | 0 | 0 | 40499.2181 | 44867.3405 | 44867.3405 | 18458.4062 | 63325.7468 | 63325.7468 | 0.63954 | 0.63954 | 7597.4782 | 7597.4782 | 5.3306 | 72515.4437 | 1.1212 | -683.2039 | Compressed Air Desiccant Dryer | Miscellaneous Manufacturing | New
15 | IprTgsd101 | 33164.3952 | 7334.8229 | 0 | 0 | 40499.2181 | 44867.3405 | 44867.3405 | 18458.4062 | 63325.7468 | 63325.7468 | 0.63954 | 0.63954 | 7480.5952 | 7480.5952 | 5.4139 | 72515.4437 | 1.1039 | -694.3371 | Compressed Air Desiccant Dryer | Primary Resources Industries | Turnover
16 | IprNgsd101 | 33164.3952 | 7334.8229 | 0 | 0 | 40499.2181 | 44867.3405 | 44867.3405 | 18458.4062 | 63325.7468 | 63325.7468 | 0.63954 | 0.63954 | 7480.5952 | 7480.5952 | 5.4139 | 72515.4437 | 1.1039 | -694.3371 | Compressed Air Desiccant Dryer | Primary Resources Industries | New
17 | IstTgsd101 | 33164.3952 | 7334.8229 | 0 | 0 | 40499.2181 | 44867.3405 | 44867.3405 | 18458.4062 | 63325.7468 | 63325.7468 | 0.63954 | 0.63954 | 7480.5952 | 7480.5952 | 5.4139 | 72515.4437 | 1.1039 | -694.3371 | Compressed Air Desiccant Dryer | Stone/Clay/Glass/Concrete | Turnover
18 | IstNgsd101 | 33164.3952 | 7334.8229 | 0 | 0 | 40499.2181 | 44867.3405 | 44867.3405 | 18458.4062 | 63325.7468 | 63325.7468 | 0.63954 | 0.63954 | 7480.5952 | 7480.5952 | 5.4139 | 72515.4437 | 1.1039 | -694.3371 | Compressed Air Desiccant Dryer | Stone/Clay/Glass/Concrete | New
19 | IteTgsd101 | 33164.3952 | 7334.8229 | 0 | 0 | 40499.2181 | 44867.3405 | 44867.3405 | 18458.4062 | 63325.7468 | 63325.7468 | 0.63954 | 0.63954 | 7480.5952 | 7480.5952 | 5.4139 | 72515.4437 | 1.1039 | -694.3371 | Compressed Air Desiccant Dryer | Textiles and Leather | Turnover
20 | IteNgsd101 | 33164.3952 | 7334.8229 | 0 | 0 | 40499.2181 | 44867.3405 | 44867.3405 | 18458.4062 | 63325.7468 | 63325.7468 | 0.63954 | 0.63954 | 7480.5952 | 7480.5952 | 5.4139 | 72515.4437 | 1.1039 | -694.3371 | Compressed Air Desiccant Dryer | Textiles and Leather | New
21 | ItrTgsd101 | 33164.3952 | 7334.8229 | 0 | 0 | 40499.2181 | 44867.3405 | 44867.3405 | 18458.4062 | 63325.7468 | 63325.7468 | 0.63954 | 0.63954 | 7718.0719 | 7718.0719 | 5.2473 | 72515.4437 | 1.139 | -671.7174 | Compressed Air Desiccant Dryer | Transportation Equipment | Turnover
22 | ItrNgsd101 | 33164.3952 | 7334.8229 | 0 | 0 | 40499.2181 | 44867.3405 | 44867.3405 | 18458.4062 | 63325.7468 | 63325.7468 | 0.63954 | 0.63954 | 7718.0719 | 7718.0719 | 5.2473 | 72515.4437 | 1.139 | -671.7174 | Compressed Air Desiccant Dryer | Transportation Equipment | New
23 | IwaTgsd101 | 33164.3952 | 7334.8229 | 0 | 0 | 40499.2181 | 44867.3405 | 44867.3405 | 18458.4062 | 63325.7468 | 63325.7468 | 0.63954 | 0.63954 | 7480.5952 | 7480.5952 | 5.4139 | 72515.4437 | 1.1039 | -694.3371 | Compressed Air Desiccant Dryer | Water and Wastewater | Turnover
24 | IwaNgsd101 | 33164.3952 | 7334.8229 | 0 | 0 | 40499.2181 | 44867.3405 | 44867.3405 | 18458.4062 | 63325.7468 | 63325.7468 | 0.63954 | 0.63954 | 7480.5952 | 7480.5952 | 5.4139 | 72515.4437 | 1.1039 | -694.3371 | Compressed Air Desiccant Dryer | Water and Wastewater | New
25 | IagEgsd102 | 33164.3952 | 7334.8229 | 0 | 0 | 40499.2181 | 44867.3405 | 44867.3405 | 18458.4062 | 63325.7468 | 63325.7468 | 0.63954 | 0.63954 | 18401.4076 | 18401.4076 | 2.2009 | 72515.4437 | 2.0377 | -91.6587 | Compressed Air No-Loss Condensate Drains | Agriculture and Assembly | Existing
26 | IagNgsd102 | 33164.3952 | 7334.8229 | 0 | 0 | 40499.2181 | 44867.3405 | 44867.3405 | 18458.4062 | 63325.7468 | 63325.7468 | 0.63954 | 0.63954 | 18401.4076 | 18401.4076 | 2.2009 | 72515.4437 | 2.0377 | -91.6587 | Compressed Air No-Loss Condensate Drains | Agriculture and Assembly | New
27 | IchEgsd102 | 33164.3952 | 7334.8229 | 0 | 0 | 40499.2181 | 44867.3405 | 44867.3405 | 18458.4062 | 63325.7468 | 63325.7468 | 0.63954 | 0.63954 | 18401.4076 | 18401.4076 | 2.2009 | 72515.4437 | 2.0377 | -91.6587 | Compressed Air No-Loss Condensate Drains | Chemicals and Plastics | Existing
28 | IchNgsd102 | 33164.3952 | 7334.8229 | 0 | 0 | 40499.2181 | 44867.3405 | 44867.3405 | 18458.4062 | 63325.7468 | 63325.7468 | 0.63954 | 0.63954 | 18401.4076 | 18401.4076 | 2.2009 | 72515.4437 | 2.0377 | -91.6587 | Compressed Air No-Loss Condensate Drains | Chemicals and Plastics | New
29 | IcoEgsd102 | 33164.3952 | 7334.8229 | 0 | 0 | 40499.2181 | 44867.3405 | 44867.3405 | 18458.4062 | 63325.7468 | 63325.7468 | 0.63954 | 0.63954 | 18401.4076 | 18401.4076 | 2.2009 | 72515.4437 | 2.0377 | -91.6587 | Compressed Air No-Loss Condensate Drains | Construction | Existing
30 | IcoNgsd102 | 33164.3952 | 7334.8229 | 0 | 0 | 40499.2181 | 44867.3405 | 44867.3405 | 18458.4062 | 63325.7468 | 63325.7468 | 0.63954 | 0.63954 | 18401.4076 | 18401.4076 | 2.2009 | 72515.4437 | 2.0377 | -91.6587 | Compressed Air No-Loss Condensate Drains | Construction | New
31 | IelEgsd102 | 33164.3952 | 7334.8229 | 0 | 0 | 40499.2181 | 44867.3405 | 44867.3405 | 18458.4062 | 63325.7468 | 63325.7468 | 0.63954 | 0.63954 | 18401.4076 | 18401.4076 | 2.2009 | 72515.4437 | 2.0377 | -91.6587 | Compressed Air No-Loss Condensate Drains | Electrical and Electronic Equip. | Existing
32 | IelNgsd102 | 33164.3952 | 7334.8229 | 0 | 0 | 40499.2181 | 44867.3405 | 44867.3405 | 18458.4062 | 63325.7468 | 63325.7468 | 0.63954 | 0.63954 | 18401.4076 | 18401.4076 | 2.2009 | 72515.4437 | 2.0377 | -91.6587 | Compressed Air No-Loss Condensate Drains | Electrical and Electronic Equip. | New
33 | IluEgsd102 | 33164.3952 | 7334.8229 | 0 | 0 | 40499.2181 | 44867.3405 | 44867.3405 | 18458.4062 | 63325.7468 | 63325.7468 | 0.63954 | 0.63954 | 19135.4676 | 19135.4676 | 2.1164 | 72515.4437 | 2.119 | -39.193 | Compressed Air No-Loss Condensate Drains | Lumber/Furniture/Pulp/Paper | Existing
34 | IluNgsd102 | 33164.3952 | 7334.8229 | 0 | 0 | 40499.2181 | 44867.3405 | 44867.3405 | 18458.4062 | 63325.7468 | 63325.7468 | 0.63954 | 0.63954 | 19135.4676 | 19135.4676 | 2.1164 | 72515.4437 | 2.119 | -39.193 | Compressed Air No-Loss Condensate Drains | Lumber/Furniture/Pulp/Paper | New
35 | ImeEgsd102 | 33164.3952 | 7334.8229 | 0 | 0 | 40499.2181 | 44867.3405 | 44867.3405 | 18458.4062 | 63325.7468 | 63325.7468 | 0.63954 | 0.63954 | 18401.4076 | 18401.4076 | 2.2009 | 72515.4437 | 2.0377 | -91.6587 | Compressed Air No-Loss Condensate Drains | Metal Products and Machinery | Existing
36 | ImeNgsd102 | 33164.3952 | 7334.8229 | 0 | 0 | 40499.2181 | 44867.3405 | 44867.3405 | 18458.4062 | 63325.7468 | 63325.7468 | 0.63954 | 0.63954 | 18401.4076 | 18401.4076 | 2.2009 | 72515.4437 | 2.0377 | -91.6587 | Compressed Air No-Loss Condensate Drains | Metal Products and Machinery | New
37 | ImiEgsd102 | 33164.3952 | 7334.8229 | 0 | 0 | 40499.2181 | 44867.3405 | 44867.3405 | 18458.4062 | 63325.7468 | 63325.7468 | 0.63954 | 0.63954 | 18689.016 | 18689.016 | 2.167 | 72515.4437 | 2.0695 | -71.1024 | Compressed Air No-Loss Condensate Drains | Miscellaneous Manufacturing | Existing
38 | ImiNgsd102 | 33164.3952 | 7334.8229 | 0 | 0 | 40499.2181 | 44867.3405 | 44867.3405 | 18458.4062 | 63325.7468 | 63325.7468 | 0.63954 | 0.63954 | 18689.016 | 18689.016 | 2.167 | 72515.4437 | 2.0695 | -71.1024 | Compressed Air No-Loss Condensate Drains | Miscellaneous Manufacturing | New
39 | IprEgsd102 | 33164.3952 | 7334.8229 | 0 | 0 | 40499.2181 | 44867.3405 | 44867.3405 | 18458.4062 | 63325.7468 | 63325.7468 | 0.63954 | 0.63954 | 18401.4076 | 18401.4076 | 2.2009 | 72515.4437 | 2.0377 | -91.6587 | Compressed Air No-Loss Condensate Drains | Primary Resources Industries | Existing
40 | IprNgsd102 | 33164.3952 | 7334.8229 | 0 | 0 | 40499.2181 | 44867.3405 | 44867.3405 | 18458.4062 | 63325.7468 | 63325.7468 | 0.63954 | 0.63954 | 18401.4076 | 18401.4076 | 2.2009 | 72515.4437 | 2.0377 | -91.6587 | Compressed Air No-Loss Condensate Drains | Primary Resources Industries | New
41 | IstEgsd102 | 33164.3952 | 7334.8229 | 0 | 0 | 40499.2181 | 44867.3405 | 44867.3405 | 18458.4062 | 63325.7468 | 63325.7468 | 0.63954 | 0.63954 | 18401.4076 | 18401.4076 | 2.2009 | 72515.4437 | 2.0377 | -91.6587 | Compressed Air No-Loss Condensate Drains | Stone/Clay/Glass/Concrete | Existing
42 | IstNgsd102 | 33164.3952 | 7334.8229 | 0 | 0 | 40499.2181 | 44867.3405 | 44867.3405 | 18458.4062 | 63325.7468 | 63325.7468 | 0.63954 | 0.63954 | 18401.4076 | 18401.4076 | 2.2009 | 72515.4437 | 2.0377 | -91.6587 | Compressed Air No-Loss Condensate Drains | Stone/Clay/Glass/Concrete | New
43 | IteEgsd102 | 33164.3952 | 7334.8229 | 0 | 0 | 40499.2181 | 44867.3405 | 44867.3405 | 18458.4062 | 63325.7468 | 63325.7468 | 0.63954 | 0.63954 | 18401.4076 | 18401.4076 | 2.2009 | 72515.4437 | 2.0377 | -91.6587 | Compressed Air No-Loss Condensate Drains | Textiles and Leather | Existing
44 | IteNgsd102 | 33164.3952 | 7334.8229 | 0 | 0 | 40499.2181 | 44867.3405 | 44867.3405 | 18458.4062 | 63325.7468 | 63325.7468 | 0.63954 | 0.63954 | 18401.4076 | 18401.4076 | 2.2009 | 72515.4437 | 2.0377 | -91.6587 | Compressed Air No-Loss Condensate Drains | Textiles and Leather | New
45 | ItrEgsd102 | 33164.3952 | 7334.8229 | 0 | 0 | 40499.2181 | 44867.3405 | 44867.3405 | 18458.4062 | 63325.7468 | 63325.7468 | 0.63954 | 0.63954 | 18985.6285 | 18985.6285 | 2.1332 | 72515.4437 | 2.1024 | -49.9026 | Compressed Air No-Loss Condensate Drains | Transportation Equipment | Existing
46 | ItrNgsd102 | 33164.3952 | 7334.8229 | 0 | 0 | 40499.2181 | 44867.3405 | 44867.3405 | 18458.4062 | 63325.7468 | 63325.7468 | 0.63954 | 0.63954 | 18985.6285 | 18985.6285 | 2.1332 | 72515.4437 | 2.1024 | -49.9026 | Compressed Air No-Loss Condensate Drains | Transportation Equipment | New
47 | IwaEgsd102 | 33164.3952 | 7334.8229 | 0 | 0 | 40499.2181 | 44867.3405 | 44867.3405 | 18458.4062 | 63325.7468 | 63325.7468 | 0.63954 | 0.63954 | 18401.4076 | 18401.4076 | 2.2009 | 72515.4437 | 2.0377 | -91.6587 | Compressed Air No-Loss Condensate Drains | Water and Wastewater | Existing
48 | IwaNgsd102 | 33164.3952 | 7334.8229 | 0 | 0 | 40499.2181 | 44867.3405 | 44867.3405 | 18458.4062 | 63325.7468 | 63325.7468 | 0.63954 | 0.63954 | 18401.4076 | 18401.4076 | 2.2009 | 72515.4437 | 2.0377 | -91.6587 | Compressed Air No-Loss Condensate Drains | Water and Wastewater | New
49 | IagEgsd103 | 33235.2382 | 7340.0349 | 0 | 0 | 40575.2731 | 44974.3125 | 44974.3125 | 18458.4062 | 63432.7188 | 63432.7188 | 0.63966 | 0.63966 | 8518.1255 | 8518.1255 | 4.7634 | 72644.3257 | 0.9416 | -800.597 | Compressed Air Storage Tank | Agriculture and Assembly | Existing
50 | IagNgsd103 | 33235.2382 | 7340.0349 | 0 | 0 | 40575.2731 | 44974.3125 | 44974.3125 | 18458.4062 | 63432.7188 | 63432.7188 | 0.63966 | 0.63966 | 8518.1255 | 8518.1255 | 4.7634 | 72644.3257 | 0.9416 | -800.597 | Compressed Air Storage Tank | Agriculture and Assembly | New
51 | IchEgsd103 | 33235.2382 | 7340.0349 | 0 | 0 | 40575.2731 | 44974.3125 | 44974.3125 | 18458.4062 | 63432.7188 | 63432.7188 | 0.63966 | 0.63966 | 8518.1255 | 8518.1255 | 4.7634 | 72644.3257 | 0.9416 | -800.597 | Compressed Air Storage Tank | Chemicals and Plastics | Existing
52 | IchNgsd103 | 33235.2382 | 7340.0349 | 0 | 0 | 40575.2731 | 44974.3125 | 44974.3125 | 18458.4062 | 63432.7188 | 63432.7188 | 0.63966 | 0.63966 | 8518.1255 | 8518.1255 | 4.7634 | 72644.3257 | 0.9416 | -800.597 | Compressed Air Storage Tank | Chemicals and Plastics | New
53 | IcoEgsd103 | 33235.2382 | 7340.0349 | 0 | 0 | 40575.2731 | 44974.3125 | 44974.3125 | 18458.4062 | 63432.7188 | 63432.7188 | 0.63966 | 0.63966 | 8518.1255 | 8518.1255 | 4.7634 | 72644.3257 | 0.9416 | -800.597 | Compressed Air Storage Tank | Construction | Existing
54 | IcoNgsd103 | 33235.2382 | 7340.0349 | 0 | 0 | 40575.2731 | 44974.3125 | 44974.3125 | 18458.4062 | 63432.7188 | 63432.7188 | 0.63966 | 0.63966 | 8518.1255 | 8518.1255 | 4.7634 | 72644.3257 | 0.9416 | -800.597 | Compressed Air Storage Tank | Construction | New
55 | IelEgsd103 | 33235.2382 | 7340.0349 | 0 | 0 | 40575.2731 | 44974.3125 | 44974.3125 | 18458.4062 | 63432.7188 | 63432.7188 | 0.63966 | 0.63966 | 8518.1255 | 8518.1255 | 4.7634 | 72644.3257 | 0.9416 | -800.597 | Compressed Air Storage Tank | Electrical and Electronic Equip. | Existing
56 | IelNgsd103 | 33235.2382 | 7340.0349 | 0 | 0 | 40575.2731 | 44974.3125 | 44974.3125 | 18458.4062 | 63432.7188 | 63432.7188 | 0.63966 | 0.63966 | 8518.1255 | 8518.1255 | 4.7634 | 72644.3257 | 0.9416 | -800.597 | Compressed Air Storage Tank | Electrical and Electronic Equip. | New
57 | IluEgsd103 | 33235.2382 | 7340.0349 | 0 | 0 | 40575.2731 | 44974.3125 | 44974.3125 | 18458.4062 | 63432.7188 | 63432.7188 | 0.63966 | 0.63966 | 8858.8561 | 8858.8561 | 4.5802 | 72644.3257 | 0.97926 | -776.2439 | Compressed Air Storage Tank | Lumber/Furniture/Pulp/Paper | Existing
58 | IluNgsd103 | 33235.2382 | 7340.0349 | 0 | 0 | 40575.2731 | 44974.3125 | 44974.3125 | 18458.4062 | 63432.7188 | 63432.7188 | 0.63966 | 0.63966 | 8858.8561 | 8858.8561 | 4.5802 | 72644.3257 | 0.97926 | -776.2439 | Compressed Air Storage Tank | Lumber/Furniture/Pulp/Paper | New
59 | ImeEgsd103 | 33235.2382 | 7340.0349 | 0 | 0 | 40575.2731 | 44974.3125 | 44974.3125 | 18458.4062 | 63432.7188 | 63432.7188 | 0.63966 | 0.63966 | 8518.1255 | 8518.1255 | 4.7634 | 72644.3257 | 0.9416 | -800.597 | Compressed Air Storage Tank | Metal Products and Machinery | Existing
60 | ImeNgsd103 | 33235.2382 | 7340.0349 | 0 | 0 | 40575.2731 | 44974.3125 | 44974.3125 | 18458.4062 | 63432.7188 | 63432.7188 | 0.63966 | 0.63966 | 8518.1255 | 8518.1255 | 4.7634 | 72644.3257 | 0.9416 | -800.597 | Compressed Air Storage Tank | Metal Products and Machinery | New
61 | ImiEgsd103 | 33235.2382 | 7340.0349 | 0 | 0 | 40575.2731 | 44974.3125 | 44974.3125 | 18458.4062 | 63432.7188 | 63432.7188 | 0.63966 | 0.63966 | 8651.2458 | 8651.2458 | 4.6901 | 72644.3257 | 0.95631 | -791.0825 | Compressed Air Storage Tank | Miscellaneous Manufacturing | Existing
62 | ImiNgsd103 | 33235.2382 | 7340.0349 | 0 | 0 | 40575.2731 | 44974.3125 | 44974.3125 | 18458.4062 | 63432.7188 | 63432.7188 | 0.63966 | 0.63966 | 8651.2458 | 8651.2458 | 4.6901 | 72644.3257 | 0.95631 | -791.0825 | Compressed Air Storage Tank | Miscellaneous Manufacturing | New
63 | IprEgsd103 | 33235.2382 | 7340.0349 | 0 | 0 | 40575.2731 | 44974.3125 | 44974.3125 | 18458.4062 | 63432.7188 | 63432.7188 | 0.63966 | 0.63966 | 8518.1255 | 8518.1255 | 4.7634 | 72644.3257 | 0.9416 | -800.597 | Compressed Air Storage Tank | Primary Resources Industries | Existing
64 | IprNgsd103 | 33235.2382 | 7340.0349 | 0 | 0 | 40575.2731 | 44974.3125 | 44974.3125 | 18458.4062 | 63432.7188 | 63432.7188 | 0.63966 | 0.63966 | 8518.1255 | 8518.1255 | 4.7634 | 72644.3257 | 0.9416 | -800.597 | Compressed Air Storage Tank | Primary Resources Industries | New
65 | IstEgsd103 | 33235.2382 | 7340.0349 | 0 | 0 | 40575.2731 | 44974.3125 | 44974.3125 | 18458.4062 | 63432.7188 | 63432.7188 | 0.63966 | 0.63966 | 8518.1255 | 8518.1255 | 4.7634 | 72644.3257 | 0.9416 | -800.597 | Compressed Air Storage Tank | Stone/Clay/Glass/Concrete | Existing
66 | IstNgsd103 | 33235.2382 | 7340.0349 | 0 | 0 | 40575.2731 | 44974.3125 | 44974.3125 | 18458.4062 | 63432.7188 | 63432.7188 | 0.63966 | 0.63966 | 8518.1255 | 8518.1255 | 4.7634 | 72644.3257 | 0.9416 | -800.597 | Compressed Air Storage Tank | Stone/Clay/Glass/Concrete | New
67 | IteEgsd103 | 33235.2382 | 7340.0349 | 0 | 0 | 40575.2731 | 44974.3125 | 44974.3125 | 18458.4062 | 63432.7188 | 63432.7188 | 0.63966 | 0.63966 | 8518.1255 | 8518.1255 | 4.7634 | 72644.3257 | 0.9416 | -800.597 | Compressed Air Storage Tank | Textiles and Leather | Existing
68 | IteNgsd103 | 33235.2382 | 7340.0349 | 0 | 0 | 40575.2731 | 44974.3125 | 44974.3125 | 18458.4062 | 63432.7188 | 63432.7188 | 0.63966 | 0.63966 | 8518.1255 | 8518.1255 | 4.7634 | 72644.3257 | 0.9416 | -800.597 | Compressed Air Storage Tank | Textiles and Leather | New
69 | ItrEgsd103 | 33235.2382 | 7340.0349 | 0 | 0 | 40575.2731 | 44974.3125 | 44974.3125 | 18458.4062 | 63432.7188 | 63432.7188 | 0.63966 | 0.63966 | 8788.5599 | 8788.5599 | 4.6168 | 72644.3257 | 0.97149 | -781.2682 | Compressed Air Storage Tank | Transportation Equipment | Existing
70 | ItrNgsd103 | 33235.2382 | 7340.0349 | 0 | 0 | 40575.2731 | 44974.3125 | 44974.3125 | 18458.4062 | 63432.7188 | 63432.7188 | 0.63966 | 0.63966 | 8788.5599 | 8788.5599 | 4.6168 | 72644.3257 | 0.97149 | -781.2682 | Compressed Air Storage Tank | Transportation Equipment | New
71 | IwaEgsd103 | 33164.3952 | 7334.8229 | 0 | 0 | 40499.2181 | 44867.3405 | 44867.3405 | 18458.4062 | 63325.7468 | 63325.7468 | 0.63954 | 0.63954 | 8497.8653 | 8497.8653 | 4.7658 | 72515.4437 | 0.94101 | -799.4959 | Compressed Air Storage Tank | Water and Wastewater | Existing
72 | IwaNgsd103 | 33164.3952 | 7334.8229 | 0 | 0 | 40499.2181 | 44867.3405 | 44867.3405 | 18458.4062 | 63325.7468 | 63325.7468 | 0.63954 | 0.63954 | 8497.8653 | 8497.8653 | 4.7658 | 72515.4437 | 0.94101 | -799.4959 | Compressed Air Storage Tank | Water and Wastewater | New
73 | IagEgsd104 | 33235.2382 | 7340.0349 | 0 | 0 | 40575.2731 | 44974.3125 | 44974.3125 | 18458.4062 | 63432.7188 | 63432.7188 | 0.63966 | 0.63966 | 1091.8916 | 1091.8916 | 37.1605 | 72644.3257 | 0.16085 | -1305.4113 | Efficient Compressed Air Nozzles | Agriculture and Assembly | Existing
74 | IagNgsd104 | 33235.2382 | 7340.0349 | 0 | 0 | 40575.2731 | 44974.3125 | 44974.3125 | 18458.4062 | 63432.7188 | 63432.7188 | 0.63966 | 0.63966 | 1091.8916 | 1091.8916 | 37.1605 | 72644.3257 | 0.16085 | -1305.4113 | Efficient Compressed Air Nozzles | Agriculture and Assembly | New
75 | IchEgsd104 | 33235.2382 | 7340.0349 | 0 | 0 | 40575.2731 | 44974.3125 | 44974.3125 | 18458.4062 | 63432.7188 | 63432.7188 | 0.63966 | 0.63966 | 1091.8916 | 1091.8916 | 37.1605 | 72644.3257 | 0.16085 | -1305.4113 | Efficient Compressed Air Nozzles | Chemicals and Plastics | Existing
76 | IchNgsd104 | 33235.2382 | 7340.0349 | 0 | 0 | 40575.2731 | 44974.3125 | 44974.3125 | 18458.4062 | 63432.7188 | 63432.7188 | 0.63966 | 0.63966 | 1091.8916 | 1091.8916 | 37.1605 | 72644.3257 | 0.16085 | -1305.4113 | Efficient Compressed Air Nozzles | Chemicals and Plastics | New
77 | IcoEgsd104 | 33235.2382 | 7340.0349 | 0 | 0 | 40575.2731 | 44974.3125 | 44974.3125 | 18458.4062 | 63432.7188 | 63432.7188 | 0.63966 | 0.63966 | 1613.6999 | 1613.6999 | 25.1443 | 72644.3257 | 0.23772 | -1255.709 | Efficient Compressed Air Nozzles | Construction | Existing
78 | IcoNgsd104 | 33235.2382 | 7340.0349 | 0 | 0 | 40575.2731 | 44974.3125 | 44974.3125 | 18458.4062 | 63432.7188 | 63432.7188 | 0.63966 | 0.63966 | 1613.6999 | 1613.6999 | 25.1443 | 72644.3257 | 0.23772 | -1255.709 | Efficient Compressed Air Nozzles | Construction | New
79 | IelEgsd104 | 33235.2382 | 7340.0349 | 0 | 0 | 40575.2731 | 44974.3125 | 44974.3125 | 18458.4062 | 63432.7188 | 63432.7188 | 0.63966 | 0.63966 | 1091.8916 | 1091.8916 | 37.1605 | 72644.3257 | 0.16085 | -1305.4113 | Efficient Compressed Air Nozzles | Electrical and Electronic Equip. | Existing
80 | IelNgsd104 | 33235.2382 | 7340.0349 | 0 | 0 | 40575.2731 | 44974.3125 | 44974.3125 | 18458.4062 | 63432.7188 | 63432.7188 | 0.63966 | 0.63966 | 1091.8916 | 1091.8916 | 37.1605 | 72644.3257 | 0.16085 | -1305.4113 | Efficient Compressed Air Nozzles | Electrical and Electronic Equip. | New
81 | IluEgsd104 | 33235.2382 | 7340.0349 | 0 | 0 | 40575.2731 | 44974.3125 | 44974.3125 | 18458.4062 | 63432.7188 | 63432.7188 | 0.63966 | 0.63966 | 1091.8916 | 1091.8916 | 37.1605 | 72644.3257 | 0.16085 | -1305.4113 | Efficient Compressed Air Nozzles | Lumber/Furniture/Pulp/Paper | Existing
82 | IluNgsd104 | 33235.2382 | 7340.0349 | 0 | 0 | 40575.2731 | 44974.3125 | 44974.3125 | 18458.4062 | 63432.7188 | 63432.7188 | 0.63966 | 0.63966 | 1091.8916 | 1091.8916 | 37.1605 | 72644.3257 | 0.16085 | -1305.4113 | Efficient Compressed Air Nozzles | Lumber/Furniture/Pulp/Paper | New
83 | ImeEgsd104 | 33235.2382 | 7340.0349 | 0 | 0 | 40575.2731 | 44974.3125 | 44974.3125 | 18458.4062 | 63432.7188 | 63432.7188 | 0.63966 | 0.63966 | 1140.2921 | 1140.2921 | 35.5832 | 72644.3257 | 0.16798 | -1300.8012 | Efficient Compressed Air Nozzles | Metal Products and Machinery | Existing
84 | ImeNgsd104 | 33235.2382 | 7340.0349 | 0 | 0 | 40575.2731 | 44974.3125 | 44974.3125 | 18458.4062 | 63432.7188 | 63432.7188 | 0.63966 | 0.63966 | 1140.2921 | 1140.2921 | 35.5832 | 72644.3257 | 0.16798 | -1300.8012 | Efficient Compressed Air Nozzles | Metal Products and Machinery | New
85 | ImiEgsd104 | 33235.2382 | 7340.0349 | 0 | 0 | 40575.2731 | 44974.3125 | 44974.3125 | 18458.4062 | 63432.7188 | 63432.7188 | 0.63966 | 0.63966 | 1507.339 | 1507.339 | 26.9185 | 72644.3257 | 0.22205 | -1265.8399 | Efficient Compressed Air Nozzles | Miscellaneous Manufacturing | Existing
86 | ImiNgsd104 | 33235.2382 | 7340.0349 | 0 | 0 | 40575.2731 | 44974.3125 | 44974.3125 | 18458.4062 | 63432.7188 | 63432.7188 | 0.63966 | 0.63966 | 1507.339 | 1507.339 | 26.9185 | 72644.3257 | 0.22205 | -1265.8399 | Efficient Compressed Air Nozzles | Miscellaneous Manufacturing | New
87 | IprEgsd104 | 33235.2382 | 7340.0349 | 0 | 0 | 40575.2731 | 44974.3125 | 44974.3125 | 18458.4062 | 63432.7188 | 63432.7188 | 0.63966 | 0.63966 | 1091.8916 | 1091.8916 | 37.1605 | 72644.3257 | 0.16085 | -1305.4113 | Efficient Compressed Air Nozzles | Primary Resources Industries | Existing
88 | IprNgsd104 | 33235.2382 | 7340.0349 | 0 | 0 | 40575.2731 | 44974.3125 | 44974.3125 | 18458.4062 | 63432.7188 | 63432.7188 | 0.63966 | 0.63966 | 1091.8916 | 1091.8916 | 37.1605 | 72644.3257 | 0.16085 | -1305.4113 | Efficient Compressed Air Nozzles | Primary Resources Industries | New
89 | IstEgsd104 | 33235.2382 | 7340.0349 | 0 | 0 | 40575.2731 | 44974.3125 | 44974.3125 | 18458.4062 | 63432.7188 | 63432.7188 | 0.63966 | 0.63966 | 1091.8916 | 1091.8916 | 37.1605 | 72644.3257 | 0.16085 | -1305.4113 | Efficient Compressed Air Nozzles | Stone/Clay/Glass/Concrete | Existing
90 | IstNgsd104 | 33235.2382 | 7340.0349 | 0 | 0 | 40575.2731 | 44974.3125 | 44974.3125 | 18458.4062 | 63432.7188 | 63432.7188 | 0.63966 | 0.63966 | 1091.8916 | 1091.8916 | 37.1605 | 72644.3257 | 0.16085 | -1305.4113 | Efficient Compressed Air Nozzles | Stone/Clay/Glass/Concrete | New
91 | IteEgsd104 | 33235.2382 | 7340.0349 | 0 | 0 | 40575.2731 | 44974.3125 | 44974.3125 | 18458.4062 | 63432.7188 | 63432.7188 | 0.63966 | 0.63966 | 1091.8916 | 1091.8916 | 37.1605 | 72644.3257 | 0.16085 | -1305.4113 | Efficient Compressed Air Nozzles | Textiles and Leather | Existing
92 | IteNgsd104 | 33235.2382 | 7340.0349 | 0 | 0 | 40575.2731 | 44974.3125 | 44974.3125 | 18458.4062 | 63432.7188 | 63432.7188 | 0.63966 | 0.63966 | 1091.8916 | 1091.8916 | 37.1605 | 72644.3257 | 0.16085 | -1305.4113 | Efficient Compressed Air Nozzles | Textiles and Leather | New
93 | ItrEgsd104 | 33235.2382 | 7340.0349 | 0 | 0 | 40575.2731 | 44974.3125 | 44974.3125 | 18458.4062 | 63432.7188 | 63432.7188 | 0.63966 | 0.63966 | 1091.8916 | 1091.8916 | 37.1605 | 72644.3257 | 0.16085 | -1305.4113 | Efficient Compressed Air Nozzles | Transportation Equipment | Existing
94 | ItrNgsd104 | 33235.2382 | 7340.0349 | 0 | 0 | 40575.2731 | 44974.3125 | 44974.3125 | 18458.4062 | 63432.7188 | 63432.7188 | 0.63966 | 0.63966 | 1091.8916 | 1091.8916 | 37.1605 | 72644.3257 | 0.16085 | -1305.4113 | Efficient Compressed Air Nozzles | Transportation Equipment | New
95 | IwaEgsd104 | 33164.3952 | 7334.8229 | 0 | 0 | 40499.2181 | 44867.3405 | 44867.3405 | 18458.4062 | 63325.7468 | 63325.7468 | 0.63954 | 0.63954 | 1089.2945 | 1089.2945 | 37.1793 | 72515.4437 | 0.16075 | -1303.1095 | Efficient Compressed Air Nozzles | Water and Wastewater | Existing
96 | IwaNgsd104 | 33164.3952 | 7334.8229 | 0 | 0 | 40499.2181 | 44867.3405 | 44867.3405 | 18458.4062 | 63325.7468 | 63325.7468 | 0.63954 | 0.63954 | 1089.2945 | 1089.2945 | 37.1793 | 72515.4437 | 0.16075 | -1303.1095 | Efficient Compressed Air Nozzles | Water and Wastewater | New
97 | IagEgsd105 | 33235.2382 | 7340.0349 | 0 | 0 | 40575.2731 | 44974.3125 | 44974.3125 | 18458.4062 | 63432.7188 | 63432.7188 | 0.63966 | 0.63966 | 27366.0445 | 27366.0445 | 1.4827 | 72644.3257 | 4.0314 | 1197.206 | High Efficiency Air Compressor | Agriculture and Assembly | Existing
98 | IagNgsd105 | 33235.2382 | 7340.0349 | 0 | 0 | 40575.2731 | 44974.3125 | 44974.3125 | 18458.4062 | 63432.7188 | 63432.7188 | 0.63966 | 0.63966 | 27366.0445 | 27366.0445 | 1.4827 | 72644.3257 | 4.0314 | 1197.206 | High Efficiency Air Compressor | Agriculture and Assembly | New
99 | IchEgsd105 | 33235.2382 | 7340.0349 | 0 | 0 | 40575.2731 | 44974.3125 | 44974.3125 | 18458.4062 | 63432.7188 | 63432.7188 | 0.63966 | 0.63966 | 27366.0445 | 27366.0445 | 1.4827 | 72644.3257 | 4.0314 | 1197.206 | High Efficiency Air Compressor | Chemicals and Plastics | Existing
100 | IchNgsd105 | 33235.2382 | 7340.0349 | 0 | 0 | 40575.2731 | 44974.3125 | 44974.3125 | 18458.4062 | 63432.7188 | 63432.7188 | 0.63966 | 0.63966 | 27366.0445 | 27366.0445 | 1.4827 | 72644.3257 | 4.0314 | 1197.206 | High Efficiency Air Compressor | Chemicals and Plastics | New
101 | IcoEgsd105 | 33235.2382 | 7340.0349 | 0 | 0 | 40575.2731 | 44974.3125 | 44974.3125 | 18458.4062 | 63432.7188 | 63432.7188 | 0.63966 | 0.63966 | 27366.0445 | 27366.0445 | 1.4827 | 72644.3257 | 4.0314 | 1197.206 | High Efficiency Air Compressor | Construction | Existing
102 | IcoNgsd105 | 33235.2382 | 7340.0349 | 0 | 0 | 40575.2731 | 44974.3125 | 44974.3125 | 18458.4062 | 63432.7188 | 63432.7188 | 0.63966 | 0.63966 | 27366.0445 | 27366.0445 | 1.4827 | 72644.3257 | 4.0314 | 1197.206 | High Efficiency Air Compressor | Construction | New
103 | IelEgsd105 | 33235.2382 | 7340.0349 | 0 | 0 | 40575.2731 | 44974.3125 | 44974.3125 | 18458.4062 | 63432.7188 | 63432.7188 | 0.63966 | 0.63966 | 27366.0445 | 27366.0445 | 1.4827 | 72644.3257 | 4.0314 | 1197.206 | High Efficiency Air Compressor | Electrical and Electronic Equip. | Existing
104 | IelNgsd105 | 33235.2382 | 7340.0349 | 0 | 0 | 40575.2731 | 44974.3125 | 44974.3125 | 18458.4062 | 63432.7188 | 63432.7188 | 0.63966 | 0.63966 | 27366.0445 | 27366.0445 | 1.4827 | 72644.3257 | 4.0314 | 1197.206 | High Efficiency Air Compressor | Electrical and Electronic Equip. | New
105 | IluEgsd105 | 33235.2382 | 7340.0349 | 0 | 0 | 40575.2731 | 44974.3125 | 44974.3125 | 18458.4062 | 63432.7188 | 63432.7188 | 0.63966 | 0.63966 | 28457.5858 | 28457.5858 | 1.4258 | 72644.3257 | 4.1922 | 1301.1753 | High Efficiency Air Compressor | Lumber/Furniture/Pulp/Paper | Existing
106 | IluNgsd105 | 33235.2382 | 7340.0349 | 0 | 0 | 40575.2731 | 44974.3125 | 44974.3125 | 18458.4062 | 63432.7188 | 63432.7188 | 0.63966 | 0.63966 | 28457.5858 | 28457.5858 | 1.4258 | 72644.3257 | 4.1922 | 1301.1753 | High Efficiency Air Compressor | Lumber/Furniture/Pulp/Paper | New
107 | ImeEgsd105 | 33235.2382 | 7340.0349 | 0 | 0 | 40575.2731 | 44974.3125 | 44974.3125 | 18458.4062 | 63432.7188 | 63432.7188 | 0.63966 | 0.63966 | 27366.0445 | 27366.0445 | 1.4827 | 72644.3257 | 4.0314 | 1197.206 | High Efficiency Air Compressor | Metal Products and Machinery | Existing
108 | ImeNgsd105 | 33235.2382 | 7340.0349 | 0 | 0 | 40575.2731 | 44974.3125 | 44974.3125 | 18458.4062 | 63432.7188 | 63432.7188 | 0.63966 | 0.63966 | 27366.0445 | 27366.0445 | 1.4827 | 72644.3257 | 4.0314 | 1197.206 | High Efficiency Air Compressor | Metal Products and Machinery | New
109 | ImiEgsd105 | 33235.2382 | 7340.0349 | 0 | 0 | 40575.2731 | 44974.3125 | 44974.3125 | 18458.4062 | 63432.7188 | 63432.7188 | 0.63966 | 0.63966 | 27793.65 | 27793.65 | 1.4599 | 72644.3257 | 4.0944 | 1237.9355 | High Efficiency Air Compressor | Miscellaneous Manufacturing | Existing
110 | ImiNgsd105 | 33235.2382 | 7340.0349 | 0 | 0 | 40575.2731 | 44974.3125 | 44974.3125 | 18458.4062 | 63432.7188 | 63432.7188 | 0.63966 | 0.63966 | 27793.65 | 27793.65 | 1.4599 | 72644.3257 | 4.0944 | 1237.9355 | High Efficiency Air Compressor | Miscellaneous Manufacturing | New
111 | IprEgsd105 | 33235.2382 | 7340.0349 | 0 | 0 | 40575.2731 | 44974.3125 | 44974.3125 | 18458.4062 | 63432.7188 | 63432.7188 | 0.63966 | 0.63966 | 27366.0445 | 27366.0445 | 1.4827 | 72644.3257 | 4.0314 | 1197.206 | High Efficiency Air Compressor | Primary Resources Industries | Existing
112 | IprNgsd105 | 33235.2382 | 7340.0349 | 0 | 0 | 40575.2731 | 44974.3125 | 44974.3125 | 18458.4062 | 63432.7188 | 63432.7188 | 0.63966 | 0.63966 | 27366.0445 | 27366.0445 | 1.4827 | 72644.3257 | 4.0314 | 1197.206 | High Efficiency Air Compressor | Primary Resources Industries | New
113 | IstEgsd105 | 33235.2382 | 7340.0349 | 0 | 0 | 40575.2731 | 44974.3125 | 44974.3125 | 18458.4062 | 63432.7188 | 63432.7188 | 0.63966 | 0.63966 | 27366.0445 | 27366.0445 | 1.4827 | 72644.3257 | 4.0314 | 1197.206 | High Efficiency Air Compressor | Stone/Clay/Glass/Concrete | Existing
114 | IstNgsd105 | 33235.2382 | 7340.0349 | 0 | 0 | 40575.2731 | 44974.3125 | 44974.3125 | 18458.4062 | 63432.7188 | 63432.7188 | 0.63966 | 0.63966 | 27366.0445 | 27366.0445 | 1.4827 | 72644.3257 | 4.0314 | 1197.206 | High Efficiency Air Compressor | Stone/Clay/Glass/Concrete | New
115 | IteEgsd105 | 33235.2382 | 7340.0349 | 0 | 0 | 40575.2731 | 44974.3125 | 44974.3125 | 18458.4062 | 63432.7188 | 63432.7188 | 0.63966 | 0.63966 | 27366.0445 | 27366.0445 | 1.4827 | 72644.3257 | 4.0314 | 1197.206 | High Efficiency Air Compressor | Textiles and Leather | Existing
116 | IteNgsd105 | 33235.2382 | 7340.0349 | 0 | 0 | 40575.2731 | 44974.3125 | 44974.3125 | 18458.4062 | 63432.7188 | 63432.7188 | 0.63966 | 0.63966 | 27366.0445 | 27366.0445 | 1.4827 | 72644.3257 | 4.0314 | 1197.206 | High Efficiency Air Compressor | Textiles and Leather | New
117 | ItrEgsd105 | 33235.2382 | 7340.0349 | 0 | 0 | 40575.2731 | 44974.3125 | 44974.3125 | 18458.4062 | 63432.7188 | 63432.7188 | 0.63966 | 0.63966 | 28234.812 | 28234.812 | 1.4371 | 72644.3257 | 4.1594 | 1279.9562 | High Efficiency Air Compressor | Transportation Equipment | Existing
118 | ItrNgsd105 | 33235.2382 | 7340.0349 | 0 | 0 | 40575.2731 | 44974.3125 | 44974.3125 | 18458.4062 | 63432.7188 | 63432.7188 | 0.63966 | 0.63966 | 28234.812 | 28234.812 | 1.4371 | 72644.3257 | 4.1594 | 1279.9562 | High Efficiency Air Compressor | Transportation Equipment | New
119 | IwaEgsd105 | 33164.3952 | 7334.8229 | 0 | 0 | 40499.2181 | 44867.3405 | 44867.3405 | 18458.4062 | 63325.7468 | 63325.7468 | 0.63954 | 0.63954 | 27300.9559 | 27300.9559 | 1.4834 | 72515.4437 | 4.0289 | 1193.5554 | High Efficiency Air Compressor | Water and Wastewater | Existing
120 | IwaNgsd105 | 33164.3952 | 7334.8229 | 0 | 0 | 40499.2181 | 44867.3405 | 44867.3405 | 18458.4062 | 63325.7468 | 63325.7468 | 0.63954 | 0.63954 | 27300.9559 | 27300.9559 | 1.4834 | 72515.4437 | 4.0289 | 1193.5554 | High Efficiency Air Compressor | Water and Wastewater | New
121 | IagEgsd106 | 33235.2382 | 7340.0349 | 0 | 0 | 40575.2731 | 44974.3125 | 44974.3125 | 18458.4062 | 63432.7188 | 63432.7188 | 0.63966 | 0.63966 | 32528.6629 | 32528.6629 | 1.2474 | 72644.3257 | 3.5957 | 915.5114 | Low Pressure-drop Filters | Agriculture and Assembly | Existing
122 | IagNgsd106 | 33235.2382 | 7340.0349 | 0 | 0 | 40575.2731 | 44974.3125 | 44974.3125 | 18458.4062 | 63432.7188 | 63432.7188 | 0.63966 | 0.63966 | 32528.6629 | 32528.6629 | 1.2474 | 72644.3257 | 3.5957 | 915.5114 | Low Pressure-drop Filters | Agriculture and Assembly | New
123 | IchEgsd106 | 33235.2382 | 7340.0349 | 0 | 0 | 40575.2731 | 44974.3125 | 44974.3125 | 18458.4062 | 63432.7188 | 63432.7188 | 0.63966 | 0.63966 | 32528.6629 | 32528.6629 | 1.2474 | 72644.3257 | 3.5957 | 915.5114 | Low Pressure-drop Filters | Chemicals and Plastics | Existing
124 | IchNgsd106 | 33235.2382 | 7340.0349 | 0 | 0 | 40575.2731 | 44974.3125 | 44974.3125 | 18458.4062 | 63432.7188 | 63432.7188 | 0.63966 | 0.63966 | 32528.6629 | 32528.6629 | 1.2474 | 72644.3257 | 3.5957 | 915.5114 | Low Pressure-drop Filters | Chemicals and Plastics | New
125 | IcoEgsd106 | 33235.2382 | 7340.0349 | 0 | 0 | 40575.2731 | 44974.3125 | 44974.3125 | 18458.4062 | 63432.7188 | 63432.7188 | 0.63966 | 0.63966 | 32528.6629 | 32528.6629 | 1.2474 | 72644.3257 | 3.5957 | 915.5114 | Low Pressure-drop Filters | Construction | Existing
126 | IcoNgsd106 | 33235.2382 | 7340.0349 | 0 | 0 | 40575.2731 | 44974.3125 | 44974.3125 | 18458.4062 | 63432.7188 | 63432.7188 | 0.63966 | 0.63966 | 32528.6629 | 32528.6629 | 1.2474 | 72644.3257 | 3.5957 | 915.5114 | Low Pressure-drop Filters | Construction | New
127 | IelEgsd106 | 33235.2382 | 7340.0349 | 0 | 0 | 40575.2731 | 44974.3125 | 44974.3125 | 18458.4062 | 63432.7188 | 63432.7188 | 0.63966 | 0.63966 | 32528.6629 | 32528.6629 | 1.2474 | 72644.3257 | 3.5957 | 915.5114 | Low Pressure-drop Filters | Electrical and Electronic Equip. | Existing
128 | IelNgsd106 | 33235.2382 | 7340.0349 | 0 | 0 | 40575.2731 | 44974.3125 | 44974.3125 | 18458.4062 | 63432.7188 | 63432.7188 | 0.63966 | 0.63966 | 32528.6629 | 32528.6629 | 1.2474 | 72644.3257 | 3.5957 | 915.5114 | Low Pressure-drop Filters | Electrical and Electronic Equip. | New
129 | IluEgsd106 | 33235.2382 | 7340.0349 | 0 | 0 | 40575.2731 | 44974.3125 | 44974.3125 | 18458.4062 | 63432.7188 | 63432.7188 | 0.63966 | 0.63966 | 33829.8613 | 33829.8613 | 1.1994 | 72644.3257 | 3.7396 | 1008.512 | Low Pressure-drop Filters | Lumber/Furniture/Pulp/Paper | Existing
130 | IluNgsd106 | 33235.2382 | 7340.0349 | 0 | 0 | 40575.2731 | 44974.3125 | 44974.3125 | 18458.4062 | 63432.7188 | 63432.7188 | 0.63966 | 0.63966 | 33829.8613 | 33829.8613 | 1.1994 | 72644.3257 | 3.7396 | 1008.512 | Low Pressure-drop Filters | Lumber/Furniture/Pulp/Paper | New
131 | ImeEgsd106 | 33235.2382 | 7340.0349 | 0 | 0 | 40575.2731 | 44974.3125 | 44974.3125 | 18458.4062 | 63432.7188 | 63432.7188 | 0.63966 | 0.63966 | 32528.6629 | 32528.6629 | 1.2474 | 72644.3257 | 3.5957 | 915.5114 | Low Pressure-drop Filters | Metal Products and Machinery | Existing
132 | ImeNgsd106 | 33235.2382 | 7340.0349 | 0 | 0 | 40575.2731 | 44974.3125 | 44974.3125 | 18458.4062 | 63432.7188 | 63432.7188 | 0.63966 | 0.63966 | 32528.6629 | 32528.6629 | 1.2474 | 72644.3257 | 3.5957 | 915.5114 | Low Pressure-drop Filters | Metal Products and Machinery | New
133 | ImiEgsd106 | 33235.2382 | 7340.0349 | 0 | 0 | 40575.2731 | 44974.3125 | 44974.3125 | 18458.4062 | 63432.7188 | 63432.7188 | 0.63966 | 0.63966 | 33036.943 | 33036.943 | 1.2282 | 72644.3257 | 3.6519 | 951.8398 | Low Pressure-drop Filters | Miscellaneous Manufacturing | Existing
134 | ImiNgsd106 | 33235.2382 | 7340.0349 | 0 | 0 | 40575.2731 | 44974.3125 | 44974.3125 | 18458.4062 | 63432.7188 | 63432.7188 | 0.63966 | 0.63966 | 33036.943 | 33036.943 | 1.2282 | 72644.3257 | 3.6519 | 951.8398 | Low Pressure-drop Filters | Miscellaneous Manufacturing | New
135 | IprEgsd106 | 33235.2382 | 7340.0349 | 0 | 0 | 40575.2731 | 44974.3125 | 44974.3125 | 18458.4062 | 63432.7188 | 63432.7188 | 0.63966 | 0.63966 | 32528.6629 | 32528.6629 | 1.2474 | 72644.3257 | 3.5957 | 915.5114 | Low Pressure-drop Filters | Primary Resources Industries | Existing
136 | IprNgsd106 | 33235.2382 | 7340.0349 | 0 | 0 | 40575.2731 | 44974.3125 | 44974.3125 | 18458.4062 | 63432.7188 | 63432.7188 | 0.63966 | 0.63966 | 32528.6629 | 32528.6629 | 1.2474 | 72644.3257 | 3.5957 | 915.5114 | Low Pressure-drop Filters | Primary Resources Industries | New
137 | IstEgsd106 | 33235.2382 | 7340.0349 | 0 | 0 | 40575.2731 | 44974.3125 | 44974.3125 | 18458.4062 | 63432.7188 | 63432.7188 | 0.63966 | 0.63966 | 32528.6629 | 32528.6629 | 1.2474 | 72644.3257 | 3.5957 | 915.5114 | Low Pressure-drop Filters | Stone/Clay/Glass/Concrete | Existing
138 | IstNgsd106 | 33235.2382 | 7340.0349 | 0 | 0 | 40575.2731 | 44974.3125 | 44974.3125 | 18458.4062 | 63432.7188 | 63432.7188 | 0.63966 | 0.63966 | 32528.6629 | 32528.6629 | 1.2474 | 72644.3257 | 3.5957 | 915.5114 | Low Pressure-drop Filters | Stone/Clay/Glass/Concrete | New
139 | IteEgsd106 | 33235.2382 | 7340.0349 | 0 | 0 | 40575.2731 | 44974.3125 | 44974.3125 | 18458.4062 | 63432.7188 | 63432.7188 | 0.63966 | 0.63966 | 32528.6629 | 32528.6629 | 1.2474 | 72644.3257 | 3.5957 | 915.5114 | Low Pressure-drop Filters | Textiles and Leather | Existing
140 | IteNgsd106 | 33235.2382 | 7340.0349 | 0 | 0 | 40575.2731 | 44974.3125 | 44974.3125 | 18458.4062 | 63432.7188 | 63432.7188 | 0.63966 | 0.63966 | 32528.6629 | 32528.6629 | 1.2474 | 72644.3257 | 3.5957 | 915.5114 | Low Pressure-drop Filters | Textiles and Leather | New
141 | ItrEgsd106 | 33235.2382 | 7340.0349 | 0 | 0 | 40575.2731 | 44974.3125 | 44974.3125 | 18458.4062 | 63432.7188 | 63432.7188 | 0.63966 | 0.63966 | 33561.3594 | 33561.3594 | 1.209 | 72644.3257 | 3.7099 | 989.3214 | Low Pressure-drop Filters | Transportation Equipment | Existing
142 | ItrNgsd106 | 33235.2382 | 7340.0349 | 0 | 0 | 40575.2731 | 44974.3125 | 44974.3125 | 18458.4062 | 63432.7188 | 63432.7188 | 0.63966 | 0.63966 | 33561.3594 | 33561.3594 | 1.209 | 72644.3257 | 3.7099 | 989.3214 | Low Pressure-drop Filters | Transportation Equipment | New
143 | IwaEgsd106 | 33164.3952 | 7334.8229 | 0 | 0 | 40499.2181 | 44867.3405 | 44867.3405 | 18458.4062 | 63325.7468 | 63325.7468 | 0.63954 | 0.63954 | 32451.2942 | 32451.2942 | 1.248 | 72515.4437 | 3.5935 | 912.5308 | Low Pressure-drop Filters | Water and Wastewater | Existing
144 | IwaNgsd106 | 33164.3952 | 7334.8229 | 0 | 0 | 40499.2181 | 44867.3405 | 44867.3405 | 18458.4062 | 63325.7468 | 63325.7468 | 0.63954 | 0.63954 | 32451.2942 | 32451.2942 | 1.248 | 72515.4437 | 3.5935 | 912.5308 | Low Pressure-drop Filters | Water and Wastewater | New
145 | IagEgsd107 | 33235.2382 | 7340.0349 | 0 | 0 | 40575.2731 | 44974.3125 | 44974.3125 | 18458.4062 | 63432.7188 | 63432.7188 | 0.63966 | 0.63966 | 3605.0333 | 3605.0333 | 11.2552 | 72644.3257 | 0.48075 | -1098.5747 | VFD on Air Compressor | Agriculture and Assembly | Existing
146 | IagNgsd107 | 33235.2382 | 7340.0349 | 0 | 0 | 40575.2731 | 44974.3125 | 44974.3125 | 18458.4062 | 63432.7188 | 63432.7188 | 0.63966 | 0.63966 | 3605.0333 | 3605.0333 | 11.2552 | 72644.3257 | 0.48075 | -1098.5747 | VFD on Air Compressor | Agriculture and Assembly | New
147 | IchEgsd107 | 33235.2382 | 7340.0349 | 0 | 0 | 40575.2731 | 44974.3125 | 44974.3125 | 18458.4062 | 63432.7188 | 63432.7188 | 0.63966 | 0.63966 | 3605.0333 | 3605.0333 | 11.2552 | 72644.3257 | 0.48075 | -1098.5747 | VFD on Air Compressor | Chemicals and Plastics | Existing
148 | IchNgsd107 | 33235.2382 | 7340.0349 | 0 | 0 | 40575.2731 | 44974.3125 | 44974.3125 | 18458.4062 | 63432.7188 | 63432.7188 | 0.63966 | 0.63966 | 3605.0333 | 3605.0333 | 11.2552 | 72644.3257 | 0.48075 | -1098.5747 | VFD on Air Compressor | Chemicals and Plastics | New
149 | IcoEgsd107 | 33235.2382 | 7340.0349 | 0 | 0 | 40575.2731 | 44974.3125 | 44974.3125 | 18458.4062 | 63432.7188 | 63432.7188 | 0.63966 | 0.63966 | 3605.0333 | 3605.0333 | 11.2552 | 72644.3257 | 0.48075 | -1098.5747 | VFD on Air Compressor | Construction | Existing
150 | IcoNgsd107 | 33235.2382 | 7340.0349 | 0 | 0 | 40575.2731 | 44974.3125 | 44974.3125 | 18458.4062 | 63432.7188 | 63432.7188 | 0.63966 | 0.63966 | 3605.0333 | 3605.0333 | 11.2552 | 72644.3257 | 0.48075 | -1098.5747 | VFD on Air Compressor | Construction | New
151 | IelEgsd107 | 33235.2382 | 7340.0349 | 0 | 0 | 40575.2731 | 44974.3125 | 44974.3125 | 18458.4062 | 63432.7188 | 63432.7188 | 0.63966 | 0.63966 | 3605.0333 | 3605.0333 | 11.2552 | 72644.3257 | 0.48075 | -1098.5747 | VFD on Air Compressor | Electrical and Electronic Equip. | Existing
152 | IelNgsd107 | 33235.2382 | 7340.0349 | 0 | 0 | 40575.2731 | 44974.3125 | 44974.3125 | 18458.4062 | 63432.7188 | 63432.7188 | 0.63966 | 0.63966 | 3605.0333 | 3605.0333 | 11.2552 | 72644.3257 | 0.48075 | -1098.5747 | VFD on Air Compressor | Electrical and Electronic Equip. | New
153 | IluEgsd107 | 33235.2382 | 7340.0349 | 0 | 0 | 40575.2731 | 44974.3125 | 44974.3125 | 18458.4062 | 63432.7188 | 63432.7188 | 0.63966 | 0.63966 | 3749.2348 | 3749.2348 | 10.8223 | 72644.3257 | 0.49998 | -1086.1411 | VFD on Air Compressor | Lumber/Furniture/Pulp/Paper | Existing
154 | IluNgsd107 | 33235.2382 | 7340.0349 | 0 | 0 | 40575.2731 | 44974.3125 | 44974.3125 | 18458.4062 | 63432.7188 | 63432.7188 | 0.63966 | 0.63966 | 3749.2348 | 3749.2348 | 10.8223 | 72644.3257 | 0.49998 | -1086.1411 | VFD on Air Compressor | Lumber/Furniture/Pulp/Paper | New
155 | ImeEgsd107 | 33235.2382 | 7340.0349 | 0 | 0 | 40575.2731 | 44974.3125 | 44974.3125 | 18458.4062 | 63432.7188 | 63432.7188 | 0.63966 | 0.63966 | 3605.0333 | 3605.0333 | 11.2552 | 72644.3257 | 0.48075 | -1098.5747 | VFD on Air Compressor | Metal Products and Machinery | Existing
156 | ImeNgsd107 | 33235.2382 | 7340.0349 | 0 | 0 | 40575.2731 | 44974.3125 | 44974.3125 | 18458.4062 | 63432.7188 | 63432.7188 | 0.63966 | 0.63966 | 3605.0333 | 3605.0333 | 11.2552 | 72644.3257 | 0.48075 | -1098.5747 | VFD on Air Compressor | Metal Products and Machinery | New
157 | ImiEgsd107 | 33235.2382 | 7340.0349 | 0 | 0 | 40575.2731 | 44974.3125 | 44974.3125 | 18458.4062 | 63432.7188 | 63432.7188 | 0.63966 | 0.63966 | 3661.3635 | 3661.3635 | 11.082 | 72644.3257 | 0.48826 | -1093.7177 | VFD on Air Compressor | Miscellaneous Manufacturing | Existing
158 | ImiNgsd107 | 33235.2382 | 7340.0349 | 0 | 0 | 40575.2731 | 44974.3125 | 44974.3125 | 18458.4062 | 63432.7188 | 63432.7188 | 0.63966 | 0.63966 | 3661.3635 | 3661.3635 | 11.082 | 72644.3257 | 0.48826 | -1093.7177 | VFD on Air Compressor | Miscellaneous Manufacturing | New
159 | IprEgsd107 | 33235.2382 | 7340.0349 | 0 | 0 | 40575.2731 | 44974.3125 | 44974.3125 | 18458.4062 | 63432.7188 | 63432.7188 | 0.63966 | 0.63966 | 3605.0333 | 3605.0333 | 11.2552 | 72644.3257 | 0.48075 | -1098.5747 | VFD on Air Compressor | Primary Resources Industries | Existing
160 | IprNgsd107 | 33235.2382 | 7340.0349 | 0 | 0 | 40575.2731 | 44974.3125 | 44974.3125 | 18458.4062 | 63432.7188 | 63432.7188 | 0.63966 | 0.63966 | 3605.0333 | 3605.0333 | 11.2552 | 72644.3257 | 0.48075 | -1098.5747 | VFD on Air Compressor | Primary Resources Industries | New
161 | IstEgsd107 | 33235.2382 | 7340.0349 | 0 | 0 | 40575.2731 | 44974.3125 | 44974.3125 | 18458.4062 | 63432.7188 | 63432.7188 | 0.63966 | 0.63966 | 3605.0333 | 3605.0333 | 11.2552 | 72644.3257 | 0.48075 | -1098.5747 | VFD on Air Compressor | Stone/Clay/Glass/Concrete | Existing
162 | IstNgsd107 | 33235.2382 | 7340.0349 | 0 | 0 | 40575.2731 | 44974.3125 | 44974.3125 | 18458.4062 | 63432.7188 | 63432.7188 | 0.63966 | 0.63966 | 3605.0333 | 3605.0333 | 11.2552 | 72644.3257 | 0.48075 | -1098.5747 | VFD on Air Compressor | Stone/Clay/Glass/Concrete | New
163 | IteEgsd107 | 33235.2382 | 7340.0349 | 0 | 0 | 40575.2731 | 44974.3125 | 44974.3125 | 18458.4062 | 63432.7188 | 63432.7188 | 0.63966 | 0.63966 | 3605.0333 | 3605.0333 | 11.2552 | 72644.3257 | 0.48075 | -1098.5747 | VFD on Air Compressor | Textiles and Leather | Existing
164 | IteNgsd107 | 33235.2382 | 7340.0349 | 0 | 0 | 40575.2731 | 44974.3125 | 44974.3125 | 18458.4062 | 63432.7188 | 63432.7188 | 0.63966 | 0.63966 | 3605.0333 | 3605.0333 | 11.2552 | 72644.3257 | 0.48075 | -1098.5747 | VFD on Air Compressor | Textiles and Leather | New
165 | ItrEgsd107 | 33235.2382 | 7340.0349 | 0 | 0 | 40575.2731 | 44974.3125 | 44974.3125 | 18458.4062 | 63432.7188 | 63432.7188 | 0.63966 | 0.63966 | 3719.4796 | 3719.4796 | 10.9089 | 72644.3257 | 0.49601 | -1088.7068 | VFD on Air Compressor | Transportation Equipment | Existing
166 | ItrNgsd107 | 33235.2382 | 7340.0349 | 0 | 0 | 40575.2731 | 44974.3125 | 44974.3125 | 18458.4062 | 63432.7188 | 63432.7188 | 0.63966 | 0.63966 | 3719.4796 | 3719.4796 | 10.9089 | 72644.3257 | 0.49601 | -1088.7068 | VFD on Air Compressor | Transportation Equipment | New
167 | IwaEgsd107 | 33164.3952 | 7334.8229 | 0 | 0 | 40499.2181 | 44867.3405 | 44867.3405 | 18458.4062 | 63325.7468 | 63325.7468 | 0.63954 | 0.63954 | 3596.4589 | 3596.4589 | 11.2609 | 72515.4437 | 0.48044 | -1096.7648 | VFD on Air Compressor | Water and Wastewater | Existing
168 | IwaNgsd107 | 33164.3952 | 7334.8229 | 0 | 0 | 40499.2181 | 44867.3405 | 44867.3405 | 18458.4062 | 63325.7468 | 63325.7468 | 0.63954 | 0.63954 | 3596.4589 | 3596.4589 | 11.2609 | 72515.4437 | 0.48044 | -1096.7648 | VFD on Air Compressor | Water and Wastewater | New
169 | IagEgsd108 | 33235.2382 | 7340.0349 | 0 | 0 | 40575.2731 | 44974.3125 | 44974.3125 | 18458.4062 | 63432.7188 | 63432.7188 | 0.63966 | 0.63966 | 2431.0096 | 2431.0096 | 16.6907 | 72644.3257 | 0.15326 | -1310.3165 | Dew Point Sensor Control for Dessicant CA Dryer | Agriculture and Assembly | Existing
170 | IagNgsd108 | 33235.2382 | 7340.0349 | 0 | 0 | 40575.2731 | 44974.3125 | 44974.3125 | 18458.4062 | 63432.7188 | 63432.7188 | 0.63966 | 0.63966 | 2431.0096 | 2431.0096 | 16.6907 | 72644.3257 | 0.15326 | -1310.3165 | Dew Point Sensor Control for Dessicant CA Dryer | Agriculture and Assembly | New
171 | IchEgsd108 | 33235.2382 | 7340.0349 | 0 | 0 | 40575.2731 | 44974.3125 | 44974.3125 | 18458.4062 | 63432.7188 | 63432.7188 | 0.63966 | 0.63966 | 2431.0096 | 2431.0096 | 16.6907 | 72644.3257 | 0.15326 | -1310.3165 | Dew Point Sensor Control for Dessicant CA Dryer | Chemicals and Plastics | Existing
172 | IchNgsd108 | 33235.2382 | 7340.0349 | 0 | 0 | 40575.2731 | 44974.3125 | 44974.3125 | 18458.4062 | 63432.7188 | 63432.7188 | 0.63966 | 0.63966 | 2431.0096 | 2431.0096 | 16.6907 | 72644.3257 | 0.15326 | -1310.3165 | Dew Point Sensor Control for Dessicant CA Dryer | Chemicals and Plastics | New
173 | IcoEgsd108 | 33235.2382 | 7340.0349 | 0 | 0 | 40575.2731 | 44974.3125 | 44974.3125 | 18458.4062 | 63432.7188 | 63432.7188 | 0.63966 | 0.63966 | 2431.0096 | 2431.0096 | 16.6907 | 72644.3257 | 0.15326 | -1310.3165 | Dew Point Sensor Control for Dessicant CA Dryer | Construction | Existing
174 | IcoNgsd108 | 33235.2382 | 7340.0349 | 0 | 0 | 40575.2731 | 44974.3125 | 44974.3125 | 18458.4062 | 63432.7188 | 63432.7188 | 0.63966 | 0.63966 | 2431.0096 | 2431.0096 | 16.6907 | 72644.3257 | 0.15326 | -1310.3165 | Dew Point Sensor Control for Dessicant CA Dryer | Construction | New
175 | IelEgsd108 | 33235.2382 | 7340.0349 | 0 | 0 | 40575.2731 | 44974.3125 | 44974.3125 | 18458.4062 | 63432.7188 | 63432.7188 | 0.63966 | 0.63966 | 2431.0096 | 2431.0096 | 16.6907 | 72644.3257 | 0.15326 | -1310.3165 | Dew Point Sensor Control for Dessicant CA Dryer | Electrical and Electronic Equip. | Existing
176 | IelNgsd108 | 33235.2382 | 7340.0349 | 0 | 0 | 40575.2731 | 44974.3125 | 44974.3125 | 18458.4062 | 63432.7188 | 63432.7188 | 0.63966 | 0.63966 | 2431.0096 | 2431.0096 | 16.6907 | 72644.3257 | 0.15326 | -1310.3165 | Dew Point Sensor Control for Dessicant CA Dryer | Electrical and Electronic Equip. | New
177 | IluEgsd108 | 33235.2382 | 7340.0349 | 0 | 0 | 40575.2731 | 44974.3125 | 44974.3125 | 18458.4062 | 63432.7188 | 63432.7188 | 0.63966 | 0.63966 | 2528.2499 | 2528.2499 | 16.0488 | 72644.3257 | 0.1594 | -1306.3526 | Dew Point Sensor Control for Dessicant CA Dryer | Lumber/Furniture/Pulp/Paper | Existing
178 | IluNgsd108 | 33235.2382 | 7340.0349 | 0 | 0 | 40575.2731 | 44974.3125 | 44974.3125 | 18458.4062 | 63432.7188 | 63432.7188 | 0.63966 | 0.63966 | 2528.2499 | 2528.2499 | 16.0488 | 72644.3257 | 0.1594 | -1306.3526 | Dew Point Sensor Control for Dessicant CA Dryer | Lumber/Furniture/Pulp/Paper | New
179 | ImeEgsd108 | 33235.2382 | 7340.0349 | 0 | 0 | 40575.2731 | 44974.3125 | 44974.3125 | 18458.4062 | 63432.7188 | 63432.7188 | 0.63966 | 0.63966 | 2431.0096 | 2431.0096 | 16.6907 | 72644.3257 | 0.15326 | -1310.3165 | Dew Point Sensor Control for Dessicant CA Dryer | Metal Products and Machinery | Existing
180 | ImeNgsd108 | 33235.2382 | 7340.0349 | 0 | 0 | 40575.2731 | 44974.3125 | 44974.3125 | 18458.4062 | 63432.7188 | 63432.7188 | 0.63966 | 0.63966 | 2431.0096 | 2431.0096 | 16.6907 | 72644.3257 | 0.15326 | -1310.3165 | Dew Point Sensor Control for Dessicant CA Dryer | Metal Products and Machinery | New
181 | ImiEgsd108 | 33235.2382 | 7340.0349 | 0 | 0 | 40575.2731 | 44974.3125 | 44974.3125 | 18458.4062 | 63432.7188 | 63432.7188 | 0.63966 | 0.63966 | 2468.9941 | 2468.9941 | 16.4339 | 72644.3257 | 0.15566 | -1308.7681 | Dew Point Sensor Control for Dessicant CA Dryer | Miscellaneous Manufacturing | Existing
182 | ImiNgsd108 | 33235.2382 | 7340.0349 | 0 | 0 | 40575.2731 | 44974.3125 | 44974.3125 | 18458.4062 | 63432.7188 | 63432.7188 | 0.63966 | 0.63966 | 2468.9941 | 2468.9941 | 16.4339 | 72644.3257 | 0.15566 | -1308.7681 | Dew Point Sensor Control for Dessicant CA Dryer | Miscellaneous Manufacturing | New
183 | IprEgsd108 | 33235.2382 | 7340.0349 | 0 | 0 | 40575.2731 | 44974.3125 | 44974.3125 | 18458.4062 | 63432.7188 | 63432.7188 | 0.63966 | 0.63966 | 2431.0096 | 2431.0096 | 16.6907 | 72644.3257 | 0.15326 | -1310.3165 | Dew Point Sensor Control for Dessicant CA Dryer | Primary Resources Industries | Existing
184 | IprNgsd108 | 33235.2382 | 7340.0349 | 0 | 0 | 40575.2731 | 44974.3125 | 44974.3125 | 18458.4062 | 63432.7188 | 63432.7188 | 0.63966 | 0.63966 | 2431.0096 | 2431.0096 | 16.6907 | 72644.3257 | 0.15326 | -1310.3165 | Dew Point Sensor Control for Dessicant CA Dryer | Primary Resources Industries | New
185 | IstEgsd108 | 33235.2382 | 7340.0349 | 0 | 0 | 40575.2731 | 44974.3125 | 44974.3125 | 18458.4062 | 63432.7188 | 63432.7188 | 0.63966 | 0.63966 | 2431.0096 | 2431.0096 | 16.6907 | 72644.3257 | 0.15326 | -1310.3165 | Dew Point Sensor Control for Dessicant CA Dryer | Stone/Clay/Glass/Concrete | Existing
186 | IstNgsd108 | 33235.2382 | 7340.0349 | 0 | 0 | 40575.2731 | 44974.3125 | 44974.3125 | 18458.4062 | 63432.7188 | 63432.7188 | 0.63966 | 0.63966 | 2431.0096 | 2431.0096 | 16.6907 | 72644.3257 | 0.15326 | -1310.3165 | Dew Point Sensor Control for Dessicant CA Dryer | Stone/Clay/Glass/Concrete | New
187 | IteEgsd108 | 33235.2382 | 7340.0349 | 0 | 0 | 40575.2731 | 44974.3125 | 44974.3125 | 18458.4062 | 63432.7188 | 63432.7188 | 0.63966 | 0.63966 | 2431.0096 | 2431.0096 | 16.6907 | 72644.3257 | 0.15326 | -1310.3165 | Dew Point Sensor Control for Dessicant CA Dryer | Textiles and Leather | Existing
188 | IteNgsd108 | 33235.2382 | 7340.0349 | 0 | 0 | 40575.2731 | 44974.3125 | 44974.3125 | 18458.4062 | 63432.7188 | 63432.7188 | 0.63966 | 0.63966 | 2431.0096 | 2431.0096 | 16.6907 | 72644.3257 | 0.15326 | -1310.3165 | Dew Point Sensor Control for Dessicant CA Dryer | Textiles and Leather | New
189 | ItrEgsd108 | 33235.2382 | 7340.0349 | 0 | 0 | 40575.2731 | 44974.3125 | 44974.3125 | 18458.4062 | 63432.7188 | 63432.7188 | 0.63966 | 0.63966 | 2508.1845 | 2508.1845 | 16.1771 | 72644.3257 | 0.15813 | -1307.1706 | Dew Point Sensor Control for Dessicant CA Dryer | Transportation Equipment | Existing
190 | ItrNgsd108 | 33235.2382 | 7340.0349 | 0 | 0 | 40575.2731 | 44974.3125 | 44974.3125 | 18458.4062 | 63432.7188 | 63432.7188 | 0.63966 | 0.63966 | 2508.1845 | 2508.1845 | 16.1771 | 72644.3257 | 0.15813 | -1307.1706 | Dew Point Sensor Control for Dessicant CA Dryer | Transportation Equipment | New
191 | IwaEgsd108 | 33164.3952 | 7334.8229 | 0 | 0 | 40499.2181 | 44867.3405 | 44867.3405 | 18458.4062 | 63325.7468 | 63325.7468 | 0.63954 | 0.63954 | 2425.2273 | 2425.2273 | 16.6991 | 72515.4437 | 0.15317 | -1308.003 | Dew Point Sensor Control for Dessicant CA Dryer | Water and Wastewater | Existing
192 | IwaNgsd108 | 33164.3952 | 7334.8229 | 0 | 0 | 40499.2181 | 44867.3405 | 44867.3405 | 18458.4062 | 63325.7468 | 63325.7468 | 0.63954 | 0.63954 | 2425.2273 | 2425.2273 | 16.6991 | 72515.4437 | 0.15317 | -1308.003 | Dew Point Sensor Control for Dessicant CA Dryer | Water and Wastewater | New
193 | IagEgsd109 | 33235.2382 | 7340.0349 | 0 | 0 | 40575.2731 | 44974.3125 | 44974.3125 | 18458.4062 | 63432.7188 | 63432.7188 | 0.63966 | 0.63966 | 58333.7985 | 58333.7985 | 0.69557 | 72644.3257 | 2.3315 | 98.0951 | Air Compressor Optimization | Agriculture and Assembly | Existing
194 | IagNgsd109 | 33235.2382 | 7340.0349 | 0 | 0 | 40575.2731 | 44974.3125 | 44974.3125 | 18458.4062 | 63432.7188 | 63432.7188 | 0.63966 | 0.63966 | 58333.7985 | 58333.7985 | 0.69557 | 72644.3257 | 2.3315 | 98.0951 | Air Compressor Optimization | Agriculture and Assembly | New
195 | IchEgsd109 | 33235.2382 | 7340.0349 | 0 | 0 | 40575.2731 | 44974.3125 | 44974.3125 | 18458.4062 | 63432.7188 | 63432.7188 | 0.63966 | 0.63966 | 58333.7985 | 58333.7985 | 0.69557 | 72644.3257 | 2.3315 | 98.0951 | Air Compressor Optimization | Chemicals and Plastics | Existing
196 | IchNgsd109 | 33235.2382 | 7340.0349 | 0 | 0 | 40575.2731 | 44974.3125 | 44974.3125 | 18458.4062 | 63432.7188 | 63432.7188 | 0.63966 | 0.63966 | 58333.7985 | 58333.7985 | 0.69557 | 72644.3257 | 2.3315 | 98.0951 | Air Compressor Optimization | Chemicals and Plastics | New
197 | IcoEgsd109 | 33235.2382 | 7340.0349 | 0 | 0 | 40575.2731 | 44974.3125 | 44974.3125 | 18458.4062 | 63432.7188 | 63432.7188 | 0.63966 | 0.63966 | 58333.7985 | 58333.7985 | 0.69557 | 72644.3257 | 2.3315 | 98.0951 | Air Compressor Optimization | Construction | Existing
198 | IcoNgsd109 | 33235.2382 | 7340.0349 | 0 | 0 | 40575.2731 | 44974.3125 | 44974.3125 | 18458.4062 | 63432.7188 | 63432.7188 | 0.63966 | 0.63966 | 58333.7985 | 58333.7985 | 0.69557 | 72644.3257 | 2.3315 | 98.0951 | Air Compressor Optimization | Construction | New
199 | IelEgsd109 | 33235.2382 | 7340.0349 | 0 | 0 | 40575.2731 | 44974.3125 | 44974.3125 | 18458.4062 | 63432.7188 | 63432.7188 | 0.63966 | 0.63966 | 58333.7985 | 58333.7985 | 0.69557 | 72644.3257 | 2.3315 | 98.0951 | Air Compressor Optimization | Electrical and Electronic Equip. | Existing
200 | IelNgsd109 | 33235.2382 | 7340.0349 | 0 | 0 | 40575.2731 | 44974.3125 | 44974.3125 | 18458.4062 | 63432.7188 | 63432.7188 | 0.63966 | 0.63966 | 58333.7985 | 58333.7985 | 0.69557 | 72644.3257 | 2.3315 | 98.0951 | Air Compressor Optimization | Electrical and Electronic Equip. | New
201 | IluEgsd109 | 33235.2382 | 7340.0349 | 0 | 0 | 40575.2731 | 44974.3125 | 44974.3125 | 18458.4062 | 63432.7188 | 63432.7188 | 0.63966 | 0.63966 | 60660.4683 | 60660.4683 | 0.66889 | 72644.3257 | 2.4245 | 158.2228 | Air Compressor Optimization | Lumber/Furniture/Pulp/Paper | Existing
202 | IluNgsd109 | 33235.2382 | 7340.0349 | 0 | 0 | 40575.2731 | 44974.3125 | 44974.3125 | 18458.4062 | 63432.7188 | 63432.7188 | 0.63966 | 0.63966 | 60660.4683 | 60660.4683 | 0.66889 | 72644.3257 | 2.4245 | 158.2228 | Air Compressor Optimization | Lumber/Furniture/Pulp/Paper | New
203 | ImeEgsd109 | 33235.2382 | 7340.0349 | 0 | 0 | 40575.2731 | 44974.3125 | 44974.3125 | 18458.4062 | 63432.7188 | 63432.7188 | 0.63966 | 0.63966 | 58333.7985 | 58333.7985 | 0.69557 | 72644.3257 | 2.3315 | 98.0951 | Air Compressor Optimization | Metal Products and Machinery | Existing
204 | ImeNgsd109 | 33235.2382 | 7340.0349 | 0 | 0 | 40575.2731 | 44974.3125 | 44974.3125 | 18458.4062 | 63432.7188 | 63432.7188 | 0.63966 | 0.63966 | 58333.7985 | 58333.7985 | 0.69557 | 72644.3257 | 2.3315 | 98.0951 | Air Compressor Optimization | Metal Products and Machinery | New
205 | ImiEgsd109 | 33235.2382 | 7340.0349 | 0 | 0 | 40575.2731 | 44974.3125 | 44974.3125 | 18458.4062 | 63432.7188 | 63432.7188 | 0.63966 | 0.63966 | 59245.2962 | 59245.2962 | 0.68487 | 72644.3257 | 2.368 | 121.6508 | Air Compressor Optimization | Miscellaneous Manufacturing | Existing
206 | ImiNgsd109 | 33235.2382 | 7340.0349 | 0 | 0 | 40575.2731 | 44974.3125 | 44974.3125 | 18458.4062 | 63432.7188 | 63432.7188 | 0.63966 | 0.63966 | 59245.2962 | 59245.2962 | 0.68487 | 72644.3257 | 2.368 | 121.6508 | Air Compressor Optimization | Miscellaneous Manufacturing | New
207 | IprEgsd109 | 33235.2382 | 7340.0349 | 0 | 0 | 40575.2731 | 44974.3125 | 44974.3125 | 18458.4062 | 63432.7188 | 63432.7188 | 0.63966 | 0.63966 | 58333.7985 | 58333.7985 | 0.69557 | 72644.3257 | 2.3315 | 98.0951 | Air Compressor Optimization | Primary Resources Industries | Existing
208 | IprNgsd109 | 33235.2382 | 7340.0349 | 0 | 0 | 40575.2731 | 44974.3125 | 44974.3125 | 18458.4062 | 63432.7188 | 63432.7188 | 0.63966 | 0.63966 | 58333.7985 | 58333.7985 | 0.69557 | 72644.3257 | 2.3315 | 98.0951 | Air Compressor Optimization | Primary Resources Industries | New
209 | IstEgsd109 | 33235.2382 | 7340.0349 | 0 | 0 | 40575.2731 | 44974.3125 | 44974.3125 | 18458.4062 | 63432.7188 | 63432.7188 | 0.63966 | 0.63966 | 58333.7985 | 58333.7985 | 0.69557 | 72644.3257 | 2.3315 | 98.0951 | Air Compressor Optimization | Stone/Clay/Glass/Concrete | Existing
210 | IstNgsd109 | 33235.2382 | 7340.0349 | 0 | 0 | 40575.2731 | 44974.3125 | 44974.3125 | 18458.4062 | 63432.7188 | 63432.7188 | 0.63966 | 0.63966 | 58333.7985 | 58333.7985 | 0.69557 | 72644.3257 | 2.3315 | 98.0951 | Air Compressor Optimization | Stone/Clay/Glass/Concrete | New
211 | IteEgsd109 | 33235.2382 | 7340.0349 | 0 | 0 | 40575.2731 | 44974.3125 | 44974.3125 | 18458.4062 | 63432.7188 | 63432.7188 | 0.63966 | 0.63966 | 58333.7985 | 58333.7985 | 0.69557 | 72644.3257 | 2.3315 | 98.0951 | Air Compressor Optimization | Textiles and Leather | Existing
212 | IteNgsd109 | 33235.2382 | 7340.0349 | 0 | 0 | 40575.2731 | 44974.3125 | 44974.3125 | 18458.4062 | 63432.7188 | 63432.7188 | 0.63966 | 0.63966 | 58333.7985 | 58333.7985 | 0.69557 | 72644.3257 | 2.3315 | 98.0951 | Air Compressor Optimization | Textiles and Leather | New
213 | ItrEgsd109 | 33235.2382 | 7340.0349 | 0 | 0 | 40575.2731 | 44974.3125 | 44974.3125 | 18458.4062 | 63432.7188 | 63432.7188 | 0.63966 | 0.63966 | 60185.6456 | 60185.6456 | 0.67417 | 72644.3257 | 2.4055 | 145.9521 | Air Compressor Optimization | Transportation Equipment | Existing
214 | ItrNgsd109 | 33235.2382 | 7340.0349 | 0 | 0 | 40575.2731 | 44974.3125 | 44974.3125 | 18458.4062 | 63432.7188 | 63432.7188 | 0.63966 | 0.63966 | 60185.6456 | 60185.6456 | 0.67417 | 72644.3257 | 2.4055 | 145.9521 | Air Compressor Optimization | Transportation Equipment | New
215 | IwaEgsd109 | 33164.3952 | 7334.8229 | 0 | 0 | 40499.2181 | 44867.3405 | 44867.3405 | 18458.4062 | 63325.7468 | 63325.7468 | 0.63954 | 0.63954 | 58195.0483 | 58195.0483 | 0.69592 | 72515.4437 | 2.3301 | 97.0587 | Air Compressor Optimization | Water and Wastewater | Existing
216 | IwaNgsd109 | 33164.3952 | 7334.8229 | 0 | 0 | 40499.2181 | 44867.3405 | 44867.3405 | 18458.4062 | 63325.7468 | 63325.7468 | 0.63954 | 0.63954 | 58195.0483 | 58195.0483 | 0.69592 | 72515.4437 | 2.3301 | 97.0587 | Air Compressor Optimization | Water and Wastewater | New
217 | IagEgsd201 | 33234.5575 | 7339.4894 | 0 | 0 | 40574.0469 | 44974.3125 | 44974.3125 | 19151.6328 | 64125.9454 | 64125.9454 | 0.63272 | 0.63272 | 107674.6607 | 107674.6607 | 0.37682 | 73337.551 | 18.7129 | 10796.6132 | Energy Star windows | Agriculture and Assembly | Existing
218 | IagNgsd201 | 33234.5575 | 7339.4894 | 0 | 0 | 40574.0469 | 44974.3125 | 44974.3125 | 19151.6328 | 64125.9454 | 64125.9454 | 0.63272 | 0.63272 | 107674.6607 | 107674.6607 | 0.37682 | 73337.551 | 18.7129 | 10796.6132 | Energy Star windows | Agriculture and Assembly | New
219 | IchEgsd201 | 33234.5575 | 7339.4894 | 0 | 0 | 40574.0469 | 44974.3125 | 44974.3125 | 19151.6328 | 64125.9454 | 64125.9454 | 0.63272 | 0.63272 | 67569.5574 | 67569.5574 | 0.60048 | 73337.551 | 11.743 | 6245.5649 | Energy Star windows | Chemicals and Plastics | Existing
220 | IchNgsd201 | 33234.5575 | 7339.4894 | 0 | 0 | 40574.0469 | 44974.3125 | 44974.3125 | 19151.6328 | 64125.9454 | 64125.9454 | 0.63272 | 0.63272 | 67569.5574 | 67569.5574 | 0.60048 | 73337.551 | 11.743 | 6245.5649 | Energy Star windows | Chemicals and Plastics | New
221 | IcoEgsd201 | 33234.5575 | 7339.4894 | 0 | 0 | 40574.0469 | 44974.3125 | 44974.3125 | 19151.6328 | 64125.9454 | 64125.9454 | 0.63272 | 0.63272 | 109159.8996 | 109159.8996 | 0.37169 | 73337.551 | 18.971 | 10965.1555 | Energy Star windows | Construction | Existing
222 | IcoNgsd201 | 33234.5575 | 7339.4894 | 0 | 0 | 40574.0469 | 44974.3125 | 44974.3125 | 19151.6328 | 64125.9454 | 64125.9454 | 0.63272 | 0.63272 | 109159.8996 | 109159.8996 | 0.37169 | 73337.551 | 18.971 | 10965.1555 | Energy Star windows | Construction | New
223 | IelEgsd201 | 33234.5575 | 7339.4894 | 0 | 0 | 40574.0469 | 44974.3125 | 44974.3125 | 19151.6328 | 64125.9454 | 64125.9454 | 0.63272 | 0.63272 | 60240.4142 | 60240.4142 | 0.67354 | 73337.551 | 10.4692 | 5413.8681 | Energy Star windows | Electrical and Electronic Equip. | Existing
224 | IelNgsd201 | 33234.5575 | 7339.4894 | 0 | 0 | 40574.0469 | 44974.3125 | 44974.3125 | 19151.6328 | 64125.9454 | 64125.9454 | 0.63272 | 0.63272 | 60240.4142 | 60240.4142 | 0.67354 | 73337.551 | 10.4692 | 5413.8681 | Energy Star windows | Electrical and Electronic Equip. | New
225 | IluEgsd201 | 33234.5575 | 7339.4894 | 0 | 0 | 40574.0469 | 44974.3125 | 44974.3125 | 19151.6328 | 64125.9454 | 64125.9454 | 0.63272 | 0.63272 | 200356.6417 | 200356.6417 | 0.20251 | 73337.551 | 34.8202 | 21313.9822 | Energy Star windows | Lumber/Furniture/Pulp/Paper | Existing
226 | IluNgsd201 | 33234.5575 | 7339.4894 | 0 | 0 | 40574.0469 | 44974.3125 | 44974.3125 | 19151.6328 | 64125.9454 | 64125.9454 | 0.63272 | 0.63272 | 200356.6417 | 200356.6417 | 0.20251 | 73337.551 | 34.8202 | 21313.9822 | Energy Star windows | Lumber/Furniture/Pulp/Paper | New
227 | ImeEgsd201 | 33234.5575 | 7339.4894 | 0 | 0 | 40574.0469 | 44974.3125 | 44974.3125 | 19151.6328 | 64125.9454 | 64125.9454 | 0.63272 | 0.63272 | 186763.066 | 186763.066 | 0.21725 | 73337.551 | 32.4577 | 19771.4107 | Energy Star windows | Metal Products and Machinery | Existing
228 | ImeNgsd201 | 33234.5575 | 7339.4894 | 0 | 0 | 40574.0469 | 44974.3125 | 44974.3125 | 19151.6328 | 64125.9454 | 64125.9454 | 0.63272 | 0.63272 | 186763.066 | 186763.066 | 0.21725 | 73337.551 | 32.4577 | 19771.4107 | Energy Star windows | Metal Products and Machinery | New
229 | ImiEgsd201 | 33234.5575 | 7339.4894 | 0 | 0 | 40574.0469 | 44974.3125 | 44974.3125 | 19151.6328 | 64125.9454 | 64125.9454 | 0.63272 | 0.63272 | 109159.8996 | 109159.8996 | 0.37169 | 73337.551 | 18.971 | 10965.1555 | Energy Star windows | Miscellaneous Manufacturing | Existing
230 | ImiNgsd201 | 33234.5575 | 7339.4894 | 0 | 0 | 40574.0469 | 44974.3125 | 44974.3125 | 19151.6328 | 64125.9454 | 64125.9454 | 0.63272 | 0.63272 | 109159.8996 | 109159.8996 | 0.37169 | 73337.551 | 18.971 | 10965.1555 | Energy Star windows | Miscellaneous Manufacturing | New
231 | IprEgsd201 | 33234.5575 | 7339.4894 | 0 | 0 | 40574.0469 | 44974.3125 | 44974.3125 | 19151.6328 | 64125.9454 | 64125.9454 | 0.63272 | 0.63272 | 95494.2508 | 95494.2508 | 0.42488 | 73337.551 | 16.596 | 9414.4038 | Energy Star windows | Primary Resources Industries | Existing
232 | IprNgsd201 | 33234.5575 | 7339.4894 | 0 | 0 | 40574.0469 | 44974.3125 | 44974.3125 | 19151.6328 | 64125.9454 | 64125.9454 | 0.63272 | 0.63272 | 95494.2508 | 95494.2508 | 0.42488 | 73337.551 | 16.596 | 9414.4038 | Energy Star windows | Primary Resources Industries | New
233 | IstEgsd201 | 33234.5575 | 7339.4894 | 0 | 0 | 40574.0469 | 44974.3125 | 44974.3125 | 19151.6328 | 64125.9454 | 64125.9454 | 0.63272 | 0.63272 | 124877.1913 | 124877.1913 | 0.32491 | 73337.551 | 21.7025 | 12748.7227 | Energy Star windows | Stone/Clay/Glass/Concrete | Existing
234 | IstNgsd201 | 33234.5575 | 7339.4894 | 0 | 0 | 40574.0469 | 44974.3125 | 44974.3125 | 19151.6328 | 64125.9454 | 64125.9454 | 0.63272 | 0.63272 | 124877.1913 | 124877.1913 | 0.32491 | 73337.551 | 21.7025 | 12748.7227 | Energy Star windows | Stone/Clay/Glass/Concrete | New
235 | IteEgsd201 | 33234.5575 | 7339.4894 | 0 | 0 | 40574.0469 | 44974.3125 | 44974.3125 | 19151.6328 | 64125.9454 | 64125.9454 | 0.63272 | 0.63272 | 82011.2331 | 82011.2331 | 0.49474 | 73337.551 | 14.2528 | 7884.3775 | Energy Star windows | Textiles and Leather | Existing
236 | IteNgsd201 | 33234.5575 | 7339.4894 | 0 | 0 | 40574.0469 | 44974.3125 | 44974.3125 | 19151.6328 | 64125.9454 | 64125.9454 | 0.63272 | 0.63272 | 82011.2331 | 82011.2331 | 0.49474 | 73337.551 | 14.2528 | 7884.3775 | Energy Star windows | Textiles and Leather | New
237 | ItrEgsd201 | 33234.5575 | 7339.4894 | 0 | 0 | 40574.0469 | 44974.3125 | 44974.3125 | 19151.6328 | 64125.9454 | 64125.9454 | 0.63272 | 0.63272 | 75732.8809 | 75732.8809 | 0.53575 | 73337.551 | 13.1617 | 7171.9229 | Energy Star windows | Transportation Equipment | Existing
238 | ItrNgsd201 | 33234.5575 | 7339.4894 | 0 | 0 | 40574.0469 | 44974.3125 | 44974.3125 | 19151.6328 | 64125.9454 | 64125.9454 | 0.63272 | 0.63272 | 75732.8809 | 75732.8809 | 0.53575 | 73337.551 | 13.1617 | 7171.9229 | Energy Star windows | Transportation Equipment | New
239 | IwaEgsd201 | 33234.5575 | 7339.4894 | 0 | 0 | 40574.0469 | 44974.3125 | 44974.3125 | 19151.6328 | 64125.9454 | 64125.9454 | 0.63272 | 0.63272 | 8500.6308 | 8500.6308 | 4.7731 | 73337.551 | 1.4773 | -457.4609 | Energy Star windows | Water and Wastewater | Existing
240 | IwaNgsd201 | 33234.5575 | 7339.4894 | 0 | 0 | 40574.0469 | 44974.3125 | 44974.3125 | 19151.6328 | 64125.9454 | 64125.9454 | 0.63272 | 0.63272 | 8500.6308 | 8500.6308 | 4.7731 | 73337.551 | 1.4773 | -457.4609 | Energy Star windows | Water and Wastewater | New
241 | IagEgsd202 | 33234.5575 | 7339.4894 | 0 | 0 | 40574.0469 | 44974.3125 | 44974.3125 | 19151.6328 | 64125.9454 | 64125.9454 | 0.63272 | 0.63272 | 39959.2575 | 39959.2575 | 1.0154 | 73337.551 | 6.9446 | 3112.4024 | Industrial Duct Sealing | Agriculture and Assembly | Existing
242 | IagNgsd202 | 33234.5575 | 7339.4894 | 0 | 0 | 40574.0469 | 44974.3125 | 44974.3125 | 19151.6328 | 64125.9454 | 64125.9454 | 0.63272 | 0.63272 | 39959.2575 | 39959.2575 | 1.0154 | 73337.551 | 6.9446 | 3112.4024 | Industrial Duct Sealing | Agriculture and Assembly | New
243 | IchEgsd202 | 33234.5575 | 7339.4894 | 0 | 0 | 40574.0469 | 44974.3125 | 44974.3125 | 19151.6328 | 64125.9454 | 64125.9454 | 0.63272 | 0.63272 | 25075.8212 | 25075.8212 | 1.6181 | 73337.551 | 4.358 | 1423.4593 | Industrial Duct Sealing | Chemicals and Plastics | Existing
244 | IchNgsd202 | 33234.5575 | 7339.4894 | 0 | 0 | 40574.0469 | 44974.3125 | 44974.3125 | 19151.6328 | 64125.9454 | 64125.9454 | 0.63272 | 0.63272 | 25075.8212 | 25075.8212 | 1.6181 | 73337.551 | 4.358 | 1423.4593 | Industrial Duct Sealing | Chemicals and Plastics | New
245 | IcoEgsd202 | 33234.5575 | 7339.4894 | 0 | 0 | 40574.0469 | 44974.3125 | 44974.3125 | 19151.6328 | 64125.9454 | 64125.9454 | 0.63272 | 0.63272 | 40510.425 | 40510.425 | 1.0016 | 73337.551 | 7.0403 | 3174.9478 | Industrial Duct Sealing | Construction | Existing
246 | IcoNgsd202 | 33234.5575 | 7339.4894 | 0 | 0 | 40574.0469 | 44974.3125 | 44974.3125 | 19151.6328 | 64125.9454 | 64125.9454 | 0.63272 | 0.63272 | 40510.425 | 40510.425 | 1.0016 | 73337.551 | 7.0403 | 3174.9478 | Industrial Duct Sealing | Construction | New
247 | IelEgsd202 | 33234.5575 | 7339.4894 | 0 | 0 | 40574.0469 | 44974.3125 | 44974.3125 | 19151.6328 | 64125.9454 | 64125.9454 | 0.63272 | 0.63272 | 22355.8931 | 22355.8931 | 1.8149 | 73337.551 | 3.8853 | 1114.8071 | Industrial Duct Sealing | Electrical and Electronic Equip. | Existing
248 | IelNgsd202 | 33234.5575 | 7339.4894 | 0 | 0 | 40574.0469 | 44974.3125 | 44974.3125 | 19151.6328 | 64125.9454 | 64125.9454 | 0.63272 | 0.63272 | 22355.8931 | 22355.8931 | 1.8149 | 73337.551 | 3.8853 | 1114.8071 | Industrial Duct Sealing | Electrical and Electronic Equip. | New
249 | IluEgsd202 | 33234.5575 | 7339.4894 | 0 | 0 | 40574.0469 | 44974.3125 | 44974.3125 | 19151.6328 | 64125.9454 | 64125.9454 | 0.63272 | 0.63272 | 74354.5769 | 74354.5769 | 0.54568 | 73337.551 | 12.9222 | 7015.5153 | Industrial Duct Sealing | Lumber/Furniture/Pulp/Paper | Existing
250 | IluNgsd202 | 33234.5575 | 7339.4894 | 0 | 0 | 40574.0469 | 44974.3125 | 44974.3125 | 19151.6328 | 64125.9454 | 64125.9454 | 0.63272 | 0.63272 | 74354.5769 | 74354.5769 | 0.54568 | 73337.551 | 12.9222 | 7015.5153 | Industrial Duct Sealing | Lumber/Furniture/Pulp/Paper | New
251 | ImeEgsd202 | 33234.5575 | 7339.4894 | 0 | 0 | 40574.0469 | 44974.3125 | 44974.3125 | 19151.6328 | 64125.9454 | 64125.9454 | 0.63272 | 0.63272 | 69309.8575 | 69309.8575 | 0.5854 | 73337.551 | 12.0454 | 6443.0509 | Industrial Duct Sealing | Metal Products and Machinery | Existing
252 | ImeNgsd202 | 33234.5575 | 7339.4894 | 0 | 0 | 40574.0469 | 44974.3125 | 44974.3125 | 19151.6328 | 64125.9454 | 64125.9454 | 0.63272 | 0.63272 | 69309.8575 | 69309.8575 | 0.5854 | 73337.551 | 12.0454 | 6443.0509 | Industrial Duct Sealing | Metal Products and Machinery | New
253 | ImiEgsd202 | 33234.5575 | 7339.4894 | 0 | 0 | 40574.0469 | 44974.3125 | 44974.3125 | 19151.6328 | 64125.9454 | 64125.9454 | 0.63272 | 0.63272 | 40510.425 | 40510.425 | 1.0016 | 73337.551 | 7.0403 | 3174.9478 | Industrial Duct Sealing | Miscellaneous Manufacturing | Existing
254 | ImiNgsd202 | 33234.5575 | 7339.4894 | 0 | 0 | 40574.0469 | 44974.3125 | 44974.3125 | 19151.6328 | 64125.9454 | 64125.9454 | 0.63272 | 0.63272 | 40510.425 | 40510.425 | 1.0016 | 73337.551 | 7.0403 | 3174.9478 | Industrial Duct Sealing | Miscellaneous Manufacturing | New
255 | IprEgsd202 | 33234.5575 | 7339.4894 | 0 | 0 | 40574.0469 | 44974.3125 | 44974.3125 | 19151.6328 | 64125.9454 | 64125.9454 | 0.63272 | 0.63272 | 35438.9806 | 35438.9806 | 1.1449 | 73337.551 | 6.159 | 2599.4501 | Industrial Duct Sealing | Primary Resources Industries | Existing
256 | IprNgsd202 | 33234.5575 | 7339.4894 | 0 | 0 | 40574.0469 | 44974.3125 | 44974.3125 | 19151.6328 | 64125.9454 | 64125.9454 | 0.63272 | 0.63272 | 35438.9806 | 35438.9806 | 1.1449 | 73337.551 | 6.159 | 2599.4501 | Industrial Duct Sealing | Primary Resources Industries | New
257 | IstEgsd202 | 33234.5575 | 7339.4894 | 0 | 0 | 40574.0469 | 44974.3125 | 44974.3125 | 19151.6328 | 64125.9454 | 64125.9454 | 0.63272 | 0.63272 | 46343.2796 | 46343.2796 | 0.87551 | 73337.551 | 8.054 | 3836.8487 | Industrial Duct Sealing | Stone/Clay/Glass/Concrete | Existing
258 | IstNgsd202 | 33234.5575 | 7339.4894 | 0 | 0 | 40574.0469 | 44974.3125 | 44974.3125 | 19151.6328 | 64125.9454 | 64125.9454 | 0.63272 | 0.63272 | 46343.2796 | 46343.2796 | 0.87551 | 73337.551 | 8.054 | 3836.8487 | Industrial Duct Sealing | Stone/Clay/Glass/Concrete | New
259 | IteEgsd202 | 33234.5575 | 7339.4894 | 0 | 0 | 40574.0469 | 44974.3125 | 44974.3125 | 19151.6328 | 64125.9454 | 64125.9454 | 0.63272 | 0.63272 | 30435.2891 | 30435.2891 | 1.3331 | 73337.551 | 5.2894 | 2031.641 | Industrial Duct Sealing | Textiles and Leather | Existing
260 | IteNgsd202 | 33234.5575 | 7339.4894 | 0 | 0 | 40574.0469 | 44974.3125 | 44974.3125 | 19151.6328 | 64125.9454 | 64125.9454 | 0.63272 | 0.63272 | 30435.2891 | 30435.2891 | 1.3331 | 73337.551 | 5.2894 | 2031.641 | Industrial Duct Sealing | Textiles and Leather | New
261 | ItrEgsd202 | 33234.5575 | 7339.4894 | 0 | 0 | 40574.0469 | 44974.3125 | 44974.3125 | 19151.6328 | 64125.9454 | 64125.9454 | 0.63272 | 0.63272 | 28105.3172 | 28105.3172 | 1.4436 | 73337.551 | 4.8844 | 1767.2404 | Industrial Duct Sealing | Transportation Equipment | Existing
262 | ItrNgsd202 | 33234.5575 | 7339.4894 | 0 | 0 | 40574.0469 | 44974.3125 | 44974.3125 | 19151.6328 | 64125.9454 | 64125.9454 | 0.63272 | 0.63272 | 28105.3172 | 28105.3172 | 1.4436 | 73337.551 | 4.8844 | 1767.2404 | Industrial Duct Sealing | Transportation Equipment | New
263 | IwaEgsd202 | 33234.5575 | 7339.4894 | 0 | 0 | 40574.0469 | 44974.3125 | 44974.3125 | 19151.6328 | 64125.9454 | 64125.9454 | 0.63272 | 0.63272 | 3154.6783 | 3154.6783 | 12.8615 | 73337.551 | 0.54825 | -1064.1091 | Industrial Duct Sealing | Water and Wastewater | Existing
264 | IwaNgsd202 | 33234.5575 | 7339.4894 | 0 | 0 | 40574.0469 | 44974.3125 | 44974.3125 | 19151.6328 | 64125.9454 | 64125.9454 | 0.63272 | 0.63272 | 3154.6783 | 3154.6783 | 12.8615 | 73337.551 | 0.54825 | -1064.1091 | Industrial Duct Sealing | Water and Wastewater | New
265 | IagEgsd203 | 33234.5575 | 7339.4894 | 0 | 0 | 40574.0469 | 44974.3125 | 44974.3125 | 19151.6328 | 64125.9454 | 64125.9454 | 0.63272 | 0.63272 | 303609.4805 | 303609.4805 | 0.13364 | 73337.551 | 44.2891 | 27496.7565 | Reflective Roof Treatment | Agriculture and Assembly | Existing
266 | IagNgsd203 | 33234.5575 | 7339.4894 | 0 | 0 | 40574.0469 | 44974.3125 | 44974.3125 | 19151.6328 | 64125.9454 | 64125.9454 | 0.63272 | 0.63272 | 303609.4805 | 303609.4805 | 0.13364 | 73337.551 | 44.2891 | 27496.7565 | Reflective Roof Treatment | Agriculture and Assembly | New
267 | IchEgsd203 | 33234.5575 | 7339.4894 | 0 | 0 | 40574.0469 | 44974.3125 | 44974.3125 | 19151.6328 | 64125.9454 | 64125.9454 | 0.63272 | 0.63272 | 459961.2522 | 459961.2522 | 0.088212 | 73337.551 | 67.0969 | 42389.2864 | Reflective Roof Treatment | Chemicals and Plastics | Existing
268 | IchNgsd203 | 33234.5575 | 7339.4894 | 0 | 0 | 40574.0469 | 44974.3125 | 44974.3125 | 19151.6328 | 64125.9454 | 64125.9454 | 0.63272 | 0.63272 | 459961.2522 | 459961.2522 | 0.088212 | 73337.551 | 67.0969 | 42389.2864 | Reflective Roof Treatment | Chemicals and Plastics | New
269 | IcoEgsd203 | 33234.5575 | 7339.4894 | 0 | 0 | 40574.0469 | 44974.3125 | 44974.3125 | 19151.6328 | 64125.9454 | 64125.9454 | 0.63272 | 0.63272 | 119963.2173 | 119963.2173 | 0.33822 | 73337.551 | 17.4996 | 10004.4199 | Reflective Roof Treatment | Construction | Existing
270 | IcoNgsd203 | 33234.5575 | 7339.4894 | 0 | 0 | 40574.0469 | 44974.3125 | 44974.3125 | 19151.6328 | 64125.9454 | 64125.9454 | 0.63272 | 0.63272 | 119963.2173 | 119963.2173 | 0.33822 | 73337.551 | 17.4996 | 10004.4199 | Reflective Roof Treatment | Construction | New
271 | IelEgsd203 | 33234.5575 | 7339.4894 | 0 | 0 | 40574.0469 | 44974.3125 | 44974.3125 | 19151.6328 | 64125.9454 | 64125.9454 | 0.63272 | 0.63272 | 321611.0087 | 321611.0087 | 0.12616 | 73337.551 | 46.915 | 29211.405 | Reflective Roof Treatment | Electrical and Electronic Equip. | Existing
272 | IelNgsd203 | 33234.5575 | 7339.4894 | 0 | 0 | 40574.0469 | 44974.3125 | 44974.3125 | 19151.6328 | 64125.9454 | 64125.9454 | 0.63272 | 0.63272 | 321611.0087 | 321611.0087 | 0.12616 | 73337.551 | 46.915 | 29211.405 | Reflective Roof Treatment | Electrical and Electronic Equip. | New
273 | IluEgsd203 | 33234.5575 | 7339.4894 | 0 | 0 | 40574.0469 | 44974.3125 | 44974.3125 | 19151.6328 | 64125.9454 | 64125.9454 | 0.63272 | 0.63272 | 634579.8075 | 634579.8075 | 0.063938 | 73337.551 | 92.5694 | 59021.7324 | Reflective Roof Treatment | Lumber/Furniture/Pulp/Paper | Existing
274 | IluNgsd203 | 33234.5575 | 7339.4894 | 0 | 0 | 40574.0469 | 44974.3125 | 44974.3125 | 19151.6328 | 64125.9454 | 64125.9454 | 0.63272 | 0.63272 | 634579.8075 | 634579.8075 | 0.063938 | 73337.551 | 92.5694 | 59021.7324 | Reflective Roof Treatment | Lumber/Furniture/Pulp/Paper | New
275 | ImeEgsd203 | 33234.5575 | 7339.4894 | 0 | 0 | 40574.0469 | 44974.3125 | 44974.3125 | 19151.6328 | 64125.9454 | 64125.9454 | 0.63272 | 0.63272 | 228830.4066 | 228830.4066 | 0.17731 | 73337.551 | 33.3806 | 20374.0362 | Reflective Roof Treatment | Metal Products and Machinery | Existing
276 | ImeNgsd203 | 33234.5575 | 7339.4894 | 0 | 0 | 40574.0469 | 44974.3125 | 44974.3125 | 19151.6328 | 64125.9454 | 64125.9454 | 0.63272 | 0.63272 | 228830.4066 | 228830.4066 | 0.17731 | 73337.551 | 33.3806 | 20374.0362 | Reflective Roof Treatment | Metal Products and Machinery | New
277 | ImiEgsd203 | 33234.5575 | 7339.4894 | 0 | 0 | 40574.0469 | 44974.3125 | 44974.3125 | 19151.6328 | 64125.9454 | 64125.9454 | 0.63272 | 0.63272 | 119963.2173 | 119963.2173 | 0.33822 | 73337.551 | 17.4996 | 10004.4199 | Reflective Roof Treatment | Miscellaneous Manufacturing | Existing
278 | ImiNgsd203 | 33234.5575 | 7339.4894 | 0 | 0 | 40574.0469 | 44974.3125 | 44974.3125 | 19151.6328 | 64125.9454 | 64125.9454 | 0.63272 | 0.63272 | 119963.2173 | 119963.2173 | 0.33822 | 73337.551 | 17.4996 | 10004.4199 | Reflective Roof Treatment | Miscellaneous Manufacturing | New
279 | IprEgsd203 | 33234.5575 | 7339.4894 | 0 | 0 | 40574.0469 | 44974.3125 | 44974.3125 | 19151.6328 | 64125.9454 | 64125.9454 | 0.63272 | 0.63272 | 839319.7034 | 839319.7034 | 0.048342 | 73337.551 | 122.4358 | 78523.2439 | Reflective Roof Treatment | Primary Resources Industries | Existing
280 | IprNgsd203 | 33234.5575 | 7339.4894 | 0 | 0 | 40574.0469 | 44974.3125 | 44974.3125 | 19151.6328 | 64125.9454 | 64125.9454 | 0.63272 | 0.63272 | 839319.7034 | 839319.7034 | 0.048342 | 73337.551 | 122.4358 | 78523.2439 | Reflective Roof Treatment | Primary Resources Industries | New
281 | IstEgsd203 | 33234.5575 | 7339.4894 | 0 | 0 | 40574.0469 | 44974.3125 | 44974.3125 | 19151.6328 | 64125.9454 | 64125.9454 | 0.63272 | 0.63272 | 206422.7793 | 206422.7793 | 0.19656 | 73337.551 | 30.1119 | 18239.7074 | Reflective Roof Treatment | Stone/Clay/Glass/Concrete | Existing
282 | IstNgsd203 | 33234.5575 | 7339.4894 | 0 | 0 | 40574.0469 | 44974.3125 | 44974.3125 | 19151.6328 | 64125.9454 | 64125.9454 | 0.63272 | 0.63272 | 206422.7793 | 206422.7793 | 0.19656 | 73337.551 | 30.1119 | 18239.7074 | Reflective Roof Treatment | Stone/Clay/Glass/Concrete | New
283 | IteEgsd203 | 33234.5575 | 7339.4894 | 0 | 0 | 40574.0469 | 44974.3125 | 44974.3125 | 19151.6328 | 64125.9454 | 64125.9454 | 0.63272 | 0.63272 | 241518.0903 | 241518.0903 | 0.168 | 73337.551 | 35.2315 | 21582.5417 | Reflective Roof Treatment | Textiles and Leather | Existing
284 | IteNgsd203 | 33234.5575 | 7339.4894 | 0 | 0 | 40574.0469 | 44974.3125 | 44974.3125 | 19151.6328 | 64125.9454 | 64125.9454 | 0.63272 | 0.63272 | 241518.0903 | 241518.0903 | 0.168 | 73337.551 | 35.2315 | 21582.5417 | Reflective Roof Treatment | Textiles and Leather | New
285 | ItrEgsd203 | 33234.5575 | 7339.4894 | 0 | 0 | 40574.0469 | 44974.3125 | 44974.3125 | 19151.6328 | 64125.9454 | 64125.9454 | 0.63272 | 0.63272 | 732015.1755 | 732015.1755 | 0.055428 | 73337.551 | 106.7828 | 68302.4699 | Reflective Roof Treatment | Transportation Equipment | Existing
286 | ItrNgsd203 | 33234.5575 | 7339.4894 | 0 | 0 | 40574.0469 | 44974.3125 | 44974.3125 | 19151.6328 | 64125.9454 | 64125.9454 | 0.63272 | 0.63272 | 732015.1755 | 732015.1755 | 0.055428 | 73337.551 | 106.7828 | 68302.4699 | Reflective Roof Treatment | Transportation Equipment | New
287 | IwaEgsd203 | 33234.5575 | 7339.4894 | 0 | 0 | 40574.0469 | 44974.3125 | 44974.3125 | 19151.6328 | 64125.9454 | 64125.9454 | 0.63272 | 0.63272 | 119963.2173 | 119963.2173 | 0.33822 | 73337.551 | 17.4996 | 10004.4199 | Reflective Roof Treatment | Water and Wastewater | Existing
288 | IwaNgsd203 | 33234.5575 | 7339.4894 | 0 | 0 | 40574.0469 | 44974.3125 | 44974.3125 | 19151.6328 | 64125.9454 | 64125.9454 | 0.63272 | 0.63272 | 119963.2173 | 119963.2173 | 0.33822 | 73337.551 | 17.4996 | 10004.4199 | Reflective Roof Treatment | Water and Wastewater | New
289 | IagEgsd204 | 33234.5575 | 7339.4894 | 0 | 0 | 40574.0469 | 44974.3125 | 44974.3125 | 19151.6328 | 64125.9454 | 64125.9454 | 0.63272 | 0.63272 | 345915.0528 | 345915.0528 | 0.11729 | 73337.551 | 73.1949 | 46371.0479 | Roof insulation | Agriculture and Assembly | Existing
290 | IagNgsd204 | 33234.5575 | 7339.4894 | 0 | 0 | 40574.0469 | 44974.3125 | 44974.3125 | 19151.6328 | 64125.9454 | 64125.9454 | 0.63272 | 0.63272 | 345915.0528 | 345915.0528 | 0.11729 | 73337.551 | 73.1949 | 46371.0479 | Roof insulation | Agriculture and Assembly | New
291 | IchEgsd204 | 33234.5575 | 7339.4894 | 0 | 0 | 40574.0469 | 44974.3125 | 44974.3125 | 19151.6328 | 64125.9454 | 64125.9454 | 0.63272 | 0.63272 | 345915.1942 | 345915.1942 | 0.11729 | 73337.551 | 73.1949 | 46371.0687 | Roof insulation | Chemicals and Plastics | Existing
292 | IchNgsd204 | 33234.5575 | 7339.4894 | 0 | 0 | 40574.0469 | 44974.3125 | 44974.3125 | 19151.6328 | 64125.9454 | 64125.9454 | 0.63272 | 0.63272 | 345915.1942 | 345915.1942 | 0.11729 | 73337.551 | 73.1949 | 46371.0687 | Roof insulation | Chemicals and Plastics | New
293 | IcoEgsd204 | 33234.5575 | 7339.4894 | 0 | 0 | 40574.0469 | 44974.3125 | 44974.3125 | 19151.6328 | 64125.9454 | 64125.9454 | 0.63272 | 0.63272 | 345915.3073 | 345915.3073 | 0.11729 | 73337.551 | 73.195 | 46371.084 | Roof insulation | Construction | Existing
294 | IcoNgsd204 | 33234.5575 | 7339.4894 | 0 | 0 | 40574.0469 | 44974.3125 | 44974.3125 | 19151.6328 | 64125.9454 | 64125.9454 | 0.63272 | 0.63272 | 345915.3073 | 345915.3073 | 0.11729 | 73337.551 | 73.195 | 46371.084 | Roof insulation | Construction | New
295 | IelEgsd204 | 33234.5575 | 7339.4894 | 0 | 0 | 40574.0469 | 44974.3125 | 44974.3125 | 19151.6328 | 64125.9454 | 64125.9454 | 0.63272 | 0.63272 | 345915.0811 | 345915.0811 | 0.11729 | 73337.551 | 73.1949 | 46371.0517 | Roof insulation | Electrical and Electronic Equip. | Existing
296 | IelNgsd204 | 33234.5575 | 7339.4894 | 0 | 0 | 40574.0469 | 44974.3125 | 44974.3125 | 19151.6328 | 64125.9454 | 64125.9454 | 0.63272 | 0.63272 | 345915.0811 | 345915.0811 | 0.11729 | 73337.551 | 73.1949 | 46371.0517 | Roof insulation | Electrical and Electronic Equip. | New
297 | IluEgsd204 | 33234.5575 | 7339.4894 | 0 | 0 | 40574.0469 | 44974.3125 | 44974.3125 | 19151.6328 | 64125.9454 | 64125.9454 | 0.63272 | 0.63272 | 345915.1377 | 345915.1377 | 0.11729 | 73337.551 | 73.1949 | 46371.0597 | Roof insulation | Lumber/Furniture/Pulp/Paper | Existing
298 | IluNgsd204 | 33234.5575 | 7339.4894 | 0 | 0 | 40574.0469 | 44974.3125 | 44974.3125 | 19151.6328 | 64125.9454 | 64125.9454 | 0.63272 | 0.63272 | 345915.1377 | 345915.1377 | 0.11729 | 73337.551 | 73.1949 | 46371.0597 | Roof insulation | Lumber/Furniture/Pulp/Paper | New
299 | ImeEgsd204 | 33234.5575 | 7339.4894 | 0 | 0 | 40574.0469 | 44974.3125 | 44974.3125 | 19151.6328 | 64125.9454 | 64125.9454 | 0.63272 | 0.63272 | 345915.1094 | 345915.1094 | 0.11729 | 73337.551 | 73.1949 | 46371.0556 | Roof insulation | Metal Products and Machinery | Existing
300 | ImeNgsd204 | 33234.5575 | 7339.4894 | 0 | 0 | 40574.0469 | 44974.3125 | 44974.3125 | 19151.6328 | 64125.9454 | 64125.9454 | 0.63272 | 0.63272 | 345915.1094 | 345915.1094 | 0.11729 | 73337.551 | 73.1949 | 46371.0556 | Roof insulation | Metal Products and Machinery | New
301 | ImiEgsd204 | 33234.5575 | 7339.4894 | 0 | 0 | 40574.0469 | 44974.3125 | 44974.3125 | 19151.6328 | 64125.9454 | 64125.9454 | 0.63272 | 0.63272 | 345915.3073 | 345915.3073 | 0.11729 | 73337.551 | 73.195 | 46371.084 | Roof insulation | Miscellaneous Manufacturing | Existing
302 | ImiNgsd204 | 33234.5575 | 7339.4894 | 0 | 0 | 40574.0469 | 44974.3125 | 44974.3125 | 19151.6328 | 64125.9454 | 64125.9454 | 0.63272 | 0.63272 | 345915.3073 | 345915.3073 | 0.11729 | 73337.551 | 73.195 | 46371.084 | Roof insulation | Miscellaneous Manufacturing | New
303 | IprEgsd204 | 33234.5575 | 7339.4894 | 0 | 0 | 40574.0469 | 44974.3125 | 44974.3125 | 19151.6328 | 64125.9454 | 64125.9454 | 0.63272 | 0.63272 | 345915.1377 | 345915.1377 | 0.11729 | 73337.551 | 73.1949 | 46371.0621 | Roof insulation | Primary Resources Industries | Existing
304 | IprNgsd204 | 33234.5575 | 7339.4894 | 0 | 0 | 40574.0469 | 44974.3125 | 44974.3125 | 19151.6328 | 64125.9454 | 64125.9454 | 0.63272 | 0.63272 | 345915.1377 | 345915.1377 | 0.11729 | 73337.551 | 73.1949 | 46371.0621 | Roof insulation | Primary Resources Industries | New
305 | IstEgsd204 | 33234.5575 | 7339.4894 | 0 | 0 | 40574.0469 | 44974.3125 | 44974.3125 | 19151.6328 | 64125.9454 | 64125.9454 | 0.63272 | 0.63272 | 345915.1377 | 345915.1377 | 0.11729 | 73337.551 | 73.1949 | 46371.0603 | Roof insulation | Stone/Clay/Glass/Concrete | Existing
306 | IstNgsd204 | 33234.5575 | 7339.4894 | 0 | 0 | 40574.0469 | 44974.3125 | 44974.3125 | 19151.6328 | 64125.9454 | 64125.9454 | 0.63272 | 0.63272 | 345915.1377 | 345915.1377 | 0.11729 | 73337.551 | 73.1949 | 46371.0603 | Roof insulation | Stone/Clay/Glass/Concrete | New
307 | IteEgsd204 | 33234.5575 | 7339.4894 | 0 | 0 | 40574.0469 | 44974.3125 | 44974.3125 | 19151.6328 | 64125.9454 | 64125.9454 | 0.63272 | 0.63272 | 345915.1942 | 345915.1942 | 0.11729 | 73337.551 | 73.1949 | 46371.0689 | Roof insulation | Textiles and Leather | Existing
308 | IteNgsd204 | 33234.5575 | 7339.4894 | 0 | 0 | 40574.0469 | 44974.3125 | 44974.3125 | 19151.6328 | 64125.9454 | 64125.9454 | 0.63272 | 0.63272 | 345915.1942 | 345915.1942 | 0.11729 | 73337.551 | 73.1949 | 46371.0689 | Roof insulation | Textiles and Leather | New
309 | ItrEgsd204 | 33234.5575 | 7339.4894 | 0 | 0 | 40574.0469 | 44974.3125 | 44974.3125 | 19151.6328 | 64125.9454 | 64125.9454 | 0.63272 | 0.63272 | 345915.1659 | 345915.1659 | 0.11729 | 73337.551 | 73.1949 | 46371.0661 | Roof insulation | Transportation Equipment | Existing
310 | ItrNgsd204 | 33234.5575 | 7339.4894 | 0 | 0 | 40574.0469 | 44974.3125 | 44974.3125 | 19151.6328 | 64125.9454 | 64125.9454 | 0.63272 | 0.63272 | 345915.1659 | 345915.1659 | 0.11729 | 73337.551 | 73.1949 | 46371.0661 | Roof insulation | Transportation Equipment | New
311 | IwaEgsd204 | 33234.5575 | 7339.4894 | 0 | 0 | 40574.0469 | 44974.3125 | 44974.3125 | 19151.6328 | 64125.9454 | 64125.9454 | 0.63272 | 0.63272 | 345915.3073 | 345915.3073 | 0.11729 | 73337.551 | 73.195 | 46371.084 | Roof insulation | Water and Wastewater | Existing
312 | IwaNgsd204 | 33234.5575 | 7339.4894 | 0 | 0 | 40574.0469 | 44974.3125 | 44974.3125 | 19151.6328 | 64125.9454 | 64125.9454 | 0.63272 | 0.63272 | 345915.3073 | 345915.3073 | 0.11729 | 73337.551 | 73.195 | 46371.084 | Roof insulation | Water and Wastewater | New
313 | IagEgsd205 | 33234.5575 | 7339.4894 | 0 | 0 | 40574.0469 | 44974.3125 | 44974.3125 | 19151.6328 | 64125.9454 | 64125.9454 | 0.63272 | 0.63272 | 3797549.6491 | 3797549.6491 | 0.010684 | 73337.551 | 415.6824 | 270000.6745 | Window shade film | Agriculture and Assembly | Existing
314 | IagNgsd205 | 33234.5575 | 7339.4894 | 0 | 0 | 40574.0469 | 44974.3125 | 44974.3125 | 19151.6328 | 64125.9454 | 64125.9454 | 0.63272 | 0.63272 | 3797549.6491 | 3797549.6491 | 0.010684 | 73337.551 | 415.6824 | 270000.6745 | Window shade film | Agriculture and Assembly | New
315 | IchEgsd205 | 33234.5575 | 7339.4894 | 0 | 0 | 40574.0469 | 44974.3125 | 44974.3125 | 19151.6328 | 64125.9454 | 64125.9454 | 0.63272 | 0.63272 | 5753198.7711 | 5753198.7711 | 0.0070524 | 73337.551 | 629.7491 | 409777.0661 | Window shade film | Chemicals and Plastics | Existing
316 | IchNgsd205 | 33234.5575 | 7339.4894 | 0 | 0 | 40574.0469 | 44974.3125 | 44974.3125 | 19151.6328 | 64125.9454 | 64125.9454 | 0.63272 | 0.63272 | 5753198.7711 | 5753198.7711 | 0.0070524 | 73337.551 | 629.7491 | 409777.0661 | Window shade film | Chemicals and Plastics | New
317 | IcoEgsd205 | 33234.5575 | 7339.4894 | 0 | 0 | 40574.0469 | 44974.3125 | 44974.3125 | 19151.6328 | 64125.9454 | 64125.9454 | 0.63272 | 0.63272 | 1500500.5107 | 1500500.5107 | 0.02704 | 73337.551 | 164.2458 | 105823.3777 | Window shade film | Construction | Existing
318 | IcoNgsd205 | 33234.5575 | 7339.4894 | 0 | 0 | 40574.0469 | 44974.3125 | 44974.3125 | 19151.6328 | 64125.9454 | 64125.9454 | 0.63272 | 0.63272 | 1500500.5107 | 1500500.5107 | 0.02704 | 73337.551 | 164.2458 | 105823.3777 | Window shade film | Construction | New
319 | IelEgsd205 | 33234.5575 | 7339.4894 | 0 | 0 | 40574.0469 | 44974.3125 | 44974.3125 | 19151.6328 | 64125.9454 | 64125.9454 | 0.63272 | 0.63272 | 4022712.9199 | 4022712.9199 | 0.010086 | 73337.551 | 440.3289 | 286093.8029 | Window shade film | Electrical and Electronic Equip. | Existing
320 | IelNgsd205 | 33234.5575 | 7339.4894 | 0 | 0 | 40574.0469 | 44974.3125 | 44974.3125 | 19151.6328 | 64125.9454 | 64125.9454 | 0.63272 | 0.63272 | 4022712.9199 | 4022712.9199 | 0.010086 | 73337.551 | 440.3289 | 286093.8029 | Window shade film | Electrical and Electronic Equip. | New
321 | IluEgsd205 | 33234.5575 | 7339.4894 | 0 | 0 | 40574.0469 | 44974.3125 | 44974.3125 | 19151.6328 | 64125.9454 | 64125.9454 | 0.63272 | 0.63272 | 7937329.2812 | 7937329.2812 | 0.0051118 | 73337.551 | 868.8254 | 565883.6893 | Window shade film | Lumber/Furniture/Pulp/Paper | Existing
322 | IluNgsd205 | 33234.5575 | 7339.4894 | 0 | 0 | 40574.0469 | 44974.3125 | 44974.3125 | 19151.6328 | 64125.9454 | 64125.9454 | 0.63272 | 0.63272 | 7937329.2812 | 7937329.2812 | 0.0051118 | 73337.551 | 868.8254 | 565883.6893 | Window shade film | Lumber/Furniture/Pulp/Paper | New
323 | ImeEgsd205 | 33234.5575 | 7339.4894 | 0 | 0 | 40574.0469 | 44974.3125 | 44974.3125 | 19151.6328 | 64125.9454 | 64125.9454 | 0.63272 | 0.63272 | 2862212.8613 | 2862212.8613 | 0.014176 | 73337.551 | 313.2998 | 203149.2319 | Window shade film | Metal Products and Machinery | Existing
324 | ImeNgsd205 | 33234.5575 | 7339.4894 | 0 | 0 | 40574.0469 | 44974.3125 | 44974.3125 | 19151.6328 | 64125.9454 | 64125.9454 | 0.63272 | 0.63272 | 2862212.8613 | 2862212.8613 | 0.014176 | 73337.551 | 313.2998 | 203149.2319 | Window shade film | Metal Products and Machinery | New
325 | ImiEgsd205 | 33234.5575 | 7339.4894 | 0 | 0 | 40574.0469 | 44974.3125 | 44974.3125 | 19151.6328 | 64125.9454 | 64125.9454 | 0.63272 | 0.63272 | 1500500.5107 | 1500500.5107 | 0.02704 | 73337.551 | 164.2458 | 105823.3777 | Window shade film | Miscellaneous Manufacturing | Existing
326 | ImiNgsd205 | 33234.5575 | 7339.4894 | 0 | 0 | 40574.0469 | 44974.3125 | 44974.3125 | 19151.6328 | 64125.9454 | 64125.9454 | 0.63272 | 0.63272 | 1500500.5107 | 1500500.5107 | 0.02704 | 73337.551 | 164.2458 | 105823.3777 | Window shade film | Miscellaneous Manufacturing | New
327 | IprEgsd205 | 33234.5575 | 7339.4894 | 0 | 0 | 40574.0469 | 44974.3125 | 44974.3125 | 19151.6328 | 64125.9454 | 64125.9454 | 0.63272 | 0.63272 | 10498218.0446 | 10498218.0446 | 0.0038649 | 73337.551 | 1149.1421 | 748918.4496 | Window shade film | Primary Resources Industries | Existing
328 | IprNgsd205 | 33234.5575 | 7339.4894 | 0 | 0 | 40574.0469 | 44974.3125 | 44974.3125 | 19151.6328 | 64125.9454 | 64125.9454 | 0.63272 | 0.63272 | 10498218.0446 | 10498218.0446 | 0.0038649 | 73337.551 | 1149.1421 | 748918.4496 | Window shade film | Primary Resources Industries | New
329 | IstEgsd205 | 33234.5575 | 7339.4894 | 0 | 0 | 40574.0469 | 44974.3125 | 44974.3125 | 19151.6328 | 64125.9454 | 64125.9454 | 0.63272 | 0.63272 | 2581938.1932 | 2581938.1932 | 0.015715 | 73337.551 | 282.6207 | 183117.119 | Window shade film | Stone/Clay/Glass/Concrete | Existing
330 | IstNgsd205 | 33234.5575 | 7339.4894 | 0 | 0 | 40574.0469 | 44974.3125 | 44974.3125 | 19151.6328 | 64125.9454 | 64125.9454 | 0.63272 | 0.63272 | 2581938.1932 | 2581938.1932 | 0.015715 | 73337.551 | 282.6207 | 183117.119 | Window shade film | Stone/Clay/Glass/Concrete | New
331 | IteEgsd205 | 33234.5575 | 7339.4894 | 0 | 0 | 40574.0469 | 44974.3125 | 44974.3125 | 19151.6328 | 64125.9454 | 64125.9454 | 0.63272 | 0.63272 | 3020909.944 | 3020909.944 | 0.013431 | 73337.551 | 330.6709 | 214491.8093 | Window shade film | Textiles and Leather | Existing
332 | IteNgsd205 | 33234.5575 | 7339.4894 | 0 | 0 | 40574.0469 | 44974.3125 | 44974.3125 | 19151.6328 | 64125.9454 | 64125.9454 | 0.63272 | 0.63272 | 3020909.944 | 3020909.944 | 0.013431 | 73337.551 | 330.6709 | 214491.8093 | Window shade film | Textiles and Leather | New
333 | ItrEgsd205 | 33234.5575 | 7339.4894 | 0 | 0 | 40574.0469 | 44974.3125 | 44974.3125 | 19151.6328 | 64125.9454 | 64125.9454 | 0.63272 | 0.63272 | 9156052.046 | 9156052.046 | 0.0044314 | 73337.551 | 1002.2277 | 652989.6615 | Window shade film | Transportation Equipment | Existing
334 | ItrNgsd205 | 33234.5575 | 7339.4894 | 0 | 0 | 40574.0469 | 44974.3125 | 44974.3125 | 19151.6328 | 64125.9454 | 64125.9454 | 0.63272 | 0.63272 | 9156052.046 | 9156052.046 | 0.0044314 | 73337.551 | 1002.2277 | 652989.6615 | Window shade film | Transportation Equipment | New
335 | IwaEgsd205 | 33234.5575 | 7339.4894 | 0 | 0 | 40574.0469 | 44974.3125 | 44974.3125 | 19151.6328 | 64125.9454 | 64125.9454 | 0.63272 | 0.63272 | 1500500.5107 | 1500500.5107 | 0.02704 | 73337.551 | 164.2458 | 105823.3777 | Window shade film | Water and Wastewater | Existing
336 | IwaNgsd205 | 33234.5575 | 7339.4894 | 0 | 0 | 40574.0469 | 44974.3125 | 44974.3125 | 19151.6328 | 64125.9454 | 64125.9454 | 0.63272 | 0.63272 | 1500500.5107 | 1500500.5107 | 0.02704 | 73337.551 | 164.2458 | 105823.3777 | Window shade film | Water and Wastewater | New
337 | IagEgsd206 | 33234.5575 | 7339.4894 | 0 | 0 | 40574.0469 | 44974.3125 | 44974.3125 | 19151.6328 | 64125.9454 | 64125.9454 | 0.63272 | 0.63272 | 93522.6859 | 93522.6859 | 0.43384 | 73337.551 | 13.6426 | 7485.9551 | Advanced Rooftop Controller | Agriculture and Assembly | Existing
338 | IagNgsd206 | 33234.5575 | 7339.4894 | 0 | 0 | 40574.0469 | 44974.3125 | 44974.3125 | 19151.6328 | 64125.9454 | 64125.9454 | 0.63272 | 0.63272 | 93522.6859 | 93522.6859 | 0.43384 | 73337.551 | 13.6426 | 7485.9551 | Advanced Rooftop Controller | Agriculture and Assembly | New
339 | IchEgsd206 | 33234.5575 | 7339.4894 | 0 | 0 | 40574.0469 | 44974.3125 | 44974.3125 | 19151.6328 | 64125.9454 | 64125.9454 | 0.63272 | 0.63272 | 93522.6859 | 93522.6859 | 0.43384 | 73337.551 | 13.6426 | 7485.9551 | Advanced Rooftop Controller | Chemicals and Plastics | Existing
340 | IchNgsd206 | 33234.5575 | 7339.4894 | 0 | 0 | 40574.0469 | 44974.3125 | 44974.3125 | 19151.6328 | 64125.9454 | 64125.9454 | 0.63272 | 0.63272 | 93522.6859 | 93522.6859 | 0.43384 | 73337.551 | 13.6426 | 7485.9551 | Advanced Rooftop Controller | Chemicals and Plastics | New
341 | IcoEgsd206 | 33234.5575 | 7339.4894 | 0 | 0 | 40574.0469 | 44974.3125 | 44974.3125 | 19151.6328 | 64125.9454 | 64125.9454 | 0.63272 | 0.63272 | 93523.1062 | 93523.1062 | 0.43384 | 73337.551 | 13.6427 | 7485.9951 | Advanced Rooftop Controller | Construction | Existing
342 | IcoNgsd206 | 33234.5575 | 7339.4894 | 0 | 0 | 40574.0469 | 44974.3125 | 44974.3125 | 19151.6328 | 64125.9454 | 64125.9454 | 0.63272 | 0.63272 | 93523.1062 | 93523.1062 | 0.43384 | 73337.551 | 13.6427 | 7485.9951 | Advanced Rooftop Controller | Construction | New
343 | IelEgsd206 | 33234.5575 | 7339.4894 | 0 | 0 | 40574.0469 | 44974.3125 | 44974.3125 | 19151.6328 | 64125.9454 | 64125.9454 | 0.63272 | 0.63272 | 93523.1062 | 93523.1062 | 0.43384 | 73337.551 | 13.6427 | 7485.9951 | Advanced Rooftop Controller | Electrical and Electronic Equip. | Existing
344 | IelNgsd206 | 33234.5575 | 7339.4894 | 0 | 0 | 40574.0469 | 44974.3125 | 44974.3125 | 19151.6328 | 64125.9454 | 64125.9454 | 0.63272 | 0.63272 | 93523.1062 | 93523.1062 | 0.43384 | 73337.551 | 13.6427 | 7485.9951 | Advanced Rooftop Controller | Electrical and Electronic Equip. | New
345 | IluEgsd206 | 33234.5575 | 7339.4894 | 0 | 0 | 40574.0469 | 44974.3125 | 44974.3125 | 19151.6328 | 64125.9454 | 64125.9454 | 0.63272 | 0.63272 | 93523.1062 | 93523.1062 | 0.43384 | 73337.551 | 13.6427 | 7485.9951 | Advanced Rooftop Controller | Lumber/Furniture/Pulp/Paper | Existing
346 | IluNgsd206 | 33234.5575 | 7339.4894 | 0 | 0 | 40574.0469 | 44974.3125 | 44974.3125 | 19151.6328 | 64125.9454 | 64125.9454 | 0.63272 | 0.63272 | 93523.1062 | 93523.1062 | 0.43384 | 73337.551 | 13.6427 | 7485.9951 | Advanced Rooftop Controller | Lumber/Furniture/Pulp/Paper | New
347 | ImeEgsd206 | 33234.5575 | 7339.4894 | 0 | 0 | 40574.0469 | 44974.3125 | 44974.3125 | 19151.6328 | 64125.9454 | 64125.9454 | 0.63272 | 0.63272 | 93523.1062 | 93523.1062 | 0.43384 | 73337.551 | 13.6427 | 7485.9951 | Advanced Rooftop Controller | Metal Products and Machinery | Existing
348 | ImeNgsd206 | 33234.5575 | 7339.4894 | 0 | 0 | 40574.0469 | 44974.3125 | 44974.3125 | 19151.6328 | 64125.9454 | 64125.9454 | 0.63272 | 0.63272 | 93523.1062 | 93523.1062 | 0.43384 | 73337.551 | 13.6427 | 7485.9951 | Advanced Rooftop Controller | Metal Products and Machinery | New
349 | ImiEgsd206 | 33234.5575 | 7339.4894 | 0 | 0 | 40574.0469 | 44974.3125 | 44974.3125 | 19151.6328 | 64125.9454 | 64125.9454 | 0.63272 | 0.63272 | 93523.1062 | 93523.1062 | 0.43384 | 73337.551 | 13.6427 | 7485.9951 | Advanced Rooftop Controller | Miscellaneous Manufacturing | Existing
350 | ImiNgsd206 | 33234.5575 | 7339.4894 | 0 | 0 | 40574.0469 | 44974.3125 | 44974.3125 | 19151.6328 | 64125.9454 | 64125.9454 | 0.63272 | 0.63272 | 93523.1062 | 93523.1062 | 0.43384 | 73337.551 | 13.6427 | 7485.9951 | Advanced Rooftop Controller | Miscellaneous Manufacturing | New
351 | IprEgsd206 | 33234.5575 | 7339.4894 | 0 | 0 | 40574.0469 | 44974.3125 | 44974.3125 | 19151.6328 | 64125.9454 | 64125.9454 | 0.63272 | 0.63272 | 93522.6859 | 93522.6859 | 0.43384 | 73337.551 | 13.6426 | 7485.9551 | Advanced Rooftop Controller | Primary Resources Industries | Existing
352 | IprNgsd206 | 33234.5575 | 7339.4894 | 0 | 0 | 40574.0469 | 44974.3125 | 44974.3125 | 19151.6328 | 64125.9454 | 64125.9454 | 0.63272 | 0.63272 | 93522.6859 | 93522.6859 | 0.43384 | 73337.551 | 13.6426 | 7485.9551 | Advanced Rooftop Controller | Primary Resources Industries | New
353 | IstEgsd206 | 33234.5575 | 7339.4894 | 0 | 0 | 40574.0469 | 44974.3125 | 44974.3125 | 19151.6328 | 64125.9454 | 64125.9454 | 0.63272 | 0.63272 | 93523.1062 | 93523.1062 | 0.43384 | 73337.551 | 13.6427 | 7485.9951 | Advanced Rooftop Controller | Stone/Clay/Glass/Concrete | Existing
354 | IstNgsd206 | 33234.5575 | 7339.4894 | 0 | 0 | 40574.0469 | 44974.3125 | 44974.3125 | 19151.6328 | 64125.9454 | 64125.9454 | 0.63272 | 0.63272 | 93523.1062 | 93523.1062 | 0.43384 | 73337.551 | 13.6427 | 7485.9951 | Advanced Rooftop Controller | Stone/Clay/Glass/Concrete | New
355 | IteEgsd206 | 33234.5575 | 7339.4894 | 0 | 0 | 40574.0469 | 44974.3125 | 44974.3125 | 19151.6328 | 64125.9454 | 64125.9454 | 0.63272 | 0.63272 | 93522.6859 | 93522.6859 | 0.43384 | 73337.551 | 13.6426 | 7485.9551 | Advanced Rooftop Controller | Textiles and Leather | Existing
356 | IteNgsd206 | 33234.5575 | 7339.4894 | 0 | 0 | 40574.0469 | 44974.3125 | 44974.3125 | 19151.6328 | 64125.9454 | 64125.9454 | 0.63272 | 0.63272 | 93522.6859 | 93522.6859 | 0.43384 | 73337.551 | 13.6426 | 7485.9551 | Advanced Rooftop Controller | Textiles and Leather | New
357 | ItrEgsd206 | 33234.5575 | 7339.4894 | 0 | 0 | 40574.0469 | 44974.3125 | 44974.3125 | 19151.6328 | 64125.9454 | 64125.9454 | 0.63272 | 0.63272 | 93522.6859 | 93522.6859 | 0.43384 | 73337.551 | 13.6426 | 7485.9551 | Advanced Rooftop Controller | Transportation Equipment | Existing
358 | ItrNgsd206 | 33234.5575 | 7339.4894 | 0 | 0 | 40574.0469 | 44974.3125 | 44974.3125 | 19151.6328 | 64125.9454 | 64125.9454 | 0.63272 | 0.63272 | 93522.6859 | 93522.6859 | 0.43384 | 73337.551 | 13.6426 | 7485.9551 | Advanced Rooftop Controller | Transportation Equipment | New
359 | IwaEgsd206 | 33234.5575 | 7339.4894 | 0 | 0 | 40574.0469 | 44974.3125 | 44974.3125 | 19151.6328 | 64125.9454 | 64125.9454 | 0.63272 | 0.63272 | 93523.1062 | 93523.1062 | 0.43384 | 73337.551 | 13.6427 | 7485.9951 | Advanced Rooftop Controller | Water and Wastewater | Existing
360 | IwaNgsd206 | 33234.5575 | 7339.4894 | 0 | 0 | 40574.0469 | 44974.3125 | 44974.3125 | 19151.6328 | 64125.9454 | 64125.9454 | 0.63272 | 0.63272 | 93523.1062 | 93523.1062 | 0.43384 | 73337.551 | 13.6427 | 7485.9951 | Advanced Rooftop Controller | Water and Wastewater | New
361 | IagEgsd207 | 33234.5575 | 7339.4894 | 0 | 0 | 40574.0469 | 44974.3125 | 44974.3125 | 19151.6328 | 64125.9454 | 64125.9454 | 0.63272 | 0.63272 | 33491.0649 | 33491.0649 | 1.2115 | 73337.551 | 3.666 | 971.6157 | Airside economizer | Agriculture and Assembly | Existing
362 | IagNgsd207 | 33234.5575 | 7339.4894 | 0 | 0 | 40574.0469 | 44974.3125 | 44974.3125 | 19151.6328 | 64125.9454 | 64125.9454 | 0.63272 | 0.63272 | 33491.0649 | 33491.0649 | 1.2115 | 73337.551 | 3.666 | 971.6157 | Airside economizer | Agriculture and Assembly | New
363 | IchEgsd207 | 33234.5575 | 7339.4894 | 0 | 0 | 40574.0469 | 44974.3125 | 44974.3125 | 19151.6328 | 64125.9454 | 64125.9454 | 0.63272 | 0.63272 | 13872.6935 | 13872.6935 | 2.9247 | 73337.551 | 1.5185 | -430.5709 | Airside economizer | Chemicals and Plastics | Existing
364 | IchNgsd207 | 33234.5575 | 7339.4894 | 0 | 0 | 40574.0469 | 44974.3125 | 44974.3125 | 19151.6328 | 64125.9454 | 64125.9454 | 0.63272 | 0.63272 | 13872.6935 | 13872.6935 | 2.9247 | 73337.551 | 1.5185 | -430.5709 | Airside economizer | Chemicals and Plastics | New
365 | IcoEgsd207 | 33234.5575 | 7339.4894 | 0 | 0 | 40574.0469 | 44974.3125 | 44974.3125 | 19151.6328 | 64125.9454 | 64125.9454 | 0.63272 | 0.63272 | 85930.1021 | 85930.1021 | 0.47218 | 73337.551 | 9.406 | 4719.5979 | Airside economizer | Construction | Existing
366 | IcoNgsd207 | 33234.5575 | 7339.4894 | 0 | 0 | 40574.0469 | 44974.3125 | 44974.3125 | 19151.6328 | 64125.9454 | 64125.9454 | 0.63272 | 0.63272 | 85930.1021 | 85930.1021 | 0.47218 | 73337.551 | 9.406 | 4719.5979 | Airside economizer | Construction | New
367 | IelEgsd207 | 33234.5575 | 7339.4894 | 0 | 0 | 40574.0469 | 44974.3125 | 44974.3125 | 19151.6328 | 64125.9454 | 64125.9454 | 0.63272 | 0.63272 | 17688.3788 | 17688.3788 | 2.2938 | 73337.551 | 1.9362 | -157.8519 | Airside economizer | Electrical and Electronic Equip. | Existing
368 | IelNgsd207 | 33234.5575 | 7339.4894 | 0 | 0 | 40574.0469 | 44974.3125 | 44974.3125 | 19151.6328 | 64125.9454 | 64125.9454 | 0.63272 | 0.63272 | 17688.3788 | 17688.3788 | 2.2938 | 73337.551 | 1.9362 | -157.8519 | Airside economizer | Electrical and Electronic Equip. | New
369 | IluEgsd207 | 33234.5575 | 7339.4894 | 0 | 0 | 40574.0469 | 44974.3125 | 44974.3125 | 19151.6328 | 64125.9454 | 64125.9454 | 0.63272 | 0.63272 | 29815.9242 | 29815.9242 | 1.3608 | 73337.551 | 3.2637 | 708.9418 | Airside economizer | Lumber/Furniture/Pulp/Paper | Existing
370 | IluNgsd207 | 33234.5575 | 7339.4894 | 0 | 0 | 40574.0469 | 44974.3125 | 44974.3125 | 19151.6328 | 64125.9454 | 64125.9454 | 0.63272 | 0.63272 | 29815.9242 | 29815.9242 | 1.3608 | 73337.551 | 3.2637 | 708.9418 | Airside economizer | Lumber/Furniture/Pulp/Paper | New
371 | ImeEgsd207 | 33234.5575 | 7339.4894 | 0 | 0 | 40574.0469 | 44974.3125 | 44974.3125 | 19151.6328 | 64125.9454 | 64125.9454 | 0.63272 | 0.63272 | 77074.0444 | 77074.0444 | 0.52643 | 73337.551 | 8.4366 | 4086.6277 | Airside economizer | Metal Products and Machinery | Existing
372 | ImeNgsd207 | 33234.5575 | 7339.4894 | 0 | 0 | 40574.0469 | 44974.3125 | 44974.3125 | 19151.6328 | 64125.9454 | 64125.9454 | 0.63272 | 0.63272 | 77074.0444 | 77074.0444 | 0.52643 | 73337.551 | 8.4366 | 4086.6277 | Airside economizer | Metal Products and Machinery | New
373 | ImiEgsd207 | 33234.5575 | 7339.4894 | 0 | 0 | 40574.0469 | 44974.3125 | 44974.3125 | 19151.6328 | 64125.9454 | 64125.9454 | 0.63272 | 0.63272 | 85930.1021 | 85930.1021 | 0.47218 | 73337.551 | 9.406 | 4719.5979 | Airside economizer | Miscellaneous Manufacturing | Existing
374 | ImiNgsd207 | 33234.5575 | 7339.4894 | 0 | 0 | 40574.0469 | 44974.3125 | 44974.3125 | 19151.6328 | 64125.9454 | 64125.9454 | 0.63272 | 0.63272 | 85930.1021 | 85930.1021 | 0.47218 | 73337.551 | 9.406 | 4719.5979 | Airside economizer | Miscellaneous Manufacturing | New
375 | IprEgsd207 | 33234.5575 | 7339.4894 | 0 | 0 | 40574.0469 | 44974.3125 | 44974.3125 | 19151.6328 | 64125.9454 | 64125.9454 | 0.63272 | 0.63272 | 10744.3635 | 10744.3635 | 3.7763 | 73337.551 | 1.1761 | -654.1625 | Airside economizer | Primary Resources Industries | Existing
376 | IprNgsd207 | 33234.5575 | 7339.4894 | 0 | 0 | 40574.0469 | 44974.3125 | 44974.3125 | 19151.6328 | 64125.9454 | 64125.9454 | 0.63272 | 0.63272 | 10744.3635 | 10744.3635 | 3.7763 | 73337.551 | 1.1761 | -654.1625 | Airside economizer | Primary Resources Industries | New
377 | IstEgsd207 | 33234.5575 | 7339.4894 | 0 | 0 | 40574.0469 | 44974.3125 | 44974.3125 | 19151.6328 | 64125.9454 | 64125.9454 | 0.63272 | 0.63272 | 57128.9276 | 57128.9276 | 0.71022 | 73337.551 | 6.2534 | 2661.0879 | Airside economizer | Stone/Clay/Glass/Concrete | Existing
378 | IstNgsd207 | 33234.5575 | 7339.4894 | 0 | 0 | 40574.0469 | 44974.3125 | 44974.3125 | 19151.6328 | 64125.9454 | 64125.9454 | 0.63272 | 0.63272 | 57128.9276 | 57128.9276 | 0.71022 | 73337.551 | 6.2534 | 2661.0879 | Airside economizer | Stone/Clay/Glass/Concrete | New
379 | IteEgsd207 | 33234.5575 | 7339.4894 | 0 | 0 | 40574.0469 | 44974.3125 | 44974.3125 | 19151.6328 | 64125.9454 | 64125.9454 | 0.63272 | 0.63272 | 32066.7255 | 32066.7255 | 1.2653 | 73337.551 | 3.51 | 869.8136 | Airside economizer | Textiles and Leather | Existing
380 | IteNgsd207 | 33234.5575 | 7339.4894 | 0 | 0 | 40574.0469 | 44974.3125 | 44974.3125 | 19151.6328 | 64125.9454 | 64125.9454 | 0.63272 | 0.63272 | 32066.7255 | 32066.7255 | 1.2653 | 73337.551 | 3.51 | 869.8136 | Airside economizer | Textiles and Leather | New
381 | ItrEgsd207 | 33234.5575 | 7339.4894 | 0 | 0 | 40574.0469 | 44974.3125 | 44974.3125 | 19151.6328 | 64125.9454 | 64125.9454 | 0.63272 | 0.63272 | 9770.0146 | 9770.0146 | 4.1529 | 73337.551 | 1.0694 | -723.8022 | Airside economizer | Transportation Equipment | Existing
382 | ItrNgsd207 | 33234.5575 | 7339.4894 | 0 | 0 | 40574.0469 | 44974.3125 | 44974.3125 | 19151.6328 | 64125.9454 | 64125.9454 | 0.63272 | 0.63272 | 9770.0146 | 9770.0146 | 4.1529 | 73337.551 | 1.0694 | -723.8022 | Airside economizer | Transportation Equipment | New
383 | IwaEgsd207 | 33234.5575 | 7339.4894 | 0 | 0 | 40574.0469 | 44974.3125 | 44974.3125 | 19151.6328 | 64125.9454 | 64125.9454 | 0.63272 | 0.63272 | 6691.66 | 6691.66 | 6.0634 | 73337.551 | 0.73247 | -943.8219 | Airside economizer | Water and Wastewater | Existing
384 | IwaNgsd207 | 33234.5575 | 7339.4894 | 0 | 0 | 40574.0469 | 44974.3125 | 44974.3125 | 19151.6328 | 64125.9454 | 64125.9454 | 0.63272 | 0.63272 | 6691.66 | 6691.66 | 6.0634 | 73337.551 | 0.73247 | -943.8219 | Airside economizer | Water and Wastewater | New
385 | IagEgsd208 | 33234.5575 | 7339.4894 | 0 | 0 | 40574.0469 | 44974.3125 | 44974.3125 | 19151.6328 | 64125.9454 | 64125.9454 | 0.63272 | 0.63272 | 5668.4344 | 5668.4344 | 7.1579 | 73337.551 | 0.62047 | -1016.955 | Chilled Water Reset | Agriculture and Assembly | Existing
386 | IagNgsd208 | 33234.5575 | 7339.4894 | 0 | 0 | 40574.0469 | 44974.3125 | 44974.3125 | 19151.6328 | 64125.9454 | 64125.9454 | 0.63272 | 0.63272 | 5668.4344 | 5668.4344 | 7.1579 | 73337.551 | 0.62047 | -1016.955 | Chilled Water Reset | Agriculture and Assembly | New
387 | IchEgsd208 | 33234.5575 | 7339.4894 | 0 | 0 | 40574.0469 | 44974.3125 | 44974.3125 | 19151.6328 | 64125.9454 | 64125.9454 | 0.63272 | 0.63272 | 3741.5988 | 3741.5988 | 10.844 | 73337.551 | 0.40956 | -1154.672 | Chilled Water Reset | Chemicals and Plastics | Existing
388 | IchNgsd208 | 33234.5575 | 7339.4894 | 0 | 0 | 40574.0469 | 44974.3125 | 44974.3125 | 19151.6328 | 64125.9454 | 64125.9454 | 0.63272 | 0.63272 | 3741.5988 | 3741.5988 | 10.844 | 73337.551 | 0.40956 | -1154.672 | Chilled Water Reset | Chemicals and Plastics | New
389 | IcoEgsd208 | 33234.5575 | 7339.4894 | 0 | 0 | 40574.0469 | 44974.3125 | 44974.3125 | 19151.6328 | 64125.9454 | 64125.9454 | 0.63272 | 0.63272 | 14345.9851 | 14345.9851 | 2.8283 | 73337.551 | 1.5703 | -396.7433 | Chilled Water Reset | Construction | Existing
390 | IcoNgsd208 | 33234.5575 | 7339.4894 | 0 | 0 | 40574.0469 | 44974.3125 | 44974.3125 | 19151.6328 | 64125.9454 | 64125.9454 | 0.63272 | 0.63272 | 14345.9851 | 14345.9851 | 2.8283 | 73337.551 | 1.5703 | -396.7433 | Chilled Water Reset | Construction | New
391 | IelEgsd208 | 33234.5575 | 7339.4894 | 0 | 0 | 40574.0469 | 44974.3125 | 44974.3125 | 19151.6328 | 64125.9454 | 64125.9454 | 0.63272 | 0.63272 | 5351.1551 | 5351.1551 | 7.5823 | 73337.551 | 0.58574 | -1039.6319 | Chilled Water Reset | Electrical and Electronic Equip. | Existing
392 | IelNgsd208 | 33234.5575 | 7339.4894 | 0 | 0 | 40574.0469 | 44974.3125 | 44974.3125 | 19151.6328 | 64125.9454 | 64125.9454 | 0.63272 | 0.63272 | 5351.1551 | 5351.1551 | 7.5823 | 73337.551 | 0.58574 | -1039.6319 | Chilled Water Reset | Electrical and Electronic Equip. | New
393 | IluEgsd208 | 33234.5575 | 7339.4894 | 0 | 0 | 40574.0469 | 44974.3125 | 44974.3125 | 19151.6328 | 64125.9454 | 64125.9454 | 0.63272 | 0.63272 | 2712.0158 | 2712.0158 | 14.9608 | 73337.551 | 0.29686 | -1228.2595 | Chilled Water Reset | Lumber/Furniture/Pulp/Paper | Existing
394 | IluNgsd208 | 33234.5575 | 7339.4894 | 0 | 0 | 40574.0469 | 44974.3125 | 44974.3125 | 19151.6328 | 64125.9454 | 64125.9454 | 0.63272 | 0.63272 | 2712.0158 | 2712.0158 | 14.9608 | 73337.551 | 0.29686 | -1228.2595 | Chilled Water Reset | Lumber/Furniture/Pulp/Paper | New
395 | ImeEgsd208 | 33234.5575 | 7339.4894 | 0 | 0 | 40574.0469 | 44974.3125 | 44974.3125 | 19151.6328 | 64125.9454 | 64125.9454 | 0.63272 | 0.63272 | 7520.8119 | 7520.8119 | 5.3949 | 73337.551 | 0.82323 | -884.5597 | Chilled Water Reset | Metal Products and Machinery | Existing
396 | ImeNgsd208 | 33234.5575 | 7339.4894 | 0 | 0 | 40574.0469 | 44974.3125 | 44974.3125 | 19151.6328 | 64125.9454 | 64125.9454 | 0.63272 | 0.63272 | 7520.8119 | 7520.8119 | 5.3949 | 73337.551 | 0.82323 | -884.5597 | Chilled Water Reset | Metal Products and Machinery | New
397 | ImiEgsd208 | 33234.5575 | 7339.4894 | 0 | 0 | 40574.0469 | 44974.3125 | 44974.3125 | 19151.6328 | 64125.9454 | 64125.9454 | 0.63272 | 0.63272 | 14345.9851 | 14345.9851 | 2.8283 | 73337.551 | 1.5703 | -396.7433 | Chilled Water Reset | Miscellaneous Manufacturing | Existing
398 | ImiNgsd208 | 33234.5575 | 7339.4894 | 0 | 0 | 40574.0469 | 44974.3125 | 44974.3125 | 19151.6328 | 64125.9454 | 64125.9454 | 0.63272 | 0.63272 | 14345.9851 | 14345.9851 | 2.8283 | 73337.551 | 1.5703 | -396.7433 | Chilled Water Reset | Miscellaneous Manufacturing | New
399 | IprEgsd208 | 33234.5575 | 7339.4894 | 0 | 0 | 40574.0469 | 44974.3125 | 44974.3125 | 19151.6328 | 64125.9454 | 64125.9454 | 0.63272 | 0.63272 | 2050.4588 | 2050.4588 | 19.7878 | 73337.551 | 0.22444 | -1275.5431 | Chilled Water Reset | Primary Resources Industries | Existing
400 | IprNgsd208 | 33234.5575 | 7339.4894 | 0 | 0 | 40574.0469 | 44974.3125 | 44974.3125 | 19151.6328 | 64125.9454 | 64125.9454 | 0.63272 | 0.63272 | 2050.4588 | 2050.4588 | 19.7878 | 73337.551 | 0.22444 | -1275.5431 | Chilled Water Reset | Primary Resources Industries | New
401 | IstEgsd208 | 33234.5575 | 7339.4894 | 0 | 0 | 40574.0469 | 44974.3125 | 44974.3125 | 19151.6328 | 64125.9454 | 64125.9454 | 0.63272 | 0.63272 | 8337.2116 | 8337.2116 | 4.8666 | 73337.551 | 0.9126 | -826.2091 | Chilled Water Reset | Stone/Clay/Glass/Concrete | Existing
402 | IstNgsd208 | 33234.5575 | 7339.4894 | 0 | 0 | 40574.0469 | 44974.3125 | 44974.3125 | 19151.6328 | 64125.9454 | 64125.9454 | 0.63272 | 0.63272 | 8337.2116 | 8337.2116 | 4.8666 | 73337.551 | 0.9126 | -826.2091 | Chilled Water Reset | Stone/Clay/Glass/Concrete | New
403 | IteEgsd208 | 33234.5575 | 7339.4894 | 0 | 0 | 40574.0469 | 44974.3125 | 44974.3125 | 19151.6328 | 64125.9454 | 64125.9454 | 0.63272 | 0.63272 | 7125.7203 | 7125.7203 | 5.694 | 73337.551 | 0.77999 | -912.7982 | Chilled Water Reset | Textiles and Leather | Existing
404 | IteNgsd208 | 33234.5575 | 7339.4894 | 0 | 0 | 40574.0469 | 44974.3125 | 44974.3125 | 19151.6328 | 64125.9454 | 64125.9454 | 0.63272 | 0.63272 | 7125.7203 | 7125.7203 | 5.694 | 73337.551 | 0.77999 | -912.7982 | Chilled Water Reset | Textiles and Leather | New
405 | ItrEgsd208 | 33234.5575 | 7339.4894 | 0 | 0 | 40574.0469 | 44974.3125 | 44974.3125 | 19151.6328 | 64125.9454 | 64125.9454 | 0.63272 | 0.63272 | 2351.0309 | 2351.0309 | 17.258 | 73337.551 | 0.25735 | -1254.0602 | Chilled Water Reset | Transportation Equipment | Existing
406 | ItrNgsd208 | 33234.5575 | 7339.4894 | 0 | 0 | 40574.0469 | 44974.3125 | 44974.3125 | 19151.6328 | 64125.9454 | 64125.9454 | 0.63272 | 0.63272 | 2351.0309 | 2351.0309 | 17.258 | 73337.551 | 0.25735 | -1254.0602 | Chilled Water Reset | Transportation Equipment | New
407 | IwaEgsd208 | 33234.5575 | 7339.4894 | 0 | 0 | 40574.0469 | 44974.3125 | 44974.3125 | 19151.6328 | 64125.9454 | 64125.9454 | 0.63272 | 0.63272 | 14345.9851 | 14345.9851 | 2.8283 | 73337.551 | 1.5703 | -396.7433 | Chilled Water Reset | Water and Wastewater | Existing
408 | IwaNgsd208 | 33234.5575 | 7339.4894 | 0 | 0 | 40574.0469 | 44974.3125 | 44974.3125 | 19151.6328 | 64125.9454 | 64125.9454 | 0.63272 | 0.63272 | 14345.9851 | 14345.9851 | 2.8283 | 73337.551 | 1.5703 | -396.7433 | Chilled Water Reset | Water and Wastewater | New
409 | IagEgsd209 | 33234.5575 | 7339.4894 | 0 | 0 | 40574.0469 | 44974.3125 | 44974.3125 | 19151.6328 | 64125.9454 | 64125.9454 | 0.63272 | 0.63272 | 92169.5599 | 92169.5599 | 0.44021 | 73337.551 | 10.0889 | 5165.5519 | Demand Controlled Ventilation | Agriculture and Assembly | Existing
410 | IagNgsd209 | 33234.5575 | 7339.4894 | 0 | 0 | 40574.0469 | 44974.3125 | 44974.3125 | 19151.6328 | 64125.9454 | 64125.9454 | 0.63272 | 0.63272 | 92169.5599 | 92169.5599 | 0.44021 | 73337.551 | 10.0889 | 5165.5519 | Demand Controlled Ventilation | Agriculture and Assembly | New
411 | IchEgsd209 | 33234.5575 | 7339.4894 | 0 | 0 | 40574.0469 | 44974.3125 | 44974.3125 | 19151.6328 | 64125.9454 | 64125.9454 | 0.63272 | 0.63272 | 92169.5804 | 92169.5804 | 0.44021 | 73337.551 | 10.0889 | 5165.5529 | Demand Controlled Ventilation | Chemicals and Plastics | Existing
412 | IchNgsd209 | 33234.5575 | 7339.4894 | 0 | 0 | 40574.0469 | 44974.3125 | 44974.3125 | 19151.6328 | 64125.9454 | 64125.9454 | 0.63272 | 0.63272 | 92169.5804 | 92169.5804 | 0.44021 | 73337.551 | 10.0889 | 5165.5529 | Demand Controlled Ventilation | Chemicals and Plastics | New
413 | IcoEgsd209 | 33234.5575 | 7339.4894 | 0 | 0 | 40574.0469 | 44974.3125 | 44974.3125 | 19151.6328 | 64125.9454 | 64125.9454 | 0.63272 | 0.63272 | 92169.5804 | 92169.5804 | 0.44021 | 73337.551 | 10.0889 | 5165.553 | Demand Controlled Ventilation | Construction | Existing
414 | IcoNgsd209 | 33234.5575 | 7339.4894 | 0 | 0 | 40574.0469 | 44974.3125 | 44974.3125 | 19151.6328 | 64125.9454 | 64125.9454 | 0.63272 | 0.63272 | 92169.5804 | 92169.5804 | 0.44021 | 73337.551 | 10.0889 | 5165.553 | Demand Controlled Ventilation | Construction | New
415 | IelEgsd209 | 33234.5575 | 7339.4894 | 0 | 0 | 40574.0469 | 44974.3125 | 44974.3125 | 19151.6328 | 64125.9454 | 64125.9454 | 0.63272 | 0.63272 | 92169.5668 | 92169.5668 | 0.44021 | 73337.551 | 10.0889 | 5165.5523 | Demand Controlled Ventilation | Electrical and Electronic Equip. | Existing
416 | IelNgsd209 | 33234.5575 | 7339.4894 | 0 | 0 | 40574.0469 | 44974.3125 | 44974.3125 | 19151.6328 | 64125.9454 | 64125.9454 | 0.63272 | 0.63272 | 92169.5668 | 92169.5668 | 0.44021 | 73337.551 | 10.0889 | 5165.5523 | Demand Controlled Ventilation | Electrical and Electronic Equip. | New
417 | IluEgsd209 | 33234.5575 | 7339.4894 | 0 | 0 | 40574.0469 | 44974.3125 | 44974.3125 | 19151.6328 | 64125.9454 | 64125.9454 | 0.63272 | 0.63272 | 92169.5668 | 92169.5668 | 0.44021 | 73337.551 | 10.0889 | 5165.5521 | Demand Controlled Ventilation | Lumber/Furniture/Pulp/Paper | Existing
418 | IluNgsd209 | 33234.5575 | 7339.4894 | 0 | 0 | 40574.0469 | 44974.3125 | 44974.3125 | 19151.6328 | 64125.9454 | 64125.9454 | 0.63272 | 0.63272 | 92169.5668 | 92169.5668 | 0.44021 | 73337.551 | 10.0889 | 5165.5521 | Demand Controlled Ventilation | Lumber/Furniture/Pulp/Paper | New
419 | ImeEgsd209 | 33234.5575 | 7339.4894 | 0 | 0 | 40574.0469 | 44974.3125 | 44974.3125 | 19151.6328 | 64125.9454 | 64125.9454 | 0.63272 | 0.63272 | 92169.5668 | 92169.5668 | 0.44021 | 73337.551 | 10.0889 | 5165.5522 | Demand Controlled Ventilation | Metal Products and Machinery | Existing
420 | ImeNgsd209 | 33234.5575 | 7339.4894 | 0 | 0 | 40574.0469 | 44974.3125 | 44974.3125 | 19151.6328 | 64125.9454 | 64125.9454 | 0.63272 | 0.63272 | 92169.5668 | 92169.5668 | 0.44021 | 73337.551 | 10.0889 | 5165.5522 | Demand Controlled Ventilation | Metal Products and Machinery | New
421 | ImiEgsd209 | 33234.5575 | 7339.4894 | 0 | 0 | 40574.0469 | 44974.3125 | 44974.3125 | 19151.6328 | 64125.9454 | 64125.9454 | 0.63272 | 0.63272 | 92169.5804 | 92169.5804 | 0.44021 | 73337.551 | 10.0889 | 5165.553 | Demand Controlled Ventilation | Miscellaneous Manufacturing | Existing
422 | ImiNgsd209 | 33234.5575 | 7339.4894 | 0 | 0 | 40574.0469 | 44974.3125 | 44974.3125 | 19151.6328 | 64125.9454 | 64125.9454 | 0.63272 | 0.63272 | 92169.5804 | 92169.5804 | 0.44021 | 73337.551 | 10.0889 | 5165.553 | Demand Controlled Ventilation | Miscellaneous Manufacturing | New
423 | IprEgsd209 | 33234.5575 | 7339.4894 | 0 | 0 | 40574.0469 | 44974.3125 | 44974.3125 | 19151.6328 | 64125.9454 | 64125.9454 | 0.63272 | 0.63272 | 92169.5736 | 92169.5736 | 0.44021 | 73337.551 | 10.0889 | 5165.5525 | Demand Controlled Ventilation | Primary Resources Industries | Existing
424 | IprNgsd209 | 33234.5575 | 7339.4894 | 0 | 0 | 40574.0469 | 44974.3125 | 44974.3125 | 19151.6328 | 64125.9454 | 64125.9454 | 0.63272 | 0.63272 | 92169.5736 | 92169.5736 | 0.44021 | 73337.551 | 10.0889 | 5165.5525 | Demand Controlled Ventilation | Primary Resources Industries | New
425 | IstEgsd209 | 33234.5575 | 7339.4894 | 0 | 0 | 40574.0469 | 44974.3125 | 44974.3125 | 19151.6328 | 64125.9454 | 64125.9454 | 0.63272 | 0.63272 | 92169.5873 | 92169.5873 | 0.44021 | 73337.551 | 10.0889 | 5165.5535 | Demand Controlled Ventilation | Stone/Clay/Glass/Concrete | Existing
426 | IstNgsd209 | 33234.5575 | 7339.4894 | 0 | 0 | 40574.0469 | 44974.3125 | 44974.3125 | 19151.6328 | 64125.9454 | 64125.9454 | 0.63272 | 0.63272 | 92169.5873 | 92169.5873 | 0.44021 | 73337.551 | 10.0889 | 5165.5535 | Demand Controlled Ventilation | Stone/Clay/Glass/Concrete | New
427 | IteEgsd209 | 33234.5575 | 7339.4894 | 0 | 0 | 40574.0469 | 44974.3125 | 44974.3125 | 19151.6328 | 64125.9454 | 64125.9454 | 0.63272 | 0.63272 | 92169.5736 | 92169.5736 | 0.44021 | 73337.551 | 10.0889 | 5165.5526 | Demand Controlled Ventilation | Textiles and Leather | Existing
428 | IteNgsd209 | 33234.5575 | 7339.4894 | 0 | 0 | 40574.0469 | 44974.3125 | 44974.3125 | 19151.6328 | 64125.9454 | 64125.9454 | 0.63272 | 0.63272 | 92169.5736 | 92169.5736 | 0.44021 | 73337.551 | 10.0889 | 5165.5526 | Demand Controlled Ventilation | Textiles and Leather | New
429 | ItrEgsd209 | 33234.5575 | 7339.4894 | 0 | 0 | 40574.0469 | 44974.3125 | 44974.3125 | 19151.6328 | 64125.9454 | 64125.9454 | 0.63272 | 0.63272 | 92169.5736 | 92169.5736 | 0.44021 | 73337.551 | 10.0889 | 5165.5529 | Demand Controlled Ventilation | Transportation Equipment | Existing
430 | ItrNgsd209 | 33234.5575 | 7339.4894 | 0 | 0 | 40574.0469 | 44974.3125 | 44974.3125 | 19151.6328 | 64125.9454 | 64125.9454 | 0.63272 | 0.63272 | 92169.5736 | 92169.5736 | 0.44021 | 73337.551 | 10.0889 | 5165.5529 | Demand Controlled Ventilation | Transportation Equipment | New
431 | IwaEgsd209 | 33234.5575 | 7339.4894 | 0 | 0 | 40574.0469 | 44974.3125 | 44974.3125 | 19151.6328 | 64125.9454 | 64125.9454 | 0.63272 | 0.63272 | 92169.5804 | 92169.5804 | 0.44021 | 73337.551 | 10.0889 | 5165.553 | Demand Controlled Ventilation | Water and Wastewater | Existing
432 | IwaNgsd209 | 33234.5575 | 7339.4894 | 0 | 0 | 40574.0469 | 44974.3125 | 44974.3125 | 19151.6328 | 64125.9454 | 64125.9454 | 0.63272 | 0.63272 | 92169.5804 | 92169.5804 | 0.44021 | 73337.551 | 10.0889 | 5165.553 | Demand Controlled Ventilation | Water and Wastewater | New
433 | IagEgsd210 | 34132.7377 | 7365.8334 | 0 | 0 | 41498.5711 | 46264.7994 | 46264.7994 | 19151.6328 | 65416.4322 | 65416.4322 | 0.63438 | 0.63438 | 75357.4289 | 75357.4289 | 0.55069 | 74892.3545 | 8.0794 | 3933.1827 | Dual Enthalpy Economizer | Agriculture and Assembly | Existing
434 | IagNgsd210 | 34132.7377 | 7365.8334 | 0 | 0 | 41498.5711 | 46264.7994 | 46264.7994 | 19151.6328 | 65416.4322 | 65416.4322 | 0.63438 | 0.63438 | 75357.4289 | 75357.4289 | 0.55069 | 74892.3545 | 8.0794 | 3933.1827 | Dual Enthalpy Economizer | Agriculture and Assembly | New
435 | IchEgsd210 | 34132.7377 | 7365.8334 | 0 | 0 | 41498.5711 | 46264.7994 | 46264.7994 | 19151.6328 | 65416.4322 | 65416.4322 | 0.63438 | 0.63438 | 72401.8686 | 72401.8686 | 0.57317 | 74892.3545 | 7.7625 | 3721.9399 | Dual Enthalpy Economizer | Chemicals and Plastics | Existing
436 | IchNgsd210 | 34132.7377 | 7365.8334 | 0 | 0 | 41498.5711 | 46264.7994 | 46264.7994 | 19151.6328 | 65416.4322 | 65416.4322 | 0.63438 | 0.63438 | 72401.8686 | 72401.8686 | 0.57317 | 74892.3545 | 7.7625 | 3721.9399 | Dual Enthalpy Economizer | Chemicals and Plastics | New
437 | IcoEgsd210 | 34132.7377 | 7365.8334 | 0 | 0 | 41498.5711 | 46264.7994 | 46264.7994 | 19151.6328 | 65416.4322 | 65416.4322 | 0.63438 | 0.63438 | 1272319.8256 | 1272319.8256 | 0.032616 | 74892.3545 | 136.4112 | 89483.839 | Dual Enthalpy Economizer | Construction | Existing
438 | IcoNgsd210 | 34132.7377 | 7365.8334 | 0 | 0 | 41498.5711 | 46264.7994 | 46264.7994 | 19151.6328 | 65416.4322 | 65416.4322 | 0.63438 | 0.63438 | 1272319.8256 | 1272319.8256 | 0.032616 | 74892.3545 | 136.4112 | 89483.839 | Dual Enthalpy Economizer | Construction | New
439 | IelEgsd210 | 34132.7377 | 7365.8334 | 0 | 0 | 41498.5711 | 46264.7994 | 46264.7994 | 19151.6328 | 65416.4322 | 65416.4322 | 0.63438 | 0.63438 | 211801.9897 | 211801.9897 | 0.19593 | 74892.3545 | 22.7083 | 13685.303 | Dual Enthalpy Economizer | Electrical and Electronic Equip. | Existing
440 | IelNgsd210 | 34132.7377 | 7365.8334 | 0 | 0 | 41498.5711 | 46264.7994 | 46264.7994 | 19151.6328 | 65416.4322 | 65416.4322 | 0.63438 | 0.63438 | 211801.9897 | 211801.9897 | 0.19593 | 74892.3545 | 22.7083 | 13685.303 | Dual Enthalpy Economizer | Electrical and Electronic Equip. | New
441 | IluEgsd210 | 34132.7377 | 7365.8334 | 0 | 0 | 41498.5711 | 46264.7994 | 46264.7994 | 19151.6328 | 65416.4322 | 65416.4322 | 0.63438 | 0.63438 | 472303.6036 | 472303.6036 | 0.087864 | 74892.3545 | 50.6378 | 32304.1691 | Dual Enthalpy Economizer | Lumber/Furniture/Pulp/Paper | Existing
442 | IluNgsd210 | 34132.7377 | 7365.8334 | 0 | 0 | 41498.5711 | 46264.7994 | 46264.7994 | 19151.6328 | 65416.4322 | 65416.4322 | 0.63438 | 0.63438 | 472303.6036 | 472303.6036 | 0.087864 | 74892.3545 | 50.6378 | 32304.1691 | Dual Enthalpy Economizer | Lumber/Furniture/Pulp/Paper | New
443 | ImeEgsd210 | 34132.7377 | 7365.8334 | 0 | 0 | 41498.5711 | 46264.7994 | 46264.7994 | 19151.6328 | 65416.4322 | 65416.4322 | 0.63438 | 0.63438 | 1757100.5275 | 1757100.5275 | 0.023618 | 74892.3545 | 188.3868 | 124132.6366 | Dual Enthalpy Economizer | Metal Products and Machinery | Existing
444 | ImeNgsd210 | 34132.7377 | 7365.8334 | 0 | 0 | 41498.5711 | 46264.7994 | 46264.7994 | 19151.6328 | 65416.4322 | 65416.4322 | 0.63438 | 0.63438 | 1757100.5275 | 1757100.5275 | 0.023618 | 74892.3545 | 188.3868 | 124132.6366 | Dual Enthalpy Economizer | Metal Products and Machinery | New
445 | ImiEgsd210 | 34132.7377 | 7365.8334 | 0 | 0 | 41498.5711 | 46264.7994 | 46264.7994 | 19151.6328 | 65416.4322 | 65416.4322 | 0.63438 | 0.63438 | 1272319.8256 | 1272319.8256 | 0.032616 | 74892.3545 | 136.4112 | 89483.839 | Dual Enthalpy Economizer | Miscellaneous Manufacturing | Existing
446 | ImiNgsd210 | 34132.7377 | 7365.8334 | 0 | 0 | 41498.5711 | 46264.7994 | 46264.7994 | 19151.6328 | 65416.4322 | 65416.4322 | 0.63438 | 0.63438 | 1272319.8256 | 1272319.8256 | 0.032616 | 74892.3545 | 136.4112 | 89483.839 | Dual Enthalpy Economizer | Miscellaneous Manufacturing | New
447 | IprEgsd210 | 34132.7377 | 7365.8334 | 0 | 0 | 41498.5711 | 46264.7994 | 46264.7994 | 19151.6328 | 65416.4322 | 65416.4322 | 0.63438 | 0.63438 | 137344.9141 | 137344.9141 | 0.30215 | 74892.3545 | 14.7254 | 8363.6225 | Dual Enthalpy Economizer | Primary Resources Industries | Existing
448 | IprNgsd210 | 34132.7377 | 7365.8334 | 0 | 0 | 41498.5711 | 46264.7994 | 46264.7994 | 19151.6328 | 65416.4322 | 65416.4322 | 0.63438 | 0.63438 | 137344.9141 | 137344.9141 | 0.30215 | 74892.3545 | 14.7254 | 8363.6225 | Dual Enthalpy Economizer | Primary Resources Industries | New
449 | IstEgsd210 | 34132.7377 | 7365.8334 | 0 | 0 | 41498.5711 | 46264.7994 | 46264.7994 | 19151.6328 | 65416.4322 | 65416.4322 | 0.63438 | 0.63438 | 521951.1363 | 521951.1363 | 0.079507 | 74892.3545 | 55.9608 | 35852.6359 | Dual Enthalpy Economizer | Stone/Clay/Glass/Concrete | Existing
450 | IstNgsd210 | 34132.7377 | 7365.8334 | 0 | 0 | 41498.5711 | 46264.7994 | 46264.7994 | 19151.6328 | 65416.4322 | 65416.4322 | 0.63438 | 0.63438 | 521951.1363 | 521951.1363 | 0.079507 | 74892.3545 | 55.9608 | 35852.6359 | Dual Enthalpy Economizer | Stone/Clay/Glass/Concrete | New
451 | IteEgsd210 | 34132.7377 | 7365.8334 | 0 | 0 | 41498.5711 | 46264.7994 | 46264.7994 | 19151.6328 | 65416.4322 | 65416.4322 | 0.63438 | 0.63438 | 333759.6895 | 333759.6895 | 0.12434 | 74892.3545 | 35.7839 | 22402.0025 | Dual Enthalpy Economizer | Textiles and Leather | Existing
452 | IteNgsd210 | 34132.7377 | 7365.8334 | 0 | 0 | 41498.5711 | 46264.7994 | 46264.7994 | 19151.6328 | 65416.4322 | 65416.4322 | 0.63438 | 0.63438 | 333759.6895 | 333759.6895 | 0.12434 | 74892.3545 | 35.7839 | 22402.0025 | Dual Enthalpy Economizer | Textiles and Leather | New
453 | ItrEgsd210 | 34132.7377 | 7365.8334 | 0 | 0 | 41498.5711 | 46264.7994 | 46264.7994 | 19151.6328 | 65416.4322 | 65416.4322 | 0.63438 | 0.63438 | 201065.4109 | 201065.4109 | 0.20639 | 74892.3545 | 21.5571 | 12917.9262 | Dual Enthalpy Economizer | Transportation Equipment | Existing
454 | ItrNgsd210 | 34132.7377 | 7365.8334 | 0 | 0 | 41498.5711 | 46264.7994 | 46264.7994 | 19151.6328 | 65416.4322 | 65416.4322 | 0.63438 | 0.63438 | 201065.4109 | 201065.4109 | 0.20639 | 74892.3545 | 21.5571 | 12917.9262 | Dual Enthalpy Economizer | Transportation Equipment | New
455 | IwaEgsd210 | 34132.7377 | 7365.8334 | 0 | 0 | 41498.5711 | 46264.7994 | 46264.7994 | 19151.6328 | 65416.4322 | 65416.4322 | 0.63438 | 0.63438 | 99143.4843 | 99143.4843 | 0.41857 | 74892.3545 | 10.6296 | 5633.247 | Dual Enthalpy Economizer | Water and Wastewater | Existing
456 | IwaNgsd210 | 34132.7377 | 7365.8334 | 0 | 0 | 41498.5711 | 46264.7994 | 46264.7994 | 19151.6328 | 65416.4322 | 65416.4322 | 0.63438 | 0.63438 | 99143.4843 | 99143.4843 | 0.41857 | 74892.3545 | 10.6296 | 5633.247 | Dual Enthalpy Economizer | Water and Wastewater | New
457 | IagEgsd211 | 33234.5575 | 7339.4894 | 0 | 0 | 40574.0469 | 44974.3125 | 44974.3125 | 19151.6328 | 64125.9454 | 64125.9454 | 0.63272 | 0.63272 | 109494.2593 | 109494.2593 | 0.37056 | 73337.551 | 15.9725 | 9007.2497 | Facility Energy Management System | Agriculture and Assembly | Existing
458 | IagNgsd211 | 33234.5575 | 7339.4894 | 0 | 0 | 40574.0469 | 44974.3125 | 44974.3125 | 19151.6328 | 64125.9454 | 64125.9454 | 0.63272 | 0.63272 | 109494.2593 | 109494.2593 | 0.37056 | 73337.551 | 15.9725 | 9007.2497 | Facility Energy Management System | Agriculture and Assembly | New
459 | IchEgsd211 | 33234.5575 | 7339.4894 | 0 | 0 | 40574.0469 | 44974.3125 | 44974.3125 | 19151.6328 | 64125.9454 | 64125.9454 | 0.63272 | 0.63272 | 68711.4476 | 68711.4476 | 0.5905 | 73337.551 | 10.0233 | 5122.6806 | Facility Energy Management System | Chemicals and Plastics | Existing
460 | IchNgsd211 | 33234.5575 | 7339.4894 | 0 | 0 | 40574.0469 | 44974.3125 | 44974.3125 | 19151.6328 | 64125.9454 | 64125.9454 | 0.63272 | 0.63272 | 68711.4476 | 68711.4476 | 0.5905 | 73337.551 | 10.0233 | 5122.6806 | Facility Energy Management System | Chemicals and Plastics | New
461 | IcoEgsd211 | 33234.5575 | 7339.4894 | 0 | 0 | 40574.0469 | 44974.3125 | 44974.3125 | 19151.6328 | 64125.9454 | 64125.9454 | 0.63272 | 0.63272 | 111004.5299 | 111004.5299 | 0.36552 | 73337.551 | 16.1928 | 9151.1033 | Facility Energy Management System | Construction | Existing
462 | IcoNgsd211 | 33234.5575 | 7339.4894 | 0 | 0 | 40574.0469 | 44974.3125 | 44974.3125 | 19151.6328 | 64125.9454 | 64125.9454 | 0.63272 | 0.63272 | 111004.5299 | 111004.5299 | 0.36552 | 73337.551 | 16.1928 | 9151.1033 | Facility Energy Management System | Construction | New
463 | IelEgsd211 | 33234.5575 | 7339.4894 | 0 | 0 | 40574.0469 | 44974.3125 | 44974.3125 | 19151.6328 | 64125.9454 | 64125.9454 | 0.63272 | 0.63272 | 61258.4479 | 61258.4479 | 0.66234 | 73337.551 | 8.9361 | 4412.7811 | Facility Energy Management System | Electrical and Electronic Equip. | Existing
464 | IelNgsd211 | 33234.5575 | 7339.4894 | 0 | 0 | 40574.0469 | 44974.3125 | 44974.3125 | 19151.6328 | 64125.9454 | 64125.9454 | 0.63272 | 0.63272 | 61258.4479 | 61258.4479 | 0.66234 | 73337.551 | 8.9361 | 4412.7811 | Facility Energy Management System | Electrical and Electronic Equip. | New
465 | IluEgsd211 | 33234.5575 | 7339.4894 | 0 | 0 | 40574.0469 | 44974.3125 | 44974.3125 | 19151.6328 | 64125.9454 | 64125.9454 | 0.63272 | 0.63272 | 203742.4812 | 203742.4812 | 0.19914 | 73337.551 | 29.7209 | 17984.4084 | Facility Energy Management System | Lumber/Furniture/Pulp/Paper | Existing
466 | IluNgsd211 | 33234.5575 | 7339.4894 | 0 | 0 | 40574.0469 | 44974.3125 | 44974.3125 | 19151.6328 | 64125.9454 | 64125.9454 | 0.63272 | 0.63272 | 203742.4812 | 203742.4812 | 0.19914 | 73337.551 | 29.7209 | 17984.4084 | Facility Energy Management System | Lumber/Furniture/Pulp/Paper | New
467 | ImeEgsd211 | 33234.5575 | 7339.4894 | 0 | 0 | 40574.0469 | 44974.3125 | 44974.3125 | 19151.6328 | 64125.9454 | 64125.9454 | 0.63272 | 0.63272 | 189919.2596 | 189919.2596 | 0.21364 | 73337.551 | 27.7045 | 16667.7431 | Facility Energy Management System | Metal Products and Machinery | Existing
468 | ImeNgsd211 | 33234.5575 | 7339.4894 | 0 | 0 | 40574.0469 | 44974.3125 | 44974.3125 | 19151.6328 | 64125.9454 | 64125.9454 | 0.63272 | 0.63272 | 189919.2596 | 189919.2596 | 0.21364 | 73337.551 | 27.7045 | 16667.7431 | Facility Energy Management System | Metal Products and Machinery | New
469 | ImiEgsd211 | 33234.5575 | 7339.4894 | 0 | 0 | 40574.0469 | 44974.3125 | 44974.3125 | 19151.6328 | 64125.9454 | 64125.9454 | 0.63272 | 0.63272 | 111004.5299 | 111004.5299 | 0.36552 | 73337.551 | 16.1928 | 9151.1033 | Facility Energy Management System | Miscellaneous Manufacturing | Existing
470 | ImiNgsd211 | 33234.5575 | 7339.4894 | 0 | 0 | 40574.0469 | 44974.3125 | 44974.3125 | 19151.6328 | 64125.9454 | 64125.9454 | 0.63272 | 0.63272 | 111004.5299 | 111004.5299 | 0.36552 | 73337.551 | 16.1928 | 9151.1033 | Facility Energy Management System | Miscellaneous Manufacturing | New
471 | IprEgsd211 | 33234.5575 | 7339.4894 | 0 | 0 | 40574.0469 | 44974.3125 | 44974.3125 | 19151.6328 | 64125.9454 | 64125.9454 | 0.63272 | 0.63272 | 97108.0329 | 97108.0329 | 0.41782 | 73337.551 | 14.1656 | 7827.4602 | Facility Energy Management System | Primary Resources Industries | Existing
472 | IprNgsd211 | 33234.5575 | 7339.4894 | 0 | 0 | 40574.0469 | 44974.3125 | 44974.3125 | 19151.6328 | 64125.9454 | 64125.9454 | 0.63272 | 0.63272 | 97108.0329 | 97108.0329 | 0.41782 | 73337.551 | 14.1656 | 7827.4602 | Facility Energy Management System | Primary Resources Industries | New
473 | IstEgsd211 | 33234.5575 | 7339.4894 | 0 | 0 | 40574.0469 | 44974.3125 | 44974.3125 | 19151.6328 | 64125.9454 | 64125.9454 | 0.63272 | 0.63272 | 126987.4324 | 126987.4324 | 0.31951 | 73337.551 | 18.5243 | 10673.4773 | Facility Energy Management System | Stone/Clay/Glass/Concrete | Existing
474 | IstNgsd211 | 33234.5575 | 7339.4894 | 0 | 0 | 40574.0469 | 44974.3125 | 44974.3125 | 19151.6328 | 64125.9454 | 64125.9454 | 0.63272 | 0.63272 | 126987.4324 | 126987.4324 | 0.31951 | 73337.551 | 18.5243 | 10673.4773 | Facility Energy Management System | Stone/Clay/Glass/Concrete | New
475 | IteEgsd211 | 33234.5575 | 7339.4894 | 0 | 0 | 40574.0469 | 44974.3125 | 44974.3125 | 19151.6328 | 64125.9454 | 64125.9454 | 0.63272 | 0.63272 | 83397.1902 | 83397.1902 | 0.48652 | 73337.551 | 12.1656 | 6521.4999 | Facility Energy Management System | Textiles and Leather | Existing
476 | IteNgsd211 | 33234.5575 | 7339.4894 | 0 | 0 | 40574.0469 | 44974.3125 | 44974.3125 | 19151.6328 | 64125.9454 | 64125.9454 | 0.63272 | 0.63272 | 83397.1902 | 83397.1902 | 0.48652 | 73337.551 | 12.1656 | 6521.4999 | Facility Energy Management System | Textiles and Leather | New
477 | ItrEgsd211 | 33234.5575 | 7339.4894 | 0 | 0 | 40574.0469 | 44974.3125 | 44974.3125 | 19151.6328 | 64125.9454 | 64125.9454 | 0.63272 | 0.63272 | 77012.7121 | 77012.7121 | 0.52685 | 73337.551 | 11.2342 | 5913.3772 | Facility Energy Management System | Transportation Equipment | Existing
478 | ItrNgsd211 | 33234.5575 | 7339.4894 | 0 | 0 | 40574.0469 | 44974.3125 | 44974.3125 | 19151.6328 | 64125.9454 | 64125.9454 | 0.63272 | 0.63272 | 77012.7121 | 77012.7121 | 0.52685 | 73337.551 | 11.2342 | 5913.3772 | Facility Energy Management System | Transportation Equipment | New
479 | IwaEgsd211 | 33234.5575 | 7339.4894 | 0 | 0 | 40574.0469 | 44974.3125 | 44974.3125 | 19151.6328 | 64125.9454 | 64125.9454 | 0.63272 | 0.63272 | 8644.2841 | 8644.2841 | 4.6937 | 73337.551 | 1.261 | -598.7263 | Facility Energy Management System | Water and Wastewater | Existing
480 | IwaNgsd211 | 33234.5575 | 7339.4894 | 0 | 0 | 40574.0469 | 44974.3125 | 44974.3125 | 19151.6328 | 64125.9454 | 64125.9454 | 0.63272 | 0.63272 | 8644.2841 | 8644.2841 | 4.6937 | 73337.551 | 1.261 | -598.7263 | Facility Energy Management System | Water and Wastewater | New
481 | IagEgsd212 | 33234.5575 | 7339.4894 | 0 | 0 | 40574.0469 | 44974.3125 | 44974.3125 | 19151.6328 | 64125.9454 | 64125.9454 | 0.63272 | 0.63272 | 2859.2581 | 2859.2581 | 14.1904 | 73337.551 | 0.41709 | -1149.751 | Fan Thermostat Controller | Agriculture and Assembly | Existing
482 | IagNgsd212 | 33234.5575 | 7339.4894 | 0 | 0 | 40574.0469 | 44974.3125 | 44974.3125 | 19151.6328 | 64125.9454 | 64125.9454 | 0.63272 | 0.63272 | 2859.2581 | 2859.2581 | 14.1904 | 73337.551 | 0.41709 | -1149.751 | Fan Thermostat Controller | Agriculture and Assembly | New
483 | IchEgsd212 | 33234.5575 | 7339.4894 | 0 | 0 | 40574.0469 | 44974.3125 | 44974.3125 | 19151.6328 | 64125.9454 | 64125.9454 | 0.63272 | 0.63272 | 2859.2513 | 2859.2513 | 14.1904 | 73337.551 | 0.41709 | -1149.7516 | Fan Thermostat Controller | Chemicals and Plastics | Existing
484 | IchNgsd212 | 33234.5575 | 7339.4894 | 0 | 0 | 40574.0469 | 44974.3125 | 44974.3125 | 19151.6328 | 64125.9454 | 64125.9454 | 0.63272 | 0.63272 | 2859.2513 | 2859.2513 | 14.1904 | 73337.551 | 0.41709 | -1149.7516 | Fan Thermostat Controller | Chemicals and Plastics | New
485 | IcoEgsd212 | 33234.5575 | 7339.4894 | 0 | 0 | 40574.0469 | 44974.3125 | 44974.3125 | 19151.6328 | 64125.9454 | 64125.9454 | 0.63272 | 0.63272 | 2859.2504 | 2859.2504 | 14.1904 | 73337.551 | 0.41709 | -1149.7517 | Fan Thermostat Controller | Construction | Existing
486 | IcoNgsd212 | 33234.5575 | 7339.4894 | 0 | 0 | 40574.0469 | 44974.3125 | 44974.3125 | 19151.6328 | 64125.9454 | 64125.9454 | 0.63272 | 0.63272 | 2859.2504 | 2859.2504 | 14.1904 | 73337.551 | 0.41709 | -1149.7517 | Fan Thermostat Controller | Construction | New
487 | IelEgsd212 | 33234.5575 | 7339.4894 | 0 | 0 | 40574.0469 | 44974.3125 | 44974.3125 | 19151.6328 | 64125.9454 | 64125.9454 | 0.63272 | 0.63272 | 2859.2491 | 2859.2491 | 14.1905 | 73337.551 | 0.41709 | -1149.7519 | Fan Thermostat Controller | Electrical and Electronic Equip. | Existing
488 | IelNgsd212 | 33234.5575 | 7339.4894 | 0 | 0 | 40574.0469 | 44974.3125 | 44974.3125 | 19151.6328 | 64125.9454 | 64125.9454 | 0.63272 | 0.63272 | 2859.2491 | 2859.2491 | 14.1905 | 73337.551 | 0.41709 | -1149.7519 | Fan Thermostat Controller | Electrical and Electronic Equip. | New
489 | IluEgsd212 | 33234.5575 | 7339.4894 | 0 | 0 | 40574.0469 | 44974.3125 | 44974.3125 | 19151.6328 | 64125.9454 | 64125.9454 | 0.63272 | 0.63272 | 2859.2494 | 2859.2494 | 14.1905 | 73337.551 | 0.41709 | -1149.7518 | Fan Thermostat Controller | Lumber/Furniture/Pulp/Paper | Existing
490 | IluNgsd212 | 33234.5575 | 7339.4894 | 0 | 0 | 40574.0469 | 44974.3125 | 44974.3125 | 19151.6328 | 64125.9454 | 64125.9454 | 0.63272 | 0.63272 | 2859.2494 | 2859.2494 | 14.1905 | 73337.551 | 0.41709 | -1149.7518 | Fan Thermostat Controller | Lumber/Furniture/Pulp/Paper | New
491 | ImeEgsd212 | 33234.5575 | 7339.4894 | 0 | 0 | 40574.0469 | 44974.3125 | 44974.3125 | 19151.6328 | 64125.9454 | 64125.9454 | 0.63272 | 0.63272 | 2859.242 | 2859.242 | 14.1905 | 73337.551 | 0.41709 | -1149.7525 | Fan Thermostat Controller | Metal Products and Machinery | Existing
492 | ImeNgsd212 | 33234.5575 | 7339.4894 | 0 | 0 | 40574.0469 | 44974.3125 | 44974.3125 | 19151.6328 | 64125.9454 | 64125.9454 | 0.63272 | 0.63272 | 2859.242 | 2859.242 | 14.1905 | 73337.551 | 0.41709 | -1149.7525 | Fan Thermostat Controller | Metal Products and Machinery | New
493 | ImiEgsd212 | 33234.5575 | 7339.4894 | 0 | 0 | 40574.0469 | 44974.3125 | 44974.3125 | 19151.6328 | 64125.9454 | 64125.9454 | 0.63272 | 0.63272 | 2859.2504 | 2859.2504 | 14.1904 | 73337.551 | 0.41709 | -1149.7517 | Fan Thermostat Controller | Miscellaneous Manufacturing | Existing
494 | ImiNgsd212 | 33234.5575 | 7339.4894 | 0 | 0 | 40574.0469 | 44974.3125 | 44974.3125 | 19151.6328 | 64125.9454 | 64125.9454 | 0.63272 | 0.63272 | 2859.2504 | 2859.2504 | 14.1904 | 73337.551 | 0.41709 | -1149.7517 | Fan Thermostat Controller | Miscellaneous Manufacturing | New
495 | IprEgsd212 | 33234.5575 | 7339.4894 | 0 | 0 | 40574.0469 | 44974.3125 | 44974.3125 | 19151.6328 | 64125.9454 | 64125.9454 | 0.63272 | 0.63272 | 2859.2549 | 2859.2549 | 14.1904 | 73337.551 | 0.41709 | -1149.7513 | Fan Thermostat Controller | Primary Resources Industries | Existing
496 | IprNgsd212 | 33234.5575 | 7339.4894 | 0 | 0 | 40574.0469 | 44974.3125 | 44974.3125 | 19151.6328 | 64125.9454 | 64125.9454 | 0.63272 | 0.63272 | 2859.2549 | 2859.2549 | 14.1904 | 73337.551 | 0.41709 | -1149.7513 | Fan Thermostat Controller | Primary Resources Industries | New
497 | IstEgsd212 | 33234.5575 | 7339.4894 | 0 | 0 | 40574.0469 | 44974.3125 | 44974.3125 | 19151.6328 | 64125.9454 | 64125.9454 | 0.63272 | 0.63272 | 2859.2549 | 2859.2549 | 14.1904 | 73337.551 | 0.41709 | -1149.7513 | Fan Thermostat Controller | Stone/Clay/Glass/Concrete | Existing
498 | IstNgsd212 | 33234.5575 | 7339.4894 | 0 | 0 | 40574.0469 | 44974.3125 | 44974.3125 | 19151.6328 | 64125.9454 | 64125.9454 | 0.63272 | 0.63272 | 2859.2549 | 2859.2549 | 14.1904 | 73337.551 | 0.41709 | -1149.7513 | Fan Thermostat Controller | Stone/Clay/Glass/Concrete | New
499 | IteEgsd212 | 33234.5575 | 7339.4894 | 0 | 0 | 40574.0469 | 44974.3125 | 44974.3125 | 19151.6328 | 64125.9454 | 64125.9454 | 0.63272 | 0.63272 | 2859.2459 | 2859.2459 | 14.1905 | 73337.551 | 0.41709 | -1149.7521 | Fan Thermostat Controller | Textiles and Leather | Existing
500 | IteNgsd212 | 33234.5575 | 7339.4894 | 0 | 0 | 40574.0469 | 44974.3125 | 44974.3125 | 19151.6328 | 64125.9454 | 64125.9454 | 0.63272 | 0.63272 | 2859.2459 | 2859.2459 | 14.1905 | 73337.551 | 0.41709 | -1149.7521 | Fan Thermostat Controller | Textiles and Leather | New
501 | ItrEgsd212 | 33234.5575 | 7339.4894 | 0 | 0 | 40574.0469 | 44974.3125 | 44974.3125 | 19151.6328 | 64125.9454 | 64125.9454 | 0.63272 | 0.63272 | 2859.2555 | 2859.2555 | 14.1904 | 73337.551 | 0.41709 | -1149.7512 | Fan Thermostat Controller | Transportation Equipment | Existing
502 | ItrNgsd212 | 33234.5575 | 7339.4894 | 0 | 0 | 40574.0469 | 44974.3125 | 44974.3125 | 19151.6328 | 64125.9454 | 64125.9454 | 0.63272 | 0.63272 | 2859.2555 | 2859.2555 | 14.1904 | 73337.551 | 0.41709 | -1149.7512 | Fan Thermostat Controller | Transportation Equipment | New
503 | IwaEgsd212 | 33234.5575 | 7339.4894 | 0 | 0 | 40574.0469 | 44974.3125 | 44974.3125 | 19151.6328 | 64125.9454 | 64125.9454 | 0.63272 | 0.63272 | 2859.2536 | 2859.2536 | 14.1904 | 73337.551 | 0.41709 | -1149.7514 | Fan Thermostat Controller | Water and Wastewater | Existing
504 | IwaNgsd212 | 33234.5575 | 7339.4894 | 0 | 0 | 40574.0469 | 44974.3125 | 44974.3125 | 19151.6328 | 64125.9454 | 64125.9454 | 0.63272 | 0.63272 | 2859.2536 | 2859.2536 | 14.1904 | 73337.551 | 0.41709 | -1149.7514 | Fan Thermostat Controller | Water and Wastewater | New
505 | IagEgsd213 | 33234.5575 | 7339.4894 | 0 | 0 | 40574.0469 | 44974.3125 | 44974.3125 | 19151.6328 | 64125.9454 | 64125.9454 | 0.63272 | 0.63272 | 1268.9986 | 1268.9986 | 31.9733 | 73337.551 | 0.14953 | -1324.4577 | Programmable thermostat | Agriculture and Assembly | Existing
506 | IagNgsd213 | 33234.5575 | 7339.4894 | 0 | 0 | 40574.0469 | 44974.3125 | 44974.3125 | 19151.6328 | 64125.9454 | 64125.9454 | 0.63272 | 0.63272 | 1268.9986 | 1268.9986 | 31.9733 | 73337.551 | 0.14953 | -1324.4577 | Programmable thermostat | Agriculture and Assembly | New
507 | IchEgsd213 | 33234.5575 | 7339.4894 | 0 | 0 | 40574.0469 | 44974.3125 | 44974.3125 | 19151.6328 | 64125.9454 | 64125.9454 | 0.63272 | 0.63272 | 792.9229 | 792.9229 | 51.1702 | 73337.551 | 0.093434 | -1361.0875 | Programmable thermostat | Chemicals and Plastics | Existing
508 | IchNgsd213 | 33234.5575 | 7339.4894 | 0 | 0 | 40574.0469 | 44974.3125 | 44974.3125 | 19151.6328 | 64125.9454 | 64125.9454 | 0.63272 | 0.63272 | 792.9229 | 792.9229 | 51.1702 | 73337.551 | 0.093434 | -1361.0875 | Programmable thermostat | Chemicals and Plastics | New
509 | IcoEgsd213 | 33234.5575 | 7339.4894 | 0 | 0 | 40574.0469 | 44974.3125 | 44974.3125 | 19151.6328 | 64125.9454 | 64125.9454 | 0.63272 | 0.63272 | 1324.4543 | 1324.4543 | 30.6345 | 73337.551 | 0.15607 | -1320.1909 | Programmable thermostat | Construction | Existing
510 | IcoNgsd213 | 33234.5575 | 7339.4894 | 0 | 0 | 40574.0469 | 44974.3125 | 44974.3125 | 19151.6328 | 64125.9454 | 64125.9454 | 0.63272 | 0.63272 | 1324.4543 | 1324.4543 | 30.6345 | 73337.551 | 0.15607 | -1320.1909 | Programmable thermostat | Construction | New
511 | IelEgsd213 | 33234.5575 | 7339.4894 | 0 | 0 | 40574.0469 | 44974.3125 | 44974.3125 | 19151.6328 | 64125.9454 | 64125.9454 | 0.63272 | 0.63272 | 704.3034 | 704.3034 | 57.6088 | 73337.551 | 0.082991 | -1367.9059 | Programmable thermostat | Electrical and Electronic Equip. | Existing
512 | IelNgsd213 | 33234.5575 | 7339.4894 | 0 | 0 | 40574.0469 | 44974.3125 | 44974.3125 | 19151.6328 | 64125.9454 | 64125.9454 | 0.63272 | 0.63272 | 704.3034 | 704.3034 | 57.6088 | 73337.551 | 0.082991 | -1367.9059 | Programmable thermostat | Electrical and Electronic Equip. | New
513 | IluEgsd213 | 33234.5575 | 7339.4894 | 0 | 0 | 40574.0469 | 44974.3125 | 44974.3125 | 19151.6328 | 64125.9454 | 64125.9454 | 0.63272 | 0.63272 | 2355.2307 | 2355.2307 | 17.2272 | 73337.551 | 0.27753 | -1240.8818 | Programmable thermostat | Lumber/Furniture/Pulp/Paper | Existing
514 | IluNgsd213 | 33234.5575 | 7339.4894 | 0 | 0 | 40574.0469 | 44974.3125 | 44974.3125 | 19151.6328 | 64125.9454 | 64125.9454 | 0.63272 | 0.63272 | 2355.2307 | 2355.2307 | 17.2272 | 73337.551 | 0.27753 | -1240.8818 | Programmable thermostat | Lumber/Furniture/Pulp/Paper | New
515 | ImeEgsd213 | 33234.5575 | 7339.4894 | 0 | 0 | 40574.0469 | 44974.3125 | 44974.3125 | 19151.6328 | 64125.9454 | 64125.9454 | 0.63272 | 0.63272 | 2227.4128 | 2227.4128 | 18.2158 | 73337.551 | 0.26247 | -1250.7163 | Programmable thermostat | Metal Products and Machinery | Existing
516 | ImeNgsd213 | 33234.5575 | 7339.4894 | 0 | 0 | 40574.0469 | 44974.3125 | 44974.3125 | 19151.6328 | 64125.9454 | 64125.9454 | 0.63272 | 0.63272 | 2227.4128 | 2227.4128 | 18.2158 | 73337.551 | 0.26247 | -1250.7163 | Programmable thermostat | Metal Products and Machinery | New
517 | ImiEgsd213 | 33234.5575 | 7339.4894 | 0 | 0 | 40574.0469 | 44974.3125 | 44974.3125 | 19151.6328 | 64125.9454 | 64125.9454 | 0.63272 | 0.63272 | 1324.4543 | 1324.4543 | 30.6345 | 73337.551 | 0.15607 | -1320.1909 | Programmable thermostat | Miscellaneous Manufacturing | Existing
518 | ImiNgsd213 | 33234.5575 | 7339.4894 | 0 | 0 | 40574.0469 | 44974.3125 | 44974.3125 | 19151.6328 | 64125.9454 | 64125.9454 | 0.63272 | 0.63272 | 1324.4543 | 1324.4543 | 30.6345 | 73337.551 | 0.15607 | -1320.1909 | Programmable thermostat | Miscellaneous Manufacturing | New
519 | IprEgsd213 | 33234.5575 | 7339.4894 | 0 | 0 | 40574.0469 | 44974.3125 | 44974.3125 | 19151.6328 | 64125.9454 | 64125.9454 | 0.63272 | 0.63272 | 1117.8301 | 1117.8301 | 36.2971 | 73337.551 | 0.13172 | -1336.0887 | Programmable thermostat | Primary Resources Industries | Existing
520 | IprNgsd213 | 33234.5575 | 7339.4894 | 0 | 0 | 40574.0469 | 44974.3125 | 44974.3125 | 19151.6328 | 64125.9454 | 64125.9454 | 0.63272 | 0.63272 | 1117.8301 | 1117.8301 | 36.2971 | 73337.551 | 0.13172 | -1336.0887 | Programmable thermostat | Primary Resources Industries | New
521 | IstEgsd213 | 33234.5575 | 7339.4894 | 0 | 0 | 40574.0469 | 44974.3125 | 44974.3125 | 19151.6328 | 64125.9454 | 64125.9454 | 0.63272 | 0.63272 | 1467.561 | 1467.561 | 27.6473 | 73337.551 | 0.17293 | -1309.1801 | Programmable thermostat | Stone/Clay/Glass/Concrete | Existing
522 | IstNgsd213 | 33234.5575 | 7339.4894 | 0 | 0 | 40574.0469 | 44974.3125 | 44974.3125 | 19151.6328 | 64125.9454 | 64125.9454 | 0.63272 | 0.63272 | 1467.561 | 1467.561 | 27.6473 | 73337.551 | 0.17293 | -1309.1801 | Programmable thermostat | Stone/Clay/Glass/Concrete | New
523 | IteEgsd213 | 33234.5575 | 7339.4894 | 0 | 0 | 40574.0469 | 44974.3125 | 44974.3125 | 19151.6328 | 64125.9454 | 64125.9454 | 0.63272 | 0.63272 | 967.9049 | 967.9049 | 41.9195 | 73337.551 | 0.11405 | -1347.6242 | Programmable thermostat | Textiles and Leather | Existing
524 | IteNgsd213 | 33234.5575 | 7339.4894 | 0 | 0 | 40574.0469 | 44974.3125 | 44974.3125 | 19151.6328 | 64125.9454 | 64125.9454 | 0.63272 | 0.63272 | 967.9049 | 967.9049 | 41.9195 | 73337.551 | 0.11405 | -1347.6242 | Programmable thermostat | Textiles and Leather | New
525 | ItrEgsd213 | 33234.5575 | 7339.4894 | 0 | 0 | 40574.0469 | 44974.3125 | 44974.3125 | 19151.6328 | 64125.9454 | 64125.9454 | 0.63272 | 0.63272 | 890.9713 | 890.9713 | 45.5391 | 73337.551 | 0.10499 | -1353.5435 | Programmable thermostat | Transportation Equipment | Existing
526 | ItrNgsd213 | 33234.5575 | 7339.4894 | 0 | 0 | 40574.0469 | 44974.3125 | 44974.3125 | 19151.6328 | 64125.9454 | 64125.9454 | 0.63272 | 0.63272 | 890.9713 | 890.9713 | 45.5391 | 73337.551 | 0.10499 | -1353.5435 | Programmable thermostat | Transportation Equipment | New
527 | IwaEgsd213 | 33234.5575 | 7339.4894 | 0 | 0 | 40574.0469 | 44974.3125 | 44974.3125 | 19151.6328 | 64125.9454 | 64125.9454 | 0.63272 | 0.63272 | 103.1395 | 103.1395 | 393.3898 | 73337.551 | 0.012153 | -1414.1601 | Programmable thermostat | Water and Wastewater | Existing
528 | IwaNgsd213 | 33234.5575 | 7339.4894 | 0 | 0 | 40574.0469 | 44974.3125 | 44974.3125 | 19151.6328 | 64125.9454 | 64125.9454 | 0.63272 | 0.63272 | 103.1395 | 103.1395 | 393.3898 | 73337.551 | 0.012153 | -1414.1601 | Programmable thermostat | Water and Wastewater | New
529 | IagEgsd214 | 33234.5575 | 7339.4894 | 0 | 0 | 40574.0469 | 44974.3125 | 44974.3125 | 19151.6328 | 64125.9454 | 64125.9454 | 0.63272 | 0.63272 | 25634.2796 | 25634.2796 | 1.5828 | 73337.551 | 3.0206 | 550.2329 | Smart thermostat | Agriculture and Assembly | Existing
530 | IagNgsd214 | 33234.5575 | 7339.4894 | 0 | 0 | 40574.0469 | 44974.3125 | 44974.3125 | 19151.6328 | 64125.9454 | 64125.9454 | 0.63272 | 0.63272 | 25634.2796 | 25634.2796 | 1.5828 | 73337.551 | 3.0206 | 550.2329 | Smart thermostat | Agriculture and Assembly | New
531 | IchEgsd214 | 33234.5575 | 7339.4894 | 0 | 0 | 40574.0469 | 44974.3125 | 44974.3125 | 19151.6328 | 64125.9454 | 64125.9454 | 0.63272 | 0.63272 | 16017.3592 | 16017.3592 | 2.5331 | 73337.551 | 1.8874 | -189.7032 | Smart thermostat | Chemicals and Plastics | Existing
532 | IchNgsd214 | 33234.5575 | 7339.4894 | 0 | 0 | 40574.0469 | 44974.3125 | 44974.3125 | 19151.6328 | 64125.9454 | 64125.9454 | 0.63272 | 0.63272 | 16017.3592 | 16017.3592 | 2.5331 | 73337.551 | 1.8874 | -189.7032 | Smart thermostat | Chemicals and Plastics | New
533 | IcoEgsd214 | 33234.5575 | 7339.4894 | 0 | 0 | 40574.0469 | 44974.3125 | 44974.3125 | 19151.6328 | 64125.9454 | 64125.9454 | 0.63272 | 0.63272 | 26754.5028 | 26754.5028 | 1.5165 | 73337.551 | 3.1526 | 636.424 | Smart thermostat | Construction | Existing
534 | IcoNgsd214 | 33234.5575 | 7339.4894 | 0 | 0 | 40574.0469 | 44974.3125 | 44974.3125 | 19151.6328 | 64125.9454 | 64125.9454 | 0.63272 | 0.63272 | 26754.5028 | 26754.5028 | 1.5165 | 73337.551 | 3.1526 | 636.424 | Smart thermostat | Construction | New
535 | IelEgsd214 | 33234.5575 | 7339.4894 | 0 | 0 | 40574.0469 | 44974.3125 | 44974.3125 | 19151.6328 | 64125.9454 | 64125.9454 | 0.63272 | 0.63272 | 14227.2118 | 14227.2118 | 2.8519 | 73337.551 | 1.6765 | -327.439 | Smart thermostat | Electrical and Electronic Equip. | Existing
536 | IelNgsd214 | 33234.5575 | 7339.4894 | 0 | 0 | 40574.0469 | 44974.3125 | 44974.3125 | 19151.6328 | 64125.9454 | 64125.9454 | 0.63272 | 0.63272 | 14227.2118 | 14227.2118 | 2.8519 | 73337.551 | 1.6765 | -327.439 | Smart thermostat | Electrical and Electronic Equip. | New
537 | IluEgsd214 | 33234.5575 | 7339.4894 | 0 | 0 | 40574.0469 | 44974.3125 | 44974.3125 | 19151.6328 | 64125.9454 | 64125.9454 | 0.63272 | 0.63272 | 47576.6161 | 47576.6161 | 0.85281 | 73337.551 | 5.6062 | 2238.4993 | Smart thermostat | Lumber/Furniture/Pulp/Paper | Existing
538 | IluNgsd214 | 33234.5575 | 7339.4894 | 0 | 0 | 40574.0469 | 44974.3125 | 44974.3125 | 19151.6328 | 64125.9454 | 64125.9454 | 0.63272 | 0.63272 | 47576.6161 | 47576.6161 | 0.85281 | 73337.551 | 5.6062 | 2238.4993 | Smart thermostat | Lumber/Furniture/Pulp/Paper | New
539 | ImeEgsd214 | 33234.5575 | 7339.4894 | 0 | 0 | 40574.0469 | 44974.3125 | 44974.3125 | 19151.6328 | 64125.9454 | 64125.9454 | 0.63272 | 0.63272 | 44994.6535 | 44994.6535 | 0.90175 | 73337.551 | 5.3019 | 2039.8405 | Smart thermostat | Metal Products and Machinery | Existing
540 | ImeNgsd214 | 33234.5575 | 7339.4894 | 0 | 0 | 40574.0469 | 44974.3125 | 44974.3125 | 19151.6328 | 64125.9454 | 64125.9454 | 0.63272 | 0.63272 | 44994.6535 | 44994.6535 | 0.90175 | 73337.551 | 5.3019 | 2039.8405 | Smart thermostat | Metal Products and Machinery | New
541 | ImiEgsd214 | 33234.5575 | 7339.4894 | 0 | 0 | 40574.0469 | 44974.3125 | 44974.3125 | 19151.6328 | 64125.9454 | 64125.9454 | 0.63272 | 0.63272 | 26754.5028 | 26754.5028 | 1.5165 | 73337.551 | 3.1526 | 636.424 | Smart thermostat | Miscellaneous Manufacturing | Existing
542 | ImiNgsd214 | 33234.5575 | 7339.4894 | 0 | 0 | 40574.0469 | 44974.3125 | 44974.3125 | 19151.6328 | 64125.9454 | 64125.9454 | 0.63272 | 0.63272 | 26754.5028 | 26754.5028 | 1.5165 | 73337.551 | 3.1526 | 636.424 | Smart thermostat | Miscellaneous Manufacturing | New
543 | IprEgsd214 | 33234.5575 | 7339.4894 | 0 | 0 | 40574.0469 | 44974.3125 | 44974.3125 | 19151.6328 | 64125.9454 | 64125.9454 | 0.63272 | 0.63272 | 22580.6155 | 22580.6155 | 1.7969 | 73337.551 | 2.6608 | 315.2807 | Smart thermostat | Primary Resources Industries | Existing
544 | IprNgsd214 | 33234.5575 | 7339.4894 | 0 | 0 | 40574.0469 | 44974.3125 | 44974.3125 | 19151.6328 | 64125.9454 | 64125.9454 | 0.63272 | 0.63272 | 22580.6155 | 22580.6155 | 1.7969 | 73337.551 | 2.6608 | 315.2807 | Smart thermostat | Primary Resources Industries | New
545 | IstEgsd214 | 33234.5575 | 7339.4894 | 0 | 0 | 40574.0469 | 44974.3125 | 44974.3125 | 19151.6328 | 64125.9454 | 64125.9454 | 0.63272 | 0.63272 | 29645.3178 | 29645.3178 | 1.3686 | 73337.551 | 3.4932 | 858.8462 | Smart thermostat | Stone/Clay/Glass/Concrete | Existing
546 | IstNgsd214 | 33234.5575 | 7339.4894 | 0 | 0 | 40574.0469 | 44974.3125 | 44974.3125 | 19151.6328 | 64125.9454 | 64125.9454 | 0.63272 | 0.63272 | 29645.3178 | 29645.3178 | 1.3686 | 73337.551 | 3.4932 | 858.8462 | Smart thermostat | Stone/Clay/Glass/Concrete | New
547 | IteEgsd214 | 33234.5575 | 7339.4894 | 0 | 0 | 40574.0469 | 44974.3125 | 44974.3125 | 19151.6328 | 64125.9454 | 64125.9454 | 0.63272 | 0.63272 | 19552.0632 | 19552.0632 | 2.0752 | 73337.551 | 2.3039 | 82.2606 | Smart thermostat | Textiles and Leather | Existing
548 | IteNgsd214 | 33234.5575 | 7339.4894 | 0 | 0 | 40574.0469 | 44974.3125 | 44974.3125 | 19151.6328 | 64125.9454 | 64125.9454 | 0.63272 | 0.63272 | 19552.0632 | 19552.0632 | 2.0752 | 73337.551 | 2.3039 | 82.2606 | Smart thermostat | Textiles and Leather | New
549 | ItrEgsd214 | 33234.5575 | 7339.4894 | 0 | 0 | 40574.0469 | 44974.3125 | 44974.3125 | 19151.6328 | 64125.9454 | 64125.9454 | 0.63272 | 0.63272 | 17997.9775 | 17997.9775 | 2.2544 | 73337.551 | 2.1208 | -37.3123 | Smart thermostat | Transportation Equipment | Existing
550 | ItrNgsd214 | 33234.5575 | 7339.4894 | 0 | 0 | 40574.0469 | 44974.3125 | 44974.3125 | 19151.6328 | 64125.9454 | 64125.9454 | 0.63272 | 0.63272 | 17997.9775 | 17997.9775 | 2.2544 | 73337.551 | 2.1208 | -37.3123 | Smart thermostat | Transportation Equipment | New
551 | IwaEgsd214 | 33234.5575 | 7339.4894 | 0 | 0 | 40574.0469 | 44974.3125 | 44974.3125 | 19151.6328 | 64125.9454 | 64125.9454 | 0.63272 | 0.63272 | 2083.4602 | 2083.4602 | 19.4744 | 73337.551 | 0.2455 | -1261.7922 | Smart thermostat | Water and Wastewater | Existing
552 | IwaNgsd214 | 33234.5575 | 7339.4894 | 0 | 0 | 40574.0469 | 44974.3125 | 44974.3125 | 19151.6328 | 64125.9454 | 64125.9454 | 0.63272 | 0.63272 | 2083.4602 | 2083.4602 | 19.4744 | 73337.551 | 0.2455 | -1261.7922 | Smart thermostat | Water and Wastewater | New
553 | IagEgsd215 | 33234.5575 | 7339.4894 | 0 | 0 | 40574.0469 | 44974.3125 | 44974.3125 | 19151.6328 | 64125.9454 | 64125.9454 | 0.63272 | 0.63272 | 21965.7641 | 21965.7641 | 1.8471 | 73337.551 | 2.4044 | 147.8662 | Strategic Energy Management | Agriculture and Assembly | Existing
554 | IagNgsd215 | 33234.5575 | 7339.4894 | 0 | 0 | 40574.0469 | 44974.3125 | 44974.3125 | 19151.6328 | 64125.9454 | 64125.9454 | 0.63272 | 0.63272 | 21965.7641 | 21965.7641 | 1.8471 | 73337.551 | 2.4044 | 147.8662 | Strategic Energy Management | Agriculture and Assembly | New
555 | IchEgsd215 | 33234.5575 | 7339.4894 | 0 | 0 | 40574.0469 | 44974.3125 | 44974.3125 | 19151.6328 | 64125.9454 | 64125.9454 | 0.63272 | 0.63272 | 7445.9351 | 7445.9351 | 5.4492 | 73337.551 | 0.81504 | -889.9114 | Strategic Energy Management | Chemicals and Plastics | Existing
556 | IchNgsd215 | 33234.5575 | 7339.4894 | 0 | 0 | 40574.0469 | 44974.3125 | 44974.3125 | 19151.6328 | 64125.9454 | 64125.9454 | 0.63272 | 0.63272 | 7445.9351 | 7445.9351 | 5.4492 | 73337.551 | 0.81504 | -889.9114 | Strategic Energy Management | Chemicals and Plastics | New
557 | IcoEgsd215 | 33234.5575 | 7339.4894 | 0 | 0 | 40574.0469 | 44974.3125 | 44974.3125 | 19151.6328 | 64125.9454 | 64125.9454 | 0.63272 | 0.63272 | 137525.1884 | 137525.1884 | 0.29503 | 73337.551 | 15.0536 | 8407.2606 | Strategic Energy Management | Construction | Existing
558 | IcoNgsd215 | 33234.5575 | 7339.4894 | 0 | 0 | 40574.0469 | 44974.3125 | 44974.3125 | 19151.6328 | 64125.9454 | 64125.9454 | 0.63272 | 0.63272 | 137525.1884 | 137525.1884 | 0.29503 | 73337.551 | 15.0536 | 8407.2606 | Strategic Energy Management | Construction | New
559 | IelEgsd215 | 33234.5575 | 7339.4894 | 0 | 0 | 40574.0469 | 44974.3125 | 44974.3125 | 19151.6328 | 64125.9454 | 64125.9454 | 0.63272 | 0.63272 | 30042.4899 | 30042.4899 | 1.3506 | 73337.551 | 3.2885 | 725.1352 | Strategic Energy Management | Electrical and Electronic Equip. | Existing
560 | IelNgsd215 | 33234.5575 | 7339.4894 | 0 | 0 | 40574.0469 | 44974.3125 | 44974.3125 | 19151.6328 | 64125.9454 | 64125.9454 | 0.63272 | 0.63272 | 30042.4899 | 30042.4899 | 1.3506 | 73337.551 | 3.2885 | 725.1352 | Strategic Energy Management | Electrical and Electronic Equip. | New
561 | IluEgsd215 | 33234.5575 | 7339.4894 | 0 | 0 | 40574.0469 | 44974.3125 | 44974.3125 | 19151.6328 | 64125.9454 | 64125.9454 | 0.63272 | 0.63272 | 12831.1926 | 12831.1926 | 3.1621 | 73337.551 | 1.4045 | -505.0102 | Strategic Energy Management | Lumber/Furniture/Pulp/Paper | Existing
562 | IluNgsd215 | 33234.5575 | 7339.4894 | 0 | 0 | 40574.0469 | 44974.3125 | 44974.3125 | 19151.6328 | 64125.9454 | 64125.9454 | 0.63272 | 0.63272 | 12831.1926 | 12831.1926 | 3.1621 | 73337.551 | 1.4045 | -505.0102 | Strategic Energy Management | Lumber/Furniture/Pulp/Paper | New
563 | ImeEgsd215 | 33234.5575 | 7339.4894 | 0 | 0 | 40574.0469 | 44974.3125 | 44974.3125 | 19151.6328 | 64125.9454 | 64125.9454 | 0.63272 | 0.63272 | 85032.4405 | 85032.4405 | 0.47716 | 73337.551 | 9.3077 | 4655.4396 | Strategic Energy Management | Metal Products and Machinery | Existing
564 | ImeNgsd215 | 33234.5575 | 7339.4894 | 0 | 0 | 40574.0469 | 44974.3125 | 44974.3125 | 19151.6328 | 64125.9454 | 64125.9454 | 0.63272 | 0.63272 | 85032.4405 | 85032.4405 | 0.47716 | 73337.551 | 9.3077 | 4655.4396 | Strategic Energy Management | Metal Products and Machinery | New
565 | ImiEgsd215 | 33234.5575 | 7339.4894 | 0 | 0 | 40574.0469 | 44974.3125 | 44974.3125 | 19151.6328 | 64125.9454 | 64125.9454 | 0.63272 | 0.63272 | 128460.8397 | 128460.8397 | 0.31585 | 73337.551 | 14.0614 | 7759.4037 | Strategic Energy Management | Miscellaneous Manufacturing | Existing
566 | ImiNgsd215 | 33234.5575 | 7339.4894 | 0 | 0 | 40574.0469 | 44974.3125 | 44974.3125 | 19151.6328 | 64125.9454 | 64125.9454 | 0.63272 | 0.63272 | 128460.8397 | 128460.8397 | 0.31585 | 73337.551 | 14.0614 | 7759.4037 | Strategic Energy Management | Miscellaneous Manufacturing | New
567 | IprEgsd215 | 33234.5575 | 7339.4894 | 0 | 0 | 40574.0469 | 44974.3125 | 44974.3125 | 19151.6328 | 64125.9454 | 64125.9454 | 0.63272 | 0.63272 | 2782.7149 | 2782.7149 | 14.5807 | 73337.551 | 0.3046 | -1223.2064 | Strategic Energy Management | Primary Resources Industries | Existing
568 | IprNgsd215 | 33234.5575 | 7339.4894 | 0 | 0 | 40574.0469 | 44974.3125 | 44974.3125 | 19151.6328 | 64125.9454 | 64125.9454 | 0.63272 | 0.63272 | 2782.7149 | 2782.7149 | 14.5807 | 73337.551 | 0.3046 | -1223.2064 | Strategic Energy Management | Primary Resources Industries | New
569 | IstEgsd215 | 33234.5575 | 7339.4894 | 0 | 0 | 40574.0469 | 44974.3125 | 44974.3125 | 19151.6328 | 64125.9454 | 64125.9454 | 0.63272 | 0.63272 | 27236.9122 | 27236.9122 | 1.4897 | 73337.551 | 2.9814 | 524.6117 | Strategic Energy Management | Stone/Clay/Glass/Concrete | Existing
570 | IstNgsd215 | 33234.5575 | 7339.4894 | 0 | 0 | 40574.0469 | 44974.3125 | 44974.3125 | 19151.6328 | 64125.9454 | 64125.9454 | 0.63272 | 0.63272 | 27236.9122 | 27236.9122 | 1.4897 | 73337.551 | 2.9814 | 524.6117 | Strategic Energy Management | Stone/Clay/Glass/Concrete | New
571 | IteEgsd215 | 33234.5575 | 7339.4894 | 0 | 0 | 40574.0469 | 44974.3125 | 44974.3125 | 19151.6328 | 64125.9454 | 64125.9454 | 0.63272 | 0.63272 | 36740.1994 | 36740.1994 | 1.1044 | 73337.551 | 4.0216 | 1203.8414 | Strategic Energy Management | Textiles and Leather | Existing
572 | IteNgsd215 | 33234.5575 | 7339.4894 | 0 | 0 | 40574.0469 | 44974.3125 | 44974.3125 | 19151.6328 | 64125.9454 | 64125.9454 | 0.63272 | 0.63272 | 36740.1994 | 36740.1994 | 1.1044 | 73337.551 | 4.0216 | 1203.8414 | Strategic Energy Management | Textiles and Leather | New
573 | ItrEgsd215 | 33234.5575 | 7339.4894 | 0 | 0 | 40574.0469 | 44974.3125 | 44974.3125 | 19151.6328 | 64125.9454 | 64125.9454 | 0.63272 | 0.63272 | 13975.412 | 13975.412 | 2.9032 | 73337.551 | 1.5298 | -423.2293 | Strategic Energy Management | Transportation Equipment | Existing
574 | ItrNgsd215 | 33234.5575 | 7339.4894 | 0 | 0 | 40574.0469 | 44974.3125 | 44974.3125 | 19151.6328 | 64125.9454 | 64125.9454 | 0.63272 | 0.63272 | 13975.412 | 13975.412 | 2.9032 | 73337.551 | 1.5298 | -423.2293 | Strategic Energy Management | Transportation Equipment | New
575 | IwaEgsd215 | 33234.5575 | 7339.4894 | 0 | 0 | 40574.0469 | 44974.3125 | 44974.3125 | 19151.6328 | 64125.9454 | 64125.9454 | 0.63272 | 0.63272 | 10010.9481 | 10010.9481 | 4.053 | 73337.551 | 1.0958 | -706.5819 | Strategic Energy Management | Water and Wastewater | Existing
576 | IwaNgsd215 | 33234.5575 | 7339.4894 | 0 | 0 | 40574.0469 | 44974.3125 | 44974.3125 | 19151.6328 | 64125.9454 | 64125.9454 | 0.63272 | 0.63272 | 10010.9481 | 10010.9481 | 4.053 | 73337.551 | 1.0958 | -706.5819 | Strategic Energy Management | Water and Wastewater | New
577 | IagEgsd216 | 34241.0375 | 7367.8051 | 0 | 0 | 41608.8426 | 46434.3173 | 46434.3173 | 19151.6328 | 65585.9501 | 65585.9501 | 0.63442 | 0.63442 | 51761.0013 | 51761.0013 | 0.80386 | 75096.5929 | 7.3758 | 3473.355 | VFD on HVAC Pump | Agriculture and Assembly | Existing
578 | IagNgsd216 | 34241.0375 | 7367.8051 | 0 | 0 | 41608.8426 | 46434.3173 | 46434.3173 | 19151.6328 | 65585.9501 | 65585.9501 | 0.63442 | 0.63442 | 51761.0013 | 51761.0013 | 0.80386 | 75096.5929 | 7.3758 | 3473.355 | VFD on HVAC Pump | Agriculture and Assembly | New
579 | IchEgsd216 | 34241.0375 | 7367.8051 | 0 | 0 | 41608.8426 | 46434.3173 | 46434.3173 | 19151.6328 | 65585.9501 | 65585.9501 | 0.63442 | 0.63442 | 51761.0013 | 51761.0013 | 0.80386 | 75096.5929 | 7.3758 | 3473.355 | VFD on HVAC Pump | Chemicals and Plastics | Existing
580 | IchNgsd216 | 34241.0375 | 7367.8051 | 0 | 0 | 41608.8426 | 46434.3173 | 46434.3173 | 19151.6328 | 65585.9501 | 65585.9501 | 0.63442 | 0.63442 | 51761.0013 | 51761.0013 | 0.80386 | 75096.5929 | 7.3758 | 3473.355 | VFD on HVAC Pump | Chemicals and Plastics | New
581 | IcoEgsd216 | 34241.0375 | 7367.8051 | 0 | 0 | 41608.8426 | 46434.3173 | 46434.3173 | 19151.6328 | 65585.9501 | 65585.9501 | 0.63442 | 0.63442 | 51761.0013 | 51761.0013 | 0.80386 | 75096.5929 | 7.3758 | 3473.355 | VFD on HVAC Pump | Construction | Existing
582 | IcoNgsd216 | 34241.0375 | 7367.8051 | 0 | 0 | 41608.8426 | 46434.3173 | 46434.3173 | 19151.6328 | 65585.9501 | 65585.9501 | 0.63442 | 0.63442 | 51761.0013 | 51761.0013 | 0.80386 | 75096.5929 | 7.3758 | 3473.355 | VFD on HVAC Pump | Construction | New
583 | IelEgsd216 | 34241.0375 | 7367.8051 | 0 | 0 | 41608.8426 | 46434.3173 | 46434.3173 | 19151.6328 | 65585.9501 | 65585.9501 | 0.63442 | 0.63442 | 51761.0013 | 51761.0013 | 0.80386 | 75096.5929 | 7.3758 | 3473.355 | VFD on HVAC Pump | Electrical and Electronic Equip. | Existing
584 | IelNgsd216 | 34241.0375 | 7367.8051 | 0 | 0 | 41608.8426 | 46434.3173 | 46434.3173 | 19151.6328 | 65585.9501 | 65585.9501 | 0.63442 | 0.63442 | 51761.0013 | 51761.0013 | 0.80386 | 75096.5929 | 7.3758 | 3473.355 | VFD on HVAC Pump | Electrical and Electronic Equip. | New
585 | IluEgsd216 | 34241.0375 | 7367.8051 | 0 | 0 | 41608.8426 | 46434.3173 | 46434.3173 | 19151.6328 | 65585.9501 | 65585.9501 | 0.63442 | 0.63442 | 51761.0013 | 51761.0013 | 0.80386 | 75096.5929 | 7.3758 | 3473.355 | VFD on HVAC Pump | Lumber/Furniture/Pulp/Paper | Existing
586 | IluNgsd216 | 34241.0375 | 7367.8051 | 0 | 0 | 41608.8426 | 46434.3173 | 46434.3173 | 19151.6328 | 65585.9501 | 65585.9501 | 0.63442 | 0.63442 | 51761.0013 | 51761.0013 | 0.80386 | 75096.5929 | 7.3758 | 3473.355 | VFD on HVAC Pump | Lumber/Furniture/Pulp/Paper | New
587 | ImeEgsd216 | 34241.0375 | 7367.8051 | 0 | 0 | 41608.8426 | 46434.3173 | 46434.3173 | 19151.6328 | 65585.9501 | 65585.9501 | 0.63442 | 0.63442 | 51761.0013 | 51761.0013 | 0.80386 | 75096.5929 | 7.3758 | 3473.355 | VFD on HVAC Pump | Metal Products and Machinery | Existing
588 | ImeNgsd216 | 34241.0375 | 7367.8051 | 0 | 0 | 41608.8426 | 46434.3173 | 46434.3173 | 19151.6328 | 65585.9501 | 65585.9501 | 0.63442 | 0.63442 | 51761.0013 | 51761.0013 | 0.80386 | 75096.5929 | 7.3758 | 3473.355 | VFD on HVAC Pump | Metal Products and Machinery | New
589 | ImiEgsd216 | 34241.0375 | 7367.8051 | 0 | 0 | 41608.8426 | 46434.3173 | 46434.3173 | 19151.6328 | 65585.9501 | 65585.9501 | 0.63442 | 0.63442 | 51761.0013 | 51761.0013 | 0.80386 | 75096.5929 | 7.3758 | 3473.355 | VFD on HVAC Pump | Miscellaneous Manufacturing | Existing
590 | ImiNgsd216 | 34241.0375 | 7367.8051 | 0 | 0 | 41608.8426 | 46434.3173 | 46434.3173 | 19151.6328 | 65585.9501 | 65585.9501 | 0.63442 | 0.63442 | 51761.0013 | 51761.0013 | 0.80386 | 75096.5929 | 7.3758 | 3473.355 | VFD on HVAC Pump | Miscellaneous Manufacturing | New
591 | IprEgsd216 | 34241.0375 | 7367.8051 | 0 | 0 | 41608.8426 | 46434.3173 | 46434.3173 | 19151.6328 | 65585.9501 | 65585.9501 | 0.63442 | 0.63442 | 51761.0013 | 51761.0013 | 0.80386 | 75096.5929 | 7.3758 | 3473.355 | VFD on HVAC Pump | Primary Resources Industries | Existing
592 | IprNgsd216 | 34241.0375 | 7367.8051 | 0 | 0 | 41608.8426 | 46434.3173 | 46434.3173 | 19151.6328 | 65585.9501 | 65585.9501 | 0.63442 | 0.63442 | 51761.0013 | 51761.0013 | 0.80386 | 75096.5929 | 7.3758 | 3473.355 | VFD on HVAC Pump | Primary Resources Industries | New
593 | IstEgsd216 | 34241.0375 | 7367.8051 | 0 | 0 | 41608.8426 | 46434.3173 | 46434.3173 | 19151.6328 | 65585.9501 | 65585.9501 | 0.63442 | 0.63442 | 51761.0013 | 51761.0013 | 0.80386 | 75096.5929 | 7.3758 | 3473.355 | VFD on HVAC Pump | Stone/Clay/Glass/Concrete | Existing
594 | IstNgsd216 | 34241.0375 | 7367.8051 | 0 | 0 | 41608.8426 | 46434.3173 | 46434.3173 | 19151.6328 | 65585.9501 | 65585.9501 | 0.63442 | 0.63442 | 51761.0013 | 51761.0013 | 0.80386 | 75096.5929 | 7.3758 | 3473.355 | VFD on HVAC Pump | Stone/Clay/Glass/Concrete | New
595 | IteEgsd216 | 34241.0375 | 7367.8051 | 0 | 0 | 41608.8426 | 46434.3173 | 46434.3173 | 19151.6328 | 65585.9501 | 65585.9501 | 0.63442 | 0.63442 | 51761.0013 | 51761.0013 | 0.80386 | 75096.5929 | 7.3758 | 3473.355 | VFD on HVAC Pump | Textiles and Leather | Existing
596 | IteNgsd216 | 34241.0375 | 7367.8051 | 0 | 0 | 41608.8426 | 46434.3173 | 46434.3173 | 19151.6328 | 65585.9501 | 65585.9501 | 0.63442 | 0.63442 | 51761.0013 | 51761.0013 | 0.80386 | 75096.5929 | 7.3758 | 3473.355 | VFD on HVAC Pump | Textiles and Leather | New
597 | ItrEgsd216 | 34241.0375 | 7367.8051 | 0 | 0 | 41608.8426 | 46434.3173 | 46434.3173 | 19151.6328 | 65585.9501 | 65585.9501 | 0.63442 | 0.63442 | 51761.0013 | 51761.0013 | 0.80386 | 75096.5929 | 7.3758 | 3473.355 | VFD on HVAC Pump | Transportation Equipment | Existing
598 | ItrNgsd216 | 34241.0375 | 7367.8051 | 0 | 0 | 41608.8426 | 46434.3173 | 46434.3173 | 19151.6328 | 65585.9501 | 65585.9501 | 0.63442 | 0.63442 | 51761.0013 | 51761.0013 | 0.80386 | 75096.5929 | 7.3758 | 3473.355 | VFD on HVAC Pump | Transportation Equipment | New
599 | IwaEgsd216 | 34132.7377 | 7365.8334 | 0 | 0 | 41498.5711 | 46264.7994 | 46264.7994 | 19151.6328 | 65416.4322 | 65416.4322 | 0.63438 | 0.63438 | 51572.0355 | 51572.0355 | 0.80467 | 74892.3545 | 7.3687 | 3459.3959 | VFD on HVAC Pump | Water and Wastewater | Existing
600 | IwaNgsd216 | 34132.7377 | 7365.8334 | 0 | 0 | 41498.5711 | 46264.7994 | 46264.7994 | 19151.6328 | 65416.4322 | 65416.4322 | 0.63438 | 0.63438 | 51572.0355 | 51572.0355 | 0.80467 | 74892.3545 | 7.3687 | 3459.3959 | VFD on HVAC Pump | Water and Wastewater | New
601 | IagEgsd217 | 33234.5575 | 7339.4894 | 0 | 0 | 40574.0469 | 44974.3125 | 44974.3125 | 19151.6328 | 64125.9454 | 64125.9454 | 0.63272 | 0.63272 | 87868.8018 | 87868.8018 | 0.46176 | 73337.551 | 9.6182 | 4858.1631 | Waterside economizer | Agriculture and Assembly | Existing
602 | IagNgsd217 | 33234.5575 | 7339.4894 | 0 | 0 | 40574.0469 | 44974.3125 | 44974.3125 | 19151.6328 | 64125.9454 | 64125.9454 | 0.63272 | 0.63272 | 87868.8018 | 87868.8018 | 0.46176 | 73337.551 | 9.6182 | 4858.1631 | Waterside economizer | Agriculture and Assembly | New
603 | IchEgsd217 | 33234.5575 | 7339.4894 | 0 | 0 | 40574.0469 | 44974.3125 | 44974.3125 | 19151.6328 | 64125.9454 | 64125.9454 | 0.63272 | 0.63272 | 87868.8018 | 87868.8018 | 0.46176 | 73337.551 | 9.6182 | 4858.1631 | Waterside economizer | Chemicals and Plastics | Existing
604 | IchNgsd217 | 33234.5575 | 7339.4894 | 0 | 0 | 40574.0469 | 44974.3125 | 44974.3125 | 19151.6328 | 64125.9454 | 64125.9454 | 0.63272 | 0.63272 | 87868.8018 | 87868.8018 | 0.46176 | 73337.551 | 9.6182 | 4858.1631 | Waterside economizer | Chemicals and Plastics | New
605 | IcoEgsd217 | 33234.5575 | 7339.4894 | 0 | 0 | 40574.0469 | 44974.3125 | 44974.3125 | 19151.6328 | 64125.9454 | 64125.9454 | 0.63272 | 0.63272 | 87868.8018 | 87868.8018 | 0.46176 | 73337.551 | 9.6182 | 4858.1631 | Waterside economizer | Construction | Existing
606 | IcoNgsd217 | 33234.5575 | 7339.4894 | 0 | 0 | 40574.0469 | 44974.3125 | 44974.3125 | 19151.6328 | 64125.9454 | 64125.9454 | 0.63272 | 0.63272 | 87868.8018 | 87868.8018 | 0.46176 | 73337.551 | 9.6182 | 4858.1631 | Waterside economizer | Construction | New
607 | IelEgsd217 | 33234.5575 | 7339.4894 | 0 | 0 | 40574.0469 | 44974.3125 | 44974.3125 | 19151.6328 | 64125.9454 | 64125.9454 | 0.63272 | 0.63272 | 87868.8018 | 87868.8018 | 0.46176 | 73337.551 | 9.6182 | 4858.1631 | Waterside economizer | Electrical and Electronic Equip. | Existing
608 | IelNgsd217 | 33234.5575 | 7339.4894 | 0 | 0 | 40574.0469 | 44974.3125 | 44974.3125 | 19151.6328 | 64125.9454 | 64125.9454 | 0.63272 | 0.63272 | 87868.8018 | 87868.8018 | 0.46176 | 73337.551 | 9.6182 | 4858.1631 | Waterside economizer | Electrical and Electronic Equip. | New
609 | IluEgsd217 | 33234.5575 | 7339.4894 | 0 | 0 | 40574.0469 | 44974.3125 | 44974.3125 | 19151.6328 | 64125.9454 | 64125.9454 | 0.63272 | 0.63272 | 87868.8018 | 87868.8018 | 0.46176 | 73337.551 | 9.6182 | 4858.1631 | Waterside economizer | Lumber/Furniture/Pulp/Paper | Existing
610 | IluNgsd217 | 33234.5575 | 7339.4894 | 0 | 0 | 40574.0469 | 44974.3125 | 44974.3125 | 19151.6328 | 64125.9454 | 64125.9454 | 0.63272 | 0.63272 | 87868.8018 | 87868.8018 | 0.46176 | 73337.551 | 9.6182 | 4858.1631 | Waterside economizer | Lumber/Furniture/Pulp/Paper | New
611 | ImeEgsd217 | 33234.5575 | 7339.4894 | 0 | 0 | 40574.0469 | 44974.3125 | 44974.3125 | 19151.6328 | 64125.9454 | 64125.9454 | 0.63272 | 0.63272 | 87868.8018 | 87868.8018 | 0.46176 | 73337.551 | 9.6182 | 4858.1631 | Waterside economizer | Metal Products and Machinery | Existing
612 | ImeNgsd217 | 33234.5575 | 7339.4894 | 0 | 0 | 40574.0469 | 44974.3125 | 44974.3125 | 19151.6328 | 64125.9454 | 64125.9454 | 0.63272 | 0.63272 | 87868.8018 | 87868.8018 | 0.46176 | 73337.551 | 9.6182 | 4858.1631 | Waterside economizer | Metal Products and Machinery | New
613 | ImiEgsd217 | 33234.5575 | 7339.4894 | 0 | 0 | 40574.0469 | 44974.3125 | 44974.3125 | 19151.6328 | 64125.9454 | 64125.9454 | 0.63272 | 0.63272 | 87868.8018 | 87868.8018 | 0.46176 | 73337.551 | 9.6182 | 4858.1631 | Waterside economizer | Miscellaneous Manufacturing | Existing
614 | ImiNgsd217 | 33234.5575 | 7339.4894 | 0 | 0 | 40574.0469 | 44974.3125 | 44974.3125 | 19151.6328 | 64125.9454 | 64125.9454 | 0.63272 | 0.63272 | 87868.8018 | 87868.8018 | 0.46176 | 73337.551 | 9.6182 | 4858.1631 | Waterside economizer | Miscellaneous Manufacturing | New
615 | IprEgsd217 | 33234.5575 | 7339.4894 | 0 | 0 | 40574.0469 | 44974.3125 | 44974.3125 | 19151.6328 | 64125.9454 | 64125.9454 | 0.63272 | 0.63272 | 87868.8018 | 87868.8018 | 0.46176 | 73337.551 | 9.6182 | 4858.1631 | Waterside economizer | Primary Resources Industries | Existing
616 | IprNgsd217 | 33234.5575 | 7339.4894 | 0 | 0 | 40574.0469 | 44974.3125 | 44974.3125 | 19151.6328 | 64125.9454 | 64125.9454 | 0.63272 | 0.63272 | 87868.8018 | 87868.8018 | 0.46176 | 73337.551 | 9.6182 | 4858.1631 | Waterside economizer | Primary Resources Industries | New
617 | IstEgsd217 | 33234.5575 | 7339.4894 | 0 | 0 | 40574.0469 | 44974.3125 | 44974.3125 | 19151.6328 | 64125.9454 | 64125.9454 | 0.63272 | 0.63272 | 87868.8018 | 87868.8018 | 0.46176 | 73337.551 | 9.6182 | 4858.1631 | Waterside economizer | Stone/Clay/Glass/Concrete | Existing
618 | IstNgsd217 | 33234.5575 | 7339.4894 | 0 | 0 | 40574.0469 | 44974.3125 | 44974.3125 | 19151.6328 | 64125.9454 | 64125.9454 | 0.63272 | 0.63272 | 87868.8018 | 87868.8018 | 0.46176 | 73337.551 | 9.6182 | 4858.1631 | Waterside economizer | Stone/Clay/Glass/Concrete | New
619 | IteEgsd217 | 33234.5575 | 7339.4894 | 0 | 0 | 40574.0469 | 44974.3125 | 44974.3125 | 19151.6328 | 64125.9454 | 64125.9454 | 0.63272 | 0.63272 | 87868.8018 | 87868.8018 | 0.46176 | 73337.551 | 9.6182 | 4858.1631 | Waterside economizer | Textiles and Leather | Existing
620 | IteNgsd217 | 33234.5575 | 7339.4894 | 0 | 0 | 40574.0469 | 44974.3125 | 44974.3125 | 19151.6328 | 64125.9454 | 64125.9454 | 0.63272 | 0.63272 | 87868.8018 | 87868.8018 | 0.46176 | 73337.551 | 9.6182 | 4858.1631 | Waterside economizer | Textiles and Leather | New
621 | ItrEgsd217 | 33234.5575 | 7339.4894 | 0 | 0 | 40574.0469 | 44974.3125 | 44974.3125 | 19151.6328 | 64125.9454 | 64125.9454 | 0.63272 | 0.63272 | 87868.8018 | 87868.8018 | 0.46176 | 73337.551 | 9.6182 | 4858.1631 | Waterside economizer | Transportation Equipment | Existing
622 | ItrNgsd217 | 33234.5575 | 7339.4894 | 0 | 0 | 40574.0469 | 44974.3125 | 44974.3125 | 19151.6328 | 64125.9454 | 64125.9454 | 0.63272 | 0.63272 | 87868.8018 | 87868.8018 | 0.46176 | 73337.551 | 9.6182 | 4858.1631 | Waterside economizer | Transportation Equipment | New
623 | IwaEgsd217 | 33234.5575 | 7339.4894 | 0 | 0 | 40574.0469 | 44974.3125 | 44974.3125 | 19151.6328 | 64125.9454 | 64125.9454 | 0.63272 | 0.63272 | 87868.8018 | 87868.8018 | 0.46176 | 73337.551 | 9.6182 | 4858.1631 | Waterside economizer | Water and Wastewater | Existing
624 | IwaNgsd217 | 33234.5575 | 7339.4894 | 0 | 0 | 40574.0469 | 44974.3125 | 44974.3125 | 19151.6328 | 64125.9454 | 64125.9454 | 0.63272 | 0.63272 | 87868.8018 | 87868.8018 | 0.46176 | 73337.551 | 9.6182 | 4858.1631 | Waterside economizer | Water and Wastewater | New
625 | IagEgsd218 | 33234.5575 | 7339.4894 | 0 | 0 | 40574.0469 | 44974.3125 | 44974.3125 | 19151.6328 | 64125.9454 | 64125.9454 | 0.63272 | 0.63272 | 3836360.0303 | 3836360.0303 | 0.010576 | 73337.551 | 559.6292 | 363991.8028 | Air curtains | Agriculture and Assembly | Existing
626 | IagNgsd218 | 33234.5575 | 7339.4894 | 0 | 0 | 40574.0469 | 44974.3125 | 44974.3125 | 19151.6328 | 64125.9454 | 64125.9454 | 0.63272 | 0.63272 | 3836360.0303 | 3836360.0303 | 0.010576 | 73337.551 | 559.6292 | 363991.8028 | Air curtains | Agriculture and Assembly | New
627 | IchEgsd218 | 33234.5575 | 7339.4894 | 0 | 0 | 40574.0469 | 44974.3125 | 44974.3125 | 19151.6328 | 64125.9454 | 64125.9454 | 0.63272 | 0.63272 | 3836360.0303 | 3836360.0303 | 0.010576 | 73337.551 | 559.6292 | 363991.8028 | Air curtains | Chemicals and Plastics | Existing
628 | IchNgsd218 | 33234.5575 | 7339.4894 | 0 | 0 | 40574.0469 | 44974.3125 | 44974.3125 | 19151.6328 | 64125.9454 | 64125.9454 | 0.63272 | 0.63272 | 3836360.0303 | 3836360.0303 | 0.010576 | 73337.551 | 559.6292 | 363991.8028 | Air curtains | Chemicals and Plastics | New
629 | IcoEgsd218 | 33234.5575 | 7339.4894 | 0 | 0 | 40574.0469 | 44974.3125 | 44974.3125 | 19151.6328 | 64125.9454 | 64125.9454 | 0.63272 | 0.63272 | 3836360.0303 | 3836360.0303 | 0.010576 | 73337.551 | 559.6292 | 363991.8028 | Air curtains | Construction | Existing
630 | IcoNgsd218 | 33234.5575 | 7339.4894 | 0 | 0 | 40574.0469 | 44974.3125 | 44974.3125 | 19151.6328 | 64125.9454 | 64125.9454 | 0.63272 | 0.63272 | 3836360.0303 | 3836360.0303 | 0.010576 | 73337.551 | 559.6292 | 363991.8028 | Air curtains | Construction | New
631 | IelEgsd218 | 33234.5575 | 7339.4894 | 0 | 0 | 40574.0469 | 44974.3125 | 44974.3125 | 19151.6328 | 64125.9454 | 64125.9454 | 0.63272 | 0.63272 | 3836360.0303 | 3836360.0303 | 0.010576 | 73337.551 | 559.6292 | 363991.8028 | Air curtains | Electrical and Electronic Equip. | Existing
632 | IelNgsd218 | 33234.5575 | 7339.4894 | 0 | 0 | 40574.0469 | 44974.3125 | 44974.3125 | 19151.6328 | 64125.9454 | 64125.9454 | 0.63272 | 0.63272 | 3836360.0303 | 3836360.0303 | 0.010576 | 73337.551 | 559.6292 | 363991.8028 | Air curtains | Electrical and Electronic Equip. | New
633 | IluEgsd218 | 33234.5575 | 7339.4894 | 0 | 0 | 40574.0469 | 44974.3125 | 44974.3125 | 19151.6328 | 64125.9454 | 64125.9454 | 0.63272 | 0.63272 | 3836360.0303 | 3836360.0303 | 0.010576 | 73337.551 | 559.6292 | 363991.8028 | Air curtains | Lumber/Furniture/Pulp/Paper | Existing
634 | IluNgsd218 | 33234.5575 | 7339.4894 | 0 | 0 | 40574.0469 | 44974.3125 | 44974.3125 | 19151.6328 | 64125.9454 | 64125.9454 | 0.63272 | 0.63272 | 3836360.0303 | 3836360.0303 | 0.010576 | 73337.551 | 559.6292 | 363991.8028 | Air curtains | Lumber/Furniture/Pulp/Paper | New
635 | ImeEgsd218 | 33234.5575 | 7339.4894 | 0 | 0 | 40574.0469 | 44974.3125 | 44974.3125 | 19151.6328 | 64125.9454 | 64125.9454 | 0.63272 | 0.63272 | 3836360.0303 | 3836360.0303 | 0.010576 | 73337.551 | 559.6292 | 363991.8028 | Air curtains | Metal Products and Machinery | Existing
636 | ImeNgsd218 | 33234.5575 | 7339.4894 | 0 | 0 | 40574.0469 | 44974.3125 | 44974.3125 | 19151.6328 | 64125.9454 | 64125.9454 | 0.63272 | 0.63272 | 3836360.0303 | 3836360.0303 | 0.010576 | 73337.551 | 559.6292 | 363991.8028 | Air curtains | Metal Products and Machinery | New
637 | ImiEgsd218 | 33234.5575 | 7339.4894 | 0 | 0 | 40574.0469 | 44974.3125 | 44974.3125 | 19151.6328 | 64125.9454 | 64125.9454 | 0.63272 | 0.63272 | 3836360.0303 | 3836360.0303 | 0.010576 | 73337.551 | 559.6292 | 363991.8028 | Air curtains | Miscellaneous Manufacturing | Existing
638 | ImiNgsd218 | 33234.5575 | 7339.4894 | 0 | 0 | 40574.0469 | 44974.3125 | 44974.3125 | 19151.6328 | 64125.9454 | 64125.9454 | 0.63272 | 0.63272 | 3836360.0303 | 3836360.0303 | 0.010576 | 73337.551 | 559.6292 | 363991.8028 | Air curtains | Miscellaneous Manufacturing | New
639 | IprEgsd218 | 33234.5575 | 7339.4894 | 0 | 0 | 40574.0469 | 44974.3125 | 44974.3125 | 19151.6328 | 64125.9454 | 64125.9454 | 0.63272 | 0.63272 | 3836360.0303 | 3836360.0303 | 0.010576 | 73337.551 | 559.6292 | 363991.8028 | Air curtains | Primary Resources Industries | Existing
640 | IprNgsd218 | 33234.5575 | 7339.4894 | 0 | 0 | 40574.0469 | 44974.3125 | 44974.3125 | 19151.6328 | 64125.9454 | 64125.9454 | 0.63272 | 0.63272 | 3836360.0303 | 3836360.0303 | 0.010576 | 73337.551 | 559.6292 | 363991.8028 | Air curtains | Primary Resources Industries | New
641 | IstEgsd218 | 33234.5575 | 7339.4894 | 0 | 0 | 40574.0469 | 44974.3125 | 44974.3125 | 19151.6328 | 64125.9454 | 64125.9454 | 0.63272 | 0.63272 | 3836360.0303 | 3836360.0303 | 0.010576 | 73337.551 | 559.6292 | 363991.8028 | Air curtains | Stone/Clay/Glass/Concrete | Existing
642 | IstNgsd218 | 33234.5575 | 7339.4894 | 0 | 0 | 40574.0469 | 44974.3125 | 44974.3125 | 19151.6328 | 64125.9454 | 64125.9454 | 0.63272 | 0.63272 | 3836360.0303 | 3836360.0303 | 0.010576 | 73337.551 | 559.6292 | 363991.8028 | Air curtains | Stone/Clay/Glass/Concrete | New
643 | IteEgsd218 | 33234.5575 | 7339.4894 | 0 | 0 | 40574.0469 | 44974.3125 | 44974.3125 | 19151.6328 | 64125.9454 | 64125.9454 | 0.63272 | 0.63272 | 3836360.0303 | 3836360.0303 | 0.010576 | 73337.551 | 559.6292 | 363991.8028 | Air curtains | Textiles and Leather | Existing
644 | IteNgsd218 | 33234.5575 | 7339.4894 | 0 | 0 | 40574.0469 | 44974.3125 | 44974.3125 | 19151.6328 | 64125.9454 | 64125.9454 | 0.63272 | 0.63272 | 3836360.0303 | 3836360.0303 | 0.010576 | 73337.551 | 559.6292 | 363991.8028 | Air curtains | Textiles and Leather | New
645 | ItrEgsd218 | 33234.5575 | 7339.4894 | 0 | 0 | 40574.0469 | 44974.3125 | 44974.3125 | 19151.6328 | 64125.9454 | 64125.9454 | 0.63272 | 0.63272 | 3836360.0303 | 3836360.0303 | 0.010576 | 73337.551 | 559.6292 | 363991.8028 | Air curtains | Transportation Equipment | Existing
646 | ItrNgsd218 | 33234.5575 | 7339.4894 | 0 | 0 | 40574.0469 | 44974.3125 | 44974.3125 | 19151.6328 | 64125.9454 | 64125.9454 | 0.63272 | 0.63272 | 3836360.0303 | 3836360.0303 | 0.010576 | 73337.551 | 559.6292 | 363991.8028 | Air curtains | Transportation Equipment | New
647 | IwaEgsd218 | 33234.5575 | 7339.4894 | 0 | 0 | 40574.0469 | 44974.3125 | 44974.3125 | 19151.6328 | 64125.9454 | 64125.9454 | 0.63272 | 0.63272 | 3836360.0303 | 3836360.0303 | 0.010576 | 73337.551 | 559.6292 | 363991.8028 | Air curtains | Water and Wastewater | Existing
648 | IwaNgsd218 | 33234.5575 | 7339.4894 | 0 | 0 | 40574.0469 | 44974.3125 | 44974.3125 | 19151.6328 | 64125.9454 | 64125.9454 | 0.63272 | 0.63272 | 3836360.0303 | 3836360.0303 | 0.010576 | 73337.551 | 559.6292 | 363991.8028 | Air curtains | Water and Wastewater | New
649 | IagTgsd219 | 33234.5575 | 7339.4894 | 0 | 0 | 40574.0469 | 44974.3125 | 44974.3125 | 19151.6328 | 64125.9454 | 64125.9454 | 0.63272 | 0.63272 | 31911.4048 | 31911.4048 | 1.2715 | 73337.551 | 4.6551 | 1617.4707 | Custom Measure - Non-Lighting | Agriculture and Assembly | Turnover
650 | IagNgsd219 | 33234.5575 | 7339.4894 | 0 | 0 | 40574.0469 | 44974.3125 | 44974.3125 | 19151.6328 | 64125.9454 | 64125.9454 | 0.63272 | 0.63272 | 31911.4048 | 31911.4048 | 1.2715 | 73337.551 | 4.6551 | 1617.4707 | Custom Measure - Non-Lighting | Agriculture and Assembly | New
651 | IchTgsd219 | 33234.5575 | 7339.4894 | 0 | 0 | 40574.0469 | 44974.3125 | 44974.3125 | 19151.6328 | 64125.9454 | 64125.9454 | 0.63272 | 0.63272 | 31911.3843 | 31911.3843 | 1.2715 | 73337.551 | 4.6551 | 1617.4687 | Custom Measure - Non-Lighting | Chemicals and Plastics | Turnover
652 | IchNgsd219 | 33234.5575 | 7339.4894 | 0 | 0 | 40574.0469 | 44974.3125 | 44974.3125 | 19151.6328 | 64125.9454 | 64125.9454 | 0.63272 | 0.63272 | 31911.3843 | 31911.3843 | 1.2715 | 73337.551 | 4.6551 | 1617.4687 | Custom Measure - Non-Lighting | Chemicals and Plastics | New
653 | IcoTgsd219 | 33234.5575 | 7339.4894 | 0 | 0 | 40574.0469 | 44974.3125 | 44974.3125 | 19151.6328 | 64125.9454 | 64125.9454 | 0.63272 | 0.63272 | 31911.4048 | 31911.4048 | 1.2715 | 73337.551 | 4.6551 | 1617.4706 | Custom Measure - Non-Lighting | Construction | Turnover
654 | IcoNgsd219 | 33234.5575 | 7339.4894 | 0 | 0 | 40574.0469 | 44974.3125 | 44974.3125 | 19151.6328 | 64125.9454 | 64125.9454 | 0.63272 | 0.63272 | 31911.4048 | 31911.4048 | 1.2715 | 73337.551 | 4.6551 | 1617.4706 | Custom Measure - Non-Lighting | Construction | New
655 | IelTgsd219 | 33234.5575 | 7339.4894 | 0 | 0 | 40574.0469 | 44974.3125 | 44974.3125 | 19151.6328 | 64125.9454 | 64125.9454 | 0.63272 | 0.63272 | 31911.3971 | 31911.3971 | 1.2715 | 73337.551 | 4.6551 | 1617.4698 | Custom Measure - Non-Lighting | Electrical and Electronic Equip. | Turnover
656 | IelNgsd219 | 33234.5575 | 7339.4894 | 0 | 0 | 40574.0469 | 44974.3125 | 44974.3125 | 19151.6328 | 64125.9454 | 64125.9454 | 0.63272 | 0.63272 | 31911.3971 | 31911.3971 | 1.2715 | 73337.551 | 4.6551 | 1617.4698 | Custom Measure - Non-Lighting | Electrical and Electronic Equip. | New
657 | IluTgsd219 | 33234.5575 | 7339.4894 | 0 | 0 | 40574.0469 | 44974.3125 | 44974.3125 | 19151.6328 | 64125.9454 | 64125.9454 | 0.63272 | 0.63272 | 31911.3714 | 31911.3714 | 1.2715 | 73337.551 | 4.6551 | 1617.4673 | Custom Measure - Non-Lighting | Lumber/Furniture/Pulp/Paper | Turnover
658 | IluNgsd219 | 33234.5575 | 7339.4894 | 0 | 0 | 40574.0469 | 44974.3125 | 44974.3125 | 19151.6328 | 64125.9454 | 64125.9454 | 0.63272 | 0.63272 | 31911.3714 | 31911.3714 | 1.2715 | 73337.551 | 4.6551 | 1617.4673 | Custom Measure - Non-Lighting | Lumber/Furniture/Pulp/Paper | New
659 | ImeTgsd219 | 33234.5575 | 7339.4894 | 0 | 0 | 40574.0469 | 44974.3125 | 44974.3125 | 19151.6328 | 64125.9454 | 64125.9454 | 0.63272 | 0.63272 | 31911.3509 | 31911.3509 | 1.2715 | 73337.551 | 4.6551 | 1617.4655 | Custom Measure - Non-Lighting | Metal Products and Machinery | Turnover
660 | ImeNgsd219 | 33234.5575 | 7339.4894 | 0 | 0 | 40574.0469 | 44974.3125 | 44974.3125 | 19151.6328 | 64125.9454 | 64125.9454 | 0.63272 | 0.63272 | 31911.3509 | 31911.3509 | 1.2715 | 73337.551 | 4.6551 | 1617.4655 | Custom Measure - Non-Lighting | Metal Products and Machinery | New
661 | ImiTgsd219 | 33234.5575 | 7339.4894 | 0 | 0 | 40574.0469 | 44974.3125 | 44974.3125 | 19151.6328 | 64125.9454 | 64125.9454 | 0.63272 | 0.63272 | 31911.4048 | 31911.4048 | 1.2715 | 73337.551 | 4.6551 | 1617.4706 | Custom Measure - Non-Lighting | Miscellaneous Manufacturing | Turnover
662 | ImiNgsd219 | 33234.5575 | 7339.4894 | 0 | 0 | 40574.0469 | 44974.3125 | 44974.3125 | 19151.6328 | 64125.9454 | 64125.9454 | 0.63272 | 0.63272 | 31911.4048 | 31911.4048 | 1.2715 | 73337.551 | 4.6551 | 1617.4706 | Custom Measure - Non-Lighting | Miscellaneous Manufacturing | New
663 | IprTgsd219 | 33234.5575 | 7339.4894 | 0 | 0 | 40574.0469 | 44974.3125 | 44974.3125 | 19151.6328 | 64125.9454 | 64125.9454 | 0.63272 | 0.63272 | 31911.392 | 31911.392 | 1.2715 | 73337.551 | 4.6551 | 1617.4694 | Custom Measure - Non-Lighting | Primary Resources Industries | Turnover
664 | IprNgsd219 | 33234.5575 | 7339.4894 | 0 | 0 | 40574.0469 | 44974.3125 | 44974.3125 | 19151.6328 | 64125.9454 | 64125.9454 | 0.63272 | 0.63272 | 31911.392 | 31911.392 | 1.2715 | 73337.551 | 4.6551 | 1617.4694 | Custom Measure - Non-Lighting | Primary Resources Industries | New
665 | IstTgsd219 | 33234.5575 | 7339.4894 | 0 | 0 | 40574.0469 | 44974.3125 | 44974.3125 | 19151.6328 | 64125.9454 | 64125.9454 | 0.63272 | 0.63272 | 31911.3945 | 31911.3945 | 1.2715 | 73337.551 | 4.6551 | 1617.4698 | Custom Measure - Non-Lighting | Stone/Clay/Glass/Concrete | Turnover
666 | IstNgsd219 | 33234.5575 | 7339.4894 | 0 | 0 | 40574.0469 | 44974.3125 | 44974.3125 | 19151.6328 | 64125.9454 | 64125.9454 | 0.63272 | 0.63272 | 31911.3945 | 31911.3945 | 1.2715 | 73337.551 | 4.6551 | 1617.4698 | Custom Measure - Non-Lighting | Stone/Clay/Glass/Concrete | New
667 | IteTgsd219 | 33234.5575 | 7339.4894 | 0 | 0 | 40574.0469 | 44974.3125 | 44974.3125 | 19151.6328 | 64125.9454 | 64125.9454 | 0.63272 | 0.63272 | 31911.3843 | 31911.3843 | 1.2715 | 73337.551 | 4.6551 | 1617.4688 | Custom Measure - Non-Lighting | Textiles and Leather | Turnover
668 | IteNgsd219 | 33234.5575 | 7339.4894 | 0 | 0 | 40574.0469 | 44974.3125 | 44974.3125 | 19151.6328 | 64125.9454 | 64125.9454 | 0.63272 | 0.63272 | 31911.3843 | 31911.3843 | 1.2715 | 73337.551 | 4.6551 | 1617.4688 | Custom Measure - Non-Lighting | Textiles and Leather | New
669 | ItrTgsd219 | 33234.5575 | 7339.4894 | 0 | 0 | 40574.0469 | 44974.3125 | 44974.3125 | 19151.6328 | 64125.9454 | 64125.9454 | 0.63272 | 0.63272 | 31911.3894 | 31911.3894 | 1.2715 | 73337.551 | 4.6551 | 1617.4693 | Custom Measure - Non-Lighting | Transportation Equipment | Turnover
670 | ItrNgsd219 | 33234.5575 | 7339.4894 | 0 | 0 | 40574.0469 | 44974.3125 | 44974.3125 | 19151.6328 | 64125.9454 | 64125.9454 | 0.63272 | 0.63272 | 31911.3894 | 31911.3894 | 1.2715 | 73337.551 | 4.6551 | 1617.4693 | Custom Measure - Non-Lighting | Transportation Equipment | New
671 | IwaTgsd219 | 33234.5575 | 7339.4894 | 0 | 0 | 40574.0469 | 44974.3125 | 44974.3125 | 19151.6328 | 64125.9454 | 64125.9454 | 0.63272 | 0.63272 | 31911.3868 | 31911.3868 | 1.2715 | 73337.551 | 4.6551 | 1617.4688 | Custom Measure - Non-Lighting | Water and Wastewater | Turnover
672 | IwaNgsd219 | 33234.5575 | 7339.4894 | 0 | 0 | 40574.0469 | 44974.3125 | 44974.3125 | 19151.6328 | 64125.9454 | 64125.9454 | 0.63272 | 0.63272 | 31911.3868 | 31911.3868 | 1.2715 | 73337.551 | 4.6551 | 1617.4688 | Custom Measure - Non-Lighting | Water and Wastewater | New
673 | IagTgsd220 | 33234.5575 | 7339.4894 | 0 | 0 | 40574.0469 | 44974.3125 | 44974.3125 | 19151.6328 | 64125.9454 | 64125.9454 | 0.63272 | 0.63272 | 455387.318 | 455387.318 | 0.089098 | 73337.551 | 66.4297 | 41953.6205 | Dedicated Outside Air System (DOAS) | Agriculture and Assembly | Turnover
674 | IagNgsd220 | 33234.5575 | 7339.4894 | 0 | 0 | 40574.0469 | 44974.3125 | 44974.3125 | 19151.6328 | 64125.9454 | 64125.9454 | 0.63272 | 0.63272 | 455387.318 | 455387.318 | 0.089098 | 73337.551 | 66.4297 | 41953.6205 | Dedicated Outside Air System (DOAS) | Agriculture and Assembly | New
675 | IchTgsd220 | 33234.5575 | 7339.4894 | 0 | 0 | 40574.0469 | 44974.3125 | 44974.3125 | 19151.6328 | 64125.9454 | 64125.9454 | 0.63272 | 0.63272 | 285771.3379 | 285771.3379 | 0.14198 | 73337.551 | 41.6869 | 25797.6696 | Dedicated Outside Air System (DOAS) | Chemicals and Plastics | Turnover
676 | IchNgsd220 | 33234.5575 | 7339.4894 | 0 | 0 | 40574.0469 | 44974.3125 | 44974.3125 | 19151.6328 | 64125.9454 | 64125.9454 | 0.63272 | 0.63272 | 285771.3379 | 285771.3379 | 0.14198 | 73337.551 | 41.6869 | 25797.6696 | Dedicated Outside Air System (DOAS) | Chemicals and Plastics | New
677 | IcoTgsd220 | 33234.5575 | 7339.4894 | 0 | 0 | 40574.0469 | 44974.3125 | 44974.3125 | 19151.6328 | 64125.9454 | 64125.9454 | 0.63272 | 0.63272 | 461668.5164 | 461668.5164 | 0.087886 | 73337.551 | 67.3459 | 42551.9051 | Dedicated Outside Air System (DOAS) | Construction | Turnover
678 | IcoNgsd220 | 33234.5575 | 7339.4894 | 0 | 0 | 40574.0469 | 44974.3125 | 44974.3125 | 19151.6328 | 64125.9454 | 64125.9454 | 0.63272 | 0.63272 | 461668.5164 | 461668.5164 | 0.087886 | 73337.551 | 67.3459 | 42551.9051 | Dedicated Outside Air System (DOAS) | Construction | New
679 | IelTgsd220 | 33234.5575 | 7339.4894 | 0 | 0 | 40574.0469 | 44974.3125 | 44974.3125 | 19151.6328 | 64125.9454 | 64125.9454 | 0.63272 | 0.63272 | 254774.2607 | 254774.2607 | 0.15925 | 73337.551 | 37.1652 | 22845.1924 | Dedicated Outside Air System (DOAS) | Electrical and Electronic Equip. | Turnover
680 | IelNgsd220 | 33234.5575 | 7339.4894 | 0 | 0 | 40574.0469 | 44974.3125 | 44974.3125 | 19151.6328 | 64125.9454 | 64125.9454 | 0.63272 | 0.63272 | 254774.2607 | 254774.2607 | 0.15925 | 73337.551 | 37.1652 | 22845.1924 | Dedicated Outside Air System (DOAS) | Electrical and Electronic Equip. | New
681 | IluTgsd220 | 33234.5575 | 7339.4894 | 0 | 0 | 40574.0469 | 44974.3125 | 44974.3125 | 19151.6328 | 64125.9454 | 64125.9454 | 0.63272 | 0.63272 | 847366.2778 | 847366.2778 | 0.047883 | 73337.551 | 123.6096 | 79289.6789 | Dedicated Outside Air System (DOAS) | Lumber/Furniture/Pulp/Paper | Turnover
682 | IluNgsd220 | 33234.5575 | 7339.4894 | 0 | 0 | 40574.0469 | 44974.3125 | 44974.3125 | 19151.6328 | 64125.9454 | 64125.9454 | 0.63272 | 0.63272 | 847366.2778 | 847366.2778 | 0.047883 | 73337.551 | 123.6096 | 79289.6789 | Dedicated Outside Air System (DOAS) | Lumber/Furniture/Pulp/Paper | New
683 | ImeTgsd220 | 33234.5575 | 7339.4894 | 0 | 0 | 40574.0469 | 44974.3125 | 44974.3125 | 19151.6328 | 64125.9454 | 64125.9454 | 0.63272 | 0.63272 | 789875.3966 | 789875.3966 | 0.051368 | 73337.551 | 115.2231 | 73813.6642 | Dedicated Outside Air System (DOAS) | Metal Products and Machinery | Turnover
684 | ImeNgsd220 | 33234.5575 | 7339.4894 | 0 | 0 | 40574.0469 | 44974.3125 | 44974.3125 | 19151.6328 | 64125.9454 | 64125.9454 | 0.63272 | 0.63272 | 789875.3966 | 789875.3966 | 0.051368 | 73337.551 | 115.2231 | 73813.6642 | Dedicated Outside Air System (DOAS) | Metal Products and Machinery | New
685 | ImiTgsd220 | 33234.5575 | 7339.4894 | 0 | 0 | 40574.0469 | 44974.3125 | 44974.3125 | 19151.6328 | 64125.9454 | 64125.9454 | 0.63272 | 0.63272 | 461668.5164 | 461668.5164 | 0.087886 | 73337.551 | 67.3459 | 42551.9051 | Dedicated Outside Air System (DOAS) | Miscellaneous Manufacturing | Turnover
686 | ImiNgsd220 | 33234.5575 | 7339.4894 | 0 | 0 | 40574.0469 | 44974.3125 | 44974.3125 | 19151.6328 | 64125.9454 | 64125.9454 | 0.63272 | 0.63272 | 461668.5164 | 461668.5164 | 0.087886 | 73337.551 | 67.3459 | 42551.9051 | Dedicated Outside Air System (DOAS) | Miscellaneous Manufacturing | New
687 | IprTgsd220 | 33234.5575 | 7339.4894 | 0 | 0 | 40574.0469 | 44974.3125 | 44974.3125 | 19151.6328 | 64125.9454 | 64125.9454 | 0.63272 | 0.63272 | 403872.9277 | 403872.9277 | 0.10046 | 73337.551 | 58.915 | 37046.8647 | Dedicated Outside Air System (DOAS) | Primary Resources Industries | Turnover
688 | IprNgsd220 | 33234.5575 | 7339.4894 | 0 | 0 | 40574.0469 | 44974.3125 | 44974.3125 | 19151.6328 | 64125.9454 | 64125.9454 | 0.63272 | 0.63272 | 403872.9277 | 403872.9277 | 0.10046 | 73337.551 | 58.915 | 37046.8647 | Dedicated Outside Air System (DOAS) | Primary Resources Industries | New
689 | IstTgsd220 | 33234.5575 | 7339.4894 | 0 | 0 | 40574.0469 | 44974.3125 | 44974.3125 | 19151.6328 | 64125.9454 | 64125.9454 | 0.63272 | 0.63272 | 528141.4609 | 528141.4609 | 0.076824 | 73337.551 | 77.0427 | 48883.4642 | Dedicated Outside Air System (DOAS) | Stone/Clay/Glass/Concrete | Turnover
690 | IstNgsd220 | 33234.5575 | 7339.4894 | 0 | 0 | 40574.0469 | 44974.3125 | 44974.3125 | 19151.6328 | 64125.9454 | 64125.9454 | 0.63272 | 0.63272 | 528141.4609 | 528141.4609 | 0.076824 | 73337.551 | 77.0427 | 48883.4642 | Dedicated Outside Air System (DOAS) | Stone/Clay/Glass/Concrete | New
691 | IteTgsd220 | 33234.5575 | 7339.4894 | 0 | 0 | 40574.0469 | 44974.3125 | 44974.3125 | 19151.6328 | 64125.9454 | 64125.9454 | 0.63272 | 0.63272 | 346849.4014 | 346849.4014 | 0.11698 | 73337.551 | 50.5967 | 31615.3652 | Dedicated Outside Air System (DOAS) | Textiles and Leather | Turnover
692 | IteNgsd220 | 33234.5575 | 7339.4894 | 0 | 0 | 40574.0469 | 44974.3125 | 44974.3125 | 19151.6328 | 64125.9454 | 64125.9454 | 0.63272 | 0.63272 | 346849.4014 | 346849.4014 | 0.11698 | 73337.551 | 50.5967 | 31615.3652 | Dedicated Outside Air System (DOAS) | Textiles and Leather | New
693 | ItrTgsd220 | 33234.5575 | 7339.4894 | 0 | 0 | 40574.0469 | 44974.3125 | 44974.3125 | 19151.6328 | 64125.9454 | 64125.9454 | 0.63272 | 0.63272 | 320296.3579 | 320296.3579 | 0.12668 | 73337.551 | 46.7232 | 29086.1826 | Dedicated Outside Air System (DOAS) | Transportation Equipment | Turnover
694 | ItrNgsd220 | 33234.5575 | 7339.4894 | 0 | 0 | 40574.0469 | 44974.3125 | 44974.3125 | 19151.6328 | 64125.9454 | 64125.9454 | 0.63272 | 0.63272 | 320296.3579 | 320296.3579 | 0.12668 | 73337.551 | 46.7232 | 29086.1826 | Dedicated Outside Air System (DOAS) | Transportation Equipment | New
695 | IwaTgsd220 | 33234.5575 | 7339.4894 | 0 | 0 | 40574.0469 | 44974.3125 | 44974.3125 | 19151.6328 | 64125.9454 | 64125.9454 | 0.63272 | 0.63272 | 35951.6293 | 35951.6293 | 1.1286 | 73337.551 | 5.2444 | 2002.3028 | Dedicated Outside Air System (DOAS) | Water and Wastewater | Turnover
696 | IwaNgsd220 | 33234.5575 | 7339.4894 | 0 | 0 | 40574.0469 | 44974.3125 | 44974.3125 | 19151.6328 | 64125.9454 | 64125.9454 | 0.63272 | 0.63272 | 35951.6293 | 35951.6293 | 1.1286 | 73337.551 | 5.2444 | 2002.3028 | Dedicated Outside Air System (DOAS) | Water and Wastewater | New
697 | IagTgsd221 | 33234.5575 | 7339.4894 | 0 | 0 | 40574.0469 | 44974.3125 | 44974.3125 | 19151.6328 | 64125.9454 | 64125.9454 | 0.63272 | 0.63272 | 2396.4521 | 2396.4521 | 16.9309 | 73337.551 | 0.41648 | -1150.1511 | Energy Efficient Laboratory Fume Hood | Agriculture and Assembly | Turnover
698 | IagNgsd221 | 33234.5575 | 7339.4894 | 0 | 0 | 40574.0469 | 44974.3125 | 44974.3125 | 19151.6328 | 64125.9454 | 64125.9454 | 0.63272 | 0.63272 | 2396.4521 | 2396.4521 | 16.9309 | 73337.551 | 0.41648 | -1150.1511 | Energy Efficient Laboratory Fume Hood | Agriculture and Assembly | New
699 | IchTgsd221 | 33234.5575 | 7339.4894 | 0 | 0 | 40574.0469 | 44974.3125 | 44974.3125 | 19151.6328 | 64125.9454 | 64125.9454 | 0.63272 | 0.63272 | 992.6602 | 992.6602 | 40.8741 | 73337.551 | 0.17252 | -1309.4507 | Energy Efficient Laboratory Fume Hood | Chemicals and Plastics | Turnover
700 | IchNgsd221 | 33234.5575 | 7339.4894 | 0 | 0 | 40574.0469 | 44974.3125 | 44974.3125 | 19151.6328 | 64125.9454 | 64125.9454 | 0.63272 | 0.63272 | 992.6602 | 992.6602 | 40.8741 | 73337.551 | 0.17252 | -1309.4507 | Energy Efficient Laboratory Fume Hood | Chemicals and Plastics | New
701 | IcoTgsd221 | 33234.5575 | 7339.4894 | 0 | 0 | 40574.0469 | 44974.3125 | 44974.3125 | 19151.6328 | 64125.9454 | 64125.9454 | 0.63272 | 0.63272 | 6148.7293 | 6148.7293 | 6.5988 | 73337.551 | 1.0686 | -724.35 | Energy Efficient Laboratory Fume Hood | Construction | Turnover
702 | IcoNgsd221 | 33234.5575 | 7339.4894 | 0 | 0 | 40574.0469 | 44974.3125 | 44974.3125 | 19151.6328 | 64125.9454 | 64125.9454 | 0.63272 | 0.63272 | 6148.7293 | 6148.7293 | 6.5988 | 73337.551 | 1.0686 | -724.35 | Energy Efficient Laboratory Fume Hood | Construction | New
703 | IelTgsd221 | 33234.5575 | 7339.4894 | 0 | 0 | 40574.0469 | 44974.3125 | 44974.3125 | 19151.6328 | 64125.9454 | 64125.9454 | 0.63272 | 0.63272 | 1265.6913 | 1265.6913 | 32.0568 | 73337.551 | 0.21997 | -1278.4676 | Energy Efficient Laboratory Fume Hood | Electrical and Electronic Equip. | Turnover
704 | IelNgsd221 | 33234.5575 | 7339.4894 | 0 | 0 | 40574.0469 | 44974.3125 | 44974.3125 | 19151.6328 | 64125.9454 | 64125.9454 | 0.63272 | 0.63272 | 1265.6913 | 1265.6913 | 32.0568 | 73337.551 | 0.21997 | -1278.4676 | Energy Efficient Laboratory Fume Hood | Electrical and Electronic Equip. | New
705 | IluTgsd221 | 33234.5575 | 7339.4894 | 0 | 0 | 40574.0469 | 44974.3125 | 44974.3125 | 19151.6328 | 64125.9454 | 64125.9454 | 0.63272 | 0.63272 | 2133.4776 | 2133.4776 | 19.0178 | 73337.551 | 0.37078 | -1179.9929 | Energy Efficient Laboratory Fume Hood | Lumber/Furniture/Pulp/Paper | Turnover
706 | IluNgsd221 | 33234.5575 | 7339.4894 | 0 | 0 | 40574.0469 | 44974.3125 | 44974.3125 | 19151.6328 | 64125.9454 | 64125.9454 | 0.63272 | 0.63272 | 2133.4776 | 2133.4776 | 19.0178 | 73337.551 | 0.37078 | -1179.9929 | Energy Efficient Laboratory Fume Hood | Lumber/Furniture/Pulp/Paper | New
707 | ImeTgsd221 | 33234.5575 | 7339.4894 | 0 | 0 | 40574.0469 | 44974.3125 | 44974.3125 | 19151.6328 | 64125.9454 | 64125.9454 | 0.63272 | 0.63272 | 5515.0317 | 5515.0317 | 7.357 | 73337.551 | 0.95846 | -796.2608 | Energy Efficient Laboratory Fume Hood | Metal Products and Machinery | Turnover
708 | ImeNgsd221 | 33234.5575 | 7339.4894 | 0 | 0 | 40574.0469 | 44974.3125 | 44974.3125 | 19151.6328 | 64125.9454 | 64125.9454 | 0.63272 | 0.63272 | 5515.0317 | 5515.0317 | 7.357 | 73337.551 | 0.95846 | -796.2608 | Energy Efficient Laboratory Fume Hood | Metal Products and Machinery | New
709 | ImiTgsd221 | 33234.5575 | 7339.4894 | 0 | 0 | 40574.0469 | 44974.3125 | 44974.3125 | 19151.6328 | 64125.9454 | 64125.9454 | 0.63272 | 0.63272 | 6148.7293 | 6148.7293 | 6.5988 | 73337.551 | 1.0686 | -724.35 | Energy Efficient Laboratory Fume Hood | Miscellaneous Manufacturing | Turnover
710 | ImiNgsd221 | 33234.5575 | 7339.4894 | 0 | 0 | 40574.0469 | 44974.3125 | 44974.3125 | 19151.6328 | 64125.9454 | 64125.9454 | 0.63272 | 0.63272 | 6148.7293 | 6148.7293 | 6.5988 | 73337.551 | 1.0686 | -724.35 | Energy Efficient Laboratory Fume Hood | Miscellaneous Manufacturing | New
711 | IprTgsd221 | 33234.5575 | 7339.4894 | 0 | 0 | 40574.0469 | 44974.3125 | 44974.3125 | 19151.6328 | 64125.9454 | 64125.9454 | 0.63272 | 0.63272 | 768.8125 | 768.8125 | 52.775 | 73337.551 | 0.13361 | -1334.8524 | Energy Efficient Laboratory Fume Hood | Primary Resources Industries | Turnover
712 | IprNgsd221 | 33234.5575 | 7339.4894 | 0 | 0 | 40574.0469 | 44974.3125 | 44974.3125 | 19151.6328 | 64125.9454 | 64125.9454 | 0.63272 | 0.63272 | 768.8125 | 768.8125 | 52.775 | 73337.551 | 0.13361 | -1334.8524 | Energy Efficient Laboratory Fume Hood | Primary Resources Industries | New
713 | IstTgsd221 | 33234.5575 | 7339.4894 | 0 | 0 | 40574.0469 | 44974.3125 | 44974.3125 | 19151.6328 | 64125.9454 | 64125.9454 | 0.63272 | 0.63272 | 4087.8581 | 4087.8581 | 9.9255 | 73337.551 | 0.71043 | -958.2137 | Energy Efficient Laboratory Fume Hood | Stone/Clay/Glass/Concrete | Turnover
714 | IstNgsd221 | 33234.5575 | 7339.4894 | 0 | 0 | 40574.0469 | 44974.3125 | 44974.3125 | 19151.6328 | 64125.9454 | 64125.9454 | 0.63272 | 0.63272 | 4087.8581 | 4087.8581 | 9.9255 | 73337.551 | 0.71043 | -958.2137 | Energy Efficient Laboratory Fume Hood | Stone/Clay/Glass/Concrete | New
715 | IteTgsd221 | 33234.5575 | 7339.4894 | 0 | 0 | 40574.0469 | 44974.3125 | 44974.3125 | 19151.6328 | 64125.9454 | 64125.9454 | 0.63272 | 0.63272 | 2294.5337 | 2294.5337 | 17.6829 | 73337.551 | 0.39877 | -1161.7166 | Energy Efficient Laboratory Fume Hood | Textiles and Leather | Turnover
716 | IteNgsd221 | 33234.5575 | 7339.4894 | 0 | 0 | 40574.0469 | 44974.3125 | 44974.3125 | 19151.6328 | 64125.9454 | 64125.9454 | 0.63272 | 0.63272 | 2294.5337 | 2294.5337 | 17.6829 | 73337.551 | 0.39877 | -1161.7166 | Energy Efficient Laboratory Fume Hood | Textiles and Leather | New
717 | ItrTgsd221 | 33234.5575 | 7339.4894 | 0 | 0 | 40574.0469 | 44974.3125 | 44974.3125 | 19151.6328 | 64125.9454 | 64125.9454 | 0.63272 | 0.63272 | 699.0931 | 699.0931 | 58.0381 | 73337.551 | 0.1215 | -1342.7641 | Energy Efficient Laboratory Fume Hood | Transportation Equipment | Turnover
718 | ItrNgsd221 | 33234.5575 | 7339.4894 | 0 | 0 | 40574.0469 | 44974.3125 | 44974.3125 | 19151.6328 | 64125.9454 | 64125.9454 | 0.63272 | 0.63272 | 699.0931 | 699.0931 | 58.0381 | 73337.551 | 0.1215 | -1342.7641 | Energy Efficient Laboratory Fume Hood | Transportation Equipment | New
719 | IwaTgsd221 | 33234.5575 | 7339.4894 | 0 | 0 | 40574.0469 | 44974.3125 | 44974.3125 | 19151.6328 | 64125.9454 | 64125.9454 | 0.63272 | 0.63272 | 478.8215 | 478.8215 | 84.7373 | 73337.551 | 0.083215 | -1367.7601 | Energy Efficient Laboratory Fume Hood | Water and Wastewater | Turnover
720 | IwaNgsd221 | 33234.5575 | 7339.4894 | 0 | 0 | 40574.0469 | 44974.3125 | 44974.3125 | 19151.6328 | 64125.9454 | 64125.9454 | 83277.5782 | 0.63272 | 478.8215 | 478.8215 | 84.7373 | 73337.551 | 0.083215 | -1367.7601 | Energy Efficient Laboratory Fume Hood | Water and Wastewater | New
| IagEgsd222 | 33234.5575 | 7339.4894 | 0 | 0 | 40574.0469 | 44974.3125 | 44974.3125 | 19151.6328 | 64125.9454 | 64125.9454 | 83277.5782 | 0.63272 | 208592.3541 | 208592.3541 | 0.19451 | 73337.551 | 30.4284 | 18446.36 | Energy Recovery Ventilation System | Agriculture and Assembly | Existing
| IagNgsd222 | 33234.5575 | 7339.4894 | 0 | 0 | 40574.0469 | 44974.3125 | 44974.3125 | 19151.6328 | 64125.9454 | 64125.9454 | 83277.5782 | 0.63272 | 208592.3541 | 208592.3541 | 0.19451 | 73337.551 | 30.4284 | 18446.36 | Energy Recovery Ventilation System | Agriculture and Assembly | New
| IchEgsd222 | 33234.5575 | 7339.4894 | 0 | 0 | 40574.0469 | 44974.3125 | 44974.3125 | 19151.6328 | 64125.9454 | 64125.9454 | 83277.5782 | 0.63272 | 208592.3541 | 208592.3541 | 0.19451 | 73337.551 | 30.4284 | 18446.36 | Energy Recovery Ventilation System | Chemicals and Plastics | Existing
| IchNgsd222 | 33234.5575 | 7339.4894 | 0 | 0 | 40574.0469 | 44974.3125 | 44974.3125 | 19151.6328 | 64125.9454 | 64125.9454 | 83277.5782 | 0.63272 | 208592.3541 | 208592.3541 | 0.19451 | 73337.551 | 30.4284 | 18446.36 | Energy Recovery Ventilation System | Chemicals and Plastics | New
| IcoEgsd222 | 33234.5575 | 7339.4894 | 0 | 0 | 40574.0469 | 44974.3125 | 44974.3125 | 19151.6328 | 64125.9454 | 64125.9454 | 83277.5782 | 0.63272 | 208592.3541 | 208592.3541 | 0.19451 | 73337.551 | 30.4284 | 18446.36 | Energy Recovery Ventilation System | Construction | Existing
| IcoNgsd222 | 33234.5575 | 7339.4894 | 0 | 0 | 40574.0469 | 44974.3125 | 44974.3125 | 19151.6328 | 64125.9454 | 64125.9454 | 83277.5782 | 0.63272 | 208592.3541 | 208592.3541 | 0.19451 | 73337.551 | 30.4284 | 18446.36 | Energy Recovery Ventilation System | Construction | New
| IelEgsd222 | 33234.5575 | 7339.4894 | 0 | 0 | 40574.0469 | 44974.3125 | 44974.3125 | 19151.6328 | 64125.9454 | 64125.9454 | 83277.5782 | 0.63272 | 208592.3541 | 208592.3541 | 0.19451 | 73337.551 | 30.4284 | 18446.36 | Energy Recovery Ventilation System | Electrical and Electronic Equip. | Existing
| IelNgsd222 | 33234.5575 | 7339.4894 | 0 | 0 | 40574.0469 | 44974.3125 | 44974.3125 | 19151.6328 | 64125.9454 | 64125.9454 | 83277.5782 | 0.63272 | 208592.3541 | 208592.3541 | 0.19451 | 73337.551 | 30.4284 | 18446.36 | Energy Recovery Ventilation System | Electrical and Electronic Equip. | New
| IluEgsd222 | 33234.5575 | 7339.4894 | 0 | 0 | 40574.0469 | 44974.3125 | 44974.3125 | 19151.6328 | 64125.9454 | 64125.9454 | 83277.5782 | 0.63272 | 208592.3541 | 208592.3541 | 0.19451 | 73337.551 | 30.4284 | 18446.36 | Energy Recovery Ventilation System | Lumber/Furniture/Pulp/Paper | Existing
| IluNgsd222 | 33234.5575 | 7339.4894 | 0 | 0 | 40574.0469 | 44974.3125 | 44974.3125 | 19151.6328 | 64125.9454 | 64125.9454 | 83277.5782 | 0.63272 | 208592.3541 | 208592.3541 | 0.19451 | 73337.551 | 30.4284 | 18446.36 | Energy Recovery Ventilation System | Lumber/Furniture/Pulp/Paper | New
| ImeEgsd222 | 33234.5575 | 7339.4894 | 0 | 0 | 40574.0469 | 44974.3125 | 44974.3125 | 19151.6328 | 64125.9454 | 64125.9454 | 83277.5782 | 0.63272 | 208592.3541 | 208592.3541 | 0.19451 | 73337.551 | 30.4284 | 18446.36 | Energy Recovery Ventilation System | Metal Products and Machinery | Existing
| ImeNgsd222 | 33234.5575 | 7339.4894 | 0 | 0 | 40574.0469 | 44974.3125 | 44974.3125 | 19151.6328 | 64125.9454 | 64125.9454 | 83277.5782 | 0.63272 | 208592.3541 | 208592.3541 | 0.19451 | 73337.551 | 30.4284 | 18446.36 | Energy Recovery Ventilation System | Metal Products and Machinery | New
| ImiEgsd222 | 33234.5575 | 7339.4894 | 0 | 0 | 40574.0469 | 44974.3125 | 44974.3125 | 19151.6328 | 64125.9454 | 64125.9454 | 83277.5782 | 0.63272 | 208592.3541 | 208592.3541 | 0.19451 | 73337.551 | 30.4284 | 18446.36 | Energy Recovery Ventilation System | Miscellaneous Manufacturing | Existing
| ImiNgsd222 | 33234.5575 | 7339.4894 | 0 | 0 | 40574.0469 | 44974.3125 | 44974.3125 | 19151.6328 | 64125.9454 | 64125.9454 | 83277.5782 | 0.63272 | 208592.3541 | 208592.3541 | 0.19451 | 73337.551 | 30.4284 | 18446.36 | Energy Recovery Ventilation System | Miscellaneous Manufacturing | New
| IprEgsd222 | 33234.5575 | 7339.4894 | 0 | 0 | 40574.0469 | 44974.3125 | 44974.3125 | 19151.6328 | 64125.9454 | 64125.9454 | 83277.5782 | 0.63272 | 208592.3541 | 208592.3541 | 0.19451 | 73337.551 | 30.4284 | 18446.36 | Energy Recovery Ventilation System | Primary Resources Industries | Existing
| IprNgsd222 | 33234.5575 | 7339.4894 | 0 | 0 | 40574.0469 | 44974.3125 | 44974.3125 | 19151.6328 | 64125.9454 | 64125.9454 | 83277.5782 | 0.63272 | 208592.3541 | 208592.3541 | 0.19451 | 73337.551 | 30.4284 | 18446.36 | Energy Recovery Ventilation System | Primary Resources Industries | New
| IstEgsd222 | 33234.5575 | 7339.4894 | 0 | 0 | 40574.0469 | 44974.3125 | 44974.3125 | 19151.6328 | 64125.9454 | 64125.9454 | 83277.5782 | 0.63272 | 208592.3541 | 208592.3541 | 0.19451 | 73337.551 | 30.4284 | 18446.36 | Energy Recovery Ventilation System | Stone/Clay/Glass/Concrete | Existing
| IstNgsd222 | 33234.5575 | 7339.4894 | 0 | 0 | 40574.0469 | 44974.3125 | 44974.3125 | 19151.6328 | 64125.9454 | 64125.9454 | 83277.5782 | 0.63272 | 208592.3541 | 208592.3541 | 0.19451 | 73337.551 | 30.4284 | 18446.36 | Energy Recovery Ventilation System | Stone/Clay/Glass/Concrete | New
| IteEgsd222 | 33234.5575 | 7339.4894 | 0 | 0 | 40574.0469 | 44974.3125 | 44974.3125 | 19151.6328 | 64125.9454 | 64125.9454 | 83277.5782 | 0.63272 | 208592.3541 | 208592.3541 | 0.19451 | 73337.551 | 30.4284 | 18446.36 | Energy Recovery Ventilation System | Textiles and Leather | Existing
| IteNgsd222 | 33234.5575 | 7339.4894 | 0 | 0 | 40574.0469 | 44974.3125 | 44974.3125 | 19151.6328 | 64125.9454 | 64125.9454 | 83277.5782 | 0.63272 | 208592.3541 | 208592.3541 | 0.19451 | 73337.551 | 30.4284 | 18446.36 | Energy Recovery Ventilation System | Textiles and Leather | New
| ItrEgsd222 | 33234.5575 | 7339.4894 | 0 | 0 | 40574.0469 | 44974.3125 | 44974.3125 | 19151.6328 | 64125.9454 | 64125.9454 | 83277.5782 | 0.63272 | 208592.3541 | 208592.3541 | 0.19451 | 73337.551 | 30.4284 | 18446.36 | Energy Recovery Ventilation System | Transportation Equipment | Existing
| ItrNgsd222 | 33234.5575 | 7339.4894 | 0 | 0 | 40574.0469 | 44974.3125 | 44974.3125 | 19151.6328 | 64125.9454 | 64125.9454 | 83277.5782 | 0.63272 | 208592.3541 | 208592.3541 | 0.19451 | 73337.551 | 30.4284 | 18446.36 | Energy Recovery Ventilation System | Transportation Equipment | New
| IwaEgsd222 | 33234.5575 | 7339.4894 | 0 | 0 | 40574.0469 | 44974.3125 | 44974.3125 | 19151.6328 | 64125.9454 | 64125.9454 | 83277.5782 | 0.63272 | 208592.3541 | 208592.3541 | 0.19451 | 73337.551 | 30.4284 | 18446.36 | Energy Recovery Ventilation System | Water and Wastewater | Existing
| IwaNgsd222 | 33234.5575 | 7339.4894 | 0 | 0 | 40574.0469 | 44974.3125 | 44974.3125 | 19151.6328 | 64125.9454 | 64125.9454 | 83277.5782 | 0.63272 | 208592.3541 | 208592.3541 | 0.19451 | 73337.551 | 30.4284 | 18446.36 | Energy Recovery Ventilation System | Water and Wastewater | New
| IagTgsd223 | 33234.5575 | 7339.4894 | 0 | 0 | 40574.0469 | 44974.3125 | 44974.3125 | 19151.6328 | 64125.9454 | 64125.9454 | 83277.5782 | 0.63272 | 8387.3671 | 8387.3671 | 4.8375 | 73337.551 | 1.0501 | -736.4463 | Energy Star room ac | Agriculture and Assembly | Turnover
| IagNgsd223 | 33234.5575 | 7339.4894 | 0 | 0 | 40574.0469 | 44974.3125 | 44974.3125 | 19151.6328 | 64125.9454 | 64125.9454 | 83277.5782 | 0.63272 | 8387.3671 | 8387.3671 | 4.8375 | 73337.551 | 1.0501 | -736.4463 | Energy Star room ac | Agriculture and Assembly | New
| IchTgsd223 | 33234.5575 | 7339.4894 | 0 | 0 | 40574.0469 | 44974.3125 | 44974.3125 | 19151.6328 | 64125.9454 | 64125.9454 | 83277.5782 | 0.63272 | 8387.3671 | 8387.3671 | 4.8375 | 73337.551 | 1.0501 | -736.4463 | Energy Star room ac | Chemicals and Plastics | Turnover
| IchNgsd223 | 33234.5575 | 7339.4894 | 0 | 0 | 40574.0469 | 44974.3125 | 44974.3125 | 19151.6328 | 64125.9454 | 64125.9454 | 83277.5782 | 0.63272 | 8387.3671 | 8387.3671 | 4.8375 | 73337.551 | 1.0501 | -736.4463 | Energy Star room ac | Chemicals and Plastics | New
| IcoTgsd223 | 33234.5575 | 7339.4894 | 0 | 0 | 40574.0469 | 44974.3125 | 44974.3125 | 19151.6328 | 64125.9454 | 64125.9454 | 83277.5782 | 0.63272 | 8387.3671 | 8387.3671 | 4.8375 | 73337.551 | 1.0501 | -736.4463 | Energy Star room ac | Construction | Turnover
| IcoNgsd223 | 33234.5575 | 7339.4894 | 0 | 0 | 40574.0469 | 44974.3125 | 44974.3125 | 19151.6328 | 64125.9454 | 64125.9454 | 83277.5782 | 0.63272 | 8387.3671 | 8387.3671 | 4.8375 | 73337.551 | 1.0501 | -736.4463 | Energy Star room ac | Construction | New
| IelTgsd223 | 33234.5575 | 7339.4894 | 0 | 0 | 40574.0469 | 44974.3125 | 44974.3125 | 19151.6328 | 64125.9454 | 64125.9454 | 83277.5782 | 0.63272 | 8387.3671 | 8387.3671 | 4.8375 | 73337.551 | 1.0501 | -736.4463 | Energy Star room ac | Electrical and Electronic Equip. | Turnover
| IelNgsd223 | 33234.5575 | 7339.4894 | 0 | 0 | 40574.0469 | 44974.3125 | 44974.3125 | 19151.6328 | 64125.9454 | 64125.9454 | 83277.5782 | 0.63272 | 8387.3671 | 8387.3671 | 4.8375 | 73337.551 | 1.0501 | -736.4463 | Energy Star room ac | Electrical and Electronic Equip. | New
| IluTgsd223 | 33234.5575 | 7339.4894 | 0 | 0 | 40574.0469 | 44974.3125 | 44974.3125 | 19151.6328 | 64125.9454 | 64125.9454 | 83277.5782 | 0.63272 | 8387.3671 | 8387.3671 | 4.8375 | 73337.551 | 1.0501 | -736.4463 | Energy Star room ac | Lumber/Furniture/Pulp/Paper | Turnover
| IluNgsd223 | 33234.5575 | 7339.4894 | 0 | 0 | 40574.0469 | 44974.3125 | 44974.3125 | 19151.6328 | 64125.9454 | 64125.9454 | 83277.5782 | 0.63272 | 8387.3671 | 8387.3671 | 4.8375 | 73337.551 | 1.0501 | -736.4463 | Energy Star room ac | Lumber/Furniture/Pulp/Paper | New
| ImeTgsd223 | 33234.5575 | 7339.4894 | 0 | 0 | 40574.0469 | 44974.3125 | 44974.3125 | 19151.6328 | 64125.9454 | 64125.9454 | 83277.5782 | 0.63272 | 8387.3671 | 8387.3671 | 4.8375 | 73337.551 | 1.0501 | -736.4463 | Energy Star room ac | Metal Products and Machinery | Turnover
| ImeNgsd223 | 33234.5575 | 7339.4894 | 0 | 0 | 40574.0469 | 44974.3125 | 44974.3125 | 19151.6328 | 64125.9454 | 64125.9454 | 83277.5782 | 0.63272 | 8387.3671 | 8387.3671 | 4.8375 | 73337.551 | 1.0501 | -736.4463 | Energy Star room ac | Metal Products and Machinery | New
| ImiTgsd223 | 33234.5575 | 7339.4894 | 0 | 0 | 40574.0469 | 44974.3125 | 44974.3125 | 19151.6328 | 64125.9454 | 64125.9454 | 83277.5782 | 0.63272 | 8387.3671 | 8387.3671 | 4.8375 | 73337.551 | 1.0501 | -736.4463 | Energy Star room ac | Miscellaneous Manufacturing | Turnover
| ImiNgsd223 | 33234.5575 | 7339.4894 | 0 | 0 | 40574.0469 | 44974.3125 | 44974.3125 | 19151.6328 | 64125.9454 | 64125.9454 | 83277.5782 | 0.63272 | 8387.3671 | 8387.3671 | 4.8375 | 73337.551 | 1.0501 | -736.4463 | Energy Star room ac | Miscellaneous Manufacturing | New
| IprTgsd223 | 33234.5575 | 7339.4894 | 0 | 0 | 40574.0469 | 44974.3125 | 44974.3125 | 19151.6328 | 64125.9454 | 64125.9454 | 83277.5782 | 0.63272 | 8387.3671 | 8387.3671 | 4.8375 | 73337.551 | 1.0501 | -736.4463 | Energy Star room ac | Primary Resources Industries | Turnover
| IprNgsd223 | 33234.5575 | 7339.4894 | 0 | 0 | 40574.0469 | 44974.3125 | 44974.3125 | 19151.6328 | 64125.9454 | 64125.9454 | 83277.5782 | 0.63272 | 8387.3671 | 8387.3671 | 4.8375 | 73337.551 | 1.0501 | -736.4463 | Energy Star room ac | Primary Resources Industries | New
| IstTgsd223 | 33234.5575 | 7339.4894 | 0 | 0 | 40574.0469 | 44974.3125 | 44974.3125 | 19151.6328 | 64125.9454 | 64125.9454 | 83277.5782 | 0.63272 | 8387.3671 | 8387.3671 | 4.8375 | 73337.551 | 1.0501 | -736.4463 | Energy Star room ac | Stone/Clay/Glass/Concrete | Turnover
| IstNgsd223 | 33234.5575 | 7339.4894 | 0 | 0 | 40574.0469 | 44974.3125 | 44974.3125 | 19151.6328 | 64125.9454 | 64125.9454 | 83277.5782 | 0.63272 | 8387.3671 | 8387.3671 | 4.8375 | 73337.551 | 1.0501 | -736.4463 | Energy Star room ac | Stone/Clay/Glass/Concrete | New
| IteTgsd223 | 33234.5575 | 7339.4894 | 0 | 0 | 40574.0469 | 44974.3125 | 44974.3125 | 19151.6328 | 64125.9454 | 64125.9454 | 83277.5782 | 0.63272 | 8387.3671 | 8387.3671 | 4.8375 | 73337.551 | 1.0501 | -736.4463 | Energy Star room ac | Textiles and Leather | Turnover
| IteNgsd223 | 33234.5575 | 7339.4894 | 0 | 0 | 40574.0469 | 44974.3125 | 44974.3125 | 19151.6328 | 64125.9454 | 64125.9454 | 83277.5782 | 0.63272 | 8387.3671 | 8387.3671 | 4.8375 | 73337.551 | 1.0501 | -736.4463 | Energy Star room ac | Textiles and Leather | New
| ItrTgsd223 | 33234.5575 | 7339.4894 | 0 | 0 | 40574.0469 | 44974.3125 | 44974.3125 | 19151.6328 | 64125.9454 | 64125.9454 | 83277.5782 | 0.63272 | 8387.3671 | 8387.3671 | 4.8375 | 73337.551 | 1.0501 | -736.4463 | Energy Star room ac | Transportation Equipment | Turnover
| ItrNgsd223 | 33234.5575 | 7339.4894 | 0 | 0 | 40574.0469 | 44974.3125 | 44974.3125 | 19151.6328 | 64125.9454 | 64125.9454 | 83277.5782 | 0.63272 | 8387.3671 | 8387.3671 | 4.8375 | 73337.551 | 1.0501 | -736.4463 | Energy Star room ac | Transportation Equipment | New
| IwaTgsd223 | 33234.5575 | 7339.4894 | 0 | 0 | 40574.0469 | 44974.3125 | 44974.3125 | 19151.6328 | 64125.9454 | 64125.9454 | 83277.5782 | 0.63272 | 8387.3671 | 8387.3671 | 4.8375 | 73337.551 | 1.0501 | -736.4463 | Energy Star room ac | Water and Wastewater | Turnover
| IwaNgsd223 | 33234.5575 | 7339.4894 | 0 | 0 | 40574.0469 | 44974.3125 | 44974.3125 | 19151.6328 | 64125.9454 | 64125.9454 | 83277.5782 | 0.63272 | 8387.3671 | 8387.3671 | 4.8375 | 73337.551 | 1.0501 | -736.4463 | Energy Star room ac | Water and Wastewater | New
| IagTgsd224 | 33234.5575 | 7339.4894 | 0 | 0 | 40574.0469 | 44974.3125 | 44974.3125 | 19151.6328 | 64125.9454 | 64125.9454 | 83277.5782 | 0.63272 | 163639.5102 | 163639.5102 | 0.24795 | 73337.551 | 30.158 | 18269.8133 | HE Air Cooled Chiller - All Compressor Types - 100 Tons | Agriculture and Assembly | Turnover
| IagNgsd224 | 33234.5575 | 7339.4894 | 0 | 0 | 40574.0469 | 44974.3125 | 44974.3125 | 19151.6328 | 64125.9454 | 64125.9454 | 83277.5782 | 0.63272 | 163639.5102 | 163639.5102 | 0.24795 | 73337.551 | 30.158 | 18269.8133 | HE Air Cooled Chiller - All Compressor Types - 100 Tons | Agriculture and Assembly | New
| IchTgsd224 | 33234.5575 | 7339.4894 | 0 | 0 | 40574.0469 | 44974.3125 | 44974.3125 | 19151.6328 | 64125.9454 | 64125.9454 | 83277.5782 | 0.63272 | 163639.5102 | 163639.5102 | 0.24795 | 73337.551 | 30.158 | 18269.8133 | HE Air Cooled Chiller - All Compressor Types - 100 Tons | Chemicals and Plastics | Turnover
| IchNgsd224 | 33234.5575 | 7339.4894 | 0 | 0 | 40574.0469 | 44974.3125 | 44974.3125 | 19151.6328 | 64125.9454 | 64125.9454 | 83277.5782 | 0.63272 | 163639.5102 | 163639.5102 | 0.24795 | 73337.551 | 30.158 | 18269.8133 | HE Air Cooled Chiller - All Compressor Types - 100 Tons | Chemicals and Plastics | New
| IcoTgsd224 | 33234.5575 | 7339.4894 | 0 | 0 | 40574.0469 | 44974.3125 | 44974.3125 | 19151.6328 | 64125.9454 | 64125.9454 | 83277.5782 | 0.63272 | 163639.5102 | 163639.5102 | 0.24795 | 73337.551 | 30.158 | 18269.8133 | HE Air Cooled Chiller - All Compressor Types - 100 Tons | Construction | Turnover
| IcoNgsd224 | 33234.5575 | 7339.4894 | 0 | 0 | 40574.0469 | 44974.3125 | 44974.3125 | 19151.6328 | 64125.9454 | 64125.9454 | 83277.5782 | 0.63272 | 163639.5102 | 163639.5102 | 0.24795 | 73337.551 | 30.158 | 18269.8133 | HE Air Cooled Chiller - All Compressor Types - 100 Tons | Construction | New
| IelTgsd224 | 33234.5575 | 7339.4894 | 0 | 0 | 40574.0469 | 44974.3125 | 44974.3125 | 19151.6328 | 64125.9454 | 64125.9454 | 83277.5782 | 0.63272 | 163639.5102 | 163639.5102 | 0.24795 | 73337.551 | 30.158 | 18269.8133 | HE Air Cooled Chiller - All Compressor Types - 100 Tons | Electrical and Electronic Equip. | Turnover
| IelNgsd224 | 33234.5575 | 7339.4894 | 0 | 0 | 40574.0469 | 44974.3125 | 44974.3125 | 19151.6328 | 64125.9454 | 64125.9454 | 83277.5782 | 0.63272 | 163639.5102 | 163639.5102 | 0.24795 | 73337.551 | 30.158 | 18269.8133 | HE Air Cooled Chiller - All Compressor Types - 100 Tons | Electrical and Electronic Equip. | New
| IluTgsd224 | 33234.5575 | 7339.4894 | 0 | 0 | 40574.0469 | 44974.3125 | 44974.3125 | 19151.6328 | 64125.9454 | 64125.9454 | 83277.5782 | 0.63272 | 163639.5102 | 163639.5102 | 0.24795 | 73337.551 | 30.158 | 18269.8133 | HE Air Cooled Chiller - All Compressor Types - 100 Tons | Lumber/Furniture/Pulp/Paper | Turnover
| IluNgsd224 | 33234.5575 | 7339.4894 | 0 | 0 | 40574.0469 | 44974.3125 | 44974.3125 | 19151.6328 | 64125.9454 | 64125.9454 | 83277.5782 | 0.63272 | 163639.5102 | 163639.5102 | 0.24795 | 73337.551 | 30.158 | 18269.8133 | HE Air Cooled Chiller - All Compressor Types - 100 Tons | Lumber/Furniture/Pulp/Paper | New
| ImeTgsd224 | 33234.5575 | 7339.4894 | 0 | 0 | 40574.0469 | 44974.3125 | 44974.3125 | 19151.6328 | 64125.9454 | 64125.9454 | 83277.5782 | 0.63272 | 163639.5102 | 163639.5102 | 0.24795 | 73337.551 | 30.158 | 18269.8133 | HE Air Cooled Chiller - All Compressor Types - 100 Tons | Metal Products and Machinery | Turnover
| ImeNgsd224 | 33234.5575 | 7339.4894 | 0 | 0 | 40574.0469 | 44974.3125 | 44974.3125 | 19151.6328 | 64125.9454 | 64125.9454 | 83277.5782 | 0.63272 | 163639.5102 | 163639.5102 | 0.24795 | 73337.551 | 30.158 | 18269.8133 | HE Air Cooled Chiller - All Compressor Types - 100 Tons | Metal Products and Machinery | New
| ImiTgsd224 | 33234.5575 | 7339.4894 | 0 | 0 | 40574.0469 | 44974.3125 | 44974.3125 | 19151.6328 | 64125.9454 | 64125.9454 | 83277.5782 | 0.63272 | 163639.5102 | 163639.5102 | 0.24795 | 73337.551 | 30.158 | 18269.8133 | HE Air Cooled Chiller - All Compressor Types - 100 Tons | Miscellaneous Manufacturing | Turnover
| ImiNgsd224 | 33234.5575 | 7339.4894 | 0 | 0 | 40574.0469 | 44974.3125 | 44974.3125 | 19151.6328 | 64125.9454 | 64125.9454 | 83277.5782 | 0.63272 | 163639.5102 | 163639.5102 | 0.24795 | 73337.551 | 30.158 | 18269.8133 | HE Air Cooled Chiller - All Compressor Types - 100 Tons | Miscellaneous Manufacturing | New
| IprTgsd224 | 33234.5575 | 7339.4894 | 0 | 0 | 40574.0469 | 44974.3125 | 44974.3125 | 19151.6328 | 64125.9454 | 64125.9454 | 83277.5782 | 0.63272 | 163639.5102 | 163639.5102 | 0.24795 | 73337.551 | 30.158 | 18269.8133 | HE Air Cooled Chiller - All Compressor Types - 100 Tons | Primary Resources Industries | Turnover
| IprNgsd224 | 33234.5575 | 7339.4894 | 0 | 0 | 40574.0469 | 44974.3125 | 44974.3125 | 19151.6328 | 64125.9454 | 64125.9454 | 83277.5782 | 0.63272 | 163639.5102 | 163639.5102 | 0.24795 | 73337.551 | 30.158 | 18269.8133 | HE Air Cooled Chiller - All Compressor Types - 100 Tons | Primary Resources Industries | New
| IstTgsd224 | 33234.5575 | 7339.4894 | 0 | 0 | 40574.0469 | 44974.3125 | 44974.3125 | 19151.6328 | 64125.9454 | 64125.9454 | 83277.5782 | 0.63272 | 163639.5102 | 163639.5102 | 0.24795 | 73337.551 | 30.158 | 18269.8133 | HE Air Cooled Chiller - All Compressor Types - 100 Tons | Stone/Clay/Glass/Concrete | Turnover
| IstNgsd224 | 33234.5575 | 7339.4894 | 0 | 0 | 40574.0469 | 44974.3125 | 44974.3125 | 19151.6328 | 64125.9454 | 64125.9454 | 83277.5782 | 0.63272 | 163639.5102 | 163639.5102 | 0.24795 | 73337.551 | 30.158 | 18269.8133 | HE Air Cooled Chiller - All Compressor Types - 100 Tons | Stone/Clay/Glass/Concrete | New
| IteTgsd224 | 33234.5575 | 7339.4894 | 0 | 0 | 40574.0469 | 44974.3125 | 44974.3125 | 19151.6328 | 64125.9454 | 64125.9454 | 83277.5782 | 0.63272 | 163639.5102 | 163639.5102 | 0.24795 | 73337.551 | 30.158 | 18269.8133 | HE Air Cooled Chiller - All Compressor Types - 100 Tons | Textiles and Leather | Turnover
| IteNgsd224 | 33234.5575 | 7339.4894 | 0 | 0 | 40574.0469 | 44974.3125 | 44974.3125 | 19151.6328 | 64125.9454 | 64125.9454 | 83277.5782 | 0.63272 | 163639.5102 | 163639.5102 | 0.24795 | 73337.551 | 30.158 | 18269.8133 | HE Air Cooled Chiller - All Compressor Types - 100 Tons | Textiles and Leather | New
| ItrTgsd224 | 33234.5575 | 7339.4894 | 0 | 0 | 40574.0469 | 44974.3125 | 44974.3125 | 19151.6328 | 64125.9454 | 64125.9454 | 83277.5782 | 0.63272 | 163639.5102 | 163639.5102 | 0.24795 | 73337.551 | 30.158 | 18269.8133 | HE Air Cooled Chiller - All Compressor Types - 100 Tons | Transportation Equipment | Turnover
| ItrNgsd224 | 33234.5575 | 7339.4894 | 0 | 0 | 40574.0469 | 44974.3125 | 44974.3125 | 19151.6328 | 64125.9454 | 64125.9454 | 83277.5782 | 0.63272 | 163639.5102 | 163639.5102 | 0.24795 | 73337.551 | 30.158 | 18269.8133 | HE Air Cooled Chiller - All Compressor Types - 100 Tons | Transportation Equipment | New
| IwaTgsd224 | 33234.5575 | 7339.4894 | 0 | 0 | 40574.0469 | 44974.3125 | 44974.3125 | 19151.6328 | 64125.9454 | 64125.9454 | 83277.5782 | 0.63272 | 163639.5102 | 163639.5102 | 0.24795 | 73337.551 | 30.158 | 18269.8133 | HE Air Cooled Chiller - All Compressor Types - 100 Tons | Water and Wastewater | Turnover
| IwaNgsd224 | 33234.5575 | 7339.4894 | 0 | 0 | 40574.0469 | 44974.3125 | 44974.3125 | 19151.6328 | 64125.9454 | 64125.9454 | 83277.5782 | 0.63272 | 163639.5102 | 163639.5102 | 0.24795 | 73337.551 | 30.158 | 18269.8133 | HE Air Cooled Chiller - All Compressor Types - 100 Tons | Water and Wastewater | New
| IagTgsd225 | 33234.5575 | 7339.4894 | 0 | 0 | 40574.0469 | 44974.3125 | 44974.3125 | 19151.6328 | 64125.9454 | 64125.9454 | 83277.5782 | 0.63272 | 63186.4815 | 63186.4815 | 0.64213 | 73337.551 | 9.2173 | 4596.4269 | HE Air Cooled Chiller - All Compressor Types - 300 Tons | Agriculture and Assembly | Turnover
| IagNgsd225 | 33234.5575 | 7339.4894 | 0 | 0 | 40574.0469 | 44974.3125 | 44974.3125 | 19151.6328 | 64125.9454 | 64125.9454 | 83277.5782 | 0.63272 | 63186.4815 | 63186.4815 | 0.64213 | 73337.551 | 9.2173 | 4596.4269 | HE Air Cooled Chiller - All Compressor Types - 300 Tons | Agriculture and Assembly | New
| IchTgsd225 | 33234.5575 | 7339.4894 | 0 | 0 | 40574.0469 | 44974.3125 | 44974.3125 | 19151.6328 | 64125.9454 | 64125.9454 | 83277.5782 | 0.63272 | 63186.4815 | 63186.4815 | 0.64213 | 73337.551 | 9.2173 | 4596.4269 | HE Air Cooled Chiller - All Compressor Types - 300 Tons | Chemicals and Plastics | Turnover
| IchNgsd225 | 33234.5575 | 7339.4894 | 0 | 0 | 40574.0469 | 44974.3125 | 44974.3125 | 19151.6328 | 64125.9454 | 64125.9454 | 83277.5782 | 0.63272 | 63186.4815 | 63186.4815 | 0.64213 | 73337.551 | 9.2173 | 4596.4269 | HE Air Cooled Chiller - All Compressor Types - 300 Tons | Chemicals and Plastics | New
| IcoTgsd225 | 33234.5575 | 7339.4894 | 0 | 0 | 40574.0469 | 44974.3125 | 44974.3125 | 19151.6328 | 64125.9454 | 64125.9454 | 83277.5782 | 0.63272 | 63186.4815 | 63186.4815 | 0.64213 | 73337.551 | 9.2173 | 4596.4269 | HE Air Cooled Chiller - All Compressor Types - 300 Tons | Construction | Turnover
| IcoNgsd225 | 33234.5575 | 7339.4894 | 0 | 0 | 40574.0469 | 44974.3125 | 44974.3125 | 19151.6328 | 64125.9454 | 64125.9454 | 83277.5782 | 0.63272 | 63186.4815 | 63186.4815 | 0.64213 | 73337.551 | 9.2173 | 4596.4269 | HE Air Cooled Chiller - All Compressor Types - 300 Tons | Construction | New
| IelTgsd225 | 33234.5575 | 7339.4894 | 0 | 0 | 40574.0469 | 44974.3125 | 44974.3125 | 19151.6328 | 64125.9454 | 64125.9454 | 83277.5782 | 0.63272 | 63186.4815 | 63186.4815 | 0.64213 | 73337.551 | 9.2173 | 4596.4269 | HE Air Cooled Chiller - All Compressor Types - 300 Tons | Electrical and Electronic Equip. | Turnover
| IelNgsd225 | 33234.5575 | 7339.4894 | 0 | 0 | 40574.0469 | 44974.3125 | 44974.3125 | 19151.6328 | 64125.9454 | 64125.9454 | 83277.5782 | 0.63272 | 63186.4815 | 63186.4815 | 0.64213 | 73337.551 | 9.2173 | 4596.4269 | HE Air Cooled Chiller - All Compressor Types - 300 Tons | Electrical and Electronic Equip. | New
| IluTgsd225 | 33234.5575 | 7339.4894 | 0 | 0 | 40574.0469 | 44974.3125 | 44974.3125 | 19151.6328 | 64125.9454 | 64125.9454 | 83277.5782 | 0.63272 | 63186.4815 | 63186.4815 | 0.64213 | 73337.551 | 9.2173 | 4596.4269 | HE Air Cooled Chiller - All Compressor Types - 300 Tons | Lumber/Furniture/Pulp/Paper | Turnover
| IluNgsd225 | 33234.5575 | 7339.4894 | 0 | 0 | 40574.0469 | 44974.3125 | 44974.3125 | 19151.6328 | 64125.9454 | 64125.9454 | 83277.5782 | 0.63272 | 63186.4815 | 63186.4815 | 0.64213 | 73337.551 | 9.2173 | 4596.4269 | HE Air Cooled Chiller - All Compressor Types - 300 Tons | Lumber/Furniture/Pulp/Paper | New
| ImeTgsd225 | 33234.5575 | 7339.4894 | 0 | 0 | 40574.0469 | 44974.3125 | 44974.3125 | 19151.6328 | 64125.9454 | 64125.9454 | 83277.5782 | 0.63272 | 63186.4815 | 63186.4815 | 0.64213 | 73337.551 | 9.2173 | 4596.4269 | HE Air Cooled Chiller - All Compressor Types - 300 Tons | Metal Products and Machinery | Turnover
| ImeNgsd225 | 33234.5575 | 7339.4894 | 0 | 0 | 40574.0469 | 44974.3125 | 44974.3125 | 19151.6328 | 64125.9454 | 64125.9454 | 83277.5782 | 0.63272 | 63186.4815 | 63186.4815 | 0.64213 | 73337.551 | 9.2173 | 4596.4269 | HE Air Cooled Chiller - All Compressor Types - 300 Tons | Metal Products and Machinery | New
| ImiTgsd225 | 33234.5575 | 7339.4894 | 0 | 0 | 40574.0469 | 44974.3125 | 44974.3125 | 19151.6328 | 64125.9454 | 64125.9454 | 83277.5782 | 0.63272 | 63186.4815 | 63186.4815 | 0.64213 | 73337.551 | 9.2173 | 4596.4269 | HE Air Cooled Chiller - All Compressor Types - 300 Tons | Miscellaneous Manufacturing | Turnover
| ImiNgsd225 | 33234.5575 | 7339.4894 | 0 | 0 | 40574.0469 | 44974.3125 | 44974.3125 | 19151.6328 | 64125.9454 | 64125.9454 | 83277.5782 | 0.63272 | 63186.4815 | 63186.4815 | 0.64213 | 73337.551 | 9.2173 | 4596.4269 | HE Air Cooled Chiller - All Compressor Types - 300 Tons | Miscellaneous Manufacturing | New
| IprTgsd225 | 33234.5575 | 7339.4894 | 0 | 0 | 40574.0469 | 44974.3125 | 44974.3125 | 19151.6328 | 64125.9454 | 64125.9454 | 83277.5782 | 0.63272 | 63186.4815 | 63186.4815 | 0.64213 | 73337.551 | 9.2173 | 4596.4269 | HE Air Cooled Chiller - All Compressor Types - 300 Tons | Primary Resources Industries | Turnover
| IprNgsd225 | 33234.5575 | 7339.4894 | 0 | 0 | 40574.0469 | 44974.3125 | 44974.3125 | 19151.6328 | 64125.9454 | 64125.9454 | 83277.5782 | 0.63272 | 63186.4815 | 63186.4815 | 0.64213 | 73337.551 | 9.2173 | 4596.4269 | HE Air Cooled Chiller - All Compressor Types - 300 Tons | Primary Resources Industries | New
| IstTgsd225 | 33234.5575 | 7339.4894 | 0 | 0 | 40574.0469 | 44974.3125 | 44974.3125 | 19151.6328 | 64125.9454 | 64125.9454 | 83277.5782 | 0.63272 | 63186.4815 | 63186.4815 | 0.64213 | 73337.551 | 9.2173 | 4596.4269 | HE Air Cooled Chiller - All Compressor Types - 300 Tons | Stone/Clay/Glass/Concrete | Turnover
| IstNgsd225 | 33234.5575 | 7339.4894 | 0 | 0 | 40574.0469 | 44974.3125 | 44974.3125 | 19151.6328 | 64125.9454 | 64125.9454 | 83277.5782 | 0.63272 | 63186.4815 | 63186.4815 | 0.64213 | 73337.551 | 9.2173 | 4596.4269 | HE Air Cooled Chiller - All Compressor Types - 300 Tons | Stone/Clay/Glass/Concrete | New
| IteTgsd225 | 33234.5575 | 7339.4894 | 0 | 0 | 40574.0469 | 44974.3125 | 44974.3125 | 19151.6328 | 64125.9454 | 64125.9454 | 83277.5782 | 0.63272 | 63186.4815 | 63186.4815 | 0.64213 | 73337.551 | 9.2173 | 4596.4269 | HE Air Cooled Chiller - All Compressor Types - 300 Tons | Textiles and Leather | Turnover
| IteNgsd225 | 33234.5575 | 7339.4894 | 0 | 0 | 40574.0469 | 44974.3125 | 44974.3125 | 19151.6328 | 64125.9454 | 64125.9454 | 83277.5782 | 0.63272 | 63186.4815 | 63186.4815 | 0.64213 | 73337.551 | 9.2173 | 4596.4269 | HE Air Cooled Chiller - All Compressor Types - 300 Tons | Textiles and Leather | New
| ItrTgsd225 | 33234.5575 | 7339.4894 | 0 | 0 | 40574.0469 | 44974.3125 | 44974.3125 | 19151.6328 | 64125.9454 | 64125.9454 | 83277.5782 | 0.63272 | 63186.4815 | 63186.4815 | 0.64213 | 73337.551 | 9.2173 | 4596.4269 | HE Air Cooled Chiller - All Compressor Types - 300 Tons | Transportation Equipment | Turnover
| ItrNgsd225 | 33234.5575 | 7339.4894 | 0 | 0 | 40574.0469 | 44974.3125 | 44974.3125 | 19151.6328 | 64125.9454 | 64125.9454 | 83277.5782 | 0.63272 | 63186.4815 | 63186.4815 | 0.64213 | 73337.551 | 9.2173 | 4596.4269 | HE Air Cooled Chiller - All Compressor Types - 300 Tons | Transportation Equipment | New
| IwaTgsd225 | 33234.5575 | 7339.4894 | 0 | 0 | 40574.0469 | 44974.3125 | 44974.3125 | 19151.6328 | 64125.9454 | 64125.9454 | 83277.5782 | 0.63272 | 63186.4815 | 63186.4815 | 0.64213 | 73337.551 | 9.2173 | 4596.4269 | HE Air Cooled Chiller - All Compressor Types - 300 Tons | Water and Wastewater | Turnover
| IwaNgsd225 | 33234.5575 | 7339.4894 | 0 | 0 | 40574.0469 | 44974.3125 | 44974.3125 | 19151.6328 | 64125.9454 | 64125.9454 | 83277.5782 | 0.63272 | 63186.4815 | 63186.4815 | 0.64213 | 73337.551 | 9.2173 | 4596.4269 | HE Air Cooled Chiller - All Compressor Types - 300 Tons | Water and Wastewater | New
| IagTgsd226 | 33234.5575 | 7339.4894 | 0 | 0 | 40574.0469 | 44974.3125 | 44974.3125 | 19151.6328 | 64125.9454 | 64125.9454 | 83277.5782 | 0.63272 | 163909.0814 | 163909.0814 | 0.24754 | 73337.551 | 23.9102 | 14190.2708 | HE DX 11.25-20.0 Tons Elec Heat | Agriculture and Assembly | Turnover
| IagNgsd226 | 33234.5575 | 7339.4894 | 0 | 0 | 40574.0469 | 44974.3125 | 44974.3125 | 19151.6328 | 64125.9454 | 64125.9454 | 83277.5782 | 0.63272 | 163909.0814 | 163909.0814 | 0.24754 | 73337.551 | 23.9102 | 14190.2708 | HE DX 11.25-20.0 Tons Elec Heat | Agriculture and Assembly | New
| IchTgsd226 | 33234.5575 | 7339.4894 | 0 | 0 | 40574.0469 | 44974.3125 | 44974.3125 | 19151.6328 | 64125.9454 | 64125.9454 | 83277.5782 | 0.63272 | 163909.0814 | 163909.0814 | 0.24754 | 73337.551 | 23.9102 | 14190.2708 | HE DX 11.25-20.0 Tons Elec Heat | Chemicals and Plastics | Turnover
| IchNgsd226 | 33234.5575 | 7339.4894 | 0 | 0 | 40574.0469 | 44974.3125 | 44974.3125 | 19151.6328 | 64125.9454 | 64125.9454 | 83277.5782 | 0.63272 | 163909.0814 | 163909.0814 | 0.24754 | 73337.551 | 23.9102 | 14190.2708 | HE DX 11.25-20.0 Tons Elec Heat | Chemicals and Plastics | New
| IcoTgsd226 | 33234.5575 | 7339.4894 | 0 | 0 | 40574.0469 | 44974.3125 | 44974.3125 | 19151.6328 | 64125.9454 | 64125.9454 | 83277.5782 | 0.63272 | 163909.0814 | 163909.0814 | 0.24754 | 73337.551 | 23.9102 | 14190.2708 | HE DX 11.25-20.0 Tons Elec Heat | Construction | Turnover
| IcoNgsd226 | 33234.5575 | 7339.4894 | 0 | 0 | 40574.0469 | 44974.3125 | 44974.3125 | 19151.6328 | 64125.9454 | 64125.9454 | 83277.5782 | 0.63272 | 163909.0814 | 163909.0814 | 0.24754 | 73337.551 | 23.9102 | 14190.2708 | HE DX 11.25-20.0 Tons Elec Heat | Construction | New
| IelTgsd226 | 33234.5575 | 7339.4894 | 0 | 0 | 40574.0469 | 44974.3125 | 44974.3125 | 19151.6328 | 64125.9454 | 64125.9454 | 83277.5782 | 0.63272 | 163909.0814 | 163909.0814 | 0.24754 | 73337.551 | 23.9102 | 14190.2708 | HE DX 11.25-20.0 Tons Elec Heat | Electrical and Electronic Equip. | Turnover
| IelNgsd226 | 33234.5575 | 7339.4894 | 0 | 0 | 40574.0469 | 44974.3125 | 44974.3125 | 19151.6328 | 64125.9454 | 64125.9454 | 83277.5782 | 0.63272 | 163909.0814 | 163909.0814 | 0.24754 | 73337.551 | 23.9102 | 14190.2708 | HE DX 11.25-20.0 Tons Elec Heat | Electrical and Electronic Equip. | New
| IluTgsd226 | 33234.5575 | 7339.4894 | 0 | 0 | 40574.0469 | 44974.3125 | 44974.3125 | 19151.6328 | 64125.9454 | 64125.9454 | 83277.5782 | 0.63272 | 163909.0814 | 163909.0814 | 0.24754 | 73337.551 | 23.9102 | 14190.2708 | HE DX 11.25-20.0 Tons Elec Heat | Lumber/Furniture/Pulp/Paper | Turnover
| IluNgsd226 | 33234.5575 | 7339.4894 | 0 | 0 | 40574.0469 | 44974.3125 | 44974.3125 | 19151.6328 | 64125.9454 | 64125.9454 | 83277.5782 | 0.63272 | 163909.0814 | 163909.0814 | 0.24754 | 73337.551 | 23.9102 | 14190.2708 | HE DX 11.25-20.0 Tons Elec Heat | Lumber/Furniture/Pulp/Paper | New
| ImeTgsd226 | 33234.5575 | 7339.4894 | 0 | 0 | 40574.0469 | 44974.3125 | 44974.3125 | 19151.6328 | 64125.9454 | 64125.9454 | 83277.5782 | 0.63272 | 163909.0814 | 163909.0814 | 0.24754 | 73337.551 | 23.9102 | 14190.2708 | HE DX 11.25-20.0 Tons Elec Heat | Metal Products and Machinery | Turnover
| ImeNgsd226 | 33234.5575 | 7339.4894 | 0 | 0 | 40574.0469 | 44974.3125 | 44974.3125 | 19151.6328 | 64125.9454 | 64125.9454 | 83277.5782 | 0.63272 | 163909.0814 | 163909.0814 | 0.24754 | 73337.551 | 23.9102 | 14190.2708 | HE DX 11.25-20.0 Tons Elec Heat | Metal Products and Machinery | New
| ImiTgsd226 | 33234.5575 | 7339.4894 | 0 | 0 | 40574.0469 | 44974.3125 | 44974.3125 | 19151.6328 | 64125.9454 | 64125.9454 | 83277.5782 | 0.63272 | 163909.0814 | 163909.0814 | 0.24754 | 73337.551 | 23.9102 | 14190.2708 | HE DX 11.25-20.0 Tons Elec Heat | Miscellaneous Manufacturing | Turnover
| ImiNgsd226 | 33234.5575 | 7339.4894 | 0 | 0 | 40574.0469 | 44974.3125 | 44974.3125 | 19151.6328 | 64125.9454 | 64125.9454 | 83277.5782 | 0.63272 | 163909.0814 | 163909.0814 | 0.24754 | 73337.551 | 23.9102 | 14190.2708 | HE DX 11.25-20.0 Tons Elec Heat | Miscellaneous Manufacturing | New
| IprTgsd226 | 33234.5575 | 7339.4894 | 0 | 0 | 40574.0469 | 44974.3125 | 44974.3125 | 19151.6328 | 64125.9454 | 64125.9454 | 83277.5782 | 0.63272 | 163909.0814 | 163909.0814 | 0.24754 | 73337.551 | 23.9102 | 14190.2708 | HE DX 11.25-20.0 Tons Elec Heat | Primary Resources Industries | Turnover
| IprNgsd226 | 33234.5575 | 7339.4894 | 0 | 0 | 40574.0469 | 44974.3125 | 44974.3125 | 19151.6328 | 64125.9454 | 64125.9454 | 83277.5782 | 0.63272 | 163909.0814 | 163909.0814 | 0.24754 | 73337.551 | 23.9102 | 14190.2708 | HE DX 11.25-20.0 Tons Elec Heat | Primary Resources Industries | New
| IstTgsd226 | 33234.5575 | 7339.4894 | 0 | 0 | 40574.0469 | 44974.3125 | 44974.3125 | 19151.6328 | 64125.9454 | 64125.9454 | 83277.5782 | 0.63272 | 163909.0814 | 163909.0814 | 0.24754 | 73337.551 | 23.9102 | 14190.2708 | HE DX 11.25-20.0 Tons Elec Heat | Stone/Clay/Glass/Concrete | Turnover
| IstNgsd226 | 33234.5575 | 7339.4894 | 0 | 0 | 40574.0469 | 44974.3125 | 44974.3125 | 19151.6328 | 64125.9454 | 64125.9454 | 83277.5782 | 0.63272 | 163909.0814 | 163909.0814 | 0.24754 | 73337.551 | 23.9102 | 14190.2708 | HE DX 11.25-20.0 Tons Elec Heat | Stone/Clay/Glass/Concrete | New
| IteTgsd226 | 33234.5575 | 7339.4894 | 0 | 0 | 40574.0469 | 44974.3125 | 44974.3125 | 19151.6328 | 64125.9454 | 64125.9454 | 83277.5782 | 0.63272 | 163909.0814 | 163909.0814 | 0.24754 | 73337.551 | 23.9102 | 14190.2708 | HE DX 11.25-20.0 Tons Elec Heat | Textiles and Leather | Turnover
| IteNgsd226 | 33234.5575 | 7339.4894 | 0 | 0 | 40574.0469 | 44974.3125 | 44974.3125 | 19151.6328 | 64125.9454 | 64125.9454 | 83277.5782 | 0.63272 | 163909.0814 | 163909.0814 | 0.24754 | 73337.551 | 23.9102 | 14190.2708 | HE DX 11.25-20.0 Tons Elec Heat | Textiles and Leather | New
| ItrTgsd226 | 33234.5575 | 7339.4894 | 0 | 0 | 40574.0469 | 44974.3125 | 44974.3125 | 19151.6328 | 64125.9454 | 64125.9454 | 83277.5782 | 0.63272 | 163909.0814 | 163909.0814 | 0.24754 | 73337.551 | 23.9102 | 14190.2708 | HE DX 11.25-20.0 Tons Elec Heat | Transportation Equipment | Turnover
| ItrNgsd226 | 33234.5575 | 7339.4894 | 0 | 0 | 40574.0469 | 44974.3125 | 44974.3125 | 19151.6328 | 64125.9454 | 64125.9454 | 83277.5782 | 0.63272 | 163909.0814 | 163909.0814 | 0.24754 | 73337.551 | 23.9102 | 14190.2708 | HE DX 11.25-20.0 Tons Elec Heat | Transportation Equipment | New
| IwaTgsd226 | 33234.5575 | 7339.4894 | 0 | 0 | 40574.0469 | 44974.3125 | 44974.3125 | 19151.6328 | 64125.9454 | 64125.9454 | 83277.5782 | 0.63272 | 163909.0814 | 163909.0814 | 0.24754 | 73337.551 | 23.9102 | 14190.2708 | HE DX 11.25-20.0 Tons Elec Heat | Water and Wastewater | Turnover
| IwaNgsd226 | 33234.5575 | 7339.4894 | 0 | 0 | 40574.0469 | 44974.3125 | 44974.3125 | 19151.6328 | 64125.9454 | 64125.9454 | 83277.5782 | 0.63272 | 163909.0814 | 163909.0814 | 0.24754 | 73337.551 | 23.9102 | 14190.2708 | HE DX 11.25-20.0 Tons Elec Heat | Water and Wastewater | New
| IagTgsd227 | 33234.5575 | 7339.4894 | 0 | 0 | 40574.0469 | 44974.3125 | 44974.3125 | 19151.6328 | 64125.9454 | 64125.9454 | 83277.5782 | 0.63272 | 169545.7292 | 169545.7292 | 0.23931 | 73337.551 | 24.7325 | 14727.1625 | HE DX 11.25-20.0 Tons Other Heat | Agriculture and Assembly | Turnover
| IagNgsd227 | 33234.5575 | 7339.4894 | 0 | 0 | 40574.0469 | 44974.3125 | 44974.3125 | 19151.6328 | 64125.9454 | 64125.9454 | 83277.5782 | 0.63272 | 169545.7292 | 169545.7292 | 0.23931 | 73337.551 | 24.7325 | 14727.1625 | HE DX 11.25-20.0 Tons Other Heat | Agriculture and Assembly | New
| IchTgsd227 | 33234.5575 | 7339.4894 | 0 | 0 | 40574.0469 | 44974.3125 | 44974.3125 | 19151.6328 | 64125.9454 | 64125.9454 | 83277.5782 | 0.63272 | 169545.7292 | 169545.7292 | 0.23931 | 73337.551 | 24.7325 | 14727.1625 | HE DX 11.25-20.0 Tons Other Heat | Chemicals and Plastics | Turnover
| IchNgsd227 | 33234.5575 | 7339.4894 | 0 | 0 | 40574.0469 | 44974.3125 | 44974.3125 | 19151.6328 | 64125.9454 | 64125.9454 | 83277.5782 | 0.63272 | 169545.7292 | 169545.7292 | 0.23931 | 73337.551 | 24.7325 | 14727.1625 | HE DX 11.25-20.0 Tons Other Heat | Chemicals and Plastics | New
| IcoTgsd227 | 33234.5575 | 7339.4894 | 0 | 0 | 40574.0469 | 44974.3125 | 44974.3125 | 19151.6328 | 64125.9454 | 64125.9454 | 83277.5782 | 0.63272 | 169545.7292 | 169545.7292 | 0.23931 | 73337.551 | 24.7325 | 14727.1625 | HE DX 11.25-20.0 Tons Other Heat | Construction | Turnover
| IcoNgsd227 | 33234.5575 | 7339.4894 | 0 | 0 | 40574.0469 | 44974.3125 | 44974.3125 | 19151.6328 | 64125.9454 | 64125.9454 | 83277.5782 | 0.63272 | 169545.7292 | 169545.7292 | 0.23931 | 73337.551 | 24.7325 | 14727.1625 | HE DX 11.25-20.0 Tons Other Heat | Construction | New
| IelTgsd227 | 33234.5575 | 7339.4894 | 0 | 0 | 40574.0469 | 44974.3125 | 44974.3125 | 19151.6328 | 64125.9454 | 64125.9454 | 83277.5782 | 0.63272 | 169545.7292 | 169545.7292 | 0.23931 | 73337.551 | 24.7325 | 14727.1625 | HE DX 11.25-20.0 Tons Other Heat | Electrical and Electronic Equip. | Turnover
| IelNgsd227 | 33234.5575 | 7339.4894 | 0 | 0 | 40574.0469 | 44974.3125 | 44974.3125 | 19151.6328 | 64125.9454 | 64125.9454 | 83277.5782 | 0.63272 | 169545.7292 | 169545.7292 | 0.23931 | 73337.551 | 24.7325 | 14727.1625 | HE DX 11.25-20.0 Tons Other Heat | Electrical and Electronic Equip. | New
| IluTgsd227 | 33234.5575 | 7339.4894 | 0 | 0 | 40574.0469 | 44974.3125 | 44974.3125 | 19151.6328 | 64125.9454 | 64125.9454 | 83277.5782 | 0.63272 | 169545.7292 | 169545.7292 | 0.23931 | 73337.551 | 24.7325 | 14727.1625 | HE DX 11.25-20.0 Tons Other Heat | Lumber/Furniture/Pulp/Paper | Turnover
| IluNgsd227 | 33234.5575 | 7339.4894 | 0 | 0 | 40574.0469 | 44974.3125 | 44974.3125 | 19151.6328 | 64125.9454 | 64125.9454 | 83277.5782 | 0.63272 | 169545.7292 | 169545.7292 | 0.23931 | 73337.551 | 24.7325 | 14727.1625 | HE DX 11.25-20.0 Tons Other Heat | Lumber/Furniture/Pulp/Paper | New
| ImeTgsd227 | 33234.5575 | 7339.4894 | 0 | 0 | 40574.0469 | 44974.3125 | 44974.3125 | 19151.6328 | 64125.9454 | 64125.9454 | 83277.5782 | 0.63272 | 169545.7292 | 169545.7292 | 0.23931 | 73337.551 | 24.7325 | 14727.1625 | HE DX 11.25-20.0 Tons Other Heat | Metal Products and Machinery | Turnover
| ImeNgsd227 | 33234.5575 | 7339.4894 | 0 | 0 | 40574.0469 | 44974.3125 | 44974.3125 | 19151.6328 | 64125.9454 | 64125.9454 | 83277.5782 | 0.63272 | 169545.7292 | 169545.7292 | 0.23931 | 73337.551 | 24.7325 | 14727.1625 | HE DX 11.25-20.0 Tons Other Heat | Metal Products and Machinery | New
| ImiTgsd227 | 33234.5575 | 7339.4894 | 0 | 0 | 40574.0469 | 44974.3125 | 44974.3125 | 19151.6328 | 64125.9454 | 64125.9454 | 83277.5782 | 0.63272 | 169545.7292 | 169545.7292 | 0.23931 | 73337.551 | 24.7325 | 14727.1625 | HE DX 11.25-20.0 Tons Other Heat | Miscellaneous Manufacturing | Turnover
| ImiNgsd227 | 33234.5575 | 7339.4894 | 0 | 0 | 40574.0469 | 44974.3125 | 44974.3125 | 19151.6328 | 64125.9454 | 64125.9454 | 83277.5782 | 0.63272 | 169545.7292 | 169545.7292 | 0.23931 | 73337.551 | 24.7325 | 14727.1625 | HE DX 11.25-20.0 Tons Other Heat | Miscellaneous Manufacturing | New
| IprTgsd227 | 33234.5575 | 7339.4894 | 0 | 0 | 40574.0469 | 44974.3125 | 44974.3125 | 19151.6328 | 64125.9454 | 64125.9454 | 83277.5782 | 0.63272 | 169545.7292 | 169545.7292 | 0.23931 | 73337.551 | 24.7325 | 14727.1625 | HE DX 11.25-20.0 Tons Other Heat | Primary Resources Industries | Turnover
| IprNgsd227 | 33234.5575 | 7339.4894 | 0 | 0 | 40574.0469 | 44974.3125 | 44974.3125 | 19151.6328 | 64125.9454 | 64125.9454 | 83277.5782 | 0.63272 | 169545.7292 | 169545.7292 | 0.23931 | 73337.551 | 24.7325 | 14727.1625 | HE DX 11.25-20.0 Tons Other Heat | Primary Resources Industries | New
| IstTgsd227 | 33234.5575 | 7339.4894 | 0 | 0 | 40574.0469 | 44974.3125 | 44974.3125 | 19151.6328 | 64125.9454 | 64125.9454 | 83277.5782 | 0.63272 | 169545.7292 | 169545.7292 | 0.23931 | 73337.551 | 24.7325 | 14727.1625 | HE DX 11.25-20.0 Tons Other Heat | Stone/Clay/Glass/Concrete | Turnover
| IstNgsd227 | 33234.5575 | 7339.4894 | 0 | 0 | 40574.0469 | 44974.3125 | 44974.3125 | 19151.6328 | 64125.9454 | 64125.9454 | 83277.5782 | 0.63272 | 169545.7292 | 169545.7292 | 0.23931 | 73337.551 | 24.7325 | 14727.1625 | HE DX 11.25-20.0 Tons Other Heat | Stone/Clay/Glass/Concrete | New
| IteTgsd227 | 33234.5575 | 7339.4894 | 0 | 0 | 40574.0469 | 44974.3125 | 44974.3125 | 19151.6328 | 64125.9454 | 64125.9454 | 83277.5782 | 0.63272 | 169545.7292 | 169545.7292 | 0.23931 | 73337.551 | 24.7325 | 14727.1625 | HE DX 11.25-20.0 Tons Other Heat | Textiles and Leather | Turnover
| IteNgsd227 | 33234.5575 | 7339.4894 | 0 | 0 | 40574.0469 | 44974.3125 | 44974.3125 | 19151.6328 | 64125.9454 | 64125.9454 | 83277.5782 | 0.63272 | 169545.7292 | 169545.7292 | 0.23931 | 73337.551 | 24.7325 | 14727.1625 | HE DX 11.25-20.0 Tons Other Heat | Textiles and Leather | New
| ItrTgsd227 | 33234.5575 | 7339.4894 | 0 | 0 | 40574.0469 | 44974.3125 | 44974.3125 | 19151.6328 | 64125.9454 | 64125.9454 | 83277.5782 | 0.63272 | 169545.7292 | 169545.7292 | 0.23931 | 73337.551 | 24.7325 | 14727.1625 | HE DX 11.25-20.0 Tons Other Heat | Transportation Equipment | Turnover
| ItrNgsd227 | 33234.5575 | 7339.4894 | 0 | 0 | 40574.0469 | 44974.3125 | 44974.3125 | 19151.6328 | 64125.9454 | 64125.9454 | 83277.5782 | 0.63272 | 169545.7292 | 169545.7292 | 0.23931 | 73337.551 | 24.7325 | 14727.1625 | HE DX 11.25-20.0 Tons Other Heat | Transportation Equipment | New
| IwaTgsd227 | 33234.5575 | 7339.4894 | 0 | 0 | 40574.0469 | 44974.3125 | 44974.3125 | 19151.6328 | 64125.9454 | 64125.9454 | 83277.5782 | 0.63272 | 169545.7292 | 169545.7292 | 0.23931 | 73337.551 | 24.7325 | 14727.1625 | HE DX 11.25-20.0 Tons Other Heat | Water and Wastewater | Turnover
| IwaNgsd227 | 33234.5575 | 7339.4894 | 0 | 0 | 40574.0469 | 44974.3125 | 44974.3125 | 19151.6328 | 64125.9454 | 64125.9454 | 83277.5782 | 0.63272 | 169545.7292 | 169545.7292 | 0.23931 | 73337.551 | 24.7325 | 14727.1625 | HE DX 11.25-20.0 Tons Other Heat | Water and Wastewater | New
| IagTgsd228 | 33234.5575 | 7339.4894 | 0 | 0 | 40574.0469 | 44974.3125 | 44974.3125 | 19151.6328 | 64125.9454 | 64125.9454 | 83277.5782 | 0.63272 | 110214.5767 | 110214.5767 | 0.36814 | 73337.551 | 16.0776 | 9075.8605 | HE DX 5.4-11.25 Tons Elect Heat | Agriculture and Assembly | Turnover
| IagNgsd228 | 33234.5575 | 7339.4894 | 0 | 0 | 40574.0469 | 44974.3125 | 44974.3125 | 19151.6328 | 64125.9454 | 64125.9454 | 83277.5782 | 0.63272 | 110214.5767 | 110214.5767 | 0.36814 | 73337.551 | 16.0776 | 9075.8605 | HE DX 5.4-11.25 Tons Elect Heat | Agriculture and Assembly | New
| IchTgsd228 | 33234.5575 | 7339.4894 | 0 | 0 | 40574.0469 | 44974.3125 | 44974.3125 | 19151.6328 | 64125.9454 | 64125.9454 | 83277.5782 | 0.63272 | 110214.5767 | 110214.5767 | 0.36814 | 73337.551 | 16.0776 | 9075.8605 | HE DX 5.4-11.25 Tons Elect Heat | Chemicals and Plastics | Turnover
| IchNgsd228 | 33234.5575 | 7339.4894 | 0 | 0 | 40574.0469 | 44974.3125 | 44974.3125 | 19151.6328 | 64125.9454 | 64125.9454 | 83277.5782 | 0.63272 | 110214.5767 | 110214.5767 | 0.36814 | 73337.551 | 16.0776 | 9075.8605 | HE DX 5.4-11.25 Tons Elect Heat | Chemicals and Plastics | New
| IcoTgsd228 | 33234.5575 | 7339.4894 | 0 | 0 | 40574.0469 | 44974.3125 | 44974.3125 | 19151.6328 | 64125.9454 | 64125.9454 | 83277.5782 | 0.63272 | 110214.5767 | 110214.5767 | 0.36814 | 73337.551 | 16.0776 | 9075.8605 | HE DX 5.4-11.25 Tons Elect Heat | Construction | Turnover
| IcoNgsd228 | 33234.5575 | 7339.4894 | 0 | 0 | 40574.0469 | 44974.3125 | 44974.3125 | 19151.6328 | 64125.9454 | 64125.9454 | 83277.5782 | 0.63272 | 110214.5767 | 110214.5767 | 0.36814 | 73337.551 | 16.0776 | 9075.8605 | HE DX 5.4-11.25 Tons Elect Heat | Construction | New
| IelTgsd228 | 33234.5575 | 7339.4894 | 0 | 0 | 40574.0469 | 44974.3125 | 44974.3125 | 19151.6328 | 64125.9454 | 64125.9454 | 83277.5782 | 0.63272 | 110214.5767 | 110214.5767 | 0.36814 | 73337.551 | 16.0776 | 9075.8605 | HE DX 5.4-11.25 Tons Elect Heat | Electrical and Electronic Equip. | Turnover
| IelNgsd228 | 33234.5575 | 7339.4894 | 0 | 0 | 40574.0469 | 44974.3125 | 44974.3125 | 19151.6328 | 64125.9454 | 64125.9454 | 83277.5782 | 0.63272 | 110214.5767 | 110214.5767 | 0.36814 | 73337.551 | 16.0776 | 9075.8605 | HE DX 5.4-11.25 Tons Elect Heat | Electrical and Electronic Equip. | New
| IluTgsd228 | 33234.5575 | 7339.4894 | 0 | 0 | 40574.0469 | 44974.3125 | 44974.3125 | 19151.6328 | 64125.9454 | 64125.9454 | 83277.5782 | 0.63272 | 110214.5767 | 110214.5767 | 0.36814 | 73337.551 | 16.0776 | 9075.8605 | HE DX 5.4-11.25 Tons Elect Heat | Lumber/Furniture/Pulp/Paper | Turnover
| IluNgsd228 | 33234.5575 | 7339.4894 | 0 | 0 | 40574.0469 | 44974.3125 | 44974.3125 | 19151.6328 | 64125.9454 | 64125.9454 | 83277.5782 | 0.63272 | 110214.5767 | 110214.5767 | 0.36814 | 73337.551 | 16.0776 | 9075.8605 | HE DX 5.4-11.25 Tons Elect Heat | Lumber/Furniture/Pulp/Paper | New
| ImeTgsd228 | 33234.5575 | 7339.4894 | 0 | 0 | 40574.0469 | 44974.3125 | 44974.3125 | 19151.6328 | 64125.9454 | 64125.9454 | 83277.5782 | 0.63272 | 110214.5767 | 110214.5767 | 0.36814 | 73337.551 | 16.0776 | 9075.8605 | HE DX 5.4-11.25 Tons Elect Heat | Metal Products and Machinery | Turnover
| ImeNgsd228 | 33234.5575 | 7339.4894 | 0 | 0 | 40574.0469 | 44974.3125 | 44974.3125 | 19151.6328 | 64125.9454 | 64125.9454 | 83277.5782 | 0.63272 | 110214.5767 | 110214.5767 | 0.36814 | 73337.551 | 16.0776 | 9075.8605 | HE DX 5.4-11.25 Tons Elect Heat | Metal Products and Machinery | New
| ImiTgsd228 | 33234.5575 | 7339.4894 | 0 | 0 | 40574.0469 | 44974.3125 | 44974.3125 | 19151.6328 | 64125.9454 | 64125.9454 | 83277.5782 | 0.63272 | 110214.5767 | 110214.5767 | 0.36814 | 73337.551 | 16.0776 | 9075.8605 | HE DX 5.4-11.25 Tons Elect Heat | Miscellaneous Manufacturing | Turnover
| ImiNgsd228 | 33234.5575 | 7339.4894 | 0 | 0 | 40574.0469 | 44974.3125 | 44974.3125 | 19151.6328 | 64125.9454 | 64125.9454 | 83277.5782 | 0.63272 | 110214.5767 | 110214.5767 | 0.36814 | 73337.551 | 16.0776 | 9075.8605 | HE DX 5.4-11.25 Tons Elect Heat | Miscellaneous Manufacturing | New
| IprTgsd228 | 33234.5575 | 7339.4894 | 0 | 0 | 40574.0469 | 44974.3125 | 44974.3125 | 19151.6328 | 64125.9454 | 64125.9454 | 83277.5782 | 0.63272 | 110214.5767 | 110214.5767 | 0.36814 | 73337.551 | 16.0776 | 9075.8605 | HE DX 5.4-11.25 Tons Elect Heat | Primary Resources Industries | Turnover
| IprNgsd228 | 33234.5575 | 7339.4894 | 0 | 0 | 40574.0469 | 44974.3125 | 44974.3125 | 19151.6328 | 64125.9454 | 64125.9454 | 83277.5782 | 0.63272 | 110214.5767 | 110214.5767 | 0.36814 | 73337.551 | 16.0776 | 9075.8605 | HE DX 5.4-11.25 Tons Elect Heat | Primary Resources Industries | New
| IstTgsd228 | 33234.5575 | 7339.4894 | 0 | 0 | 40574.0469 | 44974.3125 | 44974.3125 | 19151.6328 | 64125.9454 | 64125.9454 | 83277.5782 | 0.63272 | 110214.5767 | 110214.5767 | 0.36814 | 73337.551 | 16.0776 | 9075.8605 | HE DX 5.4-11.25 Tons Elect Heat | Stone/Clay/Glass/Concrete | Turnover
| IstNgsd228 | 33234.5575 | 7339.4894 | 0 | 0 | 40574.0469 | 44974.3125 | 44974.3125 | 19151.6328 | 64125.9454 | 64125.9454 | 83277.5782 | 0.63272 | 110214.5767 | 110214.5767 | 0.36814 | 73337.551 | 16.0776 | 9075.8605 | HE DX 5.4-11.25 Tons Elect Heat | Stone/Clay/Glass/Concrete | New
| IteTgsd228 | 33234.5575 | 7339.4894 | 0 | 0 | 40574.0469 | 44974.3125 | 44974.3125 | 19151.6328 | 64125.9454 | 64125.9454 | 83277.5782 | 0.63272 | 110214.5767 | 110214.5767 | 0.36814 | 73337.551 | 16.0776 | 9075.8605 | HE DX 5.4-11.25 Tons Elect Heat | Textiles and Leather | Turnover
| IteNgsd228 | 33234.5575 | 7339.4894 | 0 | 0 | 40574.0469 | 44974.3125 | 44974.3125 | 19151.6328 | 64125.9454 | 64125.9454 | 83277.5782 | 0.63272 | 110214.5767 | 110214.5767 | 0.36814 | 73337.551 | 16.0776 | 9075.8605 | HE DX 5.4-11.25 Tons Elect Heat | Textiles and Leather | New
| ItrTgsd228 | 33234.5575 | 7339.4894 | 0 | 0 | 40574.0469 | 44974.3125 | 44974.3125 | 19151.6328 | 64125.9454 | 64125.9454 | 83277.5782 | 0.63272 | 110214.5767 | 110214.5767 | 0.36814 | 73337.551 | 16.0776 | 9075.8605 | HE DX 5.4-11.25 Tons Elect Heat | Transportation Equipment | Turnover
| ItrNgsd228 | 33234.5575 | 7339.4894 | 0 | 0 | 40574.0469 | 44974.3125 | 44974.3125 | 19151.6328 | 64125.9454 | 64125.9454 | 83277.5782 | 0.63272 | 110214.5767 | 110214.5767 | 0.36814 | 73337.551 | 16.0776 | 9075.8605 | HE DX 5.4-11.25 Tons Elect Heat | Transportation Equipment | New
| IwaTgsd228 | 33234.5575 | 7339.4894 | 0 | 0 | 40574.0469 | 44974.3125 | 44974.3125 | 19151.6328 | 64125.9454 | 64125.9454 | 83277.5782 | 0.63272 | 110214.5767 | 110214.5767 | 0.36814 | 73337.551 | 16.0776 | 9075.8605 | HE DX 5.4-11.25 Tons Elect Heat | Water and Wastewater | Turnover
| IwaNgsd228 | 33234.5575 | 7339.4894 | 0 | 0 | 40574.0469 | 44974.3125 | 44974.3125 | 19151.6328 | 64125.9454 | 64125.9454 | 83277.5782 | 0.63272 | 110214.5767 | 110214.5767 | 0.36814 | 73337.551 | 16.0776 | 9075.8605 | HE DX 5.4-11.25 Tons Elect Heat | Water and Wastewater | New
| IagTgsd229 | 33234.5575 | 7339.4894 | 0 | 0 | 40574.0469 | 44974.3125 | 44974.3125 | 19151.6328 | 64125.9454 | 64125.9454 | 83277.5782 | 0.63272 | 112583.2161 | 112583.2161 | 0.36039 | 73337.551 | 16.4231 | 9301.4736 | HE DX 5.4-11.25 Tons Other Heat | Agriculture and Assembly | Turnover
| IagNgsd229 | 33234.5575 | 7339.4894 | 0 | 0 | 40574.0469 | 44974.3125 | 44974.3125 | 19151.6328 | 64125.9454 | 64125.9454 | 83277.5782 | 0.63272 | 112583.2161 | 112583.2161 | 0.36039 | 73337.551 | 16.4231 | 9301.4736 | HE DX 5.4-11.25 Tons Other Heat | Agriculture and Assembly | New
| IchTgsd229 | 33234.5575 | 7339.4894 | 0 | 0 | 40574.0469 | 44974.3125 | 44974.3125 | 19151.6328 | 64125.9454 | 64125.9454 | 83277.5782 | 0.63272 | 112583.2161 | 112583.2161 | 0.36039 | 73337.551 | 16.4231 | 9301.4736 | HE DX 5.4-11.25 Tons Other Heat | Chemicals and Plastics | Turnover
| IchNgsd229 | 33234.5575 | 7339.4894 | 0 | 0 | 40574.0469 | 44974.3125 | 44974.3125 | 19151.6328 | 64125.9454 | 64125.9454 | 83277.5782 | 0.63272 | 112583.2161 | 112583.2161 | 0.36039 | 73337.551 | 16.4231 | 9301.4736 | HE DX 5.4-11.25 Tons Other Heat | Chemicals and Plastics | New
| IcoTgsd229 | 33234.5575 | 7339.4894 | 0 | 0 | 40574.0469 | 44974.3125 | 44974.3125 | 19151.6328 | 64125.9454 | 64125.9454 | 83277.5782 | 0.63272 | 112583.2161 | 112583.2161 | 0.36039 | 73337.551 | 16.4231 | 9301.4736 | HE DX 5.4-11.25 Tons Other Heat | Construction | Turnover
| IcoNgsd229 | 33234.5575 | 7339.4894 | 0 | 0 | 40574.0469 | 44974.3125 | 44974.3125 | 19151.6328 | 64125.9454 | 64125.9454 | 83277.5782 | 0.63272 | 112583.2161 | 112583.2161 | 0.36039 | 73337.551 | 16.4231 | 9301.4736 | HE DX 5.4-11.25 Tons Other Heat | Construction | New
| IelTgsd229 | 33234.5575 | 7339.4894 | 0 | 0 | 40574.0469 | 44974.3125 | 44974.3125 | 19151.6328 | 64125.9454 | 64125.9454 | 83277.5782 | 0.63272 | 112583.2161 | 112583.2161 | 0.36039 | 73337.551 | 16.4231 | 9301.4736 | HE DX 5.4-11.25 Tons Other Heat | Electrical and Electronic Equip. | Turnover
| IelNgsd229 | 33234.5575 | 7339.4894 | 0 | 0 | 40574.0469 | 44974.3125 | 44974.3125 | 19151.6328 | 64125.9454 | 64125.9454 | 83277.5782 | 0.63272 | 112583.2161 | 112583.2161 | 0.36039 | 73337.551 | 16.4231 | 9301.4736 | HE DX 5.4-11.25 Tons Other Heat | Electrical and Electronic Equip. | New
| IluTgsd229 | 33234.5575 | 7339.4894 | 0 | 0 | 40574.0469 | 44974.3125 | 44974.3125 | 19151.6328 | 64125.9454 | 64125.9454 | 83277.5782 | 0.63272 | 112583.2161 | 112583.2161 | 0.36039 | 73337.551 | 16.4231 | 9301.4736 | HE DX 5.4-11.25 Tons Other Heat | Lumber/Furniture/Pulp/Paper | Turnover
| IluNgsd229 | 33234.5575 | 7339.4894 | 0 | 0 | 40574.0469 | 44974.3125 | 44974.3125 | 19151.6328 | 64125.9454 | 64125.9454 | 83277.5782 | 0.63272 | 112583.2161 | 112583.2161 | 0.36039 | 73337.551 | 16.4231 | 9301.4736 | HE DX 5.4-11.25 Tons Other Heat | Lumber/Furniture/Pulp/Paper | New
| ImeTgsd229 | 33234.5575 | 7339.4894 | 0 | 0 | 40574.0469 | 44974.3125 | 44974.3125 | 19151.6328 | 64125.9454 | 64125.9454 | 83277.5782 | 0.63272 | 112583.2161 | 112583.2161 | 0.36039 | 73337.551 | 16.4231 | 9301.4736 | HE DX 5.4-11.25 Tons Other Heat | Metal Products and Machinery | Turnover
| ImeNgsd229 | 33234.5575 | 7339.4894 | 0 | 0 | 40574.0469 | 44974.3125 | 44974.3125 | 19151.6328 | 64125.9454 | 64125.9454 | 83277.5782 | 0.63272 | 112583.2161 | 112583.2161 | 0.36039 | 73337.551 | 16.4231 | 9301.4736 | HE DX 5.4-11.25 Tons Other Heat | Metal Products and Machinery | New
| ImiTgsd229 | 33234.5575 | 7339.4894 | 0 | 0 | 40574.0469 | 44974.3125 | 44974.3125 | 19151.6328 | 64125.9454 | 64125.9454 | 83277.5782 | 0.63272 | 112583.2161 | 112583.2161 | 0.36039 | 73337.551 | 16.4231 | 9301.4736 | HE DX 5.4-11.25 Tons Other Heat | Miscellaneous Manufacturing | Turnover
| ImiNgsd229 | 33234.5575 | 7339.4894 | 0 | 0 | 40574.0469 | 44974.3125 | 44974.3125 | 19151.6328 | 64125.9454 | 64125.9454 | 83277.5782 | 0.63272 | 112583.2161 | 112583.2161 | 0.36039 | 73337.551 | 16.4231 | 9301.4736 | HE DX 5.4-11.25 Tons Other Heat | Miscellaneous Manufacturing | New
| IprTgsd229 | 33234.5575 | 7339.4894 | 0 | 0 | 40574.0469 | 44974.3125 | 44974.3125 | 19151.6328 | 64125.9454 | 64125.9454 | 83277.5782 | 0.63272 | 112583.2161 | 112583.2161 | 0.36039 | 73337.551 | 16.4231 | 9301.4736 | HE DX 5.4-11.25 Tons Other Heat | Primary Resources Industries | Turnover
| IprNgsd229 | 33234.5575 | 7339.4894 | 0 | 0 | 40574.0469 | 44974.3125 | 44974.3125 | 19151.6328 | 64125.9454 | 64125.9454 | 83277.5782 | 0.63272 | 112583.2161 | 112583.2161 | 0.36039 | 73337.551 | 16.4231 | 9301.4736 | HE DX 5.4-11.25 Tons Other Heat | Primary Resources Industries | New
| IstTgsd229 | 33234.5575 | 7339.4894 | 0 | 0 | 40574.0469 | 44974.3125 | 44974.3125 | 19151.6328 | 64125.9454 | 64125.9454 | 83277.5782 | 0.63272 | 112583.2161 | 112583.2161 | 0.36039 | 73337.551 | 16.4231 | 9301.4736 | HE DX 5.4-11.25 Tons Other Heat | Stone/Clay/Glass/Concrete | Turnover
| IstNgsd229 | 33234.5575 | 7339.4894 | 0 | 0 | 40574.0469 | 44974.3125 | 44974.3125 | 19151.6328 | 64125.9454 | 64125.9454 | 83277.5782 | 0.63272 | 112583.2161 | 112583.2161 | 0.36039 | 73337.551 | 16.4231 | 9301.4736 | HE DX 5.4-11.25 Tons Other Heat | Stone/Clay/Glass/Concrete | New
| IteTgsd229 | 33234.5575 | 7339.4894 | 0 | 0 | 40574.0469 | 44974.3125 | 44974.3125 | 19151.6328 | 64125.9454 | 64125.9454 | 83277.5782 | 0.63272 | 112583.2161 | 112583.2161 | 0.36039 | 73337.551 | 16.4231 | 9301.4736 | HE DX 5.4-11.25 Tons Other Heat | Textiles and Leather | Turnover
| IteNgsd229 | 33234.5575 | 7339.4894 | 0 | 0 | 40574.0469 | 44974.3125 | 44974.3125 | 19151.6328 | 64125.9454 | 64125.9454 | 83277.5782 | 0.63272 | 112583.2161 | 112583.2161 | 0.36039 | 73337.551 | 16.4231 | 9301.4736 | HE DX 5.4-11.25 Tons Other Heat | Textiles and Leather | New
| ItrTgsd229 | 33234.5575 | 7339.4894 | 0 | 0 | 40574.0469 | 44974.3125 | 44974.3125 | 19151.6328 | 64125.9454 | 64125.9454 | 83277.5782 | 0.63272 | 112583.2161 | 112583.2161 | 0.36039 | 73337.551 | 16.4231 | 9301.4736 | HE DX 5.4-11.25 Tons Other Heat | Transportation Equipment | Turnover
| ItrNgsd229 | 33234.5575 | 7339.4894 | 0 | 0 | 40574.0469 | 44974.3125 | 44974.3125 | 19151.6328 | 64125.9454 | 64125.9454 | 83277.5782 | 0.63272 | 112583.2161 | 112583.2161 | 0.36039 | 73337.551 | 16.4231 | 9301.4736 | HE DX 5.4-11.25 Tons Other Heat | Transportation Equipment | New
| IwaTgsd229 | 33234.5575 | 7339.4894 | 0 | 0 | 40574.0469 | 44974.3125 | 44974.3125 | 19151.6328 | 64125.9454 | 64125.9454 | 83277.5782 | 0.63272 | 112583.2161 | 112583.2161 | 0.36039 | 73337.551 | 16.4231 | 9301.4736 | HE DX 5.4-11.25 Tons Other Heat | Water and Wastewater | Turnover
| IwaNgsd229 | 33234.5575 | 7339.4894 | 0 | 0 | 40574.0469 | 44974.3125 | 44974.3125 | 19151.6328 | 64125.9454 | 64125.9454 | 83277.5782 | 0.63272 | 112583.2161 | 112583.2161 | 0.36039 | 73337.551 | 16.4231 | 9301.4736 | HE DX 5.4-11.25 Tons Other Heat | Water and Wastewater | New
| IagTgsd230 | 33234.5575 | 7339.4894 | 0 | 0 | 40574.0469 | 44974.3125 | 44974.3125 | 19151.6328 | 64125.9454 | 64125.9454 | 83277.5782 | 0.63272 | 76370.5965 | 76370.5965 | 0.53128 | 73337.551 | 11.1406 | 5852.2156 | HE DX Less than 5.4 Tons Elect Heat | Agriculture and Assembly | Turnover
| IagNgsd230 | 33234.5575 | 7339.4894 | 0 | 0 | 40574.0469 | 44974.3125 | 44974.3125 | 19151.6328 | 64125.9454 | 64125.9454 | 83277.5782 | 0.63272 | 76370.5965 | 76370.5965 | 0.53128 | 73337.551 | 11.1406 | 5852.2156 | HE DX Less than 5.4 Tons Elect Heat | Agriculture and Assembly | New
| IchTgsd230 | 33234.5575 | 7339.4894 | 0 | 0 | 40574.0469 | 44974.3125 | 44974.3125 | 19151.6328 | 64125.9454 | 64125.9454 | 83277.5782 | 0.63272 | 76370.5965 | 76370.5965 | 0.53128 | 73337.551 | 11.1406 | 5852.2156 | HE DX Less than 5.4 Tons Elect Heat | Chemicals and Plastics | Turnover
| IchNgsd230 | 33234.5575 | 7339.4894 | 0 | 0 | 40574.0469 | 44974.3125 | 44974.3125 | 19151.6328 | 64125.9454 | 64125.9454 | 83277.5782 | 0.63272 | 76370.5965 | 76370.5965 | 0.53128 | 73337.551 | 11.1406 | 5852.2156 | HE DX Less than 5.4 Tons Elect Heat | Chemicals and Plastics | New
| IcoTgsd230 | 33234.5575 | 7339.4894 | 0 | 0 | 40574.0469 | 44974.3125 | 44974.3125 | 19151.6328 | 64125.9454 | 64125.9454 | 83277.5782 | 0.63272 | 76370.5965 | 76370.5965 | 0.53128 | 73337.551 | 11.1406 | 5852.2156 | HE DX Less than 5.4 Tons Elect Heat | Construction | Turnover
| IcoNgsd230 | 33234.5575 | 7339.4894 | 0 | 0 | 40574.0469 | 44974.3125 | 44974.3125 | 19151.6328 | 64125.9454 | 64125.9454 | 83277.5782 | 0.63272 | 76370.5965 | 76370.5965 | 0.53128 | 73337.551 | 11.1406 | 5852.2156 | HE DX Less than 5.4 Tons Elect Heat | Construction | New
| IelTgsd230 | 33234.5575 | 7339.4894 | 0 | 0 | 40574.0469 | 44974.3125 | 44974.3125 | 19151.6328 | 64125.9454 | 64125.9454 | 83277.5782 | 0.63272 | 76370.5965 | 76370.5965 | 0.53128 | 73337.551 | 11.1406 | 5852.2156 | HE DX Less than 5.4 Tons Elect Heat | Electrical and Electronic Equip. | Turnover
| IelNgsd230 | 33234.5575 | 7339.4894 | 0 | 0 | 40574.0469 | 44974.3125 | 44974.3125 | 19151.6328 | 64125.9454 | 64125.9454 | 83277.5782 | 0.63272 | 76370.5965 | 76370.5965 | 0.53128 | 73337.551 | 11.1406 | 5852.2156 | HE DX Less than 5.4 Tons Elect Heat | Electrical and Electronic Equip. | New
| IluTgsd230 | 33234.5575 | 7339.4894 | 0 | 0 | 40574.0469 | 44974.3125 | 44974.3125 | 19151.6328 | 64125.9454 | 64125.9454 | 83277.5782 | 0.63272 | 76370.5965 | 76370.5965 | 0.53128 | 73337.551 | 11.1406 | 5852.2156 | HE DX Less than 5.4 Tons Elect Heat | Lumber/Furniture/Pulp/Paper | Turnover
| IluNgsd230 | 33234.5575 | 7339.4894 | 0 | 0 | 40574.0469 | 44974.3125 | 44974.3125 | 19151.6328 | 64125.9454 | 64125.9454 | 83277.5782 | 0.63272 | 76370.5965 | 76370.5965 | 0.53128 | 73337.551 | 11.1406 | 5852.2156 | HE DX Less than 5.4 Tons Elect Heat | Lumber/Furniture/Pulp/Paper | New
| ImeTgsd230 | 33234.5575 | 7339.4894 | 0 | 0 | 40574.0469 | 44974.3125 | 44974.3125 | 19151.6328 | 64125.9454 | 64125.9454 | 83277.5782 | 0.63272 | 76370.5965 | 76370.5965 | 0.53128 | 73337.551 | 11.1406 | 5852.2156 | HE DX Less than 5.4 Tons Elect Heat | Metal Products and Machinery | Turnover
| ImeNgsd230 | 33234.5575 | 7339.4894 | 0 | 0 | 40574.0469 | 44974.3125 | 44974.3125 | 19151.6328 | 64125.9454 | 64125.9454 | 83277.5782 | 0.63272 | 76370.5965 | 76370.5965 | 0.53128 | 73337.551 | 11.1406 | 5852.2156 | HE DX Less than 5.4 Tons Elect Heat | Metal Products and Machinery | New
| ImiTgsd230 | 33234.5575 | 7339.4894 | 0 | 0 | 40574.0469 | 44974.3125 | 44974.3125 | 19151.6328 | 64125.9454 | 64125.9454 | 83277.5782 | 0.63272 | 76370.5965 | 76370.5965 | 0.53128 | 73337.551 | 11.1406 | 5852.2156 | HE DX Less than 5.4 Tons Elect Heat | Miscellaneous Manufacturing | Turnover
| ImiNgsd230 | 33234.5575 | 7339.4894 | 0 | 0 | 40574.0469 | 44974.3125 | 44974.3125 | 19151.6328 | 64125.9454 | 64125.9454 | 83277.5782 | 0.63272 | 76370.5965 | 76370.5965 | 0.53128 | 73337.551 | 11.1406 | 5852.2156 | HE DX Less than 5.4 Tons Elect Heat | Miscellaneous Manufacturing | New
| IprTgsd230 | 33234.5575 | 7339.4894 | 0 | 0 | 40574.0469 | 44974.3125 | 44974.3125 | 19151.6328 | 64125.9454 | 64125.9454 | 83277.5782 | 0.63272 | 76370.5965 | 76370.5965 | 0.53128 | 73337.551 | 11.1406 | 5852.2156 | HE DX Less than 5.4 Tons Elect Heat | Primary Resources Industries | Turnover
| IprNgsd230 | 33234.5575 | 7339.4894 | 0 | 0 | 40574.0469 | 44974.3125 | 44974.3125 | 19151.6328 | 64125.9454 | 64125.9454 | 83277.5782 | 0.63272 | 76370.5965 | 76370.5965 | 0.53128 | 73337.551 | 11.1406 | 5852.2156 | HE DX Less than 5.4 Tons Elect Heat | Primary Resources Industries | New
| IstTgsd230 | 33234.5575 | 7339.4894 | 0 | 0 | 40574.0469 | 44974.3125 | 44974.3125 | 19151.6328 | 64125.9454 | 64125.9454 | 83277.5782 | 0.63272 | 76370.5965 | 76370.5965 | 0.53128 | 73337.551 | 11.1406 | 5852.2156 | HE DX Less than 5.4 Tons Elect Heat | Stone/Clay/Glass/Concrete | Turnover
| IstNgsd230 | 33234.5575 | 7339.4894 | 0 | 0 | 40574.0469 | 44974.3125 | 44974.3125 | 19151.6328 | 64125.9454 | 64125.9454 | 83277.5782 | 0.63272 | 76370.5965 | 76370.5965 | 0.53128 | 73337.551 | 11.1406 | 5852.2156 | HE DX Less than 5.4 Tons Elect Heat | Stone/Clay/Glass/Concrete | New
| IteTgsd230 | 33234.5575 | 7339.4894 | 0 | 0 | 40574.0469 | 44974.3125 | 44974.3125 | 19151.6328 | 64125.9454 | 64125.9454 | 83277.5782 | 0.63272 | 76370.5965 | 76370.5965 | 0.53128 | 73337.551 | 11.1406 | 5852.2156 | HE DX Less than 5.4 Tons Elect Heat | Textiles and Leather | Turnover
| IteNgsd230 | 33234.5575 | 7339.4894 | 0 | 0 | 40574.0469 | 44974.3125 | 44974.3125 | 19151.6328 | 64125.9454 | 64125.9454 | 83277.5782 | 0.63272 | 76370.5965 | 76370.5965 | 0.53128 | 73337.551 | 11.1406 | 5852.2156 | HE DX Less than 5.4 Tons Elect Heat | Textiles and Leather | New
| ItrTgsd230 | 33234.5575 | 7339.4894 | 0 | 0 | 40574.0469 | 44974.3125 | 44974.3125 | 19151.6328 | 64125.9454 | 64125.9454 | 83277.5782 | 0.63272 | 76370.5965 | 76370.5965 | 0.53128 | 73337.551 | 11.1406 | 5852.2156 | HE DX Less than 5.4 Tons Elect Heat | Transportation Equipment | Turnover
| ItrNgsd230 | 33234.5575 | 7339.4894 | 0 | 0 | 40574.0469 | 44974.3125 | 44974.3125 | 19151.6328 | 64125.9454 | 64125.9454 | 83277.5782 | 0.63272 | 76370.5965 | 76370.5965 | 0.53128 | 73337.551 | 11.1406 | 5852.2156 | HE DX Less than 5.4 Tons Elect Heat | Transportation Equipment | New
| IwaTgsd230 | 33234.5575 | 7339.4894 | 0 | 0 | 40574.0469 | 44974.3125 | 44974.3125 | 19151.6328 | 64125.9454 | 64125.9454 | 83277.5782 | 0.63272 | 76370.5965 | 76370.5965 | 0.53128 | 73337.551 | 11.1406 | 5852.2156 | HE DX Less than 5.4 Tons Elect Heat | Water and Wastewater | Turnover
| IwaNgsd230 | 33234.5575 | 7339.4894 | 0 | 0 | 40574.0469 | 44974.3125 | 44974.3125 | 19151.6328 | 64125.9454 | 64125.9454 | 83277.5782 | 0.63272 | 76370.5965 | 76370.5965 | 0.53128 | 73337.551 | 11.1406 | 5852.2156 | HE DX Less than 5.4 Tons Elect Heat | Water and Wastewater | New
| IagTgsd231 | 33234.5575 | 7339.4894 | 0 | 0 | 40574.0469 | 44974.3125 | 44974.3125 | 19151.6328 | 64125.9454 | 64125.9454 | 83277.5782 | 0.63272 | 84213.9078 | 84213.9078 | 0.4818 | 73337.551 | 12.2847 | 6599.2926 | HE DX Less than 5.4 Tons Other Heat | Agriculture and Assembly | Turnover
| IagNgsd231 | 33234.5575 | 7339.4894 | 0 | 0 | 40574.0469 | 44974.3125 | 44974.3125 | 19151.6328 | 64125.9454 | 64125.9454 | 83277.5782 | 0.63272 | 84213.9078 | 84213.9078 | 0.4818 | 73337.551 | 12.2847 | 6599.2926 | HE DX Less than 5.4 Tons Other Heat | Agriculture and Assembly | New
| IchTgsd231 | 33234.5575 | 7339.4894 | 0 | 0 | 40574.0469 | 44974.3125 | 44974.3125 | 19151.6328 | 64125.9454 | 64125.9454 | 83277.5782 | 0.63272 | 84213.9078 | 84213.9078 | 0.4818 | 73337.551 | 12.2847 | 6599.2926 | HE DX Less than 5.4 Tons Other Heat | Chemicals and Plastics | Turnover
| IchNgsd231 | 33234.5575 | 7339.4894 | 0 | 0 | 40574.0469 | 44974.3125 | 44974.3125 | 19151.6328 | 64125.9454 | 64125.9454 | 83277.5782 | 0.63272 | 84213.9078 | 84213.9078 | 0.4818 | 73337.551 | 12.2847 | 6599.2926 | HE DX Less than 5.4 Tons Other Heat | Chemicals and Plastics | New
| IcoTgsd231 | 33234.5575 | 7339.4894 | 0 | 0 | 40574.0469 | 44974.3125 | 44974.3125 | 19151.6328 | 64125.9454 | 64125.9454 | 83277.5782 | 0.63272 | 84213.9078 | 84213.9078 | 0.4818 | 73337.551 | 12.2847 | 6599.2926 | HE DX Less than 5.4 Tons Other Heat | Construction | Turnover
| IcoNgsd231 | 33234.5575 | 7339.4894 | 0 | 0 | 40574.0469 | 44974.3125 | 44974.3125 | 19151.6328 | 64125.9454 | 64125.9454 | 83277.5782 | 0.63272 | 84213.9078 | 84213.9078 | 0.4818 | 73337.551 | 12.2847 | 6599.2926 | HE DX Less than 5.4 Tons Other Heat | Construction | New
| IelTgsd231 | 33234.5575 | 7339.4894 | 0 | 0 | 40574.0469 | 44974.3125 | 44974.3125 | 19151.6328 | 64125.9454 | 64125.9454 | 83277.5782 | 0.63272 | 84213.9078 | 84213.9078 | 0.4818 | 73337.551 | 12.2847 | 6599.2926 | HE DX Less than 5.4 Tons Other Heat | Electrical and Electronic Equip. | Turnover
| IelNgsd231 | 33234.5575 | 7339.4894 | 0 | 0 | 40574.0469 | 44974.3125 | 44974.3125 | 19151.6328 | 64125.9454 | 64125.9454 | 83277.5782 | 0.63272 | 84213.9078 | 84213.9078 | 0.4818 | 73337.551 | 12.2847 | 6599.2926 | HE DX Less than 5.4 Tons Other Heat | Electrical and Electronic Equip. | New
| IluTgsd231 | 33234.5575 | 7339.4894 | 0 | 0 | 40574.0469 | 44974.3125 | 44974.3125 | 19151.6328 | 64125.9454 | 64125.9454 | 83277.5782 | 0.63272 | 84213.9078 | 84213.9078 | 0.4818 | 73337.551 | 12.2847 | 6599.2926 | HE DX Less than 5.4 Tons Other Heat | Lumber/Furniture/Pulp/Paper | Turnover
| IluNgsd231 | 33234.5575 | 7339.4894 | 0 | 0 | 40574.0469 | 44974.3125 | 44974.3125 | 19151.6328 | 64125.9454 | 64125.9454 | 83277.5782 | 0.63272 | 84213.9078 | 84213.9078 | 0.4818 | 73337.551 | 12.2847 | 6599.2926 | HE DX Less than 5.4 Tons Other Heat | Lumber/Furniture/Pulp/Paper | New
| ImeTgsd231 | 33234.5575 | 7339.4894 | 0 | 0 | 40574.0469 | 44974.3125 | 44974.3125 | 19151.6328 | 64125.9454 | 64125.9454 | 83277.5782 | 0.63272 | 84213.9078 | 84213.9078 | 0.4818 | 73337.551 | 12.2847 | 6599.2926 | HE DX Less than 5.4 Tons Other Heat | Metal Products and Machinery | Turnover
| ImeNgsd231 | 33234.5575 | 7339.4894 | 0 | 0 | 40574.0469 | 44974.3125 | 44974.3125 | 19151.6328 | 64125.9454 | 64125.9454 | 83277.5782 | 0.63272 | 84213.9078 | 84213.9078 | 0.4818 | 73337.551 | 12.2847 | 6599.2926 | HE DX Less than 5.4 Tons Other Heat | Metal Products and Machinery | New
| ImiTgsd231 | 33234.5575 | 7339.4894 | 0 | 0 | 40574.0469 | 44974.3125 | 44974.3125 | 19151.6328 | 64125.9454 | 64125.9454 | 83277.5782 | 0.63272 | 84213.9078 | 84213.9078 | 0.4818 | 73337.551 | 12.2847 | 6599.2926 | HE DX Less than 5.4 Tons Other Heat | Miscellaneous Manufacturing | Turnover
| ImiNgsd231 | 33234.5575 | 7339.4894 | 0 | 0 | 40574.0469 | 44974.3125 | 44974.3125 | 19151.6328 | 64125.9454 | 64125.9454 | 83277.5782 | 0.63272 | 84213.9078 | 84213.9078 | 0.4818 | 73337.551 | 12.2847 | 6599.2926 | HE DX Less than 5.4 Tons Other Heat | Miscellaneous Manufacturing | New
| IprTgsd231 | 33234.5575 | 7339.4894 | 0 | 0 | 40574.0469 | 44974.3125 | 44974.3125 | 19151.6328 | 64125.9454 | 64125.9454 | 83277.5782 | 0.63272 | 84213.9078 | 84213.9078 | 0.4818 | 73337.551 | 12.2847 | 6599.2926 | HE DX Less than 5.4 Tons Other Heat | Primary Resources Industries | Turnover
| IprNgsd231 | 33234.5575 | 7339.4894 | 0 | 0 | 40574.0469 | 44974.3125 | 44974.3125 | 19151.6328 | 64125.9454 | 64125.9454 | 83277.5782 | 0.63272 | 84213.9078 | 84213.9078 | 0.4818 | 73337.551 | 12.2847 | 6599.2926 | HE DX Less than 5.4 Tons Other Heat | Primary Resources Industries | New
| IstTgsd231 | 33234.5575 | 7339.4894 | 0 | 0 | 40574.0469 | 44974.3125 | 44974.3125 | 19151.6328 | 64125.9454 | 64125.9454 | 83277.5782 | 0.63272 | 84213.9078 | 84213.9078 | 0.4818 | 73337.551 | 12.2847 | 6599.2926 | HE DX Less than 5.4 Tons Other Heat | Stone/Clay/Glass/Concrete | Turnover
| IstNgsd231 | 33234.5575 | 7339.4894 | 0 | 0 | 40574.0469 | 44974.3125 | 44974.3125 | 19151.6328 | 64125.9454 | 64125.9454 | 83277.5782 | 0.63272 | 84213.9078 | 84213.9078 | 0.4818 | 73337.551 | 12.2847 | 6599.2926 | HE DX Less than 5.4 Tons Other Heat | Stone/Clay/Glass/Concrete | New
| IteTgsd231 | 33234.5575 | 7339.4894 | 0 | 0 | 40574.0469 | 44974.3125 | 44974.3125 | 19151.6328 | 64125.9454 | 64125.9454 | 83277.5782 | 0.63272 | 84213.9078 | 84213.9078 | 0.4818 | 73337.551 | 12.2847 | 6599.2926 | HE DX Less than 5.4 Tons Other Heat | Textiles and Leather | Turnover
| IteNgsd231 | 33234.5575 | 7339.4894 | 0 | 0 | 40574.0469 | 44974.3125 | 44974.3125 | 19151.6328 | 64125.9454 | 64125.9454 | 83277.5782 | 0.63272 | 84213.9078 | 84213.9078 | 0.4818 | 73337.551 | 12.2847 | 6599.2926 | HE DX Less than 5.4 Tons Other Heat | Textiles and Leather | New
| ItrTgsd231 | 33234.5575 | 7339.4894 | 0 | 0 | 40574.0469 | 44974.3125 | 44974.3125 | 19151.6328 | 64125.9454 | 64125.9454 | 83277.5782 | 0.63272 | 84213.9078 | 84213.9078 | 0.4818 | 73337.551 | 12.2847 | 6599.2926 | HE DX Less than 5.4 Tons Other Heat | Transportation Equipment | Turnover
| ItrNgsd231 | 33234.5575 | 7339.4894 | 0 | 0 | 40574.0469 | 44974.3125 | 44974.3125 | 19151.6328 | 64125.9454 | 64125.9454 | 83277.5782 | 0.63272 | 84213.9078 | 84213.9078 | 0.4818 | 73337.551 | 12.2847 | 6599.2926 | HE DX Less than 5.4 Tons Other Heat | Transportation Equipment | New
| IwaTgsd231 | 33234.5575 | 7339.4894 | 0 | 0 | 40574.0469 | 44974.3125 | 44974.3125 | 19151.6328 | 64125.9454 | 64125.9454 | 83277.5782 | 0.63272 | 84213.9078 | 84213.9078 | 0.4818 | 73337.551 | 12.2847 | 6599.2926 | HE DX Less than 5.4 Tons Other Heat | Water and Wastewater | Turnover
| IwaNgsd231 | 33234.5575 | 7339.4894 | 0 | 0 | 40574.0469 | 44974.3125 | 44974.3125 | 19151.6328 | 64125.9454 | 64125.9454 | 83277.5782 | 0.63272 | 84213.9078 | 84213.9078 | 0.4818 | 73337.551 | 12.2847 | 6599.2926 | HE DX Less than 5.4 Tons Other Heat | Water and Wastewater | New
| IagTgsd232 | 33234.5575 | 7339.4894 | 0 | 0 | 40574.0469 | 44974.3125 | 44974.3125 | 19151.6328 | 64125.9454 | 64125.9454 | 83277.5782 | 0.63272 | 60134.7414 | 60134.7414 | 0.67472 | 73337.551 | 11.0826 | 5814.3461 | HE Water Cooled Chiller - Centrifugal Compressor - 200 Tons | Agriculture and Assembly | Turnover
| IagNgsd232 | 33234.5575 | 7339.4894 | 0 | 0 | 40574.0469 | 44974.3125 | 44974.3125 | 19151.6328 | 64125.9454 | 64125.9454 | 83277.5782 | 0.63272 | 60134.7414 | 60134.7414 | 0.67472 | 73337.551 | 11.0826 | 5814.3461 | HE Water Cooled Chiller - Centrifugal Compressor - 200 Tons | Agriculture and Assembly | New
| IchTgsd232 | 33234.5575 | 7339.4894 | 0 | 0 | 40574.0469 | 44974.3125 | 44974.3125 | 19151.6328 | 64125.9454 | 64125.9454 | 83277.5782 | 0.63272 | 60134.7414 | 60134.7414 | 0.67472 | 73337.551 | 11.0826 | 5814.3461 | HE Water Cooled Chiller - Centrifugal Compressor - 200 Tons | Chemicals and Plastics | Turnover
| IchNgsd232 | 33234.5575 | 7339.4894 | 0 | 0 | 40574.0469 | 44974.3125 | 44974.3125 | 19151.6328 | 64125.9454 | 64125.9454 | 83277.5782 | 0.63272 | 60134.7414 | 60134.7414 | 0.67472 | 73337.551 | 11.0826 | 5814.3461 | HE Water Cooled Chiller - Centrifugal Compressor - 200 Tons | Chemicals and Plastics | New
| IcoTgsd232 | 33234.5575 | 7339.4894 | 0 | 0 | 40574.0469 | 44974.3125 | 44974.3125 | 19151.6328 | 64125.9454 | 64125.9454 | 83277.5782 | 0.63272 | 60134.7414 | 60134.7414 | 0.67472 | 73337.551 | 11.0826 | 5814.3461 | HE Water Cooled Chiller - Centrifugal Compressor - 200 Tons | Construction | Turnover
| IcoNgsd232 | 33234.5575 | 7339.4894 | 0 | 0 | 40574.0469 | 44974.3125 | 44974.3125 | 19151.6328 | 64125.9454 | 64125.9454 | 83277.5782 | 0.63272 | 60134.7414 | 60134.7414 | 0.67472 | 73337.551 | 11.0826 | 5814.3461 | HE Water Cooled Chiller - Centrifugal Compressor - 200 Tons | Construction | New
| IelTgsd232 | 33234.5575 | 7339.4894 | 0 | 0 | 40574.0469 | 44974.3125 | 44974.3125 | 19151.6328 | 64125.9454 | 64125.9454 | 83277.5782 | 0.63272 | 60134.7414 | 60134.7414 | 0.67472 | 73337.551 | 11.0826 | 5814.3461 | HE Water Cooled Chiller - Centrifugal Compressor - 200 Tons | Electrical and Electronic Equip. | Turnover
| IelNgsd232 | 33234.5575 | 7339.4894 | 0 | 0 | 40574.0469 | 44974.3125 | 44974.3125 | 19151.6328 | 64125.9454 | 64125.9454 | 83277.5782 | 0.63272 | 60134.7414 | 60134.7414 | 0.67472 | 73337.551 | 11.0826 | 5814.3461 | HE Water Cooled Chiller - Centrifugal Compressor - 200 Tons | Electrical and Electronic Equip. | New
| IluTgsd232 | 33234.5575 | 7339.4894 | 0 | 0 | 40574.0469 | 44974.3125 | 44974.3125 | 19151.6328 | 64125.9454 | 64125.9454 | 83277.5782 | 0.63272 | 60134.7414 | 60134.7414 | 0.67472 | 73337.551 | 11.0826 | 5814.3461 | HE Water Cooled Chiller - Centrifugal Compressor - 200 Tons | Lumber/Furniture/Pulp/Paper | Turnover
| IluNgsd232 | 33234.5575 | 7339.4894 | 0 | 0 | 40574.0469 | 44974.3125 | 44974.3125 | 19151.6328 | 64125.9454 | 64125.9454 | 83277.5782 | 0.63272 | 60134.7414 | 60134.7414 | 0.67472 | 73337.551 | 11.0826 | 5814.3461 | HE Water Cooled Chiller - Centrifugal Compressor - 200 Tons | Lumber/Furniture/Pulp/Paper | New
| ImeTgsd232 | 33234.5575 | 7339.4894 | 0 | 0 | 40574.0469 | 44974.3125 | 44974.3125 | 19151.6328 | 64125.9454 | 64125.9454 | 83277.5782 | 0.63272 | 60134.7414 | 60134.7414 | 0.67472 | 73337.551 | 11.0826 | 5814.3461 | HE Water Cooled Chiller - Centrifugal Compressor - 200 Tons | Metal Products and Machinery | Turnover
| ImeNgsd232 | 33234.5575 | 7339.4894 | 0 | 0 | 40574.0469 | 44974.3125 | 44974.3125 | 19151.6328 | 64125.9454 | 64125.9454 | 83277.5782 | 0.63272 | 60134.7414 | 60134.7414 | 0.67472 | 73337.551 | 11.0826 | 5814.3461 | HE Water Cooled Chiller - Centrifugal Compressor - 200 Tons | Metal Products and Machinery | New
| ImiTgsd232 | 33234.5575 | 7339.4894 | 0 | 0 | 40574.0469 | 44974.3125 | 44974.3125 | 19151.6328 | 64125.9454 | 64125.9454 | 83277.5782 | 0.63272 | 60134.7414 | 60134.7414 | 0.67472 | 73337.551 | 11.0826 | 5814.3461 | HE Water Cooled Chiller - Centrifugal Compressor - 200 Tons | Miscellaneous Manufacturing | Turnover
| ImiNgsd232 | 33234.5575 | 7339.4894 | 0 | 0 | 40574.0469 | 44974.3125 | 44974.3125 | 19151.6328 | 64125.9454 | 64125.9454 | 83277.5782 | 0.63272 | 60134.7414 | 60134.7414 | 0.67472 | 73337.551 | 11.0826 | 5814.3461 | HE Water Cooled Chiller - Centrifugal Compressor - 200 Tons | Miscellaneous Manufacturing | New
| IprTgsd232 | 33234.5575 | 7339.4894 | 0 | 0 | 40574.0469 | 44974.3125 | 44974.3125 | 19151.6328 | 64125.9454 | 64125.9454 | 83277.5782 | 0.63272 | 60134.7414 | 60134.7414 | 0.67472 | 73337.551 | 11.0826 | 5814.3461 | HE Water Cooled Chiller - Centrifugal Compressor - 200 Tons | Primary Resources Industries | Turnover
| IprNgsd232 | 33234.5575 | 7339.4894 | 0 | 0 | 40574.0469 | 44974.3125 | 44974.3125 | 19151.6328 | 64125.9454 | 64125.9454 | 83277.5782 | 0.63272 | 60134.7414 | 60134.7414 | 0.67472 | 73337.551 | 11.0826 | 5814.3461 | HE Water Cooled Chiller - Centrifugal Compressor - 200 Tons | Primary Resources Industries | New
| IstTgsd232 | 33234.5575 | 7339.4894 | 0 | 0 | 40574.0469 | 44974.3125 | 44974.3125 | 19151.6328 | 64125.9454 | 64125.9454 | 83277.5782 | 0.63272 | 60134.7414 | 60134.7414 | 0.67472 | 73337.551 | 11.0826 | 5814.3461 | HE Water Cooled Chiller - Centrifugal Compressor - 200 Tons | Stone/Clay/Glass/Concrete | Turnover
| IstNgsd232 | 33234.5575 | 7339.4894 | 0 | 0 | 40574.0469 | 44974.3125 | 44974.3125 | 19151.6328 | 64125.9454 | 64125.9454 | 83277.5782 | 0.63272 | 60134.7414 | 60134.7414 | 0.67472 | 73337.551 | 11.0826 | 5814.3461 | HE Water Cooled Chiller - Centrifugal Compressor - 200 Tons | Stone/Clay/Glass/Concrete | New
| IteTgsd232 | 33234.5575 | 7339.4894 | 0 | 0 | 40574.0469 | 44974.3125 | 44974.3125 | 19151.6328 | 64125.9454 | 64125.9454 | 83277.5782 | 0.63272 | 60134.7414 | 60134.7414 | 0.67472 | 73337.551 | 11.0826 | 5814.3461 | HE Water Cooled Chiller - Centrifugal Compressor - 200 Tons | Textiles and Leather | Turnover
| IteNgsd232 | 33234.5575 | 7339.4894 | 0 | 0 | 40574.0469 | 44974.3125 | 44974.3125 | 19151.6328 | 64125.9454 | 64125.9454 | 83277.5782 | 0.63272 | 60134.7414 | 60134.7414 | 0.67472 | 73337.551 | 11.0826 | 5814.3461 | HE Water Cooled Chiller - Centrifugal Compressor - 200 Tons | Textiles and Leather | New
| ItrTgsd232 | 33234.5575 | 7339.4894 | 0 | 0 | 40574.0469 | 44974.3125 | 44974.3125 | 19151.6328 | 64125.9454 | 64125.9454 | 83277.5782 | 0.63272 | 60134.7414 | 60134.7414 | 0.67472 | 73337.551 | 11.0826 | 5814.3461 | HE Water Cooled Chiller - Centrifugal Compressor - 200 Tons | Transportation Equipment | Turnover
| ItrNgsd232 | 33234.5575 | 7339.4894 | 0 | 0 | 40574.0469 | 44974.3125 | 44974.3125 | 19151.6328 | 64125.9454 | 64125.9454 | 83277.5782 | 0.63272 | 60134.7414 | 60134.7414 | 0.67472 | 73337.551 | 11.0826 | 5814.3461 | HE Water Cooled Chiller - Centrifugal Compressor - 200 Tons | Transportation Equipment | New
| IwaTgsd232 | 33234.5575 | 7339.4894 | 0 | 0 | 40574.0469 | 44974.3125 | 44974.3125 | 19151.6328 | 64125.9454 | 64125.9454 | 83277.5782 | 0.63272 | 60134.7414 | 60134.7414 | 0.67472 | 73337.551 | 11.0826 | 5814.3461 | HE Water Cooled Chiller - Centrifugal Compressor - 200 Tons | Water and Wastewater | Turnover
| IwaNgsd232 | 33234.5575 | 7339.4894 | 0 | 0 | 40574.0469 | 44974.3125 | 44974.3125 | 19151.6328 | 64125.9454 | 64125.9454 | 83277.5782 | 0.63272 | 60134.7414 | 60134.7414 | 0.67472 | 73337.551 | 11.0826 | 5814.3461 | HE Water Cooled Chiller - Centrifugal Compressor - 200 Tons | Water and Wastewater | New
| IagTgsd233 | 33234.5575 | 7339.4894 | 0 | 0 | 40574.0469 | 44974.3125 | 44974.3125 | 19151.6328 | 64125.9454 | 64125.9454 | 83277.5782 | 0.63272 | 48118.1465 | 48118.1465 | 0.84322 | 73337.551 | 8.868 | 4368.3034 | HE Water Cooled Chiller - Centrifugal Compressor - 500 Tons | Agriculture and Assembly | Turnover
| IagNgsd233 | 33234.5575 | 7339.4894 | 0 | 0 | 40574.0469 | 44974.3125 | 44974.3125 | 19151.6328 | 64125.9454 | 64125.9454 | 83277.5782 | 0.63272 | 48118.1465 | 48118.1465 | 0.84322 | 73337.551 | 8.868 | 4368.3034 | HE Water Cooled Chiller - Centrifugal Compressor - 500 Tons | Agriculture and Assembly | New
| IchTgsd233 | 33234.5575 | 7339.4894 | 0 | 0 | 40574.0469 | 44974.3125 | 44974.3125 | 19151.6328 | 64125.9454 | 64125.9454 | 83277.5782 | 0.63272 | 48118.1465 | 48118.1465 | 0.84322 | 73337.551 | 8.868 | 4368.3034 | HE Water Cooled Chiller - Centrifugal Compressor - 500 Tons | Chemicals and Plastics | Turnover
| IchNgsd233 | 33234.5575 | 7339.4894 | 0 | 0 | 40574.0469 | 44974.3125 | 44974.3125 | 19151.6328 | 64125.9454 | 64125.9454 | 83277.5782 | 0.63272 | 48118.1465 | 48118.1465 | 0.84322 | 73337.551 | 8.868 | 4368.3034 | HE Water Cooled Chiller - Centrifugal Compressor - 500 Tons | Chemicals and Plastics | New
| IcoTgsd233 | 33234.5575 | 7339.4894 | 0 | 0 | 40574.0469 | 44974.3125 | 44974.3125 | 19151.6328 | 64125.9454 | 64125.9454 | 83277.5782 | 0.63272 | 48118.1465 | 48118.1465 | 0.84322 | 73337.551 | 8.868 | 4368.3034 | HE Water Cooled Chiller - Centrifugal Compressor - 500 Tons | Construction | Turnover
| IcoNgsd233 | 33234.5575 | 7339.4894 | 0 | 0 | 40574.0469 | 44974.3125 | 44974.3125 | 19151.6328 | 64125.9454 | 64125.9454 | 83277.5782 | 0.63272 | 48118.1465 | 48118.1465 | 0.84322 | 73337.551 | 8.868 | 4368.3034 | HE Water Cooled Chiller - Centrifugal Compressor - 500 Tons | Construction | New
| IelTgsd233 | 33234.5575 | 7339.4894 | 0 | 0 | 40574.0469 | 44974.3125 | 44974.3125 | 19151.6328 | 64125.9454 | 64125.9454 | 83277.5782 | 0.63272 | 48118.1465 | 48118.1465 | 0.84322 | 73337.551 | 8.868 | 4368.3034 | HE Water Cooled Chiller - Centrifugal Compressor - 500 Tons | Electrical and Electronic Equip. | Turnover
| IelNgsd233 | 33234.5575 | 7339.4894 | 0 | 0 | 40574.0469 | 44974.3125 | 44974.3125 | 19151.6328 | 64125.9454 | 64125.9454 | 83277.5782 | 0.63272 | 48118.1465 | 48118.1465 | 0.84322 | 73337.551 | 8.868 | 4368.3034 | HE Water Cooled Chiller - Centrifugal Compressor - 500 Tons | Electrical and Electronic Equip. | New
| IluTgsd233 | 33234.5575 | 7339.4894 | 0 | 0 | 40574.0469 | 44974.3125 | 44974.3125 | 19151.6328 | 64125.9454 | 64125.9454 | 83277.5782 | 0.63272 | 48118.1465 | 48118.1465 | 0.84322 | 73337.551 | 8.868 | 4368.3034 | HE Water Cooled Chiller - Centrifugal Compressor - 500 Tons | Lumber/Furniture/Pulp/Paper | Turnover
| IluNgsd233 | 33234.5575 | 7339.4894 | 0 | 0 | 40574.0469 | 44974.3125 | 44974.3125 | 19151.6328 | 64125.9454 | 64125.9454 | 83277.5782 | 0.63272 | 48118.1465 | 48118.1465 | 0.84322 | 73337.551 | 8.868 | 4368.3034 | HE Water Cooled Chiller - Centrifugal Compressor - 500 Tons | Lumber/Furniture/Pulp/Paper | New
| ImeTgsd233 | 33234.5575 | 7339.4894 | 0 | 0 | 40574.0469 | 44974.3125 | 44974.3125 | 19151.6328 | 64125.9454 | 64125.9454 | 83277.5782 | 0.63272 | 48118.1465 | 48118.1465 | 0.84322 | 73337.551 | 8.868 | 4368.3034 | HE Water Cooled Chiller - Centrifugal Compressor - 500 Tons | Metal Products and Machinery | Turnover
| ImeNgsd233 | 33234.5575 | 7339.4894 | 0 | 0 | 40574.0469 | 44974.3125 | 44974.3125 | 19151.6328 | 64125.9454 | 64125.9454 | 83277.5782 | 0.63272 | 48118.1465 | 48118.1465 | 0.84322 | 73337.551 | 8.868 | 4368.3034 | HE Water Cooled Chiller - Centrifugal Compressor - 500 Tons | Metal Products and Machinery | New
| ImiTgsd233 | 33234.5575 | 7339.4894 | 0 | 0 | 40574.0469 | 44974.3125 | 44974.3125 | 19151.6328 | 64125.9454 | 64125.9454 | 83277.5782 | 0.63272 | 48118.1465 | 48118.1465 | 0.84322 | 73337.551 | 8.868 | 4368.3034 | HE Water Cooled Chiller - Centrifugal Compressor - 500 Tons | Miscellaneous Manufacturing | Turnover
| ImiNgsd233 | 33234.5575 | 7339.4894 | 0 | 0 | 40574.0469 | 44974.3125 | 44974.3125 | 19151.6328 | 64125.9454 | 64125.9454 | 83277.5782 | 0.63272 | 48118.1465 | 48118.1465 | 0.84322 | 73337.551 | 8.868 | 4368.3034 | HE Water Cooled Chiller - Centrifugal Compressor - 500 Tons | Miscellaneous Manufacturing | New
| IprTgsd233 | 33234.5575 | 7339.4894 | 0 | 0 | 40574.0469 | 44974.3125 | 44974.3125 | 19151.6328 | 64125.9454 | 64125.9454 | 83277.5782 | 0.63272 | 48118.1465 | 48118.1465 | 0.84322 | 73337.551 | 8.868 | 4368.3034 | HE Water Cooled Chiller - Centrifugal Compressor - 500 Tons | Primary Resources Industries | Turnover
| IprNgsd233 | 33234.5575 | 7339.4894 | 0 | 0 | 40574.0469 | 44974.3125 | 44974.3125 | 19151.6328 | 64125.9454 | 64125.9454 | 83277.5782 | 0.63272 | 48118.1465 | 48118.1465 | 0.84322 | 73337.551 | 8.868 | 4368.3034 | HE Water Cooled Chiller - Centrifugal Compressor - 500 Tons | Primary Resources Industries | New
| IstTgsd233 | 33234.5575 | 7339.4894 | 0 | 0 | 40574.0469 | 44974.3125 | 44974.3125 | 19151.6328 | 64125.9454 | 64125.9454 | 83277.5782 | 0.63272 | 48118.1465 | 48118.1465 | 0.84322 | 73337.551 | 8.868 | 4368.3034 | HE Water Cooled Chiller - Centrifugal Compressor - 500 Tons | Stone/Clay/Glass/Concrete | Turnover
| IstNgsd233 | 33234.5575 | 7339.4894 | 0 | 0 | 40574.0469 | 44974.3125 | 44974.3125 | 19151.6328 | 64125.9454 | 64125.9454 | 83277.5782 | 0.63272 | 48118.1465 | 48118.1465 | 0.84322 | 73337.551 | 8.868 | 4368.3034 | HE Water Cooled Chiller - Centrifugal Compressor - 500 Tons | Stone/Clay/Glass/Concrete | New
| IteTgsd233 | 33234.5575 | 7339.4894 | 0 | 0 | 40574.0469 | 44974.3125 | 44974.3125 | 19151.6328 | 64125.9454 | 64125.9454 | 83277.5782 | 0.63272 | 48118.1465 | 48118.1465 | 0.84322 | 73337.551 | 8.868 | 4368.3034 | HE Water Cooled Chiller - Centrifugal Compressor - 500 Tons | Textiles and Leather | Turnover
| IteNgsd233 | 33234.5575 | 7339.4894 | 0 | 0 | 40574.0469 | 44974.3125 | 44974.3125 | 19151.6328 | 64125.9454 | 64125.9454 | 83277.5782 | 0.63272 | 48118.1465 | 48118.1465 | 0.84322 | 73337.551 | 8.868 | 4368.3034 | HE Water Cooled Chiller - Centrifugal Compressor - 500 Tons | Textiles and Leather | New
| ItrTgsd233 | 33234.5575 | 7339.4894 | 0 | 0 | 40574.0469 | 44974.3125 | 44974.3125 | 19151.6328 | 64125.9454 | 64125.9454 | 83277.5782 | 0.63272 | 48118.1465 | 48118.1465 | 0.84322 | 73337.551 | 8.868 | 4368.3034 | HE Water Cooled Chiller - Centrifugal Compressor - 500 Tons | Transportation Equipment | Turnover
| ItrNgsd233 | 33234.5575 | 7339.4894 | 0 | 0 | 40574.0469 | 44974.3125 | 44974.3125 | 19151.6328 | 64125.9454 | 64125.9454 | 83277.5782 | 0.63272 | 48118.1465 | 48118.1465 | 0.84322 | 73337.551 | 8.868 | 4368.3034 | HE Water Cooled Chiller - Centrifugal Compressor - 500 Tons | Transportation Equipment | New
| IwaTgsd233 | 33234.5575 | 7339.4894 | 0 | 0 | 40574.0469 | 44974.3125 | 44974.3125 | 19151.6328 | 64125.9454 | 64125.9454 | 83277.5782 | 0.63272 | 48118.1465 | 48118.1465 | 0.84322 | 73337.551 | 8.868 | 4368.3034 | HE Water Cooled Chiller - Centrifugal Compressor - 500 Tons | Water and Wastewater | Turnover
| IwaNgsd233 | 33234.5575 | 7339.4894 | 0 | 0 | 40574.0469 | 44974.3125 | 44974.3125 | 19151.6328 | 64125.9454 | 64125.9454 | 83277.5782 | 0.63272 | 48118.1465 | 48118.1465 | 0.84322 | 73337.551 | 8.868 | 4368.3034 | HE Water Cooled Chiller - Centrifugal Compressor - 500 Tons | Water and Wastewater | New
| IagTgsd234 | 33234.5575 | 7339.4894 | 0 | 0 | 40574.0469 | 44974.3125 | 44974.3125 | 19151.6328 | 64125.9454 | 64125.9454 | 83277.5782 | 0.63272 | 114358.7688 | 114358.7688 | 0.3548 | 73337.551 | 21.0758 | 12339.5099 | HE Water Cooled Chiller - Rotary or Screw Compressor - 175 Tons | Agriculture and Assembly | Turnover
| IagNgsd234 | 33234.5575 | 7339.4894 | 0 | 0 | 40574.0469 | 44974.3125 | 44974.3125 | 19151.6328 | 64125.9454 | 64125.9454 | 83277.5782 | 0.63272 | 114358.7688 | 114358.7688 | 0.3548 | 73337.551 | 21.0758 | 12339.5099 | HE Water Cooled Chiller - Rotary or Screw Compressor - 175 Tons | Agriculture and Assembly | New
| IchTgsd234 | 33234.5575 | 7339.4894 | 0 | 0 | 40574.0469 | 44974.3125 | 44974.3125 | 19151.6328 | 64125.9454 | 64125.9454 | 83277.5782 | 0.63272 | 114358.7688 | 114358.7688 | 0.3548 | 73337.551 | 21.0758 | 12339.5099 | HE Water Cooled Chiller - Rotary or Screw Compressor - 175 Tons | Chemicals and Plastics | Turnover
| IchNgsd234 | 33234.5575 | 7339.4894 | 0 | 0 | 40574.0469 | 44974.3125 | 44974.3125 | 19151.6328 | 64125.9454 | 64125.9454 | 83277.5782 | 0.63272 | 114358.7688 | 114358.7688 | 0.3548 | 73337.551 | 21.0758 | 12339.5099 | HE Water Cooled Chiller - Rotary or Screw Compressor - 175 Tons | Chemicals and Plastics | New
| IcoTgsd234 | 33234.5575 | 7339.4894 | 0 | 0 | 40574.0469 | 44974.3125 | 44974.3125 | 19151.6328 | 64125.9454 | 64125.9454 | 83277.5782 | 0.63272 | 114358.7688 | 114358.7688 | 0.3548 | 73337.551 | 21.0758 | 12339.5099 | HE Water Cooled Chiller - Rotary or Screw Compressor - 175 Tons | Construction | Turnover
| IcoNgsd234 | 33234.5575 | 7339.4894 | 0 | 0 | 40574.0469 | 44974.3125 | 44974.3125 | 19151.6328 | 64125.9454 | 64125.9454 | 83277.5782 | 0.63272 | 114358.7688 | 114358.7688 | 0.3548 | 73337.551 | 21.0758 | 12339.5099 | HE Water Cooled Chiller - Rotary or Screw Compressor - 175 Tons | Construction | New
| IelTgsd234 | 33234.5575 | 7339.4894 | 0 | 0 | 40574.0469 | 44974.3125 | 44974.3125 | 19151.6328 | 64125.9454 | 64125.9454 | 83277.5782 | 0.63272 | 114358.7688 | 114358.7688 | 0.3548 | 73337.551 | 21.0758 | 12339.5099 | HE Water Cooled Chiller - Rotary or Screw Compressor - 175 Tons | Electrical and Electronic Equip. | Turnover
| IelNgsd234 | 33234.5575 | 7339.4894 | 0 | 0 | 40574.0469 | 44974.3125 | 44974.3125 | 19151.6328 | 64125.9454 | 64125.9454 | 83277.5782 | 0.63272 | 114358.7688 | 114358.7688 | 0.3548 | 73337.551 | 21.0758 | 12339.5099 | HE Water Cooled Chiller - Rotary or Screw Compressor - 175 Tons | Electrical and Electronic Equip. | New
| IluTgsd234 | 33234.5575 | 7339.4894 | 0 | 0 | 40574.0469 | 44974.3125 | 44974.3125 | 19151.6328 | 64125.9454 | 64125.9454 | 83277.5782 | 0.63272 | 114358.7688 | 114358.7688 | 0.3548 | 73337.551 | 21.0758 | 12339.5099 | HE Water Cooled Chiller - Rotary or Screw Compressor - 175 Tons | Lumber/Furniture/Pulp/Paper | Turnover
| IluNgsd234 | 33234.5575 | 7339.4894 | 0 | 0 | 40574.0469 | 44974.3125 | 44974.3125 | 19151.6328 | 64125.9454 | 64125.9454 | 83277.5782 | 0.63272 | 114358.7688 | 114358.7688 | 0.3548 | 73337.551 | 21.0758 | 12339.5099 | HE Water Cooled Chiller - Rotary or Screw Compressor - 175 Tons | Lumber/Furniture/Pulp/Paper | New
| ImeTgsd234 | 33234.5575 | 7339.4894 | 0 | 0 | 40574.0469 | 44974.3125 | 44974.3125 | 19151.6328 | 64125.9454 | 64125.9454 | 83277.5782 | 0.63272 | 114358.7688 | 114358.7688 | 0.3548 | 73337.551 | 21.0758 | 12339.5099 | HE Water Cooled Chiller - Rotary or Screw Compressor - 175 Tons | Metal Products and Machinery | Turnover
| ImeNgsd234 | 33234.5575 | 7339.4894 | 0 | 0 | 40574.0469 | 44974.3125 | 44974.3125 | 19151.6328 | 64125.9454 | 64125.9454 | 83277.5782 | 0.63272 | 114358.7688 | 114358.7688 | 0.3548 | 73337.551 | 21.0758 | 12339.5099 | HE Water Cooled Chiller - Rotary or Screw Compressor - 175 Tons | Metal Products and Machinery | New
| ImiTgsd234 | 33234.5575 | 7339.4894 | 0 | 0 | 40574.0469 | 44974.3125 | 44974.3125 | 19151.6328 | 64125.9454 | 64125.9454 | 83277.5782 | 0.63272 | 114358.7688 | 114358.7688 | 0.3548 | 73337.551 | 21.0758 | 12339.5099 | HE Water Cooled Chiller - Rotary or Screw Compressor - 175 Tons | Miscellaneous Manufacturing | Turnover
| ImiNgsd234 | 33234.5575 | 7339.4894 | 0 | 0 | 40574.0469 | 44974.3125 | 44974.3125 | 19151.6328 | 64125.9454 | 64125.9454 | 83277.5782 | 0.63272 | 114358.7688 | 114358.7688 | 0.3548 | 73337.551 | 21.0758 | 12339.5099 | HE Water Cooled Chiller - Rotary or Screw Compressor - 175 Tons | Miscellaneous Manufacturing | New
| IprTgsd234 | 33234.5575 | 7339.4894 | 0 | 0 | 40574.0469 | 44974.3125 | 44974.3125 | 19151.6328 | 64125.9454 | 64125.9454 | 83277.5782 | 0.63272 | 114358.7688 | 114358.7688 | 0.3548 | 73337.551 | 21.0758 | 12339.5099 | HE Water Cooled Chiller - Rotary or Screw Compressor - 175 Tons | Primary Resources Industries | Turnover
| IprNgsd234 | 33234.5575 | 7339.4894 | 0 | 0 | 40574.0469 | 44974.3125 | 44974.3125 | 19151.6328 | 64125.9454 | 64125.9454 | 83277.5782 | 0.63272 | 114358.7688 | 114358.7688 | 0.3548 | 73337.551 | 21.0758 | 12339.5099 | HE Water Cooled Chiller - Rotary or Screw Compressor - 175 Tons | Primary Resources Industries | New
| IstTgsd234 | 33234.5575 | 7339.4894 | 0 | 0 | 40574.0469 | 44974.3125 | 44974.3125 | 19151.6328 | 64125.9454 | 64125.9454 | 83277.5782 | 0.63272 | 114358.7688 | 114358.7688 | 0.3548 | 73337.551 | 21.0758 | 12339.5099 | HE Water Cooled Chiller - Rotary or Screw Compressor - 175 Tons | Stone/Clay/Glass/Concrete | Turnover
| IstNgsd234 | 33234.5575 | 7339.4894 | 0 | 0 | 40574.0469 | 44974.3125 | 44974.3125 | 19151.6328 | 64125.9454 | 64125.9454 | 83277.5782 | 0.63272 | 114358.7688 | 114358.7688 | 0.3548 | 73337.551 | 21.0758 | 12339.5099 | HE Water Cooled Chiller - Rotary or Screw Compressor - 175 Tons | Stone/Clay/Glass/Concrete | New
| IteTgsd234 | 33234.5575 | 7339.4894 | 0 | 0 | 40574.0469 | 44974.3125 | 44974.3125 | 19151.6328 | 64125.9454 | 64125.9454 | 83277.5782 | 0.63272 | 114358.7688 | 114358.7688 | 0.3548 | 73337.551 | 21.0758 | 12339.5099 | HE Water Cooled Chiller - Rotary or Screw Compressor - 175 Tons | Textiles and Leather | Turnover
| IteNgsd234 | 33234.5575 | 7339.4894 | 0 | 0 | 40574.0469 | 44974.3125 | 44974.3125 | 19151.6328 | 64125.9454 | 64125.9454 | 83277.5782 | 0.63272 | 114358.7688 | 114358.7688 | 0.3548 | 73337.551 | 21.0758 | 12339.5099 | HE Water Cooled Chiller - Rotary or Screw Compressor - 175 Tons | Textiles and Leather | New
| ItrTgsd234 | 33234.5575 | 7339.4894 | 0 | 0 | 40574.0469 | 44974.3125 | 44974.3125 | 19151.6328 | 64125.9454 | 64125.9454 | 83277.5782 | 0.63272 | 114358.7688 | 114358.7688 | 0.3548 | 73337.551 | 21.0758 | 12339.5099 | HE Water Cooled Chiller - Rotary or Screw Compressor - 175 Tons | Transportation Equipment | Turnover
| ItrNgsd234 | 33234.5575 | 7339.4894 | 0 | 0 | 40574.0469 | 44974.3125 | 44974.3125 | 19151.6328 | 64125.9454 | 64125.9454 | 83277.5782 | 0.63272 | 114358.7688 | 114358.7688 | 0.3548 | 73337.551 | 21.0758 | 12339.5099 | HE Water Cooled Chiller - Rotary or Screw Compressor - 175 Tons | Transportation Equipment | New
| IwaTgsd234 | 33234.5575 | 7339.4894 | 0 | 0 | 40574.0469 | 44974.3125 | 44974.3125 | 19151.6328 | 64125.9454 | 64125.9454 | 83277.5782 | 0.63272 | 114358.7688 | 114358.7688 | 0.3548 | 73337.551 | 21.0758 | 12339.5099 | HE Water Cooled Chiller - Rotary or Screw Compressor - 175 Tons | Water and Wastewater | Turnover
| IwaNgsd234 | 33234.5575 | 7339.4894 | 0 | 0 | 40574.0469 | 44974.3125 | 44974.3125 | 19151.6328 | 64125.9454 | 64125.9454 | 83277.5782 | 0.63272 | 114358.7688 | 114358.7688 | 0.3548 | 73337.551 | 21.0758 | 12339.5099 | HE Water Cooled Chiller - Rotary or Screw Compressor - 175 Tons | Water and Wastewater | New
| IagTgsd235 | 33234.5575 | 7339.4894 | 0 | 0 | 40574.0469 | 44974.3125 | 44974.3125 | 19151.6328 | 64125.9454 | 64125.9454 | 83277.5782 | 0.63272 | 231642.1664 | 231642.1664 | 0.17516 | 73337.551 | 42.6906 | 26453.0563 | HE Water Cooled Chiller - Rotary or Screw Compressor - 50 Tons | Agriculture and Assembly | Turnover
| IagNgsd235 | 33234.5575 | 7339.4894 | 0 | 0 | 40574.0469 | 44974.3125 | 44974.3125 | 19151.6328 | 64125.9454 | 64125.9454 | 83277.5782 | 0.63272 | 231642.1664 | 231642.1664 | 0.17516 | 73337.551 | 42.6906 | 26453.0563 | HE Water Cooled Chiller - Rotary or Screw Compressor - 50 Tons | Agriculture and Assembly | New
| IchTgsd235 | 33234.5575 | 7339.4894 | 0 | 0 | 40574.0469 | 44974.3125 | 44974.3125 | 19151.6328 | 64125.9454 | 64125.9454 | 83277.5782 | 0.63272 | 231642.1664 | 231642.1664 | 0.17516 | 73337.551 | 42.6906 | 26453.0563 | HE Water Cooled Chiller - Rotary or Screw Compressor - 50 Tons | Chemicals and Plastics | Turnover
| IchNgsd235 | 33234.5575 | 7339.4894 | 0 | 0 | 40574.0469 | 44974.3125 | 44974.3125 | 19151.6328 | 64125.9454 | 64125.9454 | 83277.5782 | 0.63272 | 231642.1664 | 231642.1664 | 0.17516 | 73337.551 | 42.6906 | 26453.0563 | HE Water Cooled Chiller - Rotary or Screw Compressor - 50 Tons | Chemicals and Plastics | New
| IcoTgsd235 | 33234.5575 | 7339.4894 | 0 | 0 | 40574.0469 | 44974.3125 | 44974.3125 | 19151.6328 | 64125.9454 | 64125.9454 | 83277.5782 | 0.63272 | 231642.1664 | 231642.1664 | 0.17516 | 73337.551 | 42.6906 | 26453.0563 | HE Water Cooled Chiller - Rotary or Screw Compressor - 50 Tons | Construction | Turnover
| IcoNgsd235 | 33234.5575 | 7339.4894 | 0 | 0 | 40574.0469 | 44974.3125 | 44974.3125 | 19151.6328 | 64125.9454 | 64125.9454 | 83277.5782 | 0.63272 | 231642.1664 | 231642.1664 | 0.17516 | 73337.551 | 42.6906 | 26453.0563 | HE Water Cooled Chiller - Rotary or Screw Compressor - 50 Tons | Construction | New
| IelTgsd235 | 33234.5575 | 7339.4894 | 0 | 0 | 40574.0469 | 44974.3125 | 44974.3125 | 19151.6328 | 64125.9454 | 64125.9454 | 83277.5782 | 0.63272 | 231642.1664 | 231642.1664 | 0.17516 | 73337.551 | 42.6906 | 26453.0563 | HE Water Cooled Chiller - Rotary or Screw Compressor - 50 Tons | Electrical and Electronic Equip. | Turnover
| IelNgsd235 | 33234.5575 | 7339.4894 | 0 | 0 | 40574.0469 | 44974.3125 | 44974.3125 | 19151.6328 | 64125.9454 | 64125.9454 | 83277.5782 | 0.63272 | 231642.1664 | 231642.1664 | 0.17516 | 73337.551 | 42.6906 | 26453.0563 | HE Water Cooled Chiller - Rotary or Screw Compressor - 50 Tons | Electrical and Electronic Equip. | New
| IluTgsd235 | 33234.5575 | 7339.4894 | 0 | 0 | 40574.0469 | 44974.3125 | 44974.3125 | 19151.6328 | 64125.9454 | 64125.9454 | 83277.5782 | 0.63272 | 231642.1664 | 231642.1664 | 0.17516 | 73337.551 | 42.6906 | 26453.0563 | HE Water Cooled Chiller - Rotary or Screw Compressor - 50 Tons | Lumber/Furniture/Pulp/Paper | Turnover
| IluNgsd235 | 33234.5575 | 7339.4894 | 0 | 0 | 40574.0469 | 44974.3125 | 44974.3125 | 19151.6328 | 64125.9454 | 64125.9454 | 83277.5782 | 0.63272 | 231642.1664 | 231642.1664 | 0.17516 | 73337.551 | 42.6906 | 26453.0563 | HE Water Cooled Chiller - Rotary or Screw Compressor - 50 Tons | Lumber/Furniture/Pulp/Paper | New
| ImeTgsd235 | 33234.5575 | 7339.4894 | 0 | 0 | 40574.0469 | 44974.3125 | 44974.3125 | 19151.6328 | 64125.9454 | 64125.9454 | 83277.5782 | 0.63272 | 231642.1664 | 231642.1664 | 0.17516 | 73337.551 | 42.6906 | 26453.0563 | HE Water Cooled Chiller - Rotary or Screw Compressor - 50 Tons | Metal Products and Machinery | Turnover
| ImeNgsd235 | 33234.5575 | 7339.4894 | 0 | 0 | 40574.0469 | 44974.3125 | 44974.3125 | 19151.6328 | 64125.9454 | 64125.9454 | 83277.5782 | 0.63272 | 231642.1664 | 231642.1664 | 0.17516 | 73337.551 | 42.6906 | 26453.0563 | HE Water Cooled Chiller - Rotary or Screw Compressor - 50 Tons | Metal Products and Machinery | New
| ImiTgsd235 | 33234.5575 | 7339.4894 | 0 | 0 | 40574.0469 | 44974.3125 | 44974.3125 | 19151.6328 | 64125.9454 | 64125.9454 | 83277.5782 | 0.63272 | 231642.1664 | 231642.1664 | 0.17516 | 73337.551 | 42.6906 | 26453.0563 | HE Water Cooled Chiller - Rotary or Screw Compressor - 50 Tons | Miscellaneous Manufacturing | Turnover
| ImiNgsd235 | 33234.5575 | 7339.4894 | 0 | 0 | 40574.0469 | 44974.3125 | 44974.3125 | 19151.6328 | 64125.9454 | 64125.9454 | 83277.5782 | 0.63272 | 231642.1664 | 231642.1664 | 0.17516 | 73337.551 | 42.6906 | 26453.0563 | HE Water Cooled Chiller - Rotary or Screw Compressor - 50 Tons | Miscellaneous Manufacturing | New
| IprTgsd235 | 33234.5575 | 7339.4894 | 0 | 0 | 40574.0469 | 44974.3125 | 44974.3125 | 19151.6328 | 64125.9454 | 64125.9454 | 83277.5782 | 0.63272 | 231642.1664 | 231642.1664 | 0.17516 | 73337.551 | 42.6906 | 26453.0563 | HE Water Cooled Chiller - Rotary or Screw Compressor - 50 Tons | Primary Resources Industries | Turnover
| IprNgsd235 | 33234.5575 | 7339.4894 | 0 | 0 | 40574.0469 | 44974.3125 | 44974.3125 | 19151.6328 | 64125.9454 | 64125.9454 | 83277.5782 | 0.63272 | 231642.1664 | 231642.1664 | 0.17516 | 73337.551 | 42.6906 | 26453.0563 | HE Water Cooled Chiller - Rotary or Screw Compressor - 50 Tons | Primary Resources Industries | New
| IstTgsd235 | 33234.5575 | 7339.4894 | 0 | 0 | 40574.0469 | 44974.3125 | 44974.3125 | 19151.6328 | 64125.9454 | 64125.9454 | 83277.5782 | 0.63272 | 231642.1664 | 231642.1664 | 0.17516 | 73337.551 | 42.6906 | 26453.0563 | HE Water Cooled Chiller - Rotary or Screw Compressor - 50 Tons | Stone/Clay/Glass/Concrete | Turnover
| IstNgsd235 | 33234.5575 | 7339.4894 | 0 | 0 | 40574.0469 | 44974.3125 | 44974.3125 | 19151.6328 | 64125.9454 | 64125.9454 | 83277.5782 | 0.63272 | 231642.1664 | 231642.1664 | 0.17516 | 73337.551 | 42.6906 | 26453.0563 | HE Water Cooled Chiller - Rotary or Screw Compressor - 50 Tons | Stone/Clay/Glass/Concrete | New
| IteTgsd235 | 33234.5575 | 7339.4894 | 0 | 0 | 40574.0469 | 44974.3125 | 44974.3125 | 19151.6328 | 64125.9454 | 64125.9454 | 83277.5782 | 0.63272 | 231642.1664 | 231642.1664 | 0.17516 | 73337.551 | 42.6906 | 26453.0563 | HE Water Cooled Chiller - Rotary or Screw Compressor - 50 Tons | Textiles and Leather | Turnover
| IteNgsd235 | 33234.5575 | 7339.4894 | 0 | 0 | 40574.0469 | 44974.3125 | 44974.3125 | 19151.6328 | 64125.9454 | 64125.9454 | 83277.5782 | 0.63272 | 231642.1664 | 231642.1664 | 0.17516 | 73337.551 | 42.6906 | 26453.0563 | HE Water Cooled Chiller - Rotary or Screw Compressor - 50 Tons | Textiles and Leather | New
| ItrTgsd235 | 33234.5575 | 7339.4894 | 0 | 0 | 40574.0469 | 44974.3125 | 44974.3125 | 19151.6328 | 64125.9454 | 64125.9454 | 83277.5782 | 0.63272 | 231642.1664 | 231642.1664 | 0.17516 | 73337.551 | 42.6906 | 26453.0563 | HE Water Cooled Chiller - Rotary or Screw Compressor - 50 Tons | Transportation Equipment | Turnover
| ItrNgsd235 | 33234.5575 | 7339.4894 | 0 | 0 | 40574.0469 | 44974.3125 | 44974.3125 | 19151.6328 | 64125.9454 | 64125.9454 | 83277.5782 | 0.63272 | 231642.1664 | 231642.1664 | 0.17516 | 73337.551 | 42.6906 | 26453.0563 | HE Water Cooled Chiller - Rotary or Screw Compressor - 50 Tons | Transportation Equipment | New
| IwaTgsd235 | 33234.5575 | 7339.4894 | 0 | 0 | 40574.0469 | 44974.3125 | 44974.3125 | 19151.6328 | 64125.9454 | 64125.9454 | 83277.5782 | 0.63272 | 231642.1664 | 231642.1664 | 0.17516 | 73337.551 | 42.6906 | 26453.0563 | HE Water Cooled Chiller - Rotary or Screw Compressor - 50 Tons | Water and Wastewater | Turnover
| IwaNgsd235 | 33234.5575 | 7339.4894 | 0 | 0 | 40574.0469 | 44974.3125 | 44974.3125 | 19151.6328 | 64125.9454 | 64125.9454 | 83277.5782 | 0.63272 | 231642.1664 | 231642.1664 | 0.17516 | 73337.551 | 42.6906 | 26453.0563 | HE Water Cooled Chiller - Rotary or Screw Compressor - 50 Tons | Water and Wastewater | New
| IagTgsd236 | 33234.5575 | 7339.4894 | 0 | 0 | 40574.0469 | 44974.3125 | 44974.3125 | 19151.6328 | 64125.9454 | 64125.9454 | 83277.5782 | 0.63272 | 44825.7398 | 44825.7398 | 0.90515 | 73337.551 | 3.7175 | 1005.2742 | High Speed Fans | Agriculture and Assembly | Turnover
| IagNgsd236 | 33234.5575 | 7339.4894 | 0 | 0 | 40574.0469 | 44974.3125 | 44974.3125 | 19151.6328 | 64125.9454 | 64125.9454 | 83277.5782 | 0.63272 | 44825.7398 | 44825.7398 | 0.90515 | 73337.551 | 3.7175 | 1005.2742 | High Speed Fans | Agriculture and Assembly | New
| IchTgsd236 | 33234.5575 | 7339.4894 | 0 | 0 | 40574.0469 | 44974.3125 | 44974.3125 | 19151.6328 | 64125.9454 | 64125.9454 | 83277.5782 | 0.63272 | 44825.7398 | 44825.7398 | 0.90515 | 73337.551 | 3.7175 | 1005.2742 | High Speed Fans | Chemicals and Plastics | Turnover
| IchNgsd236 | 33234.5575 | 7339.4894 | 0 | 0 | 40574.0469 | 44974.3125 | 44974.3125 | 19151.6328 | 64125.9454 | 64125.9454 | 83277.5782 | 0.63272 | 44825.7398 | 44825.7398 | 0.90515 | 73337.551 | 3.7175 | 1005.2742 | High Speed Fans | Chemicals and Plastics | New
| IcoTgsd236 | 33234.5575 | 7339.4894 | 0 | 0 | 40574.0469 | 44974.3125 | 44974.3125 | 19151.6328 | 64125.9454 | 64125.9454 | 83277.5782 | 0.63272 | 44825.7398 | 44825.7398 | 0.90515 | 73337.551 | 3.7175 | 1005.2742 | High Speed Fans | Construction | Turnover
| IcoNgsd236 | 33234.5575 | 7339.4894 | 0 | 0 | 40574.0469 | 44974.3125 | 44974.3125 | 19151.6328 | 64125.9454 | 64125.9454 | 83277.5782 | 0.63272 | 44825.7398 | 44825.7398 | 0.90515 | 73337.551 | 3.7175 | 1005.2742 | High Speed Fans | Construction | New
| IelTgsd236 | 33234.5575 | 7339.4894 | 0 | 0 | 40574.0469 | 44974.3125 | 44974.3125 | 19151.6328 | 64125.9454 | 64125.9454 | 83277.5782 | 0.63272 | 44825.7398 | 44825.7398 | 0.90515 | 73337.551 | 3.7175 | 1005.2742 | High Speed Fans | Electrical and Electronic Equip. | Turnover
| IelNgsd236 | 33234.5575 | 7339.4894 | 0 | 0 | 40574.0469 | 44974.3125 | 44974.3125 | 19151.6328 | 64125.9454 | 64125.9454 | 83277.5782 | 0.63272 | 44825.7398 | 44825.7398 | 0.90515 | 73337.551 | 3.7175 | 1005.2742 | High Speed Fans | Electrical and Electronic Equip. | New
| IluTgsd236 | 33234.5575 | 7339.4894 | 0 | 0 | 40574.0469 | 44974.3125 | 44974.3125 | 19151.6328 | 64125.9454 | 64125.9454 | 83277.5782 | 0.63272 | 44825.7398 | 44825.7398 | 0.90515 | 73337.551 | 3.7175 | 1005.2742 | High Speed Fans | Lumber/Furniture/Pulp/Paper | Turnover
| IluNgsd236 | 33234.5575 | 7339.4894 | 0 | 0 | 40574.0469 | 44974.3125 | 44974.3125 | 19151.6328 | 64125.9454 | 64125.9454 | 83277.5782 | 0.63272 | 44825.7398 | 44825.7398 | 0.90515 | 73337.551 | 3.7175 | 1005.2742 | High Speed Fans | Lumber/Furniture/Pulp/Paper | New
| ImeTgsd236 | 33234.5575 | 7339.4894 | 0 | 0 | 40574.0469 | 44974.3125 | 44974.3125 | 19151.6328 | 64125.9454 | 64125.9454 | 83277.5782 | 0.63272 | 44825.7398 | 44825.7398 | 0.90515 | 73337.551 | 3.7175 | 1005.2742 | High Speed Fans | Metal Products and Machinery | Turnover
| ImeNgsd236 | 33234.5575 | 7339.4894 | 0 | 0 | 40574.0469 | 44974.3125 | 44974.3125 | 19151.6328 | 64125.9454 | 64125.9454 | 83277.5782 | 0.63272 | 44825.7398 | 44825.7398 | 0.90515 | 73337.551 | 3.7175 | 1005.2742 | High Speed Fans | Metal Products and Machinery | New
| ImiTgsd236 | 33234.5575 | 7339.4894 | 0 | 0 | 40574.0469 | 44974.3125 | 44974.3125 | 19151.6328 | 64125.9454 | 64125.9454 | 83277.5782 | 0.63272 | 44825.7398 | 44825.7398 | 0.90515 | 73337.551 | 3.7175 | 1005.2742 | High Speed Fans | Miscellaneous Manufacturing | Turnover
| ImiNgsd236 | 33234.5575 | 7339.4894 | 0 | 0 | 40574.0469 | 44974.3125 | 44974.3125 | 19151.6328 | 64125.9454 | 64125.9454 | 83277.5782 | 0.63272 | 44825.7398 | 44825.7398 | 0.90515 | 73337.551 | 3.7175 | 1005.2742 | High Speed Fans | Miscellaneous Manufacturing | New
| IprTgsd236 | 33234.5575 | 7339.4894 | 0 | 0 | 40574.0469 | 44974.3125 | 44974.3125 | 19151.6328 | 64125.9454 | 64125.9454 | 83277.5782 | 0.63272 | 44825.7398 | 44825.7398 | 0.90515 | 73337.551 | 3.7175 | 1005.2742 | High Speed Fans | Primary Resources Industries | Turnover
| IprNgsd236 | 33234.5575 | 7339.4894 | 0 | 0 | 40574.0469 | 44974.3125 | 44974.3125 | 19151.6328 | 64125.9454 | 64125.9454 | 83277.5782 | 0.63272 | 44825.7398 | 44825.7398 | 0.90515 | 73337.551 | 3.7175 | 1005.2742 | High Speed Fans | Primary Resources Industries | New
| IstTgsd236 | 33234.5575 | 7339.4894 | 0 | 0 | 40574.0469 | 44974.3125 | 44974.3125 | 19151.6328 | 64125.9454 | 64125.9454 | 83277.5782 | 0.63272 | 44825.7398 | 44825.7398 | 0.90515 | 73337.551 | 3.7175 | 1005.2742 | High Speed Fans | Stone/Clay/Glass/Concrete | Turnover
| IstNgsd236 | 33234.5575 | 7339.4894 | 0 | 0 | 40574.0469 | 44974.3125 | 44974.3125 | 19151.6328 | 64125.9454 | 64125.9454 | 83277.5782 | 0.63272 | 44825.7398 | 44825.7398 | 0.90515 | 73337.551 | 3.7175 | 1005.2742 | High Speed Fans | Stone/Clay/Glass/Concrete | New
| IteTgsd236 | 33234.5575 | 7339.4894 | 0 | 0 | 40574.0469 | 44974.3125 | 44974.3125 | 19151.6328 | 64125.9454 | 64125.9454 | 83277.5782 | 0.63272 | 44825.7398 | 44825.7398 | 0.90515 | 73337.551 | 3.7175 | 1005.2742 | High Speed Fans | Textiles and Leather | Turnover
| IteNgsd236 | 33234.5575 | 7339.4894 | 0 | 0 | 40574.0469 | 44974.3125 | 44974.3125 | 19151.6328 | 64125.9454 | 64125.9454 | 83277.5782 | 0.63272 | 44825.7398 | 44825.7398 | 0.90515 | 73337.551 | 3.7175 | 1005.2742 | High Speed Fans | Textiles and Leather | New
| ItrTgsd236 | 33234.5575 | 7339.4894 | 0 | 0 | 40574.0469 | 44974.3125 | 44974.3125 | 19151.6328 | 64125.9454 | 64125.9454 | 83277.5782 | 0.63272 | 44825.7398 | 44825.7398 | 0.90515 | 73337.551 | 3.7175 | 1005.2742 | High Speed Fans | Transportation Equipment | Turnover
| ItrNgsd236 | 33234.5575 | 7339.4894 | 0 | 0 | 40574.0469 | 44974.3125 | 44974.3125 | 19151.6328 | 64125.9454 | 64125.9454 | 83277.5782 | 0.63272 | 44825.7398 | 44825.7398 | 0.90515 | 73337.551 | 3.7175 | 1005.2742 | High Speed Fans | Transportation Equipment | New
| IwaTgsd236 | 33234.5575 | 7339.4894 | 0 | 0 | 40574.0469 | 44974.3125 | 44974.3125 | 19151.6328 | 64125.9454 | 64125.9454 | 83277.5782 | 0.63272 | 44825.7398 | 44825.7398 | 0.90515 | 73337.551 | 3.7175 | 1005.2742 | High Speed Fans | Water and Wastewater | Turnover
| IwaNgsd236 | 33234.5575 | 7339.4894 | 0 | 0 | 40574.0469 | 44974.3125 | 44974.3125 | 19151.6328 | 64125.9454 | 64125.9454 | 83277.5782 | 0.63272 | 44825.7398 | 44825.7398 | 0.90515 | 73337.551 | 3.7175 | 1005.2742 | High Speed Fans | Water and Wastewater | New
| IagTgsd237 | 33234.5575 | 7339.4894 | 0 | 0 | 40574.0469 | 44974.3125 | 44974.3125 | 19151.6328 | 64125.9454 | 64125.9454 | 83277.5782 | 0.63272 | 34347.0666 | 34347.0666 | 1.1813 | 73337.551 | 3.1739 | 650.2956 | Packaged Terminal AC | Agriculture and Assembly | Turnover
| IagNgsd237 | 33234.5575 | 7339.4894 | 0 | 0 | 40574.0469 | 44974.3125 | 44974.3125 | 19151.6328 | 64125.9454 | 64125.9454 | 83277.5782 | 0.63272 | 34347.0666 | 34347.0666 | 1.1813 | 73337.551 | 3.1739 | 650.2956 | Packaged Terminal AC | Agriculture and Assembly | New
| IchTgsd237 | 33234.5575 | 7339.4894 | 0 | 0 | 40574.0469 | 44974.3125 | 44974.3125 | 19151.6328 | 64125.9454 | 64125.9454 | 83277.5782 | 0.63272 | 34347.0666 | 34347.0666 | 1.1813 | 73337.551 | 3.1739 | 650.2956 | Packaged Terminal AC | Chemicals and Plastics | Turnover
| IchNgsd237 | 33234.5575 | 7339.4894 | 0 | 0 | 40574.0469 | 44974.3125 | 44974.3125 | 19151.6328 | 64125.9454 | 64125.9454 | 83277.5782 | 0.63272 | 34347.0666 | 34347.0666 | 1.1813 | 73337.551 | 3.1739 | 650.2956 | Packaged Terminal AC | Chemicals and Plastics | New
| IcoTgsd237 | 33234.5575 | 7339.4894 | 0 | 0 | 40574.0469 | 44974.3125 | 44974.3125 | 19151.6328 | 64125.9454 | 64125.9454 | 83277.5782 | 0.63272 | 34347.0666 | 34347.0666 | 1.1813 | 73337.551 | 3.1739 | 650.2956 | Packaged Terminal AC | Construction | Turnover
| IcoNgsd237 | 33234.5575 | 7339.4894 | 0 | 0 | 40574.0469 | 44974.3125 | 44974.3125 | 19151.6328 | 64125.9454 | 64125.9454 | 83277.5782 | 0.63272 | 34347.0666 | 34347.0666 | 1.1813 | 73337.551 | 3.1739 | 650.2956 | Packaged Terminal AC | Construction | New
| IelTgsd237 | 33234.5575 | 7339.4894 | 0 | 0 | 40574.0469 | 44974.3125 | 44974.3125 | 19151.6328 | 64125.9454 | 64125.9454 | 83277.5782 | 0.63272 | 34347.0666 | 34347.0666 | 1.1813 | 73337.551 | 3.1739 | 650.2956 | Packaged Terminal AC | Electrical and Electronic Equip. | Turnover
| IelNgsd237 | 33234.5575 | 7339.4894 | 0 | 0 | 40574.0469 | 44974.3125 | 44974.3125 | 19151.6328 | 64125.9454 | 64125.9454 | 83277.5782 | 0.63272 | 34347.0666 | 34347.0666 | 1.1813 | 73337.551 | 3.1739 | 650.2956 | Packaged Terminal AC | Electrical and Electronic Equip. | New
| IluTgsd237 | 33234.5575 | 7339.4894 | 0 | 0 | 40574.0469 | 44974.3125 | 44974.3125 | 19151.6328 | 64125.9454 | 64125.9454 | 83277.5782 | 0.63272 | 34347.0666 | 34347.0666 | 1.1813 | 73337.551 | 3.1739 | 650.2956 | Packaged Terminal AC | Lumber/Furniture/Pulp/Paper | Turnover
| IluNgsd237 | 33234.5575 | 7339.4894 | 0 | 0 | 40574.0469 | 44974.3125 | 44974.3125 | 19151.6328 | 64125.9454 | 64125.9454 | 83277.5782 | 0.63272 | 34347.0666 | 34347.0666 | 1.1813 | 73337.551 | 3.1739 | 650.2956 | Packaged Terminal AC | Lumber/Furniture/Pulp/Paper | New
| ImeTgsd237 | 33234.5575 | 7339.4894 | 0 | 0 | 40574.0469 | 44974.3125 | 44974.3125 | 19151.6328 | 64125.9454 | 64125.9454 | 83277.5782 | 0.63272 | 34347.0666 | 34347.0666 | 1.1813 | 73337.551 | 3.1739 | 650.2956 | Packaged Terminal AC | Metal Products and Machinery | Turnover
| ImeNgsd237 | 33234.5575 | 7339.4894 | 0 | 0 | 40574.0469 | 44974.3125 | 44974.3125 | 19151.6328 | 64125.9454 | 64125.9454 | 83277.5782 | 0.63272 | 34347.0666 | 34347.0666 | 1.1813 | 73337.551 | 3.1739 | 650.2956 | Packaged Terminal AC | Metal Products and Machinery | New
| ImiTgsd237 | 33234.5575 | 7339.4894 | 0 | 0 | 40574.0469 | 44974.3125 | 44974.3125 | 19151.6328 | 64125.9454 | 64125.9454 | 83277.5782 | 0.63272 | 34347.0666 | 34347.0666 | 1.1813 | 73337.551 | 3.1739 | 650.2956 | Packaged Terminal AC | Miscellaneous Manufacturing | Turnover
| ImiNgsd237 | 33234.5575 | 7339.4894 | 0 | 0 | 40574.0469 | 44974.3125 | 44974.3125 | 19151.6328 | 64125.9454 | 64125.9454 | 83277.5782 | 0.63272 | 34347.0666 | 34347.0666 | 1.1813 | 73337.551 | 3.1739 | 650.2956 | Packaged Terminal AC | Miscellaneous Manufacturing | New
| IprTgsd237 | 33234.5575 | 7339.4894 | 0 | 0 | 40574.0469 | 44974.3125 | 44974.3125 | 19151.6328 | 64125.9454 | 64125.9454 | 83277.5782 | 0.63272 | 34347.0666 | 34347.0666 | 1.1813 | 73337.551 | 3.1739 | 650.2956 | Packaged Terminal AC | Primary Resources Industries | Turnover
| IprNgsd237 | 33234.5575 | 7339.4894 | 0 | 0 | 40574.0469 | 44974.3125 | 44974.3125 | 19151.6328 | 64125.9454 | 64125.9454 | 83277.5782 | 0.63272 | 34347.0666 | 34347.0666 | 1.1813 | 73337.551 | 3.1739 | 650.2956 | Packaged Terminal AC | Primary Resources Industries | New
| IstTgsd237 | 33234.5575 | 7339.4894 | 0 | 0 | 40574.0469 | 44974.3125 | 44974.3125 | 19151.6328 | 64125.9454 | 64125.9454 | 83277.5782 | 0.63272 | 34347.0666 | 34347.0666 | 1.1813 | 73337.551 | 3.1739 | 650.2956 | Packaged Terminal AC | Stone/Clay/Glass/Concrete | Turnover
| IstNgsd237 | 33234.5575 | 7339.4894 | 0 | 0 | 40574.0469 | 44974.3125 | 44974.3125 | 19151.6328 | 64125.9454 | 64125.9454 | 83277.5782 | 0.63272 | 34347.0666 | 34347.0666 | 1.1813 | 73337.551 | 3.1739 | 650.2956 | Packaged Terminal AC | Stone/Clay/Glass/Concrete | New
| IteTgsd237 | 33234.5575 | 7339.4894 | 0 | 0 | 40574.0469 | 44974.3125 | 44974.3125 | 19151.6328 | 64125.9454 | 64125.9454 | 83277.5782 | 0.63272 | 34347.0666 | 34347.0666 | 1.1813 | 73337.551 | 3.1739 | 650.2956 | Packaged Terminal AC | Textiles and Leather | Turnover
| IteNgsd237 | 33234.5575 | 7339.4894 | 0 | 0 | 40574.0469 | 44974.3125 | 44974.3125 | 19151.6328 | 64125.9454 | 64125.9454 | 83277.5782 | 0.63272 | 34347.0666 | 34347.0666 | 1.1813 | 73337.551 | 3.1739 | 650.2956 | Packaged Terminal AC | Textiles and Leather | New
| ItrTgsd237 | 33234.5575 | 7339.4894 | 0 | 0 | 40574.0469 | 44974.3125 | 44974.3125 | 19151.6328 | 64125.9454 | 64125.9454 | 83277.5782 | 0.63272 | 34347.0666 | 34347.0666 | 1.1813 | 73337.551 | 3.1739 | 650.2956 | Packaged Terminal AC | Transportation Equipment | Turnover
| ItrNgsd237 | 33234.5575 | 7339.4894 | 0 | 0 | 40574.0469 | 44974.3125 | 44974.3125 | 19151.6328 | 64125.9454 | 64125.9454 | 83277.5782 | 0.63272 | 34347.0666 | 34347.0666 | 1.1813 | 73337.551 | 3.1739 | 650.2956 | Packaged Terminal AC | Transportation Equipment | New
| IwaTgsd237 | 33234.5575 | 7339.4894 | 0 | 0 | 40574.0469 | 44974.3125 | 44974.3125 | 19151.6328 | 64125.9454 | 64125.9454 | 83277.5782 | 0.63272 | 34347.0666 | 34347.0666 | 1.1813 | 73337.551 | 3.1739 | 650.2956 | Packaged Terminal AC | Water and Wastewater | Turnover
| IwaNgsd237 | 33234.5575 | 7339.4894 | 0 | 0 | 40574.0469 | 44974.3125 | 44974.3125 | 19151.6328 | 64125.9454 | 64125.9454 | 83277.5782 | 0.63272 | 34347.0666 | 34347.0666 | 1.1813 | 73337.551 | 3.1739 | 650.2956 | Packaged Terminal AC | Water and Wastewater | New
| IagEgsd238 | 3005.3871 | 6326.9476 | 0 | 0 | 9332.3348 | -1738.5061 | 1738.5061 | 19151.6328 | 17413.1267 | 20890.1389 | 36564.7595 | 0.44673 | 20132.9719 | 20132.9719 | 0.46353 | 17057.0466 | 17.6281 | 2472.7605 | Thermal energy storage | Agriculture and Assembly | Existing
| IagNgsd238 | 3005.3871 | 6326.9476 | 0 | 0 | 9332.3348 | -1738.5061 | 1738.5061 | 19151.6328 | 17413.1267 | 20890.1389 | 36564.7595 | 0.44673 | 20132.9719 | 20132.9719 | 0.46353 | 17057.0466 | 17.6281 | 2472.7605 | Thermal energy storage | Agriculture and Assembly | New
| IchEgsd238 | 3005.3871 | 6326.9476 | 0 | 0 | 9332.3348 | -1738.5061 | 1738.5061 | 19151.6328 | 17413.1267 | 20890.1389 | 36564.7595 | 0.44673 | 20132.9719 | 20132.9719 | 0.46353 | 17057.0466 | 17.6281 | 2472.7605 | Thermal energy storage | Chemicals and Plastics | Existing
| IchNgsd238 | 3005.3871 | 6326.9476 | 0 | 0 | 9332.3348 | -1738.5061 | 1738.5061 | 19151.6328 | 17413.1267 | 20890.1389 | 36564.7595 | 0.44673 | 20132.9719 | 20132.9719 | 0.46353 | 17057.0466 | 17.6281 | 2472.7605 | Thermal energy storage | Chemicals and Plastics | New
| IcoEgsd238 | 3005.3871 | 6326.9476 | 0 | 0 | 9332.3348 | -1738.5061 | 1738.5061 | 19151.6328 | 17413.1267 | 20890.1389 | 36564.7595 | 0.44673 | 20132.9719 | 20132.9719 | 0.46353 | 17057.0466 | 17.6281 | 2472.7605 | Thermal energy storage | Construction | Existing
| IcoNgsd238 | 3005.3871 | 6326.9476 | 0 | 0 | 9332.3348 | -1738.5061 | 1738.5061 | 19151.6328 | 17413.1267 | 20890.1389 | 36564.7595 | 0.44673 | 20132.9719 | 20132.9719 | 0.46353 | 17057.0466 | 17.6281 | 2472.7605 | Thermal energy storage | Construction | New
| IelEgsd238 | 3005.3871 | 6326.9476 | 0 | 0 | 9332.3348 | -1738.5061 | 1738.5061 | 19151.6328 | 17413.1267 | 20890.1389 | 36564.7595 | 0.44673 | 20132.9719 | 20132.9719 | 0.46353 | 17057.0466 | 17.6281 | 2472.7605 | Thermal energy storage | Electrical and Electronic Equip. | Existing
| IelNgsd238 | 3005.3871 | 6326.9476 | 0 | 0 | 9332.3348 | -1738.5061 | 1738.5061 | 19151.6328 | 17413.1267 | 20890.1389 | 36564.7595 | 0.44673 | 20132.9719 | 20132.9719 | 0.46353 | 17057.0466 | 17.6281 | 2472.7605 | Thermal energy storage | Electrical and Electronic Equip. | New
| IluEgsd238 | 3005.3871 | 6326.9476 | 0 | 0 | 9332.3348 | -1738.5061 | 1738.5061 | 19151.6328 | 17413.1267 | 20890.1389 | 36564.7595 | 0.44673 | 20132.9719 | 20132.9719 | 0.46353 | 17057.0466 | 17.6281 | 2472.7605 | Thermal energy storage | Lumber/Furniture/Pulp/Paper | Existing
| IluNgsd238 | 3005.3871 | 6326.9476 | 0 | 0 | 9332.3348 | -1738.5061 | 1738.5061 | 19151.6328 | 17413.1267 | 20890.1389 | 36564.7595 | 0.44673 | 20132.9719 | 20132.9719 | 0.46353 | 17057.0466 | 17.6281 | 2472.7605 | Thermal energy storage | Lumber/Furniture/Pulp/Paper | New
| ImeEgsd238 | 3005.3871 | 6326.9476 | 0 | 0 | 9332.3348 | -1738.5061 | 1738.5061 | 19151.6328 | 17413.1267 | 20890.1389 | 36564.7595 | 0.44673 | 20132.9719 | 20132.9719 | 0.46353 | 17057.0466 | 17.6281 | 2472.7605 | Thermal energy storage | Metal Products and Machinery | Existing
| ImeNgsd238 | 3005.3871 | 6326.9476 | 0 | 0 | 9332.3348 | -1738.5061 | 1738.5061 | 19151.6328 | 17413.1267 | 20890.1389 | 36564.7595 | 0.44673 | 20132.9719 | 20132.9719 | 0.46353 | 17057.0466 | 17.6281 | 2472.7605 | Thermal energy storage | Metal Products and Machinery | New
| ImiEgsd238 | 3005.3871 | 6326.9476 | 0 | 0 | 9332.3348 | -1738.5061 | 1738.5061 | 19151.6328 | 17413.1267 | 20890.1389 | 36564.7595 | 0.44673 | 20132.9719 | 20132.9719 | 0.46353 | 17057.0466 | 17.6281 | 2472.7605 | Thermal energy storage | Miscellaneous Manufacturing | Existing
| ImiNgsd238 | 3005.3871 | 6326.9476 | 0 | 0 | 9332.3348 | -1738.5061 | 1738.5061 | 19151.6328 | 17413.1267 | 20890.1389 | 36564.7595 | 0.44673 | 20132.9719 | 20132.9719 | 0.46353 | 17057.0466 | 17.6281 | 2472.7605 | Thermal energy storage | Miscellaneous Manufacturing | New
| IprEgsd238 | 3005.3871 | 6326.9476 | 0 | 0 | 9332.3348 | -1738.5061 | 1738.5061 | 19151.6328 | 17413.1267 | 20890.1389 | 36564.7595 | 0.44673 | 20132.9719 | 20132.9719 | 0.46353 | 17057.0466 | 17.6281 | 2472.7605 | Thermal energy storage | Primary Resources Industries | Existing
| IprNgsd238 | 3005.3871 | 6326.9476 | 0 | 0 | 9332.3348 | -1738.5061 | 1738.5061 | 19151.6328 | 17413.1267 | 20890.1389 | 36564.7595 | 0.44673 | 20132.9719 | 20132.9719 | 0.46353 | 17057.0466 | 17.6281 | 2472.7605 | Thermal energy storage | Primary Resources Industries | New
| IstEgsd238 | 3005.3871 | 6326.9476 | 0 | 0 | 9332.3348 | -1738.5061 | 1738.5061 | 19151.6328 | 17413.1267 | 20890.1389 | 36564.7595 | 0.44673 | 20132.9719 | 20132.9719 | 0.46353 | 17057.0466 | 17.6281 | 2472.7605 | Thermal energy storage | Stone/Clay/Glass/Concrete | Existing
| IstNgsd238 | 3005.3871 | 6326.9476 | 0 | 0 | 9332.3348 | -1738.5061 | 1738.5061 | 19151.6328 | 17413.1267 | 20890.1389 | 36564.7595 | 0.44673 | 20132.9719 | 20132.9719 | 0.46353 | 17057.0466 | 17.6281 | 2472.7605 | Thermal energy storage | Stone/Clay/Glass/Concrete | New
| IteEgsd238 | 3005.3871 | 6326.9476 | 0 | 0 | 9332.3348 | -1738.5061 | 1738.5061 | 19151.6328 | 17413.1267 | 20890.1389 | 36564.7595 | 0.44673 | 20132.9719 | 20132.9719 | 0.46353 | 17057.0466 | 17.6281 | 2472.7605 | Thermal energy storage | Textiles and Leather | Existing
| IteNgsd238 | 3005.3871 | 6326.9476 | 0 | 0 | 9332.3348 | -1738.5061 | 1738.5061 | 19151.6328 | 17413.1267 | 20890.1389 | 36564.7595 | 0.44673 | 20132.9719 | 20132.9719 | 0.46353 | 17057.0466 | 17.6281 | 2472.7605 | Thermal energy storage | Textiles and Leather | New
| ItrEgsd238 | 3005.3871 | 6326.9476 | 0 | 0 | 9332.3348 | -1738.5061 | 1738.5061 | 19151.6328 | 17413.1267 | 20890.1389 | 36564.7595 | 0.44673 | 20132.9719 | 20132.9719 | 0.46353 | 17057.0466 | 17.6281 | 2472.7605 | Thermal energy storage | Transportation Equipment | Existing
| ItrNgsd238 | 3005.3871 | 6326.9476 | 0 | 0 | 9332.3348 | -1738.5061 | 1738.5061 | 19151.6328 | 17413.1267 | 20890.1389 | 36564.7595 | 0.44673 | 20132.9719 | 20132.9719 | 0.46353 | 17057.0466 | 17.6281 | 2472.7605 | Thermal energy storage | Transportation Equipment | New
| IwaEgsd238 | 3005.3871 | 6326.9476 | 0 | 0 | 9332.3348 | -1738.5061 | 1738.5061 | 19151.6328 | 17413.1267 | 20890.1389 | 36564.7595 | 0.44673 | 20132.9719 | 20132.9719 | 0.46353 | 17057.0466 | 17.6281 | 2472.7605 | Thermal energy storage | Water and Wastewater | Existing
| IwaNgsd238 | 3005.3871 | 6326.9476 | 0 | 0 | 9332.3348 | -1738.5061 | 1738.5061 | 19151.6328 | 17413.1267 | 20890.1389 | 36564.7595 | 0.44673 | 20132.9719 | 20132.9719 | 0.46353 | 17057.0466 | 17.6281 | 2472.7605 | Thermal energy storage | Water and Wastewater | New
| IagEgsd239 | 33234.5575 | 7339.4894 | 0 | 0 | 40574.0469 | 44974.3125 | 44974.3125 | 19151.6328 | 64125.9454 | 64125.9454 | 83277.5782 | 0.63272 | 42663.4053 | 42663.4053 | 0.95103 | 73337.551 | 4.67 | 1627.1915 | VAV System | Agriculture and Assembly | Existing
| IagNgsd239 | 33234.5575 | 7339.4894 | 0 | 0 | 40574.0469 | 44974.3125 | 44974.3125 | 19151.6328 | 64125.9454 | 64125.9454 | 83277.5782 | 0.63272 | 42663.4053 | 42663.4053 | 0.95103 | 73337.551 | 4.67 | 1627.1915 | VAV System | Agriculture and Assembly | New
| IchEgsd239 | 33234.5575 | 7339.4894 | 0 | 0 | 40574.0469 | 44974.3125 | 44974.3125 | 19151.6328 | 64125.9454 | 64125.9454 | 83277.5782 | 0.63272 | 42663.4053 | 42663.4053 | 0.95103 | 73337.551 | 4.67 | 1627.1915 | VAV System | Chemicals and Plastics | Existing
| IchNgsd239 | 33234.5575 | 7339.4894 | 0 | 0 | 40574.0469 | 44974.3125 | 44974.3125 | 19151.6328 | 64125.9454 | 64125.9454 | 83277.5782 | 0.63272 | 42663.4053 | 42663.4053 | 0.95103 | 73337.551 | 4.67 | 1627.1915 | VAV System | Chemicals and Plastics | New
| IcoEgsd239 | 33234.5575 | 7339.4894 | 0 | 0 | 40574.0469 | 44974.3125 | 44974.3125 | 19151.6328 | 64125.9454 | 64125.9454 | 83277.5782 | 0.63272 | 42663.4053 | 42663.4053 | 0.95103 | 73337.551 | 4.67 | 1627.1915 | VAV System | Construction | Existing
| IcoNgsd239 | 33234.5575 | 7339.4894 | 0 | 0 | 40574.0469 | 44974.3125 | 44974.3125 | 19151.6328 | 64125.9454 | 64125.9454 | 83277.5782 | 0.63272 | 42663.4053 | 42663.4053 | 0.95103 | 73337.551 | 4.67 | 1627.1915 | VAV System | Construction | New
| IelEgsd239 | 33234.5575 | 7339.4894 | 0 | 0 | 40574.0469 | 44974.3125 | 44974.3125 | 19151.6328 | 64125.9454 | 64125.9454 | 83277.5782 | 0.63272 | 42663.4053 | 42663.4053 | 0.95103 | 73337.551 | 4.67 | 1627.1915 | VAV System | Electrical and Electronic Equip. | Existing
| IelNgsd239 | 33234.5575 | 7339.4894 | 0 | 0 | 40574.0469 | 44974.3125 | 44974.3125 | 19151.6328 | 64125.9454 | 64125.9454 | 83277.5782 | 0.63272 | 42663.4053 | 42663.4053 | 0.95103 | 73337.551 | 4.67 | 1627.1915 | VAV System | Electrical and Electronic Equip. | New
| IluEgsd239 | 33234.5575 | 7339.4894 | 0 | 0 | 40574.0469 | 44974.3125 | 44974.3125 | 19151.6328 | 64125.9454 | 64125.9454 | 83277.5782 | 0.63272 | 42663.4053 | 42663.4053 | 0.95103 | 73337.551 | 4.67 | 1627.1915 | VAV System | Lumber/Furniture/Pulp/Paper | Existing
| IluNgsd239 | 33234.5575 | 7339.4894 | 0 | 0 | 40574.0469 | 44974.3125 | 44974.3125 | 19151.6328 | 64125.9454 | 64125.9454 | 83277.5782 | 0.63272 | 42663.4053 | 42663.4053 | 0.95103 | 73337.551 | 4.67 | 1627.1915 | VAV System | Lumber/Furniture/Pulp/Paper | New
| ImeEgsd239 | 33234.5575 | 7339.4894 | 0 | 0 | 40574.0469 | 44974.3125 | 44974.3125 | 19151.6328 | 64125.9454 | 64125.9454 | 83277.5782 | 0.63272 | 42663.4053 | 42663.4053 | 0.95103 | 73337.551 | 4.67 | 1627.1915 | VAV System | Metal Products and Machinery | Existing
| ImeNgsd239 | 33234.5575 | 7339.4894 | 0 | 0 | 40574.0469 | 44974.3125 | 44974.3125 | 19151.6328 | 64125.9454 | 64125.9454 | 83277.5782 | 0.63272 | 42663.4053 | 42663.4053 | 0.95103 | 73337.551 | 4.67 | 1627.1915 | VAV System | Metal Products and Machinery | New
| ImiEgsd239 | 33234.5575 | 7339.4894 | 0 | 0 | 40574.0469 | 44974.3125 | 44974.3125 | 19151.6328 | 64125.9454 | 64125.9454 | 83277.5782 | 0.63272 | 42663.4053 | 42663.4053 | 0.95103 | 73337.551 | 4.67 | 1627.1915 | VAV System | Miscellaneous Manufacturing | Existing
| ImiNgsd239 | 33234.5575 | 7339.4894 | 0 | 0 | 40574.0469 | 44974.3125 | 44974.3125 | 19151.6328 | 64125.9454 | 64125.9454 | 83277.5782 | 0.63272 | 42663.4053 | 42663.4053 | 0.95103 | 73337.551 | 4.67 | 1627.1915 | VAV System | Miscellaneous Manufacturing | New
| IprEgsd239 | 33234.5575 | 7339.4894 | 0 | 0 | 40574.0469 | 44974.3125 | 44974.3125 | 19151.6328 | 64125.9454 | 64125.9454 | 83277.5782 | 0.63272 | 42663.4053 | 42663.4053 | 0.95103 | 73337.551 | 4.67 | 1627.1915 | VAV System | Primary Resources Industries | Existing
| IprNgsd239 | 33234.5575 | 7339.4894 | 0 | 0 | 40574.0469 | 44974.3125 | 44974.3125 | 19151.6328 | 64125.9454 | 64125.9454 | 83277.5782 | 0.63272 | 42663.4053 | 42663.4053 | 0.95103 | 73337.551 | 4.67 | 1627.1915 | VAV System | Primary Resources Industries | New
| IstEgsd239 | 33234.5575 | 7339.4894 | 0 | 0 | 40574.0469 | 44974.3125 | 44974.3125 | 19151.6328 | 64125.9454 | 64125.9454 | 83277.5782 | 0.63272 | 42663.4053 | 42663.4053 | 0.95103 | 73337.551 | 4.67 | 1627.1915 | VAV System | Stone/Clay/Glass/Concrete | Existing
| IstNgsd239 | 33234.5575 | 7339.4894 | 0 | 0 | 40574.0469 | 44974.3125 | 44974.3125 | 19151.6328 | 64125.9454 | 64125.9454 | 83277.5782 | 0.63272 | 42663.4053 | 42663.4053 | 0.95103 | 73337.551 | 4.67 | 1627.1915 | VAV System | Stone/Clay/Glass/Concrete | New
| IteEgsd239 | 33234.5575 | 7339.4894 | 0 | 0 | 40574.0469 | 44974.3125 | 44974.3125 | 19151.6328 | 64125.9454 | 64125.9454 | 83277.5782 | 0.63272 | 42663.4053 | 42663.4053 | 0.95103 | 73337.551 | 4.67 | 1627.1915 | VAV System | Textiles and Leather | Existing
| IteNgsd239 | 33234.5575 | 7339.4894 | 0 | 0 | 40574.0469 | 44974.3125 | 44974.3125 | 19151.6328 | 64125.9454 | 64125.9454 | 83277.5782 | 0.63272 | 42663.4053 | 42663.4053 | 0.95103 | 73337.551 | 4.67 | 1627.1915 | VAV System | Textiles and Leather | New
| ItrEgsd239 | 33234.5575 | 7339.4894 | 0 | 0 | 40574.0469 | 44974.3125 | 44974.3125 | 19151.6328 | 64125.9454 | 64125.9454 | 83277.5782 | 0.63272 | 42663.4053 | 42663.4053 | 0.95103 | 73337.551 | 4.67 | 1627.1915 | VAV System | Transportation Equipment | Existing
| ItrNgsd239 | 33234.5575 | 7339.4894 | 0 | 0 | 40574.0469 | 44974.3125 | 44974.3125 | 19151.6328 | 64125.9454 | 64125.9454 | 83277.5782 | 0.63272 | 42663.4053 | 42663.4053 | 0.95103 | 73337.551 | 4.67 | 1627.1915 | VAV System | Transportation Equipment | New
| IwaEgsd239 | 33234.5575 | 7339.4894 | 0 | 0 | 40574.0469 | 44974.3125 | 44974.3125 | 19151.6328 | 64125.9454 | 64125.9454 | 83277.5782 | 0.63272 | 42663.4053 | 42663.4053 | 0.95103 | 73337.551 | 4.67 | 1627.1915 | VAV System | Water and Wastewater | Existing
| IwaNgsd239 | 33234.5575 | 7339.4894 | 0 | 0 | 40574.0469 | 44974.3125 | 44974.3125 | 19151.6328 | 64125.9454 | 64125.9454 | 83277.5782 | 0.63272 | 42663.4053 | 42663.4053 | 0.95103 | 73337.551 | 4.67 | 1627.1915 | VAV System | Water and Wastewater | New
| IagTgsd240 | 33234.5575 | 7339.4894 | 0 | 0 | 40574.0469 | 44974.3125 | 44974.3125 | 19151.6328 | 64125.9454 | 64125.9454 | 83277.5782 | 0.63272 | 31560.4939 | 31560.4939 | 1.2856 | 73337.551 | 4.6039 | 1584.0464 | Water source heat pump | Agriculture and Assembly | Turnover
| IagNgsd240 | 33234.5575 | 7339.4894 | 0 | 0 | 40574.0469 | 44974.3125 | 44974.3125 | 19151.6328 | 64125.9454 | 64125.9454 | 83277.5782 | 0.63272 | 31560.4939 | 31560.4939 | 1.2856 | 73337.551 | 4.6039 | 1584.0464 | Water source heat pump | Agriculture and Assembly | New
| IchTgsd240 | 33234.5575 | 7339.4894 | 0 | 0 | 40574.0469 | 44974.3125 | 44974.3125 | 19151.6328 | 64125.9454 | 64125.9454 | 83277.5782 | 0.63272 | 31560.4939 | 31560.4939 | 1.2856 | 73337.551 | 4.6039 | 1584.0464 | Water source heat pump | Chemicals and Plastics | Turnover
| IchNgsd240 | 33234.5575 | 7339.4894 | 0 | 0 | 40574.0469 | 44974.3125 | 44974.3125 | 19151.6328 | 64125.9454 | 64125.9454 | 83277.5782 | 0.63272 | 31560.4939 | 31560.4939 | 1.2856 | 73337.551 | 4.6039 | 1584.0464 | Water source heat pump | Chemicals and Plastics | New
| IcoTgsd240 | 33234.5575 | 7339.4894 | 0 | 0 | 40574.0469 | 44974.3125 | 44974.3125 | 19151.6328 | 64125.9454 | 64125.9454 | 83277.5782 | 0.63272 | 31560.4939 | 31560.4939 | 1.2856 | 73337.551 | 4.6039 | 1584.0464 | Water source heat pump | Construction | Turnover
| IcoNgsd240 | 33234.5575 | 7339.4894 | 0 | 0 | 40574.0469 | 44974.3125 | 44974.3125 | 19151.6328 | 64125.9454 | 64125.9454 | 83277.5782 | 0.63272 | 31560.4939 | 31560.4939 | 1.2856 | 73337.551 | 4.6039 | 1584.0464 | Water source heat pump | Construction | New
| IelTgsd240 | 33234.5575 | 7339.4894 | 0 | 0 | 40574.0469 | 44974.3125 | 44974.3125 | 19151.6328 | 64125.9454 | 64125.9454 | 83277.5782 | 0.63272 | 31560.4939 | 31560.4939 | 1.2856 | 73337.551 | 4.6039 | 1584.0464 | Water source heat pump | Electrical and Electronic Equip. | Turnover
| IelNgsd240 | 33234.5575 | 7339.4894 | 0 | 0 | 40574.0469 | 44974.3125 | 44974.3125 | 19151.6328 | 64125.9454 | 64125.9454 | 83277.5782 | 0.63272 | 31560.4939 | 31560.4939 | 1.2856 | 73337.551 | 4.6039 | 1584.0464 | Water source heat pump | Electrical and Electronic Equip. | New
| IluTgsd240 | 33234.5575 | 7339.4894 | 0 | 0 | 40574.0469 | 44974.3125 | 44974.3125 | 19151.6328 | 64125.9454 | 64125.9454 | 83277.5782 | 0.63272 | 31560.4939 | 31560.4939 | 1.2856 | 73337.551 | 4.6039 | 1584.0464 | Water source heat pump | Lumber/Furniture/Pulp/Paper | Turnover
| IluNgsd240 | 33234.5575 | 7339.4894 | 0 | 0 | 40574.0469 | 44974.3125 | 44974.3125 | 19151.6328 | 64125.9454 | 64125.9454 | 83277.5782 | 0.63272 | 31560.4939 | 31560.4939 | 1.2856 | 73337.551 | 4.6039 | 1584.0464 | Water source heat pump | Lumber/Furniture/Pulp/Paper | New
| ImeTgsd240 | 33234.5575 | 7339.4894 | 0 | 0 | 40574.0469 | 44974.3125 | 44974.3125 | 19151.6328 | 64125.9454 | 64125.9454 | 83277.5782 | 0.63272 | 31560.4939 | 31560.4939 | 1.2856 | 73337.551 | 4.6039 | 1584.0464 | Water source heat pump | Metal Products and Machinery | Turnover
| ImeNgsd240 | 33234.5575 | 7339.4894 | 0 | 0 | 40574.0469 | 44974.3125 | 44974.3125 | 19151.6328 | 64125.9454 | 64125.9454 | 83277.5782 | 0.63272 | 31560.4939 | 31560.4939 | 1.2856 | 73337.551 | 4.6039 | 1584.0464 | Water source heat pump | Metal Products and Machinery | New
| ImiTgsd240 | 33234.5575 | 7339.4894 | 0 | 0 | 40574.0469 | 44974.3125 | 44974.3125 | 19151.6328 | 64125.9454 | 64125.9454 | 83277.5782 | 0.63272 | 31560.4939 | 31560.4939 | 1.2856 | 73337.551 | 4.6039 | 1584.0464 | Water source heat pump | Miscellaneous Manufacturing | Turnover
| ImiNgsd240 | 33234.5575 | 7339.4894 | 0 | 0 | 40574.0469 | 44974.3125 | 44974.3125 | 19151.6328 | 64125.9454 | 64125.9454 | 83277.5782 | 0.63272 | 31560.4939 | 31560.4939 | 1.2856 | 73337.551 | 4.6039 | 1584.0464 | Water source heat pump | Miscellaneous Manufacturing | New
| IprTgsd240 | 33234.5575 | 7339.4894 | 0 | 0 | 40574.0469 | 44974.3125 | 44974.3125 | 19151.6328 | 64125.9454 | 64125.9454 | 83277.5782 | 0.63272 | 31560.4939 | 31560.4939 | 1.2856 | 73337.551 | 4.6039 | 1584.0464 | Water source heat pump | Primary Resources Industries | Turnover
| IprNgsd240 | 33234.5575 | 7339.4894 | 0 | 0 | 40574.0469 | 44974.3125 | 44974.3125 | 19151.6328 | 64125.9454 | 64125.9454 | 83277.5782 | 0.63272 | 31560.4939 | 31560.4939 | 1.2856 | 73337.551 | 4.6039 | 1584.0464 | Water source heat pump | Primary Resources Industries | New
| IstTgsd240 | 33234.5575 | 7339.4894 | 0 | 0 | 40574.0469 | 44974.3125 | 44974.3125 | 19151.6328 | 64125.9454 | 64125.9454 | 83277.5782 | 0.63272 | 31560.4939 | 31560.4939 | 1.2856 | 73337.551 | 4.6039 | 1584.0464 | Water source heat pump | Stone/Clay/Glass/Concrete | Turnover
| IstNgsd240 | 33234.5575 | 7339.4894 | 0 | 0 | 40574.0469 | 44974.3125 | 44974.3125 | 19151.6328 | 64125.9454 | 64125.9454 | 83277.5782 | 0.63272 | 31560.4939 | 31560.4939 | 1.2856 | 73337.551 | 4.6039 | 1584.0464 | Water source heat pump | Stone/Clay/Glass/Concrete | New
| IteTgsd240 | 33234.5575 | 7339.4894 | 0 | 0 | 40574.0469 | 44974.3125 | 44974.3125 | 19151.6328 | 64125.9454 | 64125.9454 | 83277.5782 | 0.63272 | 31560.4939 | 31560.4939 | 1.2856 | 73337.551 | 4.6039 | 1584.0464 | Water source heat pump | Textiles and Leather | Turnover
| IteNgsd240 | 33234.5575 | 7339.4894 | 0 | 0 | 40574.0469 | 44974.3125 | 44974.3125 | 19151.6328 | 64125.9454 | 64125.9454 | 83277.5782 | 0.63272 | 31560.4939 | 31560.4939 | 1.2856 | 73337.551 | 4.6039 | 1584.0464 | Water source heat pump | Textiles and Leather | New
| ItrTgsd240 | 33234.5575 | 7339.4894 | 0 | 0 | 40574.0469 | 44974.3125 | 44974.3125 | 19151.6328 | 64125.9454 | 64125.9454 | 83277.5782 | 0.63272 | 31560.4939 | 31560.4939 | 1.2856 | 73337.551 | 4.6039 | 1584.0464 | Water source heat pump | Transportation Equipment | Turnover
| ItrNgsd240 | 33234.5575 | 7339.4894 | 0 | 0 | 40574.0469 | 44974.3125 | 44974.3125 | 19151.6328 | 64125.9454 | 64125.9454 | 83277.5782 | 0.63272 | 31560.4939 | 31560.4939 | 1.2856 | 73337.551 | 4.6039 | 1584.0464 | Water source heat pump | Transportation Equipment | New
| IwaTgsd240 | 33234.5575 | 7339.4894 | 0 | 0 | 40574.0469 | 44974.3125 | 44974.3125 | 19151.6328 | 64125.9454 | 64125.9454 | 83277.5782 | 0.63272 | 31560.4939 | 31560.4939 | 1.2856 | 73337.551 | 4.6039 | 1584.0464 | Water source heat pump | Water and Wastewater | Turnover
| IwaNgsd240 | 33234.5575 | 7339.4894 | 0 | 0 | 40574.0469 | 44974.3125 | 44974.3125 | 19151.6328 | 64125.9454 | 64125.9454 | 83277.5782 | 0.63272 | 31560.4939 | 31560.4939 | 1.2856 | 73337.551 | 4.6039 | 1584.0464 | Water source heat pump | Water and Wastewater | New
| IagEgsd241 | 33234.5575 | 7339.4894 | 0 | 0 | 40574.0469 | 44974.3125 | 44974.3125 | 19151.6328 | 64125.9454 | 64125.9454 | 83277.5782 | 0.63272 | 143866.9877 | 143866.9877 | 0.28202 | 73337.551 | 5.694 | 2295.8315 | DX Coil Cleaning | Agriculture and Assembly | Existing
| IagNgsd241 | 33234.5575 | 7339.4894 | 0 | 0 | 40574.0469 | 44974.3125 | 44974.3125 | 19151.6328 | 64125.9454 | 64125.9454 | 83277.5782 | 0.63272 | 143866.9877 | 143866.9877 | 0.28202 | 73337.551 | 5.694 | 2295.8315 | DX Coil Cleaning | Agriculture and Assembly | New
| IchEgsd241 | 33234.5575 | 7339.4894 | 0 | 0 | 40574.0469 | 44974.3125 | 44974.3125 | 19151.6328 | 64125.9454 | 64125.9454 | 83277.5782 | 0.63272 | 143866.9877 | 143866.9877 | 0.28202 | 73337.551 | 5.694 | 2295.8315 | DX Coil Cleaning | Chemicals and Plastics | Existing
| IchNgsd241 | 33234.5575 | 7339.4894 | 0 | 0 | 40574.0469 | 44974.3125 | 44974.3125 | 19151.6328 | 64125.9454 | 64125.9454 | 83277.5782 | 0.63272 | 143866.9877 | 143866.9877 | 0.28202 | 73337.551 | 5.694 | 2295.8315 | DX Coil Cleaning | Chemicals and Plastics | New
| IcoEgsd241 | 33234.5575 | 7339.4894 | 0 | 0 | 40574.0469 | 44974.3125 | 44974.3125 | 19151.6328 | 64125.9454 | 64125.9454 | 83277.5782 | 0.63272 | 143866.9877 | 143866.9877 | 0.28202 | 73337.551 | 5.694 | 2295.8315 | DX Coil Cleaning | Construction | Existing
| IcoNgsd241 | 33234.5575 | 7339.4894 | 0 | 0 | 40574.0469 | 44974.3125 | 44974.3125 | 19151.6328 | 64125.9454 | 64125.9454 | 83277.5782 | 0.63272 | 143866.9877 | 143866.9877 | 0.28202 | 73337.551 | 5.694 | 2295.8315 | DX Coil Cleaning | Construction | New
| IelEgsd241 | 33234.5575 | 7339.4894 | 0 | 0 | 40574.0469 | 44974.3125 | 44974.3125 | 19151.6328 | 64125.9454 | 64125.9454 | 83277.5782 | 0.63272 | 143866.9877 | 143866.9877 | 0.28202 | 73337.551 | 5.694 | 2295.8315 | DX Coil Cleaning | Electrical and Electronic Equip. | Existing
| IelNgsd241 | 33234.5575 | 7339.4894 | 0 | 0 | 40574.0469 | 44974.3125 | 44974.3125 | 19151.6328 | 64125.9454 | 64125.9454 | 83277.5782 | 0.63272 | 143866.9877 | 143866.9877 | 0.28202 | 73337.551 | 5.694 | 2295.8315 | DX Coil Cleaning | Electrical and Electronic Equip. | New
| IluEgsd241 | 33234.5575 | 7339.4894 | 0 | 0 | 40574.0469 | 44974.3125 | 44974.3125 | 19151.6328 | 64125.9454 | 64125.9454 | 83277.5782 | 0.63272 | 143866.9877 | 143866.9877 | 0.28202 | 73337.551 | 5.694 | 2295.8315 | DX Coil Cleaning | Lumber/Furniture/Pulp/Paper | Existing
| IluNgsd241 | 33234.5575 | 7339.4894 | 0 | 0 | 40574.0469 | 44974.3125 | 44974.3125 | 19151.6328 | 64125.9454 | 64125.9454 | 83277.5782 | 0.63272 | 143866.9877 | 143866.9877 | 0.28202 | 73337.551 | 5.694 | 2295.8315 | DX Coil Cleaning | Lumber/Furniture/Pulp/Paper | New
| ImeEgsd241 | 33234.5575 | 7339.4894 | 0 | 0 | 40574.0469 | 44974.3125 | 44974.3125 | 19151.6328 | 64125.9454 | 64125.9454 | 83277.5782 | 0.63272 | 143866.9877 | 143866.9877 | 0.28202 | 73337.551 | 5.694 | 2295.8315 | DX Coil Cleaning | Metal Products and Machinery | Existing
| ImeNgsd241 | 33234.5575 | 7339.4894 | 0 | 0 | 40574.0469 | 44974.3125 | 44974.3125 | 19151.6328 | 64125.9454 | 64125.9454 | 83277.5782 | 0.63272 | 143866.9877 | 143866.9877 | 0.28202 | 73337.551 | 5.694 | 2295.8315 | DX Coil Cleaning | Metal Products and Machinery | New
| ImiEgsd241 | 33234.5575 | 7339.4894 | 0 | 0 | 40574.0469 | 44974.3125 | 44974.3125 | 19151.6328 | 64125.9454 | 64125.9454 | 83277.5782 | 0.63272 | 143866.9877 | 143866.9877 | 0.28202 | 73337.551 | 5.694 | 2295.8315 | DX Coil Cleaning | Miscellaneous Manufacturing | Existing
| ImiNgsd241 | 33234.5575 | 7339.4894 | 0 | 0 | 40574.0469 | 44974.3125 | 44974.3125 | 19151.6328 | 64125.9454 | 64125.9454 | 83277.5782 | 0.63272 | 143866.9877 | 143866.9877 | 0.28202 | 73337.551 | 5.694 | 2295.8315 | DX Coil Cleaning | Miscellaneous Manufacturing | New
| IprEgsd241 | 33234.5575 | 7339.4894 | 0 | 0 | 40574.0469 | 44974.3125 | 44974.3125 | 19151.6328 | 64125.9454 | 64125.9454 | 83277.5782 | 0.63272 | 143866.9877 | 143866.9877 | 0.28202 | 73337.551 | 5.694 | 2295.8315 | DX Coil Cleaning | Primary Resources Industries | Existing
| IprNgsd241 | 33234.5575 | 7339.4894 | 0 | 0 | 40574.0469 | 44974.3125 | 44974.3125 | 19151.6328 | 64125.9454 | 64125.9454 | 83277.5782 | 0.63272 | 143866.9877 | 143866.9877 | 0.28202 | 73337.551 | 5.694 | 2295.8315 | DX Coil Cleaning | Primary Resources Industries | New
| IstEgsd241 | 33234.5575 | 7339.4894 | 0 | 0 | 40574.0469 | 44974.3125 | 44974.3125 | 19151.6328 | 64125.9454 | 64125.9454 | 83277.5782 | 0.63272 | 143866.9877 | 143866.9877 | 0.28202 | 73337.551 | 5.694 | 2295.8315 | DX Coil Cleaning | Stone/Clay/Glass/Concrete | Existing
| IstNgsd241 | 33234.5575 | 7339.4894 | 0 | 0 | 40574.0469 | 44974.3125 | 44974.3125 | 19151.6328 | 64125.9454 | 64125.9454 | 83277.5782 | 0.63272 | 143866.9877 | 143866.9877 | 0.28202 | 73337.551 | 5.694 | 2295.8315 | DX Coil Cleaning | Stone/Clay/Glass/Concrete | New
| IteEgsd241 | 33234.5575 | 7339.4894 | 0 | 0 | 40574.0469 | 44974.3125 | 44974.3125 | 19151.6328 | 64125.9454 | 64125.9454 | 83277.5782 | 0.63272 | 143866.9877 | 143866.9877 | 0.28202 | 73337.551 | 5.694 | 2295.8315 | DX Coil Cleaning | Textiles and Leather | Existing
| IteNgsd241 | 33234.5575 | 7339.4894 | 0 | 0 | 40574.0469 | 44974.3125 | 44974.3125 | 19151.6328 | 64125.9454 | 64125.9454 | 83277.5782 | 0.63272 | 143866.9877 | 143866.9877 | 0.28202 | 73337.551 | 5.694 | 2295.8315 | DX Coil Cleaning | Textiles and Leather | New
| ItrEgsd241 | 33234.5575 | 7339.4894 | 0 | 0 | 40574.0469 | 44974.3125 | 44974.3125 | 19151.6328 | 64125.9454 | 64125.9454 | 83277.5782 | 0.63272 | 143866.9877 | 143866.9877 | 0.28202 | 73337.551 | 5.694 | 2295.8315 | DX Coil Cleaning | Transportation Equipment | Existing
| ItrNgsd241 | 33234.5575 | 7339.4894 | 0 | 0 | 40574.0469 | 44974.3125 | 44974.3125 | 19151.6328 | 64125.9454 | 64125.9454 | 83277.5782 | 0.63272 | 143866.9877 | 143866.9877 | 0.28202 | 73337.551 | 5.694 | 2295.8315 | DX Coil Cleaning | Transportation Equipment | New
| IwaEgsd241 | 33234.5575 | 7339.4894 | 0 | 0 | 40574.0469 | 44974.3125 | 44974.3125 | 19151.6328 | 64125.9454 | 64125.9454 | 83277.5782 | 0.63272 | 143866.9877 | 143866.9877 | 0.28202 | 73337.551 | 5.694 | 2295.8315 | DX Coil Cleaning | Water and Wastewater | Existing
| IwaNgsd241 | 33234.5575 | 7339.4894 | 0 | 0 | 40574.0469 | 44974.3125 | 44974.3125 | 19151.6328 | 64125.9454 | 64125.9454 | 83277.5782 | 0.63272 | 143866.9877 | 143866.9877 | 0.28202 | 73337.551 | 5.694 | 2295.8315 | DX Coil Cleaning | Water and Wastewater | New
| IagEgsd242 | 33234.5575 | 7339.4894 | 0 | 0 | 40574.0469 | 44974.3125 | 44974.3125 | 19151.6328 | 64125.9454 | 64125.9454 | 83277.5782 | 0.63272 | 205794.5014 | 205794.5014 | 0.19716 | 73337.551 | 22.5264 | 13286.6827 | Facility Commissioning | Agriculture and Assembly | Existing
| IagNgsd242 | 33234.5575 | 7339.4894 | 0 | 0 | 40574.0469 | 44974.3125 | 44974.3125 | 19151.6328 | 64125.9454 | 64125.9454 | 83277.5782 | 0.63272 | 205794.5014 | 205794.5014 | 0.19716 | 73337.551 | 22.5264 | 13286.6827 | Facility Commissioning | Agriculture and Assembly | New
| IchEgsd242 | 33234.5575 | 7339.4894 | 0 | 0 | 40574.0469 | 44974.3125 | 44974.3125 | 19151.6328 | 64125.9454 | 64125.9454 | 83277.5782 | 0.63272 | 129143.2011 | 129143.2011 | 0.31418 | 73337.551 | 14.1361 | 7808.1734 | Facility Commissioning | Chemicals and Plastics | Existing
| IchNgsd242 | 33234.5575 | 7339.4894 | 0 | 0 | 40574.0469 | 44974.3125 | 44974.3125 | 19151.6328 | 64125.9454 | 64125.9454 | 83277.5782 | 0.63272 | 129143.2011 | 129143.2011 | 0.31418 | 73337.551 | 14.1361 | 7808.1734 | Facility Commissioning | Chemicals and Plastics | New
| IcoEgsd242 | 33234.5575 | 7339.4894 | 0 | 0 | 40574.0469 | 44974.3125 | 44974.3125 | 19151.6328 | 64125.9454 | 64125.9454 | 83277.5782 | 0.63272 | 208633.0215 | 208633.0215 | 0.19448 | 73337.551 | 22.8371 | 13489.5606 | Facility Commissioning | Construction | Existing
| IcoNgsd242 | 33234.5575 | 7339.4894 | 0 | 0 | 40574.0469 | 44974.3125 | 44974.3125 | 19151.6328 | 64125.9454 | 64125.9454 | 83277.5782 | 0.63272 | 208633.0215 | 208633.0215 | 0.19448 | 73337.551 | 22.8371 | 13489.5606 | Facility Commissioning | Construction | New
| IelEgsd242 | 33234.5575 | 7339.4894 | 0 | 0 | 40574.0469 | 44974.3125 | 44974.3125 | 19151.6328 | 64125.9454 | 64125.9454 | 83277.5782 | 0.63272 | 115135.2746 | 115135.2746 | 0.3524 | 73337.551 | 12.6028 | 6806.9829 | Facility Commissioning | Electrical and Electronic Equip. | Existing
| IelNgsd242 | 33234.5575 | 7339.4894 | 0 | 0 | 40574.0469 | 44974.3125 | 44974.3125 | 19151.6328 | 64125.9454 | 64125.9454 | 83277.5782 | 0.63272 | 115135.2746 | 115135.2746 | 0.3524 | 73337.551 | 12.6028 | 6806.9829 | Facility Commissioning | Electrical and Electronic Equip. | New
| IluEgsd242 | 33234.5575 | 7339.4894 | 0 | 0 | 40574.0469 | 44974.3125 | 44974.3125 | 19151.6328 | 64125.9454 | 64125.9454 | 83277.5782 | 0.63272 | 382934.115 | 382934.115 | 0.10596 | 73337.551 | 41.9162 | 25947.4052 | Facility Commissioning | Lumber/Furniture/Pulp/Paper | Existing
| IluNgsd242 | 33234.5575 | 7339.4894 | 0 | 0 | 40574.0469 | 44974.3125 | 44974.3125 | 19151.6328 | 64125.9454 | 64125.9454 | 83277.5782 | 0.63272 | 382934.115 | 382934.115 | 0.10596 | 73337.551 | 41.9162 | 25947.4052 | Facility Commissioning | Lumber/Furniture/Pulp/Paper | New
| ImeEgsd242 | 33234.5575 | 7339.4894 | 0 | 0 | 40574.0469 | 44974.3125 | 44974.3125 | 19151.6328 | 64125.9454 | 64125.9454 | 83277.5782 | 0.63272 | 356953.2815 | 356953.2815 | 0.11367 | 73337.551 | 39.0723 | 24090.4737 | Facility Commissioning | Metal Products and Machinery | Existing
| ImeNgsd242 | 33234.5575 | 7339.4894 | 0 | 0 | 40574.0469 | 44974.3125 | 44974.3125 | 19151.6328 | 64125.9454 | 64125.9454 | 83277.5782 | 0.63272 | 356953.2815 | 356953.2815 | 0.11367 | 73337.551 | 39.0723 | 24090.4737 | Facility Commissioning | Metal Products and Machinery | New
| ImiEgsd242 | 33234.5575 | 7339.4894 | 0 | 0 | 40574.0469 | 44974.3125 | 44974.3125 | 19151.6328 | 64125.9454 | 64125.9454 | 83277.5782 | 0.63272 | 208633.0215 | 208633.0215 | 0.19448 | 73337.551 | 22.8371 | 13489.5606 | Facility Commissioning | Miscellaneous Manufacturing | Existing
| ImiNgsd242 | 33234.5575 | 7339.4894 | 0 | 0 | 40574.0469 | 44974.3125 | 44974.3125 | 19151.6328 | 64125.9454 | 64125.9454 | 83277.5782 | 0.63272 | 208633.0215 | 208633.0215 | 0.19448 | 73337.551 | 22.8371 | 13489.5606 | Facility Commissioning | Miscellaneous Manufacturing | New
| IprEgsd242 | 33234.5575 | 7339.4894 | 0 | 0 | 40574.0469 | 44974.3125 | 44974.3125 | 19151.6328 | 64125.9454 | 64125.9454 | 83277.5782 | 0.63272 | 182514.5844 | 182514.5844 | 0.22231 | 73337.551 | 19.9782 | 11622.7943 | Facility Commissioning | Primary Resources Industries | Existing
| IprNgsd242 | 33234.5575 | 7339.4894 | 0 | 0 | 40574.0469 | 44974.3125 | 44974.3125 | 19151.6328 | 64125.9454 | 64125.9454 | 83277.5782 | 0.63272 | 182514.5844 | 182514.5844 | 0.22231 | 73337.551 | 19.9782 | 11622.7943 | Facility Commissioning | Primary Resources Industries | New
| IstEgsd242 | 33234.5575 | 7339.4894 | 0 | 0 | 40574.0469 | 44974.3125 | 44974.3125 | 19151.6328 | 64125.9454 | 64125.9454 | 83277.5782 | 0.63272 | 238672.9359 | 238672.9359 | 0.17 | 73337.551 | 26.1253 | 15636.6068 | Facility Commissioning | Stone/Clay/Glass/Concrete | Existing
| IstNgsd242 | 33234.5575 | 7339.4894 | 0 | 0 | 40574.0469 | 44974.3125 | 44974.3125 | 19151.6328 | 64125.9454 | 64125.9454 | 83277.5782 | 0.63272 | 238672.9359 | 238672.9359 | 0.17 | 73337.551 | 26.1253 | 15636.6068 | Facility Commissioning | Stone/Clay/Glass/Concrete | New
| IteEgsd242 | 33234.5575 | 7339.4894 | 0 | 0 | 40574.0469 | 44974.3125 | 44974.3125 | 19151.6328 | 64125.9454 | 64125.9454 | 83277.5782 | 0.63272 | 156745.0545 | 156745.0545 | 0.25885 | 73337.551 | 17.1574 | 9780.9643 | Facility Commissioning | Textiles and Leather | Existing
| IteNgsd242 | 33234.5575 | 7339.4894 | 0 | 0 | 40574.0469 | 44974.3125 | 44974.3125 | 19151.6328 | 64125.9454 | 64125.9454 | 83277.5782 | 0.63272 | 156745.0545 | 156745.0545 | 0.25885 | 73337.551 | 17.1574 | 9780.9643 | Facility Commissioning | Textiles and Leather | New
| ItrEgsd242 | 33234.5575 | 7339.4894 | 0 | 0 | 40574.0469 | 44974.3125 | 44974.3125 | 19151.6328 | 64125.9454 | 64125.9454 | 83277.5782 | 0.63272 | 144745.422 | 144745.422 | 0.28031 | 73337.551 | 15.8439 | 8923.3133 | Facility Commissioning | Transportation Equipment | Existing
| ItrNgsd242 | 33234.5575 | 7339.4894 | 0 | 0 | 40574.0469 | 44974.3125 | 44974.3125 | 19151.6328 | 64125.9454 | 64125.9454 | 83277.5782 | 0.63272 | 144745.422 | 144745.422 | 0.28031 | 73337.551 | 15.8439 | 8923.3133 | Facility Commissioning | Transportation Equipment | New
| IwaEgsd242 | 33234.5575 | 7339.4894 | 0 | 0 | 40574.0469 | 44974.3125 | 44974.3125 | 19151.6328 | 64125.9454 | 64125.9454 | 83277.5782 | 0.63272 | 16246.9346 | 16246.9346 | 2.4973 | 73337.551 | 1.7784 | -260.8764 | Facility Commissioning | Water and Wastewater | Existing
| IwaNgsd242 | 33234.5575 | 7339.4894 | 0 | 0 | 40574.0469 | 44974.3125 | 44974.3125 | 19151.6328 | 64125.9454 | 64125.9454 | 83277.5782 | 0.63272 | 16246.9346 | 16246.9346 | 2.4973 | 73337.551 | 1.7784 | -260.8764 | Facility Commissioning | Water and Wastewater | New
| IagEgsd243 | 33234.5575 | 7339.4894 | 0 | 0 | 40574.0469 | 44974.3125 | 44974.3125 | 19151.6328 | 64125.9454 | 64125.9454 | 83277.5782 | 0.63272 | 93856.916 | 93856.916 | 0.4323 | 73337.551 | 5.8595 | 2403.8871 | Retro-Commissioning (Existing Construction) | Agriculture and Assembly | Existing
| IchEgsd243 | 33234.5575 | 7339.4894 | 0 | 0 | 40574.0469 | 44974.3125 | 44974.3125 | 19151.6328 | 64125.9454 | 64125.9454 | 83277.5782 | 0.63272 | 58898.471 | 58898.471 | 0.68888 | 73337.551 | 3.677 | 978.8413 | Retro-Commissioning (Existing Construction) | Chemicals and Plastics | Existing
| IcoEgsd243 | 33234.5575 | 7339.4894 | 0 | 0 | 40574.0469 | 44974.3125 | 44974.3125 | 19151.6328 | 64125.9454 | 64125.9454 | 83277.5782 | 0.63272 | 95151.4831 | 95151.4831 | 0.42642 | 73337.551 | 5.9403 | 2456.6588 | Retro-Commissioning (Existing Construction) | Construction | Existing
| IelEgsd243 | 33234.5575 | 7339.4894 | 0 | 0 | 40574.0469 | 44974.3125 | 44974.3125 | 19151.6328 | 64125.9454 | 64125.9454 | 83277.5782 | 0.63272 | 52509.8604 | 52509.8604 | 0.77269 | 73337.551 | 3.2782 | 718.416 | Retro-Commissioning (Existing Construction) | Electrical and Electronic Equip. | Existing
| IluEgsd243 | 33234.5575 | 7339.4894 | 0 | 0 | 40574.0469 | 44974.3125 | 44974.3125 | 19151.6328 | 64125.9454 | 64125.9454 | 83277.5782 | 0.63272 | 174645.1562 | 174645.1562 | 0.23232 | 73337.551 | 10.9031 | 5697.1386 | Retro-Commissioning (Existing Construction) | Lumber/Furniture/Pulp/Paper | Existing
| ImeEgsd243 | 33234.5575 | 7339.4894 | 0 | 0 | 40574.0469 | 44974.3125 | 44974.3125 | 19151.6328 | 64125.9454 | 64125.9454 | 83277.5782 | 0.63272 | 162796.0456 | 162796.0456 | 0.24923 | 73337.551 | 10.1633 | 5214.1217 | Retro-Commissioning (Existing Construction) | Metal Products and Machinery | Existing
| ImiEgsd243 | 33234.5575 | 7339.4894 | 0 | 0 | 40574.0469 | 44974.3125 | 44974.3125 | 19151.6328 | 64125.9454 | 64125.9454 | 83277.5782 | 0.63272 | 95151.4831 | 95151.4831 | 0.42642 | 73337.551 | 5.9403 | 2456.6588 | Retro-Commissioning (Existing Construction) | Miscellaneous Manufacturing | Existing
| IprEgsd243 | 33234.5575 | 7339.4894 | 0 | 0 | 40574.0469 | 44974.3125 | 44974.3125 | 19151.6328 | 64125.9454 | 64125.9454 | 83277.5782 | 0.63272 | 83239.6186 | 83239.6186 | 0.48744 | 73337.551 | 5.1966 | 1971.0837 | Retro-Commissioning (Existing Construction) | Primary Resources Industries | Existing
| IstEgsd243 | 33234.5575 | 7339.4894 | 0 | 0 | 40574.0469 | 44974.3125 | 44974.3125 | 19151.6328 | 64125.9454 | 64125.9454 | 83277.5782 | 0.63272 | 108851.8139 | 108851.8139 | 0.37275 | 73337.551 | 6.7956 | 3015.139 | Retro-Commissioning (Existing Construction) | Stone/Clay/Glass/Concrete | Existing
| IteEgsd243 | 33234.5575 | 7339.4894 | 0 | 0 | 40574.0469 | 44974.3125 | 44974.3125 | 19151.6328 | 64125.9454 | 64125.9454 | 83277.5782 | 0.63272 | 71486.879 | 71486.879 | 0.56757 | 73337.551 | 4.4629 | 1491.995 | Retro-Commissioning (Existing Construction) | Textiles and Leather | Existing
| ItrEgsd243 | 33234.5575 | 7339.4894 | 0 | 0 | 40574.0469 | 44974.3125 | 44974.3125 | 19151.6328 | 64125.9454 | 64125.9454 | 83277.5782 | 0.63272 | 66014.1972 | 66014.1972 | 0.61463 | 73337.551 | 4.1213 | 1268.9066 | Retro-Commissioning (Existing Construction) | Transportation Equipment | Existing
| IwaEgsd243 | 33234.5575 | 7339.4894 | 0 | 0 | 40574.0469 | 44974.3125 | 44974.3125 | 19151.6328 | 64125.9454 | 64125.9454 | 83277.5782 | 0.63272 | 7409.7562 | 7409.7562 | 5.4758 | 73337.551 | 0.46259 | -1120.0445 | Retro-Commissioning (Existing Construction) | Water and Wastewater | Existing
| IagEgsd301 | 33145.6023 | 7319.7602 | 0 | 0 | 40465.3625 | 44867.3405 | 44867.3405 | 17330.6309 | 62197.9714 | 62197.9714 | 79528.6022 | 0.65059 | 84943.4453 | 84943.4453 | 0.47638 | 71387.6671 | 8.0702 | 3738.9563 | Bi-Level Lighting Control (Exterior) | Agriculture and Assembly | Existing
| IagNgsd301 | 33145.6023 | 7319.7602 | 0 | 0 | 40465.3625 | 44867.3405 | 44867.3405 | 17330.6309 | 62197.9714 | 62197.9714 | 79528.6022 | 0.65059 | 84943.4453 | 84943.4453 | 0.47638 | 71387.6671 | 8.0702 | 3738.9563 | Bi-Level Lighting Control (Exterior) | Agriculture and Assembly | New
| IchEgsd301 | 33145.6023 | 7319.7602 | 0 | 0 | 40465.3625 | 44867.3405 | 44867.3405 | 17330.6309 | 62197.9714 | 62197.9714 | 79528.6022 | 0.65059 | 84943.4453 | 84943.4453 | 0.47638 | 71387.6671 | 8.0702 | 3738.9563 | Bi-Level Lighting Control (Exterior) | Chemicals and Plastics | Existing
| IchNgsd301 | 33145.6023 | 7319.7602 | 0 | 0 | 40465.3625 | 44867.3405 | 44867.3405 | 17330.6309 | 62197.9714 | 62197.9714 | 79528.6022 | 0.65059 | 84943.4453 | 84943.4453 | 0.47638 | 71387.6671 | 8.0702 | 3738.9563 | Bi-Level Lighting Control (Exterior) | Chemicals and Plastics | New
| IcoEgsd301 | 33145.6023 | 7319.7602 | 0 | 0 | 40465.3625 | 44867.3405 | 44867.3405 | 17330.6309 | 62197.9714 | 62197.9714 | 79528.6022 | 0.65059 | 84943.4453 | 84943.4453 | 0.47638 | 71387.6671 | 8.0702 | 3738.9563 | Bi-Level Lighting Control (Exterior) | Construction | Existing
| IcoNgsd301 | 33145.6023 | 7319.7602 | 0 | 0 | 40465.3625 | 44867.3405 | 44867.3405 | 17330.6309 | 62197.9714 | 62197.9714 | 79528.6022 | 0.65059 | 84943.4453 | 84943.4453 | 0.47638 | 71387.6671 | 8.0702 | 3738.9563 | Bi-Level Lighting Control (Exterior) | Construction | New
| IelEgsd301 | 33145.6023 | 7319.7602 | 0 | 0 | 40465.3625 | 44867.3405 | 44867.3405 | 17330.6309 | 62197.9714 | 62197.9714 | 79528.6022 | 0.65059 | 84943.4453 | 84943.4453 | 0.47638 | 71387.6671 | 8.0702 | 3738.9563 | Bi-Level Lighting Control (Exterior) | Electrical and Electronic Equip. | Existing
| IelNgsd301 | 33145.6023 | 7319.7602 | 0 | 0 | 40465.3625 | 44867.3405 | 44867.3405 | 17330.6309 | 62197.9714 | 62197.9714 | 79528.6022 | 0.65059 | 84943.4453 | 84943.4453 | 0.47638 | 71387.6671 | 8.0702 | 3738.9563 | Bi-Level Lighting Control (Exterior) | Electrical and Electronic Equip. | New
| IluEgsd301 | 33145.6023 | 7319.7602 | 0 | 0 | 40465.3625 | 44867.3405 | 44867.3405 | 17330.6309 | 62197.9714 | 62197.9714 | 79528.6022 | 0.65059 | 84943.4453 | 84943.4453 | 0.47638 | 71387.6671 | 8.0702 | 3738.9563 | Bi-Level Lighting Control (Exterior) | Lumber/Furniture/Pulp/Paper | Existing
| IluNgsd301 | 33145.6023 | 7319.7602 | 0 | 0 | 40465.3625 | 44867.3405 | 44867.3405 | 17330.6309 | 62197.9714 | 62197.9714 | 79528.6022 | 0.65059 | 84943.4453 | 84943.4453 | 0.47638 | 71387.6671 | 8.0702 | 3738.9563 | Bi-Level Lighting Control (Exterior) | Lumber/Furniture/Pulp/Paper | New
| ImeEgsd301 | 33145.6023 | 7319.7602 | 0 | 0 | 40465.3625 | 44867.3405 | 44867.3405 | 17330.6309 | 62197.9714 | 62197.9714 | 79528.6022 | 0.65059 | 84943.4453 | 84943.4453 | 0.47638 | 71387.6671 | 8.0702 | 3738.9563 | Bi-Level Lighting Control (Exterior) | Metal Products and Machinery | Existing
| ImeNgsd301 | 33145.6023 | 7319.7602 | 0 | 0 | 40465.3625 | 44867.3405 | 44867.3405 | 17330.6309 | 62197.9714 | 62197.9714 | 79528.6022 | 0.65059 | 84943.4453 | 84943.4453 | 0.47638 | 71387.6671 | 8.0702 | 3738.9563 | Bi-Level Lighting Control (Exterior) | Metal Products and Machinery | New
| ImiEgsd301 | 33145.6023 | 7319.7602 | 0 | 0 | 40465.3625 | 44867.3405 | 44867.3405 | 17330.6309 | 62197.9714 | 62197.9714 | 79528.6022 | 0.65059 | 84943.4453 | 84943.4453 | 0.47638 | 71387.6671 | 8.0702 | 3738.9563 | Bi-Level Lighting Control (Exterior) | Miscellaneous Manufacturing | Existing
| ImiNgsd301 | 33145.6023 | 7319.7602 | 0 | 0 | 40465.3625 | 44867.3405 | 44867.3405 | 17330.6309 | 62197.9714 | 62197.9714 | 79528.6022 | 0.65059 | 84943.4453 | 84943.4453 | 0.47638 | 71387.6671 | 8.0702 | 3738.9563 | Bi-Level Lighting Control (Exterior) | Miscellaneous Manufacturing | New
| IprEgsd301 | 33145.6023 | 7319.7602 | 0 | 0 | 40465.3625 | 44867.3405 | 44867.3405 | 17330.6309 | 62197.9714 | 62197.9714 | 79528.6022 | 0.65059 | 84943.4453 | 84943.4453 | 0.47638 | 71387.6671 | 8.0702 | 3738.9563 | Bi-Level Lighting Control (Exterior) | Primary Resources Industries | Existing
| IprNgsd301 | 33145.6023 | 7319.7602 | 0 | 0 | 40465.3625 | 44867.3405 | 44867.3405 | 17330.6309 | 62197.9714 | 62197.9714 | 79528.6022 | 0.65059 | 84943.4453 | 84943.4453 | 0.47638 | 71387.6671 | 8.0702 | 3738.9563 | Bi-Level Lighting Control (Exterior) | Primary Resources Industries | New
| IstEgsd301 | 33145.6023 | 7319.7602 | 0 | 0 | 40465.3625 | 44867.3405 | 44867.3405 | 17330.6309 | 62197.9714 | 62197.9714 | 79528.6022 | 0.65059 | 84943.4453 | 84943.4453 | 0.47638 | 71387.6671 | 8.0702 | 3738.9563 | Bi-Level Lighting Control (Exterior) | Stone/Clay/Glass/Concrete | Existing
| IstNgsd301 | 33145.6023 | 7319.7602 | 0 | 0 | 40465.3625 | 44867.3405 | 44867.3405 | 17330.6309 | 62197.9714 | 62197.9714 | 79528.6022 | 0.65059 | 84943.4453 | 84943.4453 | 0.47638 | 71387.6671 | 8.0702 | 3738.9563 | Bi-Level Lighting Control (Exterior) | Stone/Clay/Glass/Concrete | New
| IteEgsd301 | 33145.6023 | 7319.7602 | 0 | 0 | 40465.3625 | 44867.3405 | 44867.3405 | 17330.6309 | 62197.9714 | 62197.9714 | 79528.6022 | 0.65059 | 84943.4453 | 84943.4453 | 0.47638 | 71387.6671 | 8.0702 | 3738.9563 | Bi-Level Lighting Control (Exterior) | Textiles and Leather | Existing
| IteNgsd301 | 33145.6023 | 7319.7602 | 0 | 0 | 40465.3625 | 44867.3405 | 44867.3405 | 17330.6309 | 62197.9714 | 62197.9714 | 79528.6022 | 0.65059 | 84943.4453 | 84943.4453 | 0.47638 | 71387.6671 | 8.0702 | 3738.9563 | Bi-Level Lighting Control (Exterior) | Textiles and Leather | New
| ItrEgsd301 | 33145.6023 | 7319.7602 | 0 | 0 | 40465.3625 | 44867.3405 | 44867.3405 | 17330.6309 | 62197.9714 | 62197.9714 | 79528.6022 | 0.65059 | 84943.4453 | 84943.4453 | 0.47638 | 71387.6671 | 8.0702 | 3738.9563 | Bi-Level Lighting Control (Exterior) | Transportation Equipment | Existing
| ItrNgsd301 | 33145.6023 | 7319.7602 | 0 | 0 | 40465.3625 | 44867.3405 | 44867.3405 | 17330.6309 | 62197.9714 | 62197.9714 | 79528.6022 | 0.65059 | 84943.4453 | 84943.4453 | 0.47638 | 71387.6671 | 8.0702 | 3738.9563 | Bi-Level Lighting Control (Exterior) | Transportation Equipment | New
| IwaEgsd301 | 33216.432 | 7324.9614 | 0 | 0 | 40541.3934 | 44974.3125 | 44974.3125 | 17330.6309 | 62304.9434 | 62304.9434 | 79635.5743 | 0.65069 | 85145.9625 | 85145.9625 | 0.47614 | 71516.5491 | 8.075 | 3748.6266 | Bi-Level Lighting Control (Exterior) | Water and Wastewater | Existing
| IwaNgsd301 | 33216.432 | 7324.9614 | 0 | 0 | 40541.3934 | 44974.3125 | 44974.3125 | 17330.6309 | 62304.9434 | 62304.9434 | 79635.5743 | 0.65069 | 85145.9625 | 85145.9625 | 0.47614 | 71516.5491 | 8.075 | 3748.6266 | Bi-Level Lighting Control (Exterior) | Water and Wastewater | New
| IagEgsd302 | 33145.6023 | 7319.7602 | 0 | 0 | 40465.3625 | 44867.3405 | 44867.3405 | 17330.6309 | 62197.9714 | 62197.9714 | 79528.6022 | 0.65059 | 14587.6539 | 14587.6539 | 2.7739 | 71387.6671 | 1.6417 | -343.632 | Outdoor Lighting Controls | Agriculture and Assembly | Existing
| IagNgsd302 | 33145.6023 | 7319.7602 | 0 | 0 | 40465.3625 | 44867.3405 | 44867.3405 | 17330.6309 | 62197.9714 | 62197.9714 | 79528.6022 | 0.65059 | 14587.6539 | 14587.6539 | 2.7739 | 71387.6671 | 1.6417 | -343.632 | Outdoor Lighting Controls | Agriculture and Assembly | New
| IchEgsd302 | 33145.6023 | 7319.7602 | 0 | 0 | 40465.3625 | 44867.3405 | 44867.3405 | 17330.6309 | 62197.9714 | 62197.9714 | 79528.6022 | 0.65059 | 14587.6539 | 14587.6539 | 2.7739 | 71387.6671 | 1.6417 | -343.632 | Outdoor Lighting Controls | Chemicals and Plastics | Existing
| IchNgsd302 | 33145.6023 | 7319.7602 | 0 | 0 | 40465.3625 | 44867.3405 | 44867.3405 | 17330.6309 | 62197.9714 | 62197.9714 | 79528.6022 | 0.65059 | 14587.6539 | 14587.6539 | 2.7739 | 71387.6671 | 1.6417 | -343.632 | Outdoor Lighting Controls | Chemicals and Plastics | New
| IcoEgsd302 | 33145.6023 | 7319.7602 | 0 | 0 | 40465.3625 | 44867.3405 | 44867.3405 | 17330.6309 | 62197.9714 | 62197.9714 | 79528.6022 | 0.65059 | 14587.6539 | 14587.6539 | 2.7739 | 71387.6671 | 1.6417 | -343.632 | Outdoor Lighting Controls | Construction | Existing
| IcoNgsd302 | 33145.6023 | 7319.7602 | 0 | 0 | 40465.3625 | 44867.3405 | 44867.3405 | 17330.6309 | 62197.9714 | 62197.9714 | 79528.6022 | 0.65059 | 14587.6539 | 14587.6539 | 2.7739 | 71387.6671 | 1.6417 | -343.632 | Outdoor Lighting Controls | Construction | New
| IelEgsd302 | 33145.6023 | 7319.7602 | 0 | 0 | 40465.3625 | 44867.3405 | 44867.3405 | 17330.6309 | 62197.9714 | 62197.9714 | 79528.6022 | 0.65059 | 14587.6539 | 14587.6539 | 2.7739 | 71387.6671 | 1.6417 | -343.632 | Outdoor Lighting Controls | Electrical and Electronic Equip. | Existing
| IelNgsd302 | 33145.6023 | 7319.7602 | 0 | 0 | 40465.3625 | 44867.3405 | 44867.3405 | 17330.6309 | 62197.9714 | 62197.9714 | 79528.6022 | 0.65059 | 14587.6539 | 14587.6539 | 2.7739 | 71387.6671 | 1.6417 | -343.632 | Outdoor Lighting Controls | Electrical and Electronic Equip. | New
| IluEgsd302 | 33145.6023 | 7319.7602 | 0 | 0 | 40465.3625 | 44867.3405 | 44867.3405 | 17330.6309 | 62197.9714 | 62197.9714 | 79528.6022 | 0.65059 | 14587.6539 | 14587.6539 | 2.7739 | 71387.6671 | 1.6417 | -343.632 | Outdoor Lighting Controls | Lumber/Furniture/Pulp/Paper | Existing
| IluNgsd302 | 33145.6023 | 7319.7602 | 0 | 0 | 40465.3625 | 44867.3405 | 44867.3405 | 17330.6309 | 62197.9714 | 62197.9714 | 79528.6022 | 0.65059 | 14587.6539 | 14587.6539 | 2.7739 | 71387.6671 | 1.6417 | -343.632 | Outdoor Lighting Controls | Lumber/Furniture/Pulp/Paper | New
| ImeEgsd302 | 33145.6023 | 7319.7602 | 0 | 0 | 40465.3625 | 44867.3405 | 44867.3405 | 17330.6309 | 62197.9714 | 62197.9714 | 79528.6022 | 0.65059 | 14587.6539 | 14587.6539 | 2.7739 | 71387.6671 | 1.6417 | -343.632 | Outdoor Lighting Controls | Metal Products and Machinery | Existing
| ImeNgsd302 | 33145.6023 | 7319.7602 | 0 | 0 | 40465.3625 | 44867.3405 | 44867.3405 | 17330.6309 | 62197.9714 | 62197.9714 | 79528.6022 | 0.65059 | 14587.6539 | 14587.6539 | 2.7739 | 71387.6671 | 1.6417 | -343.632 | Outdoor Lighting Controls | Metal Products and Machinery | New
| ImiEgsd302 | 33145.6023 | 7319.7602 | 0 | 0 | 40465.3625 | 44867.3405 | 44867.3405 | 17330.6309 | 62197.9714 | 62197.9714 | 79528.6022 | 0.65059 | 14587.6539 | 14587.6539 | 2.7739 | 71387.6671 | 1.6417 | -343.632 | Outdoor Lighting Controls | Miscellaneous Manufacturing | Existing
| ImiNgsd302 | 33145.6023 | 7319.7602 | 0 | 0 | 40465.3625 | 44867.3405 | 44867.3405 | 17330.6309 | 62197.9714 | 62197.9714 | 79528.6022 | 0.65059 | 14587.6539 | 14587.6539 | 2.7739 | 71387.6671 | 1.6417 | -343.632 | Outdoor Lighting Controls | Miscellaneous Manufacturing | New
| IprEgsd302 | 33145.6023 | 7319.7602 | 0 | 0 | 40465.3625 | 44867.3405 | 44867.3405 | 17330.6309 | 62197.9714 | 62197.9714 | 79528.6022 | 0.65059 | 14587.6539 | 14587.6539 | 2.7739 | 71387.6671 | 1.6417 | -343.632 | Outdoor Lighting Controls | Primary Resources Industries | Existing
| IprNgsd302 | 33145.6023 | 7319.7602 | 0 | 0 | 40465.3625 | 44867.3405 | 44867.3405 | 17330.6309 | 62197.9714 | 62197.9714 | 79528.6022 | 0.65059 | 14587.6539 | 14587.6539 | 2.7739 | 71387.6671 | 1.6417 | -343.632 | Outdoor Lighting Controls | Primary Resources Industries | New
| IstEgsd302 | 33145.6023 | 7319.7602 | 0 | 0 | 40465.3625 | 44867.3405 | 44867.3405 | 17330.6309 | 62197.9714 | 62197.9714 | 79528.6022 | 0.65059 | 14587.6539 | 14587.6539 | 2.7739 | 71387.6671 | 1.6417 | -343.632 | Outdoor Lighting Controls | Stone/Clay/Glass/Concrete | Existing
| IstNgsd302 | 33145.6023 | 7319.7602 | 0 | 0 | 40465.3625 | 44867.3405 | 44867.3405 | 17330.6309 | 62197.9714 | 62197.9714 | 79528.6022 | 0.65059 | 14587.6539 | 14587.6539 | 2.7739 | 71387.6671 | 1.6417 | -343.632 | Outdoor Lighting Controls | Stone/Clay/Glass/Concrete | New
| IteEgsd302 | 33145.6023 | 7319.7602 | 0 | 0 | 40465.3625 | 44867.3405 | 44867.3405 | 17330.6309 | 62197.9714 | 62197.9714 | 79528.6022 | 0.65059 | 14587.6539 | 14587.6539 | 2.7739 | 71387.6671 | 1.6417 | -343.632 | Outdoor Lighting Controls | Textiles and Leather | Existing
| IteNgsd302 | 33145.6023 | 7319.7602 | 0 | 0 | 40465.3625 | 44867.3405 | 44867.3405 | 17330.6309 | 62197.9714 | 62197.9714 | 79528.6022 | 0.65059 | 14587.6539 | 14587.6539 | 2.7739 | 71387.6671 | 1.6417 | -343.632 | Outdoor Lighting Controls | Textiles and Leather | New
| ItrEgsd302 | 33145.6023 | 7319.7602 | 0 | 0 | 40465.3625 | 44867.3405 | 44867.3405 | 17330.6309 | 62197.9714 | 62197.9714 | 79528.6022 | 0.65059 | 14587.6539 | 14587.6539 | 2.7739 | 71387.6671 | 1.6417 | -343.632 | Outdoor Lighting Controls | Transportation Equipment | Existing
| ItrNgsd302 | 33145.6023 | 7319.7602 | 0 | 0 | 40465.3625 | 44867.3405 | 44867.3405 | 17330.6309 | 62197.9714 | 62197.9714 | 79528.6022 | 0.65059 | 14587.6539 | 14587.6539 | 2.7739 | 71387.6671 | 1.6417 | -343.632 | Outdoor Lighting Controls | Transportation Equipment | New
| IwaEgsd302 | 33216.432 | 7324.9614 | 0 | 0 | 40541.3934 | 44974.3125 | 44974.3125 | 17330.6309 | 62304.9434 | 62304.9434 | 79635.5743 | 0.65069 | 14622.434 | 14622.434 | 2.7725 | 71516.5491 | 1.6427 | -343.6954 | Outdoor Lighting Controls | Water and Wastewater | Existing
| IwaNgsd302 | 33216.432 | 7324.9614 | 0 | 0 | 40541.3934 | 44974.3125 | 44974.3125 | 17330.6309 | 62304.9434 | 62304.9434 | 79635.5743 | 0.65069 | 14622.434 | 14622.434 | 2.7725 | 71516.5491 | 1.6427 | -343.6954 | Outdoor Lighting Controls | Water and Wastewater | New
| IagEgsd303 | 33145.6023 | 7319.7602 | 0 | 0 | 40465.3625 | 44867.3405 | 44867.3405 | 17330.6309 | 62197.9714 | 62197.9714 | 79528.6022 | 0.65059 | 19450.8639 | 19450.8639 | 2.0804 | 71387.6671 | 2.189 | 3.9568 | Outdoor motion sensor | Agriculture and Assembly | Existing
| IagNgsd303 | 33145.6023 | 7319.7602 | 0 | 0 | 40465.3625 | 44867.3405 | 44867.3405 | 17330.6309 | 62197.9714 | 62197.9714 | 79528.6022 | 0.65059 | 19450.8639 | 19450.8639 | 2.0804 | 71387.6671 | 2.189 | 3.9568 | Outdoor motion sensor | Agriculture and Assembly | New
| IchEgsd303 | 33145.6023 | 7319.7602 | 0 | 0 | 40465.3625 | 44867.3405 | 44867.3405 | 17330.6309 | 62197.9714 | 62197.9714 | 79528.6022 | 0.65059 | 19450.8639 | 19450.8639 | 2.0804 | 71387.6671 | 2.189 | 3.9568 | Outdoor motion sensor | Chemicals and Plastics | Existing
| IchNgsd303 | 33145.6023 | 7319.7602 | 0 | 0 | 40465.3625 | 44867.3405 | 44867.3405 | 17330.6309 | 62197.9714 | 62197.9714 | 79528.6022 | 0.65059 | 19450.8639 | 19450.8639 | 2.0804 | 71387.6671 | 2.189 | 3.9568 | Outdoor motion sensor | Chemicals and Plastics | New
| IcoEgsd303 | 33145.6023 | 7319.7602 | 0 | 0 | 40465.3625 | 44867.3405 | 44867.3405 | 17330.6309 | 62197.9714 | 62197.9714 | 79528.6022 | 0.65059 | 19450.8639 | 19450.8639 | 2.0804 | 71387.6671 | 2.189 | 3.9568 | Outdoor motion sensor | Construction | Existing
| IcoNgsd303 | 33145.6023 | 7319.7602 | 0 | 0 | 40465.3625 | 44867.3405 | 44867.3405 | 17330.6309 | 62197.9714 | 62197.9714 | 79528.6022 | 0.65059 | 19450.8639 | 19450.8639 | 2.0804 | 71387.6671 | 2.189 | 3.9568 | Outdoor motion sensor | Construction | New
| IelEgsd303 | 33145.6023 | 7319.7602 | 0 | 0 | 40465.3625 | 44867.3405 | 44867.3405 | 17330.6309 | 62197.9714 | 62197.9714 | 79528.6022 | 0.65059 | 19450.8639 | 19450.8639 | 2.0804 | 71387.6671 | 2.189 | 3.9568 | Outdoor motion sensor | Electrical and Electronic Equip. | Existing
| IelNgsd303 | 33145.6023 | 7319.7602 | 0 | 0 | 40465.3625 | 44867.3405 | 44867.3405 | 17330.6309 | 62197.9714 | 62197.9714 | 79528.6022 | 0.65059 | 19450.8639 | 19450.8639 | 2.0804 | 71387.6671 | 2.189 | 3.9568 | Outdoor motion sensor | Electrical and Electronic Equip. | New
| IluEgsd303 | 33145.6023 | 7319.7602 | 0 | 0 | 40465.3625 | 44867.3405 | 44867.3405 | 17330.6309 | 62197.9714 | 62197.9714 | 79528.6022 | 0.65059 | 19450.8639 | 19450.8639 | 2.0804 | 71387.6671 | 2.189 | 3.9568 | Outdoor motion sensor | Lumber/Furniture/Pulp/Paper | Existing
| IluNgsd303 | 33145.6023 | 7319.7602 | 0 | 0 | 40465.3625 | 44867.3405 | 44867.3405 | 17330.6309 | 62197.9714 | 62197.9714 | 79528.6022 | 0.65059 | 19450.8639 | 19450.8639 | 2.0804 | 71387.6671 | 2.189 | 3.9568 | Outdoor motion sensor | Lumber/Furniture/Pulp/Paper | New
| ImeEgsd303 | 33145.6023 | 7319.7602 | 0 | 0 | 40465.3625 | 44867.3405 | 44867.3405 | 17330.6309 | 62197.9714 | 62197.9714 | 79528.6022 | 0.65059 | 19450.8639 | 19450.8639 | 2.0804 | 71387.6671 | 2.189 | 3.9568 | Outdoor motion sensor | Metal Products and Machinery | Existing
| ImeNgsd303 | 33145.6023 | 7319.7602 | 0 | 0 | 40465.3625 | 44867.3405 | 44867.3405 | 17330.6309 | 62197.9714 | 62197.9714 | 79528.6022 | 0.65059 | 19450.8639 | 19450.8639 | 2.0804 | 71387.6671 | 2.189 | 3.9568 | Outdoor motion sensor | Metal Products and Machinery | New
| ImiEgsd303 | 33145.6023 | 7319.7602 | 0 | 0 | 40465.3625 | 44867.3405 | 44867.3405 | 17330.6309 | 62197.9714 | 62197.9714 | 79528.6022 | 0.65059 | 19450.8639 | 19450.8639 | 2.0804 | 71387.6671 | 2.189 | 3.9568 | Outdoor motion sensor | Miscellaneous Manufacturing | Existing
| ImiNgsd303 | 33145.6023 | 7319.7602 | 0 | 0 | 40465.3625 | 44867.3405 | 44867.3405 | 17330.6309 | 62197.9714 | 62197.9714 | 79528.6022 | 0.65059 | 19450.8639 | 19450.8639 | 2.0804 | 71387.6671 | 2.189 | 3.9568 | Outdoor motion sensor | Miscellaneous Manufacturing | New
| IprEgsd303 | 33145.6023 | 7319.7602 | 0 | 0 | 40465.3625 | 44867.3405 | 44867.3405 | 17330.6309 | 62197.9714 | 62197.9714 | 79528.6022 | 0.65059 | 19450.8639 | 19450.8639 | 2.0804 | 71387.6671 | 2.189 | 3.9568 | Outdoor motion sensor | Primary Resources Industries | Existing
| IprNgsd303 | 33145.6023 | 7319.7602 | 0 | 0 | 40465.3625 | 44867.3405 | 44867.3405 | 17330.6309 | 62197.9714 | 62197.9714 | 79528.6022 | 0.65059 | 19450.8639 | 19450.8639 | 2.0804 | 71387.6671 | 2.189 | 3.9568 | Outdoor motion sensor | Primary Resources Industries | New
| IstEgsd303 | 33145.6023 | 7319.7602 | 0 | 0 | 40465.3625 | 44867.3405 | 44867.3405 | 17330.6309 | 62197.9714 | 62197.9714 | 79528.6022 | 0.65059 | 19450.8639 | 19450.8639 | 2.0804 | 71387.6671 | 2.189 | 3.9568 | Outdoor motion sensor | Stone/Clay/Glass/Concrete | Existing
| IstNgsd303 | 33145.6023 | 7319.7602 | 0 | 0 | 40465.3625 | 44867.3405 | 44867.3405 | 17330.6309 | 62197.9714 | 62197.9714 | 79528.6022 | 0.65059 | 19450.8639 | 19450.8639 | 2.0804 | 71387.6671 | 2.189 | 3.9568 | Outdoor motion sensor | Stone/Clay/Glass/Concrete | New
| IteEgsd303 | 33145.6023 | 7319.7602 | 0 | 0 | 40465.3625 | 44867.3405 | 44867.3405 | 17330.6309 | 62197.9714 | 62197.9714 | 79528.6022 | 0.65059 | 19450.8639 | 19450.8639 | 2.0804 | 71387.6671 | 2.189 | 3.9568 | Outdoor motion sensor | Textiles and Leather | Existing
| IteNgsd303 | 33145.6023 | 7319.7602 | 0 | 0 | 40465.3625 | 44867.3405 | 44867.3405 | 17330.6309 | 62197.9714 | 62197.9714 | 79528.6022 | 0.65059 | 19450.8639 | 19450.8639 | 2.0804 | 71387.6671 | 2.189 | 3.9568 | Outdoor motion sensor | Textiles and Leather | New
| ItrEgsd303 | 33145.6023 | 7319.7602 | 0 | 0 | 40465.3625 | 44867.3405 | 44867.3405 | 17330.6309 | 62197.9714 | 62197.9714 | 79528.6022 | 0.65059 | 19450.8639 | 19450.8639 | 2.0804 | 71387.6671 | 2.189 | 3.9568 | Outdoor motion sensor | Transportation Equipment | Existing
| ItrNgsd303 | 33145.6023 | 7319.7602 | 0 | 0 | 40465.3625 | 44867.3405 | 44867.3405 | 17330.6309 | 62197.9714 | 62197.9714 | 79528.6022 | 0.65059 | 19450.8639 | 19450.8639 | 2.0804 | 71387.6671 | 2.189 | 3.9568 | Outdoor motion sensor | Transportation Equipment | New
| IwaEgsd303 | 33216.432 | 7324.9614 | 0 | 0 | 40541.3934 | 44974.3125 | 44974.3125 | 17330.6309 | 62304.9434 | 62304.9434 | 79635.5743 | 0.65069 | 19497.2373 | 19497.2373 | 2.0793 | 71516.5491 | 2.1904 | 4.7222 | Outdoor motion sensor | Water and Wastewater | Existing
| IwaNgsd303 | 33216.432 | 7324.9614 | 0 | 0 | 40541.3934 | 44974.3125 | 44974.3125 | 17330.6309 | 62304.9434 | 62304.9434 | 79635.5743 | 0.65069 | 19497.2373 | 19497.2373 | 2.0793 | 71516.5491 | 2.1904 | 4.7222 | Outdoor motion sensor | Water and Wastewater | New
| IagTgsd304 | 33145.6023 | 7319.7602 | 0 | 0 | 40465.3625 | 44867.3405 | 44867.3405 | 17330.6309 | 62197.9714 | 62197.9714 | 79528.6022 | 0.65059 | 44625.607 | 44625.607 | 0.90677 | 71387.6671 | 6.0588 | 2461.5294 | LED Canopy Lighting (Exterior) | Agriculture and Assembly | Turnover
| IagNgsd304 | 33145.6023 | 7319.7602 | 0 | 0 | 40465.3625 | 44867.3405 | 44867.3405 | 17330.6309 | 62197.9714 | 62197.9714 | 79528.6022 | 0.65059 | 44625.607 | 44625.607 | 0.90677 | 71387.6671 | 6.0588 | 2461.5294 | LED Canopy Lighting (Exterior) | Agriculture and Assembly | New
| IchTgsd304 | 33145.6023 | 7319.7602 | 0 | 0 | 40465.3625 | 44867.3405 | 44867.3405 | 17330.6309 | 62197.9714 | 62197.9714 | 79528.6022 | 0.65059 | 44625.607 | 44625.607 | 0.90677 | 71387.6671 | 6.0588 | 2461.5294 | LED Canopy Lighting (Exterior) | Chemicals and Plastics | Turnover
| IchNgsd304 | 33145.6023 | 7319.7602 | 0 | 0 | 40465.3625 | 44867.3405 | 44867.3405 | 17330.6309 | 62197.9714 | 62197.9714 | 79528.6022 | 0.65059 | 44625.607 | 44625.607 | 0.90677 | 71387.6671 | 6.0588 | 2461.5294 | LED Canopy Lighting (Exterior) | Chemicals and Plastics | New
| IcoTgsd304 | 33145.6023 | 7319.7602 | 0 | 0 | 40465.3625 | 44867.3405 | 44867.3405 | 17330.6309 | 62197.9714 | 62197.9714 | 79528.6022 | 0.65059 | 44625.607 | 44625.607 | 0.90677 | 71387.6671 | 6.0588 | 2461.5294 | LED Canopy Lighting (Exterior) | Construction | Turnover
| IcoNgsd304 | 33145.6023 | 7319.7602 | 0 | 0 | 40465.3625 | 44867.3405 | 44867.3405 | 17330.6309 | 62197.9714 | 62197.9714 | 79528.6022 | 0.65059 | 44625.607 | 44625.607 | 0.90677 | 71387.6671 | 6.0588 | 2461.5294 | LED Canopy Lighting (Exterior) | Construction | New
| IelTgsd304 | 33145.6023 | 7319.7602 | 0 | 0 | 40465.3625 | 44867.3405 | 44867.3405 | 17330.6309 | 62197.9714 | 62197.9714 | 79528.6022 | 0.65059 | 44625.607 | 44625.607 | 0.90677 | 71387.6671 | 6.0588 | 2461.5294 | LED Canopy Lighting (Exterior) | Electrical and Electronic Equip. | Turnover
| IelNgsd304 | 33145.6023 | 7319.7602 | 0 | 0 | 40465.3625 | 44867.3405 | 44867.3405 | 17330.6309 | 62197.9714 | 62197.9714 | 79528.6022 | 0.65059 | 44625.607 | 44625.607 | 0.90677 | 71387.6671 | 6.0588 | 2461.5294 | LED Canopy Lighting (Exterior) | Electrical and Electronic Equip. | New
| IluTgsd304 | 33145.6023 | 7319.7602 | 0 | 0 | 40465.3625 | 44867.3405 | 44867.3405 | 17330.6309 | 62197.9714 | 62197.9714 | 79528.6022 | 0.65059 | 44625.607 | 44625.607 | 0.90677 | 71387.6671 | 6.0588 | 2461.5294 | LED Canopy Lighting (Exterior) | Lumber/Furniture/Pulp/Paper | Turnover
| IluNgsd304 | 33145.6023 | 7319.7602 | 0 | 0 | 40465.3625 | 44867.3405 | 44867.3405 | 17330.6309 | 62197.9714 | 62197.9714 | 79528.6022 | 0.65059 | 44625.607 | 44625.607 | 0.90677 | 71387.6671 | 6.0588 | 2461.5294 | LED Canopy Lighting (Exterior) | Lumber/Furniture/Pulp/Paper | New
| ImeTgsd304 | 33145.6023 | 7319.7602 | 0 | 0 | 40465.3625 | 44867.3405 | 44867.3405 | 17330.6309 | 62197.9714 | 62197.9714 | 79528.6022 | 0.65059 | 44625.607 | 44625.607 | 0.90677 | 71387.6671 | 6.0588 | 2461.5294 | LED Canopy Lighting (Exterior) | Metal Products and Machinery | Turnover
| ImeNgsd304 | 33145.6023 | 7319.7602 | 0 | 0 | 40465.3625 | 44867.3405 | 44867.3405 | 17330.6309 | 62197.9714 | 62197.9714 | 79528.6022 | 0.65059 | 44625.607 | 44625.607 | 0.90677 | 71387.6671 | 6.0588 | 2461.5294 | LED Canopy Lighting (Exterior) | Metal Products and Machinery | New
| ImiTgsd304 | 33145.6023 | 7319.7602 | 0 | 0 | 40465.3625 | 44867.3405 | 44867.3405 | 17330.6309 | 62197.9714 | 62197.9714 | 79528.6022 | 0.65059 | 44625.607 | 44625.607 | 0.90677 | 71387.6671 | 6.0588 | 2461.5294 | LED Canopy Lighting (Exterior) | Miscellaneous Manufacturing | Turnover
| ImiNgsd304 | 33145.6023 | 7319.7602 | 0 | 0 | 40465.3625 | 44867.3405 | 44867.3405 | 17330.6309 | 62197.9714 | 62197.9714 | 79528.6022 | 0.65059 | 44625.607 | 44625.607 | 0.90677 | 71387.6671 | 6.0588 | 2461.5294 | LED Canopy Lighting (Exterior) | Miscellaneous Manufacturing | New
| IprTgsd304 | 33145.6023 | 7319.7602 | 0 | 0 | 40465.3625 | 44867.3405 | 44867.3405 | 17330.6309 | 62197.9714 | 62197.9714 | 79528.6022 | 0.65059 | 44625.607 | 44625.607 | 0.90677 | 71387.6671 | 6.0588 | 2461.5294 | LED Canopy Lighting (Exterior) | Primary Resources Industries | Turnover
| IprNgsd304 | 33145.6023 | 7319.7602 | 0 | 0 | 40465.3625 | 44867.3405 | 44867.3405 | 17330.6309 | 62197.9714 | 62197.9714 | 79528.6022 | 0.65059 | 44625.607 | 44625.607 | 0.90677 | 71387.6671 | 6.0588 | 2461.5294 | LED Canopy Lighting (Exterior) | Primary Resources Industries | New
| IstTgsd304 | 33145.6023 | 7319.7602 | 0 | 0 | 40465.3625 | 44867.3405 | 44867.3405 | 17330.6309 | 62197.9714 | 62197.9714 | 79528.6022 | 0.65059 | 44625.607 | 44625.607 | 0.90677 | 71387.6671 | 6.0588 | 2461.5294 | LED Canopy Lighting (Exterior) | Stone/Clay/Glass/Concrete | Turnover
| IstNgsd304 | 33145.6023 | 7319.7602 | 0 | 0 | 40465.3625 | 44867.3405 | 44867.3405 | 17330.6309 | 62197.9714 | 62197.9714 | 79528.6022 | 0.65059 | 44625.607 | 44625.607 | 0.90677 | 71387.6671 | 6.0588 | 2461.5294 | LED Canopy Lighting (Exterior) | Stone/Clay/Glass/Concrete | New
| IteTgsd304 | 33145.6023 | 7319.7602 | 0 | 0 | 40465.3625 | 44867.3405 | 44867.3405 | 17330.6309 | 62197.9714 | 62197.9714 | 79528.6022 | 0.65059 | 44625.607 | 44625.607 | 0.90677 | 71387.6671 | 6.0588 | 2461.5294 | LED Canopy Lighting (Exterior) | Textiles and Leather | Turnover
| IteNgsd304 | 33145.6023 | 7319.7602 | 0 | 0 | 40465.3625 | 44867.3405 | 44867.3405 | 17330.6309 | 62197.9714 | 62197.9714 | 79528.6022 | 0.65059 | 44625.607 | 44625.607 | 0.90677 | 71387.6671 | 6.0588 | 2461.5294 | LED Canopy Lighting (Exterior) | Textiles and Leather | New
| ItrTgsd304 | 33145.6023 | 7319.7602 | 0 | 0 | 40465.3625 | 44867.3405 | 44867.3405 | 17330.6309 | 62197.9714 | 62197.9714 | 79528.6022 | 0.65059 | 44625.607 | 44625.607 | 0.90677 | 71387.6671 | 6.0588 | 2461.5294 | LED Canopy Lighting (Exterior) | Transportation Equipment | Turnover
| ItrNgsd304 | 33145.6023 | 7319.7602 | 0 | 0 | 40465.3625 | 44867.3405 | 44867.3405 | 17330.6309 | 62197.9714 | 62197.9714 | 79528.6022 | 0.65059 | 44625.607 | 44625.607 | 0.90677 | 71387.6671 | 6.0588 | 2461.5294 | LED Canopy Lighting (Exterior) | Transportation Equipment | New
| IwaTgsd304 | 33216.432 | 7324.9614 | 0 | 0 | 40541.3934 | 44974.3125 | 44974.3125 | 17330.6309 | 62304.9434 | 62304.9434 | 79635.5743 | 0.65069 | 44732.0055 | 44732.0055 | 0.90632 | 71516.5491 | 6.0624 | 2468.154 | LED Canopy Lighting (Exterior) | Water and Wastewater | Turnover
| IwaNgsd304 | 33216.432 | 7324.9614 | 0 | 0 | 40541.3934 | 44974.3125 | 44974.3125 | 17330.6309 | 62304.9434 | 62304.9434 | 79635.5743 | 0.65069 | 44732.0055 | 44732.0055 | 0.90632 | 71516.5491 | 6.0624 | 2468.154 | LED Canopy Lighting (Exterior) | Water and Wastewater | New
| IagTgsd305 | 33145.6023 | 7319.7602 | 0 | 0 | 40465.3625 | 44867.3405 | 44867.3405 | 17330.6309 | 62197.9714 | 62197.9714 | 79528.6022 | 0.65059 | 62465.5941 | 62465.5941 | 0.6478 | 71387.6671 | 7.5678 | 3419.9117 | LED Display Lighting (Exterior) | Agriculture and Assembly | Turnover
| IagNgsd305 | 33145.6023 | 7319.7602 | 0 | 0 | 40465.3625 | 44867.3405 | 44867.3405 | 17330.6309 | 62197.9714 | 62197.9714 | 79528.6022 | 0.65059 | 62465.5941 | 62465.5941 | 0.6478 | 71387.6671 | 7.5678 | 3419.9117 | LED Display Lighting (Exterior) | Agriculture and Assembly | New
| IchTgsd305 | 33145.6023 | 7319.7602 | 0 | 0 | 40465.3625 | 44867.3405 | 44867.3405 | 17330.6309 | 62197.9714 | 62197.9714 | 79528.6022 | 0.65059 | 62465.5941 | 62465.5941 | 0.6478 | 71387.6671 | 7.5678 | 3419.9117 | LED Display Lighting (Exterior) | Chemicals and Plastics | Turnover
| IchNgsd305 | 33145.6023 | 7319.7602 | 0 | 0 | 40465.3625 | 44867.3405 | 44867.3405 | 17330.6309 | 62197.9714 | 62197.9714 | 79528.6022 | 0.65059 | 62465.5941 | 62465.5941 | 0.6478 | 71387.6671 | 7.5678 | 3419.9117 | LED Display Lighting (Exterior) | Chemicals and Plastics | New
| IcoTgsd305 | 33145.6023 | 7319.7602 | 0 | 0 | 40465.3625 | 44867.3405 | 44867.3405 | 17330.6309 | 62197.9714 | 62197.9714 | 79528.6022 | 0.65059 | 62465.5941 | 62465.5941 | 0.6478 | 71387.6671 | 7.5678 | 3419.9117 | LED Display Lighting (Exterior) | Construction | Turnover
| IcoNgsd305 | 33145.6023 | 7319.7602 | 0 | 0 | 40465.3625 | 44867.3405 | 44867.3405 | 17330.6309 | 62197.9714 | 62197.9714 | 79528.6022 | 0.65059 | 62465.5941 | 62465.5941 | 0.6478 | 71387.6671 | 7.5678 | 3419.9117 | LED Display Lighting (Exterior) | Construction | New
| IelTgsd305 | 33145.6023 | 7319.7602 | 0 | 0 | 40465.3625 | 44867.3405 | 44867.3405 | 17330.6309 | 62197.9714 | 62197.9714 | 79528.6022 | 0.65059 | 62465.5941 | 62465.5941 | 0.6478 | 71387.6671 | 7.5678 | 3419.9117 | LED Display Lighting (Exterior) | Electrical and Electronic Equip. | Turnover
| IelNgsd305 | 33145.6023 | 7319.7602 | 0 | 0 | 40465.3625 | 44867.3405 | 44867.3405 | 17330.6309 | 62197.9714 | 62197.9714 | 79528.6022 | 0.65059 | 62465.5941 | 62465.5941 | 0.6478 | 71387.6671 | 7.5678 | 3419.9117 | LED Display Lighting (Exterior) | Electrical and Electronic Equip. | New
| IluTgsd305 | 33145.6023 | 7319.7602 | 0 | 0 | 40465.3625 | 44867.3405 | 44867.3405 | 17330.6309 | 62197.9714 | 62197.9714 | 79528.6022 | 0.65059 | 62465.5941 | 62465.5941 | 0.6478 | 71387.6671 | 7.5678 | 3419.9117 | LED Display Lighting (Exterior) | Lumber/Furniture/Pulp/Paper | Turnover
| IluNgsd305 | 33145.6023 | 7319.7602 | 0 | 0 | 40465.3625 | 44867.3405 | 44867.3405 | 17330.6309 | 62197.9714 | 62197.9714 | 79528.6022 | 0.65059 | 62465.5941 | 62465.5941 | 0.6478 | 71387.6671 | 7.5678 | 3419.9117 | LED Display Lighting (Exterior) | Lumber/Furniture/Pulp/Paper | New
| ImeTgsd305 | 33145.6023 | 7319.7602 | 0 | 0 | 40465.3625 | 44867.3405 | 44867.3405 | 17330.6309 | 62197.9714 | 62197.9714 | 79528.6022 | 0.65059 | 62465.5941 | 62465.5941 | 0.6478 | 71387.6671 | 7.5678 | 3419.9117 | LED Display Lighting (Exterior) | Metal Products and Machinery | Turnover
| ImeNgsd305 | 33145.6023 | 7319.7602 | 0 | 0 | 40465.3625 | 44867.3405 | 44867.3405 | 17330.6309 | 62197.9714 | 62197.9714 | 79528.6022 | 0.65059 | 62465.5941 | 62465.5941 | 0.6478 | 71387.6671 | 7.5678 | 3419.9117 | LED Display Lighting (Exterior) | Metal Products and Machinery | New
| ImiTgsd305 | 33145.6023 | 7319.7602 | 0 | 0 | 40465.3625 | 44867.3405 | 44867.3405 | 17330.6309 | 62197.9714 | 62197.9714 | 79528.6022 | 0.65059 | 62465.5941 | 62465.5941 | 0.6478 | 71387.6671 | 7.5678 | 3419.9117 | LED Display Lighting (Exterior) | Miscellaneous Manufacturing | Turnover
| ImiNgsd305 | 33145.6023 | 7319.7602 | 0 | 0 | 40465.3625 | 44867.3405 | 44867.3405 | 17330.6309 | 62197.9714 | 62197.9714 | 79528.6022 | 0.65059 | 62465.5941 | 62465.5941 | 0.6478 | 71387.6671 | 7.5678 | 3419.9117 | LED Display Lighting (Exterior) | Miscellaneous Manufacturing | New
| IprTgsd305 | 33145.6023 | 7319.7602 | 0 | 0 | 40465.3625 | 44867.3405 | 44867.3405 | 17330.6309 | 62197.9714 | 62197.9714 | 79528.6022 | 0.65059 | 62465.5941 | 62465.5941 | 0.6478 | 71387.6671 | 7.5678 | 3419.9117 | LED Display Lighting (Exterior) | Primary Resources Industries | Turnover
| IprNgsd305 | 33145.6023 | 7319.7602 | 0 | 0 | 40465.3625 | 44867.3405 | 44867.3405 | 17330.6309 | 62197.9714 | 62197.9714 | 79528.6022 | 0.65059 | 62465.5941 | 62465.5941 | 0.6478 | 71387.6671 | 7.5678 | 3419.9117 | LED Display Lighting (Exterior) | Primary Resources Industries | New
| IstTgsd305 | 33145.6023 | 7319.7602 | 0 | 0 | 40465.3625 | 44867.3405 | 44867.3405 | 17330.6309 | 62197.9714 | 62197.9714 | 79528.6022 | 0.65059 | 62465.5941 | 62465.5941 | 0.6478 | 71387.6671 | 7.5678 | 3419.9117 | LED Display Lighting (Exterior) | Stone/Clay/Glass/Concrete | Turnover
| IstNgsd305 | 33145.6023 | 7319.7602 | 0 | 0 | 40465.3625 | 44867.3405 | 44867.3405 | 17330.6309 | 62197.9714 | 62197.9714 | 79528.6022 | 0.65059 | 62465.5941 | 62465.5941 | 0.6478 | 71387.6671 | 7.5678 | 3419.9117 | LED Display Lighting (Exterior) | Stone/Clay/Glass/Concrete | New
| IteTgsd305 | 33145.6023 | 7319.7602 | 0 | 0 | 40465.3625 | 44867.3405 | 44867.3405 | 17330.6309 | 62197.9714 | 62197.9714 | 79528.6022 | 0.65059 | 62465.5941 | 62465.5941 | 0.6478 | 71387.6671 | 7.5678 | 3419.9117 | LED Display Lighting (Exterior) | Textiles and Leather | Turnover
| IteNgsd305 | 33145.6023 | 7319.7602 | 0 | 0 | 40465.3625 | 44867.3405 | 44867.3405 | 17330.6309 | 62197.9714 | 62197.9714 | 79528.6022 | 0.65059 | 62465.5941 | 62465.5941 | 0.6478 | 71387.6671 | 7.5678 | 3419.9117 | LED Display Lighting (Exterior) | Textiles and Leather | New
| ItrTgsd305 | 33145.6023 | 7319.7602 | 0 | 0 | 40465.3625 | 44867.3405 | 44867.3405 | 17330.6309 | 62197.9714 | 62197.9714 | 79528.6022 | 0.65059 | 62465.5941 | 62465.5941 | 0.6478 | 71387.6671 | 7.5678 | 3419.9117 | LED Display Lighting (Exterior) | Transportation Equipment | Turnover
| ItrNgsd305 | 33145.6023 | 7319.7602 | 0 | 0 | 40465.3625 | 44867.3405 | 44867.3405 | 17330.6309 | 62197.9714 | 62197.9714 | 79528.6022 | 0.65059 | 62465.5941 | 62465.5941 | 0.6478 | 71387.6671 | 7.5678 | 3419.9117 | LED Display Lighting (Exterior) | Transportation Equipment | New
| IwaTgsd305 | 33216.432 | 7324.9614 | 0 | 0 | 40541.3934 | 44974.3125 | 44974.3125 | 17330.6309 | 62304.9434 | 62304.9434 | 79635.5743 | 0.65069 | 62614.5261 | 62614.5261 | 0.64748 | 71516.5491 | 7.5724 | 3428.8214 | LED Display Lighting (Exterior) | Water and Wastewater | Turnover
| IwaNgsd305 | 33216.432 | 7324.9614 | 0 | 0 | 40541.3934 | 44974.3125 | 44974.3125 | 17330.6309 | 62304.9434 | 62304.9434 | 79635.5743 | 0.65069 | 62614.5261 | 62614.5261 | 0.64748 | 71516.5491 | 7.5724 | 3428.8214 | LED Display Lighting (Exterior) | Water and Wastewater | New
| IagTgsd306 | 33145.6023 | 7319.7602 | 0 | 0 | 40465.3625 | 44867.3405 | 44867.3405 | 17330.6309 | 62197.9714 | 62197.9714 | 79528.6022 | 0.65059 | 25169.6182 | 25169.6182 | 1.6077 | 71387.6671 | 3.775 | 1011.1528 | LED Exterior Wall Packs | Agriculture and Assembly | Turnover
| IagNgsd306 | 33145.6023 | 7319.7602 | 0 | 0 | 40465.3625 | 44867.3405 | 44867.3405 | 17330.6309 | 62197.9714 | 62197.9714 | 79528.6022 | 0.65059 | 25169.6182 | 25169.6182 | 1.6077 | 71387.6671 | 3.775 | 1011.1528 | LED Exterior Wall Packs | Agriculture and Assembly | New
| IchTgsd306 | 33145.6023 | 7319.7602 | 0 | 0 | 40465.3625 | 44867.3405 | 44867.3405 | 17330.6309 | 62197.9714 | 62197.9714 | 79528.6022 | 0.65059 | 25169.6182 | 25169.6182 | 1.6077 | 71387.6671 | 3.775 | 1011.1528 | LED Exterior Wall Packs | Chemicals and Plastics | Turnover
| IchNgsd306 | 33145.6023 | 7319.7602 | 0 | 0 | 40465.3625 | 44867.3405 | 44867.3405 | 17330.6309 | 62197.9714 | 62197.9714 | 79528.6022 | 0.65059 | 25169.6182 | 25169.6182 | 1.6077 | 71387.6671 | 3.775 | 1011.1528 | LED Exterior Wall Packs | Chemicals and Plastics | New
| IcoTgsd306 | 33145.6023 | 7319.7602 | 0 | 0 | 40465.3625 | 44867.3405 | 44867.3405 | 17330.6309 | 62197.9714 | 62197.9714 | 79528.6022 | 0.65059 | 25169.6182 | 25169.6182 | 1.6077 | 71387.6671 | 3.775 | 1011.1528 | LED Exterior Wall Packs | Construction | Turnover
| IcoNgsd306 | 33145.6023 | 7319.7602 | 0 | 0 | 40465.3625 | 44867.3405 | 44867.3405 | 17330.6309 | 62197.9714 | 62197.9714 | 79528.6022 | 0.65059 | 25169.6182 | 25169.6182 | 1.6077 | 71387.6671 | 3.775 | 1011.1528 | LED Exterior Wall Packs | Construction | New
| IelTgsd306 | 33145.6023 | 7319.7602 | 0 | 0 | 40465.3625 | 44867.3405 | 44867.3405 | 17330.6309 | 62197.9714 | 62197.9714 | 79528.6022 | 0.65059 | 25169.6182 | 25169.6182 | 1.6077 | 71387.6671 | 3.775 | 1011.1528 | LED Exterior Wall Packs | Electrical and Electronic Equip. | Turnover
| IelNgsd306 | 33145.6023 | 7319.7602 | 0 | 0 | 40465.3625 | 44867.3405 | 44867.3405 | 17330.6309 | 62197.9714 | 62197.9714 | 79528.6022 | 0.65059 | 25169.6182 | 25169.6182 | 1.6077 | 71387.6671 | 3.775 | 1011.1528 | LED Exterior Wall Packs | Electrical and Electronic Equip. | New
| IluTgsd306 | 33145.6023 | 7319.7602 | 0 | 0 | 40465.3625 | 44867.3405 | 44867.3405 | 17330.6309 | 62197.9714 | 62197.9714 | 79528.6022 | 0.65059 | 25169.6182 | 25169.6182 | 1.6077 | 71387.6671 | 3.775 | 1011.1528 | LED Exterior Wall Packs | Lumber/Furniture/Pulp/Paper | Turnover
| IluNgsd306 | 33145.6023 | 7319.7602 | 0 | 0 | 40465.3625 | 44867.3405 | 44867.3405 | 17330.6309 | 62197.9714 | 62197.9714 | 79528.6022 | 0.65059 | 25169.6182 | 25169.6182 | 1.6077 | 71387.6671 | 3.775 | 1011.1528 | LED Exterior Wall Packs | Lumber/Furniture/Pulp/Paper | New
| ImeTgsd306 | 33145.6023 | 7319.7602 | 0 | 0 | 40465.3625 | 44867.3405 | 44867.3405 | 17330.6309 | 62197.9714 | 62197.9714 | 79528.6022 | 0.65059 | 25169.6182 | 25169.6182 | 1.6077 | 71387.6671 | 3.775 | 1011.1528 | LED Exterior Wall Packs | Metal Products and Machinery | Turnover
| ImeNgsd306 | 33145.6023 | 7319.7602 | 0 | 0 | 40465.3625 | 44867.3405 | 44867.3405 | 17330.6309 | 62197.9714 | 62197.9714 | 79528.6022 | 0.65059 | 25169.6182 | 25169.6182 | 1.6077 | 71387.6671 | 3.775 | 1011.1528 | LED Exterior Wall Packs | Metal Products and Machinery | New
| ImiTgsd306 | 33145.6023 | 7319.7602 | 0 | 0 | 40465.3625 | 44867.3405 | 44867.3405 | 17330.6309 | 62197.9714 | 62197.9714 | 79528.6022 | 0.65059 | 25169.6182 | 25169.6182 | 1.6077 | 71387.6671 | 3.775 | 1011.1528 | LED Exterior Wall Packs | Miscellaneous Manufacturing | Turnover
| ImiNgsd306 | 33145.6023 | 7319.7602 | 0 | 0 | 40465.3625 | 44867.3405 | 44867.3405 | 17330.6309 | 62197.9714 | 62197.9714 | 79528.6022 | 0.65059 | 25169.6182 | 25169.6182 | 1.6077 | 71387.6671 | 3.775 | 1011.1528 | LED Exterior Wall Packs | Miscellaneous Manufacturing | New
| IprTgsd306 | 33145.6023 | 7319.7602 | 0 | 0 | 40465.3625 | 44867.3405 | 44867.3405 | 17330.6309 | 62197.9714 | 62197.9714 | 79528.6022 | 0.65059 | 25169.6182 | 25169.6182 | 1.6077 | 71387.6671 | 3.775 | 1011.1528 | LED Exterior Wall Packs | Primary Resources Industries | Turnover
| IprNgsd306 | 33145.6023 | 7319.7602 | 0 | 0 | 40465.3625 | 44867.3405 | 44867.3405 | 17330.6309 | 62197.9714 | 62197.9714 | 79528.6022 | 0.65059 | 25169.6182 | 25169.6182 | 1.6077 | 71387.6671 | 3.775 | 1011.1528 | LED Exterior Wall Packs | Primary Resources Industries | New
| IstTgsd306 | 33145.6023 | 7319.7602 | 0 | 0 | 40465.3625 | 44867.3405 | 44867.3405 | 17330.6309 | 62197.9714 | 62197.9714 | 79528.6022 | 0.65059 | 25169.6182 | 25169.6182 | 1.6077 | 71387.6671 | 3.775 | 1011.1528 | LED Exterior Wall Packs | Stone/Clay/Glass/Concrete | Turnover
| IstNgsd306 | 33145.6023 | 7319.7602 | 0 | 0 | 40465.3625 | 44867.3405 | 44867.3405 | 17330.6309 | 62197.9714 | 62197.9714 | 79528.6022 | 0.65059 | 25169.6182 | 25169.6182 | 1.6077 | 71387.6671 | 3.775 | 1011.1528 | LED Exterior Wall Packs | Stone/Clay/Glass/Concrete | New
| IteTgsd306 | 33145.6023 | 7319.7602 | 0 | 0 | 40465.3625 | 44867.3405 | 44867.3405 | 17330.6309 | 62197.9714 | 62197.9714 | 79528.6022 | 0.65059 | 25169.6182 | 25169.6182 | 1.6077 | 71387.6671 | 3.775 | 1011.1528 | LED Exterior Wall Packs | Textiles and Leather | Turnover
| IteNgsd306 | 33145.6023 | 7319.7602 | 0 | 0 | 40465.3625 | 44867.3405 | 44867.3405 | 17330.6309 | 62197.9714 | 62197.9714 | 79528.6022 | 0.65059 | 25169.6182 | 25169.6182 | 1.6077 | 71387.6671 | 3.775 | 1011.1528 | LED Exterior Wall Packs | Textiles and Leather | New
| ItrTgsd306 | 33145.6023 | 7319.7602 | 0 | 0 | 40465.3625 | 44867.3405 | 44867.3405 | 17330.6309 | 62197.9714 | 62197.9714 | 79528.6022 | 0.65059 | 25169.6182 | 25169.6182 | 1.6077 | 71387.6671 | 3.775 | 1011.1528 | LED Exterior Wall Packs | Transportation Equipment | Turnover
| ItrNgsd306 | 33145.6023 | 7319.7602 | 0 | 0 | 40465.3625 | 44867.3405 | 44867.3405 | 17330.6309 | 62197.9714 | 62197.9714 | 79528.6022 | 0.65059 | 25169.6182 | 25169.6182 | 1.6077 | 71387.6671 | 3.775 | 1011.1528 | LED Exterior Wall Packs | Transportation Equipment | New
| IwaTgsd306 | 33216.432 | 7324.9614 | 0 | 0 | 40541.3934 | 44974.3125 | 44974.3125 | 17330.6309 | 62304.9434 | 62304.9434 | 79635.5743 | 0.65069 | 25229.6293 | 25229.6293 | 1.6069 | 71516.5491 | 3.7772 | 1014.3195 | LED Exterior Wall Packs | Water and Wastewater | Turnover
| IwaNgsd306 | 33216.432 | 7324.9614 | 0 | 0 | 40541.3934 | 44974.3125 | 44974.3125 | 17330.6309 | 62304.9434 | 62304.9434 | 79635.5743 | 0.65069 | 25229.6293 | 25229.6293 | 1.6069 | 71516.5491 | 3.7772 | 1014.3195 | LED Exterior Wall Packs | Water and Wastewater | New
| IagTgsd307 | 33145.6023 | 7319.7602 | 0 | 0 | 40465.3625 | 44867.3405 | 44867.3405 | 17330.6309 | 62197.9714 | 62197.9714 | 79528.6022 | 0.65059 | 34979.3489 | 34979.3489 | 1.1568 | 71387.6671 | 5.2463 | 1945.5312 | LED Parking Lighting | Agriculture and Assembly | Turnover
| IagNgsd307 | 33145.6023 | 7319.7602 | 0 | 0 | 40465.3625 | 44867.3405 | 44867.3405 | 17330.6309 | 62197.9714 | 62197.9714 | 79528.6022 | 0.65059 | 34979.3489 | 34979.3489 | 1.1568 | 71387.6671 | 5.2463 | 1945.5312 | LED Parking Lighting | Agriculture and Assembly | New
| IchTgsd307 | 33145.6023 | 7319.7602 | 0 | 0 | 40465.3625 | 44867.3405 | 44867.3405 | 17330.6309 | 62197.9714 | 62197.9714 | 79528.6022 | 0.65059 | 34979.3489 | 34979.3489 | 1.1568 | 71387.6671 | 5.2463 | 1945.5312 | LED Parking Lighting | Chemicals and Plastics | Turnover
| IchNgsd307 | 33145.6023 | 7319.7602 | 0 | 0 | 40465.3625 | 44867.3405 | 44867.3405 | 17330.6309 | 62197.9714 | 62197.9714 | 79528.6022 | 0.65059 | 34979.3489 | 34979.3489 | 1.1568 | 71387.6671 | 5.2463 | 1945.5312 | LED Parking Lighting | Chemicals and Plastics | New
| IcoTgsd307 | 33145.6023 | 7319.7602 | 0 | 0 | 40465.3625 | 44867.3405 | 44867.3405 | 17330.6309 | 62197.9714 | 62197.9714 | 79528.6022 | 0.65059 | 34979.3489 | 34979.3489 | 1.1568 | 71387.6671 | 5.2463 | 1945.5312 | LED Parking Lighting | Construction | Turnover
| IcoNgsd307 | 33145.6023 | 7319.7602 | 0 | 0 | 40465.3625 | 44867.3405 | 44867.3405 | 17330.6309 | 62197.9714 | 62197.9714 | 79528.6022 | 0.65059 | 34979.3489 | 34979.3489 | 1.1568 | 71387.6671 | 5.2463 | 1945.5312 | LED Parking Lighting | Construction | New
| IelTgsd307 | 33145.6023 | 7319.7602 | 0 | 0 | 40465.3625 | 44867.3405 | 44867.3405 | 17330.6309 | 62197.9714 | 62197.9714 | 79528.6022 | 0.65059 | 34979.3489 | 34979.3489 | 1.1568 | 71387.6671 | 5.2463 | 1945.5312 | LED Parking Lighting | Electrical and Electronic Equip. | Turnover
| IelNgsd307 | 33145.6023 | 7319.7602 | 0 | 0 | 40465.3625 | 44867.3405 | 44867.3405 | 17330.6309 | 62197.9714 | 62197.9714 | 79528.6022 | 0.65059 | 34979.3489 | 34979.3489 | 1.1568 | 71387.6671 | 5.2463 | 1945.5312 | LED Parking Lighting | Electrical and Electronic Equip. | New
| IluTgsd307 | 33145.6023 | 7319.7602 | 0 | 0 | 40465.3625 | 44867.3405 | 44867.3405 | 17330.6309 | 62197.9714 | 62197.9714 | 79528.6022 | 0.65059 | 34979.3489 | 34979.3489 | 1.1568 | 71387.6671 | 5.2463 | 1945.5312 | LED Parking Lighting | Lumber/Furniture/Pulp/Paper | Turnover
| IluNgsd307 | 33145.6023 | 7319.7602 | 0 | 0 | 40465.3625 | 44867.3405 | 44867.3405 | 17330.6309 | 62197.9714 | 62197.9714 | 79528.6022 | 0.65059 | 34979.3489 | 34979.3489 | 1.1568 | 71387.6671 | 5.2463 | 1945.5312 | LED Parking Lighting | Lumber/Furniture/Pulp/Paper | New
| ImeTgsd307 | 33145.6023 | 7319.7602 | 0 | 0 | 40465.3625 | 44867.3405 | 44867.3405 | 17330.6309 | 62197.9714 | 62197.9714 | 79528.6022 | 0.65059 | 34979.3489 | 34979.3489 | 1.1568 | 71387.6671 | 5.2463 | 1945.5312 | LED Parking Lighting | Metal Products and Machinery | Turnover
| ImeNgsd307 | 33145.6023 | 7319.7602 | 0 | 0 | 40465.3625 | 44867.3405 | 44867.3405 | 17330.6309 | 62197.9714 | 62197.9714 | 79528.6022 | 0.65059 | 34979.3489 | 34979.3489 | 1.1568 | 71387.6671 | 5.2463 | 1945.5312 | LED Parking Lighting | Metal Products and Machinery | New
| ImiTgsd307 | 33145.6023 | 7319.7602 | 0 | 0 | 40465.3625 | 44867.3405 | 44867.3405 | 17330.6309 | 62197.9714 | 62197.9714 | 79528.6022 | 0.65059 | 34979.3489 | 34979.3489 | 1.1568 | 71387.6671 | 5.2463 | 1945.5312 | LED Parking Lighting | Miscellaneous Manufacturing | Turnover
| ImiNgsd307 | 33145.6023 | 7319.7602 | 0 | 0 | 40465.3625 | 44867.3405 | 44867.3405 | 17330.6309 | 62197.9714 | 62197.9714 | 79528.6022 | 0.65059 | 34979.3489 | 34979.3489 | 1.1568 | 71387.6671 | 5.2463 | 1945.5312 | LED Parking Lighting | Miscellaneous Manufacturing | New
| IprTgsd307 | 33145.6023 | 7319.7602 | 0 | 0 | 40465.3625 | 44867.3405 | 44867.3405 | 17330.6309 | 62197.9714 | 62197.9714 | 79528.6022 | 0.65059 | 34979.3489 | 34979.3489 | 1.1568 | 71387.6671 | 5.2463 | 1945.5312 | LED Parking Lighting | Primary Resources Industries | Turnover
| IprNgsd307 | 33145.6023 | 7319.7602 | 0 | 0 | 40465.3625 | 44867.3405 | 44867.3405 | 17330.6309 | 62197.9714 | 62197.9714 | 79528.6022 | 0.65059 | 34979.3489 | 34979.3489 | 1.1568 | 71387.6671 | 5.2463 | 1945.5312 | LED Parking Lighting | Primary Resources Industries | New
| IstTgsd307 | 33145.6023 | 7319.7602 | 0 | 0 | 40465.3625 | 44867.3405 | 44867.3405 | 17330.6309 | 62197.9714 | 62197.9714 | 79528.6022 | 0.65059 | 34979.3489 | 34979.3489 | 1.1568 | 71387.6671 | 5.2463 | 1945.5312 | LED Parking Lighting | Stone/Clay/Glass/Concrete | Turnover
| IstNgsd307 | 33145.6023 | 7319.7602 | 0 | 0 | 40465.3625 | 44867.3405 | 44867.3405 | 17330.6309 | 62197.9714 | 62197.9714 | 79528.6022 | 0.65059 | 34979.3489 | 34979.3489 | 1.1568 | 71387.6671 | 5.2463 | 1945.5312 | LED Parking Lighting | Stone/Clay/Glass/Concrete | New
| IteTgsd307 | 33145.6023 | 7319.7602 | 0 | 0 | 40465.3625 | 44867.3405 | 44867.3405 | 17330.6309 | 62197.9714 | 62197.9714 | 79528.6022 | 0.65059 | 34979.3489 | 34979.3489 | 1.1568 | 71387.6671 | 5.2463 | 1945.5312 | LED Parking Lighting | Textiles and Leather | Turnover
| IteNgsd307 | 33145.6023 | 7319.7602 | 0 | 0 | 40465.3625 | 44867.3405 | 44867.3405 | 17330.6309 | 62197.9714 | 62197.9714 | 79528.6022 | 0.65059 | 34979.3489 | 34979.3489 | 1.1568 | 71387.6671 | 5.2463 | 1945.5312 | LED Parking Lighting | Textiles and Leather | New
| ItrTgsd307 | 33145.6023 | 7319.7602 | 0 | 0 | 40465.3625 | 44867.3405 | 44867.3405 | 17330.6309 | 62197.9714 | 62197.9714 | 79528.6022 | 0.65059 | 34979.3489 | 34979.3489 | 1.1568 | 71387.6671 | 5.2463 | 1945.5312 | LED Parking Lighting | Transportation Equipment | Turnover
| ItrNgsd307 | 33145.6023 | 7319.7602 | 0 | 0 | 40465.3625 | 44867.3405 | 44867.3405 | 17330.6309 | 62197.9714 | 62197.9714 | 79528.6022 | 0.65059 | 34979.3489 | 34979.3489 | 1.1568 | 71387.6671 | 5.2463 | 1945.5312 | LED Parking Lighting | Transportation Equipment | New
| IwaTgsd307 | 33216.432 | 7324.9614 | 0 | 0 | 40541.3934 | 44974.3125 | 44974.3125 | 17330.6309 | 62304.9434 | 62304.9434 | 79635.5743 | 0.65069 | 35062.7462 | 35062.7462 | 1.1563 | 71516.5491 | 5.2494 | 1950.9256 | LED Parking Lighting | Water and Wastewater | Turnover
| IwaNgsd307 | 33216.432 | 7324.9614 | 0 | 0 | 40541.3934 | 44974.3125 | 44974.3125 | 17330.6309 | 62304.9434 | 62304.9434 | 79635.5743 | 0.65069 | 35062.7462 | 35062.7462 | 1.1563 | 71516.5491 | 5.2494 | 1950.9256 | LED Parking Lighting | Water and Wastewater | New
| IagEgsd401 | 33163.715 | 7334.2778 | 0 | 0 | 40497.9928 | 44867.3405 | 44867.3405 | 19151.6328 | 64018.9733 | 64018.9733 | 83170.6061 | 0.63259 | 55294.5613 | 55294.5613 | 0.7324 | 73208.669 | 6.0631 | 2532.5292 | Auto Off Time Switch | Agriculture and Assembly | Existing
| IagNgsd401 | 33163.715 | 7334.2778 | 0 | 0 | 40497.9928 | 44867.3405 | 44867.3405 | 19151.6328 | 64018.9733 | 64018.9733 | 83170.6061 | 0.63259 | 55294.5613 | 55294.5613 | 0.7324 | 73208.669 | 6.0631 | 2532.5292 | Auto Off Time Switch | Agriculture and Assembly | New
| IchEgsd401 | 33163.715 | 7334.2778 | 0 | 0 | 40497.9928 | 44867.3405 | 44867.3405 | 19151.6328 | 64018.9733 | 64018.9733 | 83170.6061 | 0.63259 | 55294.5613 | 55294.5613 | 0.7324 | 73208.669 | 6.0631 | 2532.5292 | Auto Off Time Switch | Chemicals and Plastics | Existing
| IchNgsd401 | 33163.715 | 7334.2778 | 0 | 0 | 40497.9928 | 44867.3405 | 44867.3405 | 19151.6328 | 64018.9733 | 64018.9733 | 83170.6061 | 0.63259 | 55294.5613 | 55294.5613 | 0.7324 | 73208.669 | 6.0631 | 2532.5292 | Auto Off Time Switch | Chemicals and Plastics | New
| IcoEgsd401 | 33163.715 | 7334.2778 | 0 | 0 | 40497.9928 | 44867.3405 | 44867.3405 | 19151.6328 | 64018.9733 | 64018.9733 | 83170.6061 | 0.63259 | 55294.5613 | 55294.5613 | 0.7324 | 73208.669 | 6.0631 | 2532.5292 | Auto Off Time Switch | Construction | Existing
| IcoNgsd401 | 33163.715 | 7334.2778 | 0 | 0 | 40497.9928 | 44867.3405 | 44867.3405 | 19151.6328 | 64018.9733 | 64018.9733 | 83170.6061 | 0.63259 | 55294.5613 | 55294.5613 | 0.7324 | 73208.669 | 6.0631 | 2532.5292 | Auto Off Time Switch | Construction | New
| IelEgsd401 | 33163.715 | 7334.2778 | 0 | 0 | 40497.9928 | 44867.3405 | 44867.3405 | 19151.6328 | 64018.9733 | 64018.9733 | 83170.6061 | 0.63259 | 55294.5613 | 55294.5613 | 0.7324 | 73208.669 | 6.0631 | 2532.5292 | Auto Off Time Switch | Electrical and Electronic Equip. | Existing
| IelNgsd401 | 33163.715 | 7334.2778 | 0 | 0 | 40497.9928 | 44867.3405 | 44867.3405 | 19151.6328 | 64018.9733 | 64018.9733 | 83170.6061 | 0.63259 | 55294.5613 | 55294.5613 | 0.7324 | 73208.669 | 6.0631 | 2532.5292 | Auto Off Time Switch | Electrical and Electronic Equip. | New
| IluEgsd401 | 33163.715 | 7334.2778 | 0 | 0 | 40497.9928 | 44867.3405 | 44867.3405 | 19151.6328 | 64018.9733 | 64018.9733 | 83170.6061 | 0.63259 | 57500.0447 | 57500.0447 | 0.70431 | 73208.669 | 6.3049 | 2690.1618 | Auto Off Time Switch | Lumber/Furniture/Pulp/Paper | Existing
| IluNgsd401 | 33163.715 | 7334.2778 | 0 | 0 | 40497.9928 | 44867.3405 | 44867.3405 | 19151.6328 | 64018.9733 | 64018.9733 | 83170.6061 | 0.63259 | 57500.0447 | 57500.0447 | 0.70431 | 73208.669 | 6.3049 | 2690.1618 | Auto Off Time Switch | Lumber/Furniture/Pulp/Paper | New
| ImeEgsd401 | 33163.715 | 7334.2778 | 0 | 0 | 40497.9928 | 44867.3405 | 44867.3405 | 19151.6328 | 64018.9733 | 64018.9733 | 83170.6061 | 0.63259 | 55294.5613 | 55294.5613 | 0.7324 | 73208.669 | 6.0631 | 2532.5292 | Auto Off Time Switch | Metal Products and Machinery | Existing
| ImeNgsd401 | 33163.715 | 7334.2778 | 0 | 0 | 40497.9928 | 44867.3405 | 44867.3405 | 19151.6328 | 64018.9733 | 64018.9733 | 83170.6061 | 0.63259 | 55294.5613 | 55294.5613 | 0.7324 | 73208.669 | 6.0631 | 2532.5292 | Auto Off Time Switch | Metal Products and Machinery | New
| ImiEgsd401 | 33163.715 | 7334.2778 | 0 | 0 | 40497.9928 | 44867.3405 | 44867.3405 | 19151.6328 | 64018.9733 | 64018.9733 | 83170.6061 | 0.63259 | 56158.5394 | 56158.5394 | 0.72114 | 73208.669 | 6.1578 | 2594.2804 | Auto Off Time Switch | Miscellaneous Manufacturing | Existing
| ImiNgsd401 | 33163.715 | 7334.2778 | 0 | 0 | 40497.9928 | 44867.3405 | 44867.3405 | 19151.6328 | 64018.9733 | 64018.9733 | 83170.6061 | 0.63259 | 56158.5394 | 56158.5394 | 0.72114 | 73208.669 | 6.1578 | 2594.2804 | Auto Off Time Switch | Miscellaneous Manufacturing | New
| IprEgsd401 | 33163.715 | 7334.2778 | 0 | 0 | 40497.9928 | 44867.3405 | 44867.3405 | 19151.6328 | 64018.9733 | 64018.9733 | 83170.6061 | 0.63259 | 55294.5613 | 55294.5613 | 0.7324 | 73208.669 | 6.0631 | 2532.5292 | Auto Off Time Switch | Primary Resources Industries | Existing
| IprNgsd401 | 33163.715 | 7334.2778 | 0 | 0 | 40497.9928 | 44867.3405 | 44867.3405 | 19151.6328 | 64018.9733 | 64018.9733 | 83170.6061 | 0.63259 | 55294.5613 | 55294.5613 | 0.7324 | 73208.669 | 6.0631 | 2532.5292 | Auto Off Time Switch | Primary Resources Industries | New
| IstEgsd401 | 33163.715 | 7334.2778 | 0 | 0 | 40497.9928 | 44867.3405 | 44867.3405 | 19151.6328 | 64018.9733 | 64018.9733 | 83170.6061 | 0.63259 | 55294.5613 | 55294.5613 | 0.7324 | 73208.669 | 6.0631 | 2532.5292 | Auto Off Time Switch | Stone/Clay/Glass/Concrete | Existing
| IstNgsd401 | 33163.715 | 7334.2778 | 0 | 0 | 40497.9928 | 44867.3405 | 44867.3405 | 19151.6328 | 64018.9733 | 64018.9733 | 83170.6061 | 0.63259 | 55294.5613 | 55294.5613 | 0.7324 | 73208.669 | 6.0631 | 2532.5292 | Auto Off Time Switch | Stone/Clay/Glass/Concrete | New
| IteEgsd401 | 33163.715 | 7334.2778 | 0 | 0 | 40497.9928 | 44867.3405 | 44867.3405 | 19151.6328 | 64018.9733 | 64018.9733 | 83170.6061 | 0.63259 | 55294.5613 | 55294.5613 | 0.7324 | 73208.669 | 6.0631 | 2532.5292 | Auto Off Time Switch | Textiles and Leather | Existing
| IteNgsd401 | 33163.715 | 7334.2778 | 0 | 0 | 40497.9928 | 44867.3405 | 44867.3405 | 19151.6328 | 64018.9733 | 64018.9733 | 83170.6061 | 0.63259 | 55294.5613 | 55294.5613 | 0.7324 | 73208.669 | 6.0631 | 2532.5292 | Auto Off Time Switch | Textiles and Leather | New
| ItrEgsd401 | 33163.715 | 7334.2778 | 0 | 0 | 40497.9928 | 44867.3405 | 44867.3405 | 19151.6328 | 64018.9733 | 64018.9733 | 83170.6061 | 0.63259 | 57049.9466 | 57049.9466 | 0.70987 | 73208.669 | 6.2556 | 2657.9919 | Auto Off Time Switch | Transportation Equipment | Existing
| ItrNgsd401 | 33163.715 | 7334.2778 | 0 | 0 | 40497.9928 | 44867.3405 | 44867.3405 | 19151.6328 | 64018.9733 | 64018.9733 | 83170.6061 | 0.63259 | 57049.9466 | 57049.9466 | 0.70987 | 73208.669 | 6.2556 | 2657.9919 | Auto Off Time Switch | Transportation Equipment | New
| IwaEgsd401 | 34241.0375 | 7367.8051 | 0 | 0 | 41608.8426 | 46434.3173 | 46434.3173 | 19151.6328 | 65585.9501 | 65585.9501 | 84737.5829 | 0.63442 | 57225.7051 | 57225.7051 | 0.7271 | 75096.5929 | 6.1189 | 2633.2119 | Auto Off Time Switch | Water and Wastewater | Existing
| IwaNgsd401 | 34241.0375 | 7367.8051 | 0 | 0 | 41608.8426 | 46434.3173 | 46434.3173 | 19151.6328 | 65585.9501 | 65585.9501 | 84737.5829 | 0.63442 | 57225.7051 | 57225.7051 | 0.7271 | 75096.5929 | 6.1189 | 2633.2119 | Auto Off Time Switch | Water and Wastewater | New
| IagEgsd402 | 33163.715 | 7334.2778 | 0 | 0 | 40497.9928 | 44867.3405 | 44867.3405 | 19151.6328 | 64018.9733 | 64018.9733 | 83170.6061 | 0.63259 | 119221.3808 | 119221.3808 | 0.33969 | 73208.669 | 11.0359 | 5773.8876 | Bi-Level Lighting Control (Interior) | Agriculture and Assembly | Existing
| IagNgsd402 | 33163.715 | 7334.2778 | 0 | 0 | 40497.9928 | 44867.3405 | 44867.3405 | 19151.6328 | 64018.9733 | 64018.9733 | 83170.6061 | 0.63259 | 119221.3808 | 119221.3808 | 0.33969 | 73208.669 | 11.0359 | 5773.8876 | Bi-Level Lighting Control (Interior) | Agriculture and Assembly | New
| IchEgsd402 | 33163.715 | 7334.2778 | 0 | 0 | 40497.9928 | 44867.3405 | 44867.3405 | 19151.6328 | 64018.9733 | 64018.9733 | 83170.6061 | 0.63259 | 119221.3808 | 119221.3808 | 0.33969 | 73208.669 | 11.0359 | 5773.8876 | Bi-Level Lighting Control (Interior) | Chemicals and Plastics | Existing
| IchNgsd402 | 33163.715 | 7334.2778 | 0 | 0 | 40497.9928 | 44867.3405 | 44867.3405 | 19151.6328 | 64018.9733 | 64018.9733 | 83170.6061 | 0.63259 | 119221.3808 | 119221.3808 | 0.33969 | 73208.669 | 11.0359 | 5773.8876 | Bi-Level Lighting Control (Interior) | Chemicals and Plastics | New
| IcoEgsd402 | 33163.715 | 7334.2778 | 0 | 0 | 40497.9928 | 44867.3405 | 44867.3405 | 19151.6328 | 64018.9733 | 64018.9733 | 83170.6061 | 0.63259 | 119221.3808 | 119221.3808 | 0.33969 | 73208.669 | 11.0359 | 5773.8876 | Bi-Level Lighting Control (Interior) | Construction | Existing
| IcoNgsd402 | 33163.715 | 7334.2778 | 0 | 0 | 40497.9928 | 44867.3405 | 44867.3405 | 19151.6328 | 64018.9733 | 64018.9733 | 83170.6061 | 0.63259 | 119221.3808 | 119221.3808 | 0.33969 | 73208.669 | 11.0359 | 5773.8876 | Bi-Level Lighting Control (Interior) | Construction | New
| IelEgsd402 | 33163.715 | 7334.2778 | 0 | 0 | 40497.9928 | 44867.3405 | 44867.3405 | 19151.6328 | 64018.9733 | 64018.9733 | 83170.6061 | 0.63259 | 119221.3808 | 119221.3808 | 0.33969 | 73208.669 | 11.0359 | 5773.8876 | Bi-Level Lighting Control (Interior) | Electrical and Electronic Equip. | Existing
| IelNgsd402 | 33163.715 | 7334.2778 | 0 | 0 | 40497.9928 | 44867.3405 | 44867.3405 | 19151.6328 | 64018.9733 | 64018.9733 | 83170.6061 | 0.63259 | 119221.3808 | 119221.3808 | 0.33969 | 73208.669 | 11.0359 | 5773.8876 | Bi-Level Lighting Control (Interior) | Electrical and Electronic Equip. | New
| IluEgsd402 | 33163.715 | 7334.2778 | 0 | 0 | 40497.9928 | 44867.3405 | 44867.3405 | 19151.6328 | 64018.9733 | 64018.9733 | 83170.6061 | 0.63259 | 123976.6153 | 123976.6153 | 0.32666 | 73208.669 | 11.476 | 6060.8032 | Bi-Level Lighting Control (Interior) | Lumber/Furniture/Pulp/Paper | Existing
| IluNgsd402 | 33163.715 | 7334.2778 | 0 | 0 | 40497.9928 | 44867.3405 | 44867.3405 | 19151.6328 | 64018.9733 | 64018.9733 | 83170.6061 | 0.63259 | 123976.6153 | 123976.6153 | 0.32666 | 73208.669 | 11.476 | 6060.8032 | Bi-Level Lighting Control (Interior) | Lumber/Furniture/Pulp/Paper | New
| ImeEgsd402 | 33163.715 | 7334.2778 | 0 | 0 | 40497.9928 | 44867.3405 | 44867.3405 | 19151.6328 | 64018.9733 | 64018.9733 | 83170.6061 | 0.63259 | 119221.3808 | 119221.3808 | 0.33969 | 73208.669 | 11.0359 | 5773.8876 | Bi-Level Lighting Control (Interior) | Metal Products and Machinery | Existing
| ImeNgsd402 | 33163.715 | 7334.2778 | 0 | 0 | 40497.9928 | 44867.3405 | 44867.3405 | 19151.6328 | 64018.9733 | 64018.9733 | 83170.6061 | 0.63259 | 119221.3808 | 119221.3808 | 0.33969 | 73208.669 | 11.0359 | 5773.8876 | Bi-Level Lighting Control (Interior) | Metal Products and Machinery | New
| ImiEgsd402 | 33163.715 | 7334.2778 | 0 | 0 | 40497.9928 | 44867.3405 | 44867.3405 | 19151.6328 | 64018.9733 | 64018.9733 | 83170.6061 | 0.63259 | 121085.0412 | 121085.0412 | 0.33446 | 73208.669 | 11.2084 | 5886.3347 | Bi-Level Lighting Control (Interior) | Miscellaneous Manufacturing | Existing
| ImiNgsd402 | 33163.715 | 7334.2778 | 0 | 0 | 40497.9928 | 44867.3405 | 44867.3405 | 19151.6328 | 64018.9733 | 64018.9733 | 83170.6061 | 0.63259 | 121085.0412 | 121085.0412 | 0.33446 | 73208.669 | 11.2084 | 5886.3347 | Bi-Level Lighting Control (Interior) | Miscellaneous Manufacturing | New
| IprEgsd402 | 33163.715 | 7334.2778 | 0 | 0 | 40497.9928 | 44867.3405 | 44867.3405 | 19151.6328 | 64018.9733 | 64018.9733 | 83170.6061 | 0.63259 | 119221.3808 | 119221.3808 | 0.33969 | 73208.669 | 11.0359 | 5773.8876 | Bi-Level Lighting Control (Interior) | Primary Resources Industries | Existing
| IprNgsd402 | 33163.715 | 7334.2778 | 0 | 0 | 40497.9928 | 44867.3405 | 44867.3405 | 19151.6328 | 64018.9733 | 64018.9733 | 83170.6061 | 0.63259 | 119221.3808 | 119221.3808 | 0.33969 | 73208.669 | 11.0359 | 5773.8876 | Bi-Level Lighting Control (Interior) | Primary Resources Industries | New
| IstEgsd402 | 33163.715 | 7334.2778 | 0 | 0 | 40497.9928 | 44867.3405 | 44867.3405 | 19151.6328 | 64018.9733 | 64018.9733 | 83170.6061 | 0.63259 | 119221.3808 | 119221.3808 | 0.33969 | 73208.669 | 11.0359 | 5773.8876 | Bi-Level Lighting Control (Interior) | Stone/Clay/Glass/Concrete | Existing
| IstNgsd402 | 33163.715 | 7334.2778 | 0 | 0 | 40497.9928 | 44867.3405 | 44867.3405 | 19151.6328 | 64018.9733 | 64018.9733 | 83170.6061 | 0.63259 | 119221.3808 | 119221.3808 | 0.33969 | 73208.669 | 11.0359 | 5773.8876 | Bi-Level Lighting Control (Interior) | Stone/Clay/Glass/Concrete | New
| IteEgsd402 | 33163.715 | 7334.2778 | 0 | 0 | 40497.9928 | 44867.3405 | 44867.3405 | 19151.6328 | 64018.9733 | 64018.9733 | 83170.6061 | 0.63259 | 119221.3808 | 119221.3808 | 0.33969 | 73208.669 | 11.0359 | 5773.8876 | Bi-Level Lighting Control (Interior) | Textiles and Leather | Existing
| IteNgsd402 | 33163.715 | 7334.2778 | 0 | 0 | 40497.9928 | 44867.3405 | 44867.3405 | 19151.6328 | 64018.9733 | 64018.9733 | 83170.6061 | 0.63259 | 119221.3808 | 119221.3808 | 0.33969 | 73208.669 | 11.0359 | 5773.8876 | Bi-Level Lighting Control (Interior) | Textiles and Leather | New
| ItrEgsd402 | 33163.715 | 7334.2778 | 0 | 0 | 40497.9928 | 44867.3405 | 44867.3405 | 19151.6328 | 64018.9733 | 64018.9733 | 83170.6061 | 0.63259 | 123006.1591 | 123006.1591 | 0.32924 | 73208.669 | 11.3862 | 6002.249 | Bi-Level Lighting Control (Interior) | Transportation Equipment | Existing
| ItrNgsd402 | 33163.715 | 7334.2778 | 0 | 0 | 40497.9928 | 44867.3405 | 44867.3405 | 19151.6328 | 64018.9733 | 64018.9733 | 83170.6061 | 0.63259 | 123006.1591 | 123006.1591 | 0.32924 | 73208.669 | 11.3862 | 6002.249 | Bi-Level Lighting Control (Interior) | Transportation Equipment | New
| IwaEgsd402 | 34241.0375 | 7367.8051 | 0 | 0 | 41608.8426 | 46434.3173 | 46434.3173 | 19151.6328 | 65585.9501 | 65585.9501 | 84737.5829 | 0.63442 | 123385.1435 | 123385.1435 | 0.33723 | 75096.5929 | 11.1375 | 5987.7736 | Bi-Level Lighting Control (Interior) | Water and Wastewater | Existing
| IwaNgsd402 | 34241.0375 | 7367.8051 | 0 | 0 | 41608.8426 | 46434.3173 | 46434.3173 | 19151.6328 | 65585.9501 | 65585.9501 | 84737.5829 | 0.63442 | 123385.1435 | 123385.1435 | 0.33723 | 75096.5929 | 11.1375 | 5987.7736 | Bi-Level Lighting Control (Interior) | Water and Wastewater | New
| IagEgsd403 | 33163.715 | 7334.2778 | 0 | 0 | 40497.9928 | 44867.3405 | 44867.3405 | 19151.6328 | 64018.9733 | 64018.9733 | 83170.6061 | 0.63259 | 8455.9504 | 8455.9504 | 4.7893 | 73208.669 | 0.9272 | -815.1733 | High Bay Occupancy Sensors, Ceiling Mounted | Agriculture and Assembly | Existing
| IagNgsd403 | 33163.715 | 7334.2778 | 0 | 0 | 40497.9928 | 44867.3405 | 44867.3405 | 19151.6328 | 64018.9733 | 64018.9733 | 83170.6061 | 0.63259 | 8455.9504 | 8455.9504 | 4.7893 | 73208.669 | 0.9272 | -815.1733 | High Bay Occupancy Sensors, Ceiling Mounted | Agriculture and Assembly | New
| IchEgsd403 | 33163.715 | 7334.2778 | 0 | 0 | 40497.9928 | 44867.3405 | 44867.3405 | 19151.6328 | 64018.9733 | 64018.9733 | 83170.6061 | 0.63259 | 8455.9504 | 8455.9504 | 4.7893 | 73208.669 | 0.9272 | -815.1733 | High Bay Occupancy Sensors, Ceiling Mounted | Chemicals and Plastics | Existing
| IchNgsd403 | 33163.715 | 7334.2778 | 0 | 0 | 40497.9928 | 44867.3405 | 44867.3405 | 19151.6328 | 64018.9733 | 64018.9733 | 83170.6061 | 0.63259 | 8455.9504 | 8455.9504 | 4.7893 | 73208.669 | 0.9272 | -815.1733 | High Bay Occupancy Sensors, Ceiling Mounted | Chemicals and Plastics | New
| IcoEgsd403 | 33163.715 | 7334.2778 | 0 | 0 | 40497.9928 | 44867.3405 | 44867.3405 | 19151.6328 | 64018.9733 | 64018.9733 | 83170.6061 | 0.63259 | 8455.9504 | 8455.9504 | 4.7893 | 73208.669 | 0.9272 | -815.1733 | High Bay Occupancy Sensors, Ceiling Mounted | Construction | Existing
| IcoNgsd403 | 33163.715 | 7334.2778 | 0 | 0 | 40497.9928 | 44867.3405 | 44867.3405 | 19151.6328 | 64018.9733 | 64018.9733 | 83170.6061 | 0.63259 | 8455.9504 | 8455.9504 | 4.7893 | 73208.669 | 0.9272 | -815.1733 | High Bay Occupancy Sensors, Ceiling Mounted | Construction | New
| IelEgsd403 | 33163.715 | 7334.2778 | 0 | 0 | 40497.9928 | 44867.3405 | 44867.3405 | 19151.6328 | 64018.9733 | 64018.9733 | 83170.6061 | 0.63259 | 8455.9504 | 8455.9504 | 4.7893 | 73208.669 | 0.9272 | -815.1733 | High Bay Occupancy Sensors, Ceiling Mounted | Electrical and Electronic Equip. | Existing
| IelNgsd403 | 33163.715 | 7334.2778 | 0 | 0 | 40497.9928 | 44867.3405 | 44867.3405 | 19151.6328 | 64018.9733 | 64018.9733 | 83170.6061 | 0.63259 | 8455.9504 | 8455.9504 | 4.7893 | 73208.669 | 0.9272 | -815.1733 | High Bay Occupancy Sensors, Ceiling Mounted | Electrical and Electronic Equip. | New
| IluEgsd403 | 33163.715 | 7334.2778 | 0 | 0 | 40497.9928 | 44867.3405 | 44867.3405 | 19151.6328 | 64018.9733 | 64018.9733 | 83170.6061 | 0.63259 | 8794.1884 | 8794.1884 | 4.6051 | 73208.669 | 0.96429 | -790.9983 | High Bay Occupancy Sensors, Ceiling Mounted | Lumber/Furniture/Pulp/Paper | Existing
| IluNgsd403 | 33163.715 | 7334.2778 | 0 | 0 | 40497.9928 | 44867.3405 | 44867.3405 | 19151.6328 | 64018.9733 | 64018.9733 | 83170.6061 | 0.63259 | 8794.1884 | 8794.1884 | 4.6051 | 73208.669 | 0.96429 | -790.9983 | High Bay Occupancy Sensors, Ceiling Mounted | Lumber/Furniture/Pulp/Paper | New
| ImeEgsd403 | 33163.715 | 7334.2778 | 0 | 0 | 40497.9928 | 44867.3405 | 44867.3405 | 19151.6328 | 64018.9733 | 64018.9733 | 83170.6061 | 0.63259 | 8455.9504 | 8455.9504 | 4.7893 | 73208.669 | 0.9272 | -815.1733 | High Bay Occupancy Sensors, Ceiling Mounted | Metal Products and Machinery | Existing
| ImeNgsd403 | 33163.715 | 7334.2778 | 0 | 0 | 40497.9928 | 44867.3405 | 44867.3405 | 19151.6328 | 64018.9733 | 64018.9733 | 83170.6061 | 0.63259 | 8455.9504 | 8455.9504 | 4.7893 | 73208.669 | 0.9272 | -815.1733 | High Bay Occupancy Sensors, Ceiling Mounted | Metal Products and Machinery | New
| ImiEgsd403 | 33163.715 | 7334.2778 | 0 | 0 | 40497.9928 | 44867.3405 | 44867.3405 | 19151.6328 | 64018.9733 | 64018.9733 | 83170.6061 | 0.63259 | 8588.1126 | 8588.1126 | 4.7156 | 73208.669 | 0.9417 | -805.7272 | High Bay Occupancy Sensors, Ceiling Mounted | Miscellaneous Manufacturing | Existing
| ImiNgsd403 | 33163.715 | 7334.2778 | 0 | 0 | 40497.9928 | 44867.3405 | 44867.3405 | 19151.6328 | 64018.9733 | 64018.9733 | 83170.6061 | 0.63259 | 8588.1126 | 8588.1126 | 4.7156 | 73208.669 | 0.9417 | -805.7272 | High Bay Occupancy Sensors, Ceiling Mounted | Miscellaneous Manufacturing | New
| IprEgsd403 | 33163.715 | 7334.2778 | 0 | 0 | 40497.9928 | 44867.3405 | 44867.3405 | 19151.6328 | 64018.9733 | 64018.9733 | 83170.6061 | 0.63259 | 8455.9504 | 8455.9504 | 4.7893 | 73208.669 | 0.9272 | -815.1733 | High Bay Occupancy Sensors, Ceiling Mounted | Primary Resources Industries | Existing
| IprNgsd403 | 33163.715 | 7334.2778 | 0 | 0 | 40497.9928 | 44867.3405 | 44867.3405 | 19151.6328 | 64018.9733 | 64018.9733 | 83170.6061 | 0.63259 | 8455.9504 | 8455.9504 | 4.7893 | 73208.669 | 0.9272 | -815.1733 | High Bay Occupancy Sensors, Ceiling Mounted | Primary Resources Industries | New
| IstEgsd403 | 33163.715 | 7334.2778 | 0 | 0 | 40497.9928 | 44867.3405 | 44867.3405 | 19151.6328 | 64018.9733 | 64018.9733 | 83170.6061 | 0.63259 | 8455.9504 | 8455.9504 | 4.7893 | 73208.669 | 0.9272 | -815.1733 | High Bay Occupancy Sensors, Ceiling Mounted | Stone/Clay/Glass/Concrete | Existing
| IstNgsd403 | 33163.715 | 7334.2778 | 0 | 0 | 40497.9928 | 44867.3405 | 44867.3405 | 19151.6328 | 64018.9733 | 64018.9733 | 83170.6061 | 0.63259 | 8455.9504 | 8455.9504 | 4.7893 | 73208.669 | 0.9272 | -815.1733 | High Bay Occupancy Sensors, Ceiling Mounted | Stone/Clay/Glass/Concrete | New
| IteEgsd403 | 33163.715 | 7334.2778 | 0 | 0 | 40497.9928 | 44867.3405 | 44867.3405 | 19151.6328 | 64018.9733 | 64018.9733 | 83170.6061 | 0.63259 | 8455.9504 | 8455.9504 | 4.7893 | 73208.669 | 0.9272 | -815.1733 | High Bay Occupancy Sensors, Ceiling Mounted | Textiles and Leather | Existing
| IteNgsd403 | 33163.715 | 7334.2778 | 0 | 0 | 40497.9928 | 44867.3405 | 44867.3405 | 19151.6328 | 64018.9733 | 64018.9733 | 83170.6061 | 0.63259 | 8455.9504 | 8455.9504 | 4.7893 | 73208.669 | 0.9272 | -815.1733 | High Bay Occupancy Sensors, Ceiling Mounted | Textiles and Leather | New
| ItrEgsd403 | 33163.715 | 7334.2778 | 0 | 0 | 40497.9928 | 44867.3405 | 44867.3405 | 19151.6328 | 64018.9733 | 64018.9733 | 83170.6061 | 0.63259 | 8724.3738 | 8724.3738 | 4.6419 | 73208.669 | 0.95664 | -795.9882 | High Bay Occupancy Sensors, Ceiling Mounted | Transportation Equipment | Existing
| ItrNgsd403 | 33163.715 | 7334.2778 | 0 | 0 | 40497.9928 | 44867.3405 | 44867.3405 | 19151.6328 | 64018.9733 | 64018.9733 | 83170.6061 | 0.63259 | 8724.3738 | 8724.3738 | 4.6419 | 73208.669 | 0.95664 | -795.9882 | High Bay Occupancy Sensors, Ceiling Mounted | Transportation Equipment | New
| IwaEgsd403 | 34241.0375 | 7367.8051 | 0 | 0 | 41608.8426 | 46434.3173 | 46434.3173 | 19151.6328 | 65585.9501 | 65585.9501 | 84737.5829 | 0.63442 | 8751.2709 | 8751.2709 | 4.7546 | 75096.5929 | 0.93574 | -831.4078 | High Bay Occupancy Sensors, Ceiling Mounted | Water and Wastewater | Existing
| IwaNgsd403 | 34241.0375 | 7367.8051 | 0 | 0 | 41608.8426 | 46434.3173 | 46434.3173 | 19151.6328 | 65585.9501 | 65585.9501 | 84737.5829 | 0.63442 | 8751.2709 | 8751.2709 | 4.7546 | 75096.5929 | 0.93574 | -831.4078 | High Bay Occupancy Sensors, Ceiling Mounted | Water and Wastewater | New
| IagEgsd404 | 33163.715 | 7334.2778 | 0 | 0 | 40497.9928 | 44867.3405 | 44867.3405 | 19151.6328 | 64018.9733 | 64018.9733 | 83170.6061 | 0.63259 | 8571.4971 | 8571.4971 | 4.7247 | 73208.669 | 0.93987 | -806.9148 | Indoor daylight sensor | Agriculture and Assembly | Existing
| IagNgsd404 | 33163.715 | 7334.2778 | 0 | 0 | 40497.9928 | 44867.3405 | 44867.3405 | 19151.6328 | 64018.9733 | 64018.9733 | 83170.6061 | 0.63259 | 8571.4971 | 8571.4971 | 4.7247 | 73208.669 | 0.93987 | -806.9148 | Indoor daylight sensor | Agriculture and Assembly | New
| IchEgsd404 | 33163.715 | 7334.2778 | 0 | 0 | 40497.9928 | 44867.3405 | 44867.3405 | 19151.6328 | 64018.9733 | 64018.9733 | 83170.6061 | 0.63259 | 8571.4971 | 8571.4971 | 4.7247 | 73208.669 | 0.93987 | -806.9148 | Indoor daylight sensor | Chemicals and Plastics | Existing
| IchNgsd404 | 33163.715 | 7334.2778 | 0 | 0 | 40497.9928 | 44867.3405 | 44867.3405 | 19151.6328 | 64018.9733 | 64018.9733 | 83170.6061 | 0.63259 | 8571.4971 | 8571.4971 | 4.7247 | 73208.669 | 0.93987 | -806.9148 | Indoor daylight sensor | Chemicals and Plastics | New
| IcoEgsd404 | 33163.715 | 7334.2778 | 0 | 0 | 40497.9928 | 44867.3405 | 44867.3405 | 19151.6328 | 64018.9733 | 64018.9733 | 83170.6061 | 0.63259 | 8571.4971 | 8571.4971 | 4.7247 | 73208.669 | 0.93987 | -806.9148 | Indoor daylight sensor | Construction | Existing
| IcoNgsd404 | 33163.715 | 7334.2778 | 0 | 0 | 40497.9928 | 44867.3405 | 44867.3405 | 19151.6328 | 64018.9733 | 64018.9733 | 83170.6061 | 0.63259 | 8571.4971 | 8571.4971 | 4.7247 | 73208.669 | 0.93987 | -806.9148 | Indoor daylight sensor | Construction | New
| IelEgsd404 | 33163.715 | 7334.2778 | 0 | 0 | 40497.9928 | 44867.3405 | 44867.3405 | 19151.6328 | 64018.9733 | 64018.9733 | 83170.6061 | 0.63259 | 8571.4971 | 8571.4971 | 4.7247 | 73208.669 | 0.93987 | -806.9148 | Indoor daylight sensor | Electrical and Electronic Equip. | Existing
| IelNgsd404 | 33163.715 | 7334.2778 | 0 | 0 | 40497.9928 | 44867.3405 | 44867.3405 | 19151.6328 | 64018.9733 | 64018.9733 | 83170.6061 | 0.63259 | 8571.4971 | 8571.4971 | 4.7247 | 73208.669 | 0.93987 | -806.9148 | Indoor daylight sensor | Electrical and Electronic Equip. | New
| IluEgsd404 | 33163.715 | 7334.2778 | 0 | 0 | 40497.9928 | 44867.3405 | 44867.3405 | 19151.6328 | 64018.9733 | 64018.9733 | 83170.6061 | 0.63259 | 8913.3806 | 8913.3806 | 4.5435 | 73208.669 | 0.97736 | -782.4793 | Indoor daylight sensor | Lumber/Furniture/Pulp/Paper | Existing
| IluNgsd404 | 33163.715 | 7334.2778 | 0 | 0 | 40497.9928 | 44867.3405 | 44867.3405 | 19151.6328 | 64018.9733 | 64018.9733 | 83170.6061 | 0.63259 | 8913.3806 | 8913.3806 | 4.5435 | 73208.669 | 0.97736 | -782.4793 | Indoor daylight sensor | Lumber/Furniture/Pulp/Paper | New
| ImeEgsd404 | 33163.715 | 7334.2778 | 0 | 0 | 40497.9928 | 44867.3405 | 44867.3405 | 19151.6328 | 64018.9733 | 64018.9733 | 83170.6061 | 0.63259 | 8571.4971 | 8571.4971 | 4.7247 | 73208.669 | 0.93987 | -806.9148 | Indoor daylight sensor | Metal Products and Machinery | Existing
| ImeNgsd404 | 33163.715 | 7334.2778 | 0 | 0 | 40497.9928 | 44867.3405 | 44867.3405 | 19151.6328 | 64018.9733 | 64018.9733 | 83170.6061 | 0.63259 | 8571.4971 | 8571.4971 | 4.7247 | 73208.669 | 0.93987 | -806.9148 | Indoor daylight sensor | Metal Products and Machinery | New
| ImiEgsd404 | 33163.715 | 7334.2778 | 0 | 0 | 40497.9928 | 44867.3405 | 44867.3405 | 19151.6328 | 64018.9733 | 64018.9733 | 83170.6061 | 0.63259 | 8705.427 | 8705.427 | 4.652 | 73208.669 | 0.95456 | -797.3424 | Indoor daylight sensor | Miscellaneous Manufacturing | Existing
| ImiNgsd404 | 33163.715 | 7334.2778 | 0 | 0 | 40497.9928 | 44867.3405 | 44867.3405 | 19151.6328 | 64018.9733 | 64018.9733 | 83170.6061 | 0.63259 | 8705.427 | 8705.427 | 4.652 | 73208.669 | 0.95456 | -797.3424 | Indoor daylight sensor | Miscellaneous Manufacturing | New
| IprEgsd404 | 33163.715 | 7334.2778 | 0 | 0 | 40497.9928 | 44867.3405 | 44867.3405 | 19151.6328 | 64018.9733 | 64018.9733 | 83170.6061 | 0.63259 | 8571.4971 | 8571.4971 | 4.7247 | 73208.669 | 0.93987 | -806.9148 | Indoor daylight sensor | Primary Resources Industries | Existing
| IprNgsd404 | 33163.715 | 7334.2778 | 0 | 0 | 40497.9928 | 44867.3405 | 44867.3405 | 19151.6328 | 64018.9733 | 64018.9733 | 83170.6061 | 0.63259 | 8571.4971 | 8571.4971 | 4.7247 | 73208.669 | 0.93987 | -806.9148 | Indoor daylight sensor | Primary Resources Industries | New
| IstEgsd404 | 33163.715 | 7334.2778 | 0 | 0 | 40497.9928 | 44867.3405 | 44867.3405 | 19151.6328 | 64018.9733 | 64018.9733 | 83170.6061 | 0.63259 | 8571.4971 | 8571.4971 | 4.7247 | 73208.669 | 0.93987 | -806.9148 | Indoor daylight sensor | Stone/Clay/Glass/Concrete | Existing
| IstNgsd404 | 33163.715 | 7334.2778 | 0 | 0 | 40497.9928 | 44867.3405 | 44867.3405 | 19151.6328 | 64018.9733 | 64018.9733 | 83170.6061 | 0.63259 | 8571.4971 | 8571.4971 | 4.7247 | 73208.669 | 0.93987 | -806.9148 | Indoor daylight sensor | Stone/Clay/Glass/Concrete | New
| IteEgsd404 | 33163.715 | 7334.2778 | 0 | 0 | 40497.9928 | 44867.3405 | 44867.3405 | 19151.6328 | 64018.9733 | 64018.9733 | 83170.6061 | 0.63259 | 8571.4971 | 8571.4971 | 4.7247 | 73208.669 | 0.93987 | -806.9148 | Indoor daylight sensor | Textiles and Leather | Existing
| IteNgsd404 | 33163.715 | 7334.2778 | 0 | 0 | 40497.9928 | 44867.3405 | 44867.3405 | 19151.6328 | 64018.9733 | 64018.9733 | 83170.6061 | 0.63259 | 8571.4971 | 8571.4971 | 4.7247 | 73208.669 | 0.93987 | -806.9148 | Indoor daylight sensor | Textiles and Leather | New
| ItrEgsd404 | 33163.715 | 7334.2778 | 0 | 0 | 40497.9928 | 44867.3405 | 44867.3405 | 19151.6328 | 64018.9733 | 64018.9733 | 83170.6061 | 0.63259 | 8843.6087 | 8843.6087 | 4.5794 | 73208.669 | 0.96971 | -787.4661 | Indoor daylight sensor | Transportation Equipment | Existing
| ItrNgsd404 | 33163.715 | 7334.2778 | 0 | 0 | 40497.9928 | 44867.3405 | 44867.3405 | 19151.6328 | 64018.9733 | 64018.9733 | 83170.6061 | 0.63259 | 8843.6087 | 8843.6087 | 4.5794 | 73208.669 | 0.96971 | -787.4661 | Indoor daylight sensor | Transportation Equipment | New
| IwaEgsd404 | 34241.0375 | 7367.8051 | 0 | 0 | 41608.8426 | 46434.3173 | 46434.3173 | 19151.6328 | 65585.9501 | 65585.9501 | 84737.5829 | 0.63442 | 8870.8534 | 8870.8534 | 4.6905 | 75096.5929 | 0.94853 | -822.8608 | Indoor daylight sensor | Water and Wastewater | Existing
| IwaNgsd404 | 34241.0375 | 7367.8051 | 0 | 0 | 41608.8426 | 46434.3173 | 46434.3173 | 19151.6328 | 65585.9501 | 65585.9501 | 84737.5829 | 0.63442 | 8870.8534 | 8870.8534 | 4.6905 | 75096.5929 | 0.94853 | -822.8608 | Indoor daylight sensor | Water and Wastewater | New
| IagEgsd405 | 33163.715 | 7334.2778 | 0 | 0 | 40497.9928 | 44867.3405 | 44867.3405 | 19151.6328 | 64018.9733 | 64018.9733 | 83170.6061 | 0.63259 | 3429963.0747 | 3429963.0747 | 0.011807 | 73208.669 | 501.2165 | 325284.9909 | Networked Lighting Controls | Agriculture and Assembly | Existing
| IagNgsd405 | 33163.715 | 7334.2778 | 0 | 0 | 40497.9928 | 44867.3405 | 44867.3405 | 19151.6328 | 64018.9733 | 64018.9733 | 83170.6061 | 0.63259 | 3429963.0747 | 3429963.0747 | 0.011807 | 73208.669 | 501.2165 | 325284.9909 | Networked Lighting Controls | Agriculture and Assembly | New
| IchEgsd405 | 33163.715 | 7334.2778 | 0 | 0 | 40497.9928 | 44867.3405 | 44867.3405 | 19151.6328 | 64018.9733 | 64018.9733 | 83170.6061 | 0.63259 | 5196313.4562 | 5196313.4562 | 0.0077936 | 73208.669 | 759.3312 | 493530.156 | Networked Lighting Controls | Chemicals and Plastics | Existing
| IchNgsd405 | 33163.715 | 7334.2778 | 0 | 0 | 40497.9928 | 44867.3405 | 44867.3405 | 19151.6328 | 64018.9733 | 64018.9733 | 83170.6061 | 0.63259 | 5196313.4562 | 5196313.4562 | 0.0077936 | 73208.669 | 759.3312 | 493530.156 | Networked Lighting Controls | Chemicals and Plastics | New
| IcoEgsd405 | 33163.715 | 7334.2778 | 0 | 0 | 40497.9928 | 44867.3405 | 44867.3405 | 19151.6328 | 64018.9733 | 64018.9733 | 83170.6061 | 0.63259 | 1355258.7159 | 1355258.7159 | 0.029882 | 73208.669 | 198.0424 | 127669.0664 | Networked Lighting Controls | Construction | Existing
| IcoNgsd405 | 33163.715 | 7334.2778 | 0 | 0 | 40497.9928 | 44867.3405 | 44867.3405 | 19151.6328 | 64018.9733 | 64018.9733 | 83170.6061 | 0.63259 | 1355258.7159 | 1355258.7159 | 0.029882 | 73208.669 | 198.0424 | 127669.0664 | Networked Lighting Controls | Construction | New
| IelEgsd405 | 33163.715 | 7334.2778 | 0 | 0 | 40497.9928 | 44867.3405 | 44867.3405 | 19151.6328 | 64018.9733 | 64018.9733 | 83170.6061 | 0.63259 | 3633331.4997 | 3633331.4997 | 0.011146 | 73208.669 | 530.9344 | 344655.8652 | Networked Lighting Controls | Electrical and Electronic Equip. | Existing
| IelNgsd405 | 33163.715 | 7334.2778 | 0 | 0 | 40497.9928 | 44867.3405 | 44867.3405 | 19151.6328 | 64018.9733 | 64018.9733 | 83170.6061 | 0.63259 | 3633331.4997 | 3633331.4997 | 0.011146 | 73208.669 | 530.9344 | 344655.8652 | Networked Lighting Controls | Electrical and Electronic Equip. | New
| IluEgsd405 | 33163.715 | 7334.2778 | 0 | 0 | 40497.9928 | 44867.3405 | 44867.3405 | 19151.6328 | 64018.9733 | 64018.9733 | 83170.6061 | 0.63259 | 7454973.7069 | 7454973.7069 | 0.0054323 | 73208.669 | 1089.3865 | 708667.8818 | Networked Lighting Controls | Lumber/Furniture/Pulp/Paper | Existing
| IluNgsd405 | 33163.715 | 7334.2778 | 0 | 0 | 40497.9928 | 44867.3405 | 44867.3405 | 19151.6328 | 64018.9733 | 64018.9733 | 83170.6061 | 0.63259 | 7454973.7069 | 7454973.7069 | 0.0054323 | 73208.669 | 1089.3865 | 708667.8818 | Networked Lighting Controls | Lumber/Furniture/Pulp/Paper | New
| ImeEgsd405 | 33163.715 | 7334.2778 | 0 | 0 | 40497.9928 | 44867.3405 | 44867.3405 | 19151.6328 | 64018.9733 | 64018.9733 | 83170.6061 | 0.63259 | 2585162.3273 | 2585162.3273 | 0.015666 | 73208.669 | 377.7667 | 244817.5848 | Networked Lighting Controls | Metal Products and Machinery | Existing
| ImeNgsd405 | 33163.715 | 7334.2778 | 0 | 0 | 40497.9928 | 44867.3405 | 44867.3405 | 19151.6328 | 64018.9733 | 64018.9733 | 83170.6061 | 0.63259 | 2585162.3273 | 2585162.3273 | 0.015666 | 73208.669 | 377.7667 | 244817.5848 | Networked Lighting Controls | Metal Products and Machinery | New
| ImiEgsd405 | 33163.715 | 7334.2778 | 0 | 0 | 40497.9928 | 44867.3405 | 44867.3405 | 19151.6328 | 64018.9733 | 64018.9733 | 83170.6061 | 0.63259 | 1376434.6975 | 1376434.6975 | 0.029422 | 73208.669 | 201.1368 | 129686.076 | Networked Lighting Controls | Miscellaneous Manufacturing | Existing
| ImiNgsd405 | 33163.715 | 7334.2778 | 0 | 0 | 40497.9928 | 44867.3405 | 44867.3405 | 19151.6328 | 64018.9733 | 64018.9733 | 83170.6061 | 0.63259 | 1376434.6975 | 1376434.6975 | 0.029422 | 73208.669 | 201.1368 | 129686.076 | Networked Lighting Controls | Miscellaneous Manufacturing | New
| IprEgsd405 | 33163.715 | 7334.2778 | 0 | 0 | 40497.9928 | 44867.3405 | 44867.3405 | 19151.6328 | 64018.9733 | 64018.9733 | 83170.6061 | 0.63259 | 9482035.265 | 9482035.265 | 0.004271 | 73208.669 | 1385.5986 | 901745.7985 | Networked Lighting Controls | Primary Resources Industries | Existing
| IprNgsd405 | 33163.715 | 7334.2778 | 0 | 0 | 40497.9928 | 44867.3405 | 44867.3405 | 19151.6328 | 64018.9733 | 64018.9733 | 83170.6061 | 0.63259 | 9482035.265 | 9482035.265 | 0.004271 | 73208.669 | 1385.5986 | 901745.7985 | Networked Lighting Controls | Primary Resources Industries | New
| IstEgsd405 | 33163.715 | 7334.2778 | 0 | 0 | 40497.9928 | 44867.3405 | 44867.3405 | 19151.6328 | 64018.9733 | 64018.9733 | 83170.6061 | 0.63259 | 2332017.247 | 2332017.247 | 0.017366 | 73208.669 | 340.7749 | 220705.4626 | Networked Lighting Controls | Stone/Clay/Glass/Concrete | Existing
| IstNgsd405 | 33163.715 | 7334.2778 | 0 | 0 | 40497.9928 | 44867.3405 | 44867.3405 | 19151.6328 | 64018.9733 | 64018.9733 | 83170.6061 | 0.63259 | 2332017.247 | 2332017.247 | 0.017366 | 73208.669 | 340.7749 | 220705.4626 | Networked Lighting Controls | Stone/Clay/Glass/Concrete | New
| IteEgsd405 | 33163.715 | 7334.2778 | 0 | 0 | 40497.9928 | 44867.3405 | 44867.3405 | 19151.6328 | 64018.9733 | 64018.9733 | 83170.6061 | 0.63259 | 2728499.029 | 2728499.029 | 0.014843 | 73208.669 | 398.7123 | 258470.4161 | Networked Lighting Controls | Textiles and Leather | Existing
| IteNgsd405 | 33163.715 | 7334.2778 | 0 | 0 | 40497.9928 | 44867.3405 | 44867.3405 | 19151.6328 | 64018.9733 | 64018.9733 | 83170.6061 | 0.63259 | 2728499.029 | 2728499.029 | 0.014843 | 73208.669 | 398.7123 | 258470.4161 | Networked Lighting Controls | Textiles and Leather | New
| ItrEgsd405 | 33163.715 | 7334.2778 | 0 | 0 | 40497.9928 | 44867.3405 | 44867.3405 | 19151.6328 | 64018.9733 | 64018.9733 | 83170.6061 | 0.63259 | 8532317.6991 | 8532317.6991 | 0.0047464 | 73208.669 | 1246.8175 | 811285.0916 | Networked Lighting Controls | Transportation Equipment | Existing
| ItrNgsd405 | 33163.715 | 7334.2778 | 0 | 0 | 40497.9928 | 44867.3405 | 44867.3405 | 19151.6328 | 64018.9733 | 64018.9733 | 83170.6061 | 0.63259 | 8532317.6991 | 8532317.6991 | 0.0047464 | 73208.669 | 1246.8175 | 811285.0916 | Networked Lighting Controls | Transportation Equipment | New
| IwaEgsd405 | 34241.0375 | 7367.8051 | 0 | 0 | 41608.8426 | 46434.3173 | 46434.3173 | 19151.6328 | 65585.9501 | 65585.9501 | 84737.5829 | 0.63442 | 1402590.6575 | 1402590.6575 | 0.029666 | 75096.5929 | 199.8658 | 132140.0958 | Networked Lighting Controls | Water and Wastewater | Existing
| IwaNgsd405 | 34241.0375 | 7367.8051 | 0 | 0 | 41608.8426 | 46434.3173 | 46434.3173 | 19151.6328 | 65585.9501 | 65585.9501 | 84737.5829 | 0.63442 | 1402590.6575 | 1402590.6575 | 0.029666 | 75096.5929 | 199.8658 | 132140.0958 | Networked Lighting Controls | Water and Wastewater | New
| IagEgsd406 | 33163.715 | 7334.2778 | 0 | 0 | 40497.9928 | 44867.3405 | 44867.3405 | 19151.6328 | 64018.9733 | 64018.9733 | 83170.6061 | 0.63259 | 25294.3202 | 25294.3202 | 1.6011 | 73208.669 | 2.7736 | 388.3179 | Occupancy Sensors, Ceiling Mounted | Agriculture and Assembly | Existing
| IagNgsd406 | 33163.715 | 7334.2778 | 0 | 0 | 40497.9928 | 44867.3405 | 44867.3405 | 19151.6328 | 64018.9733 | 64018.9733 | 83170.6061 | 0.63259 | 25294.3202 | 25294.3202 | 1.6011 | 73208.669 | 2.7736 | 388.3179 | Occupancy Sensors, Ceiling Mounted | Agriculture and Assembly | New
| IchEgsd406 | 33163.715 | 7334.2778 | 0 | 0 | 40497.9928 | 44867.3405 | 44867.3405 | 19151.6328 | 64018.9733 | 64018.9733 | 83170.6061 | 0.63259 | 25294.3202 | 25294.3202 | 1.6011 | 73208.669 | 2.7736 | 388.3179 | Occupancy Sensors, Ceiling Mounted | Chemicals and Plastics | Existing
| IchNgsd406 | 33163.715 | 7334.2778 | 0 | 0 | 40497.9928 | 44867.3405 | 44867.3405 | 19151.6328 | 64018.9733 | 64018.9733 | 83170.6061 | 0.63259 | 25294.3202 | 25294.3202 | 1.6011 | 73208.669 | 2.7736 | 388.3179 | Occupancy Sensors, Ceiling Mounted | Chemicals and Plastics | New
| IcoEgsd406 | 33163.715 | 7334.2778 | 0 | 0 | 40497.9928 | 44867.3405 | 44867.3405 | 19151.6328 | 64018.9733 | 64018.9733 | 83170.6061 | 0.63259 | 25294.3202 | 25294.3202 | 1.6011 | 73208.669 | 2.7736 | 388.3179 | Occupancy Sensors, Ceiling Mounted | Construction | Existing
| IcoNgsd406 | 33163.715 | 7334.2778 | 0 | 0 | 40497.9928 | 44867.3405 | 44867.3405 | 19151.6328 | 64018.9733 | 64018.9733 | 83170.6061 | 0.63259 | 25294.3202 | 25294.3202 | 1.6011 | 73208.669 | 2.7736 | 388.3179 | Occupancy Sensors, Ceiling Mounted | Construction | New
| IelEgsd406 | 33163.715 | 7334.2778 | 0 | 0 | 40497.9928 | 44867.3405 | 44867.3405 | 19151.6328 | 64018.9733 | 64018.9733 | 83170.6061 | 0.63259 | 25294.3202 | 25294.3202 | 1.6011 | 73208.669 | 2.7736 | 388.3179 | Occupancy Sensors, Ceiling Mounted | Electrical and Electronic Equip. | Existing
| IelNgsd406 | 33163.715 | 7334.2778 | 0 | 0 | 40497.9928 | 44867.3405 | 44867.3405 | 19151.6328 | 64018.9733 | 64018.9733 | 83170.6061 | 0.63259 | 25294.3202 | 25294.3202 | 1.6011 | 73208.669 | 2.7736 | 388.3179 | Occupancy Sensors, Ceiling Mounted | Electrical and Electronic Equip. | New
| IluEgsd406 | 33163.715 | 7334.2778 | 0 | 0 | 40497.9928 | 44867.3405 | 44867.3405 | 19151.6328 | 64018.9733 | 64018.9733 | 83170.6061 | 0.63259 | 26303.2118 | 26303.2118 | 1.5397 | 73208.669 | 2.8842 | 460.4264 | Occupancy Sensors, Ceiling Mounted | Lumber/Furniture/Pulp/Paper | Existing
| IluNgsd406 | 33163.715 | 7334.2778 | 0 | 0 | 40497.9928 | 44867.3405 | 44867.3405 | 19151.6328 | 64018.9733 | 64018.9733 | 83170.6061 | 0.63259 | 26303.2118 | 26303.2118 | 1.5397 | 73208.669 | 2.8842 | 460.4264 | Occupancy Sensors, Ceiling Mounted | Lumber/Furniture/Pulp/Paper | New
| ImeEgsd406 | 33163.715 | 7334.2778 | 0 | 0 | 40497.9928 | 44867.3405 | 44867.3405 | 19151.6328 | 64018.9733 | 64018.9733 | 83170.6061 | 0.63259 | 25294.3202 | 25294.3202 | 1.6011 | 73208.669 | 2.7736 | 388.3179 | Occupancy Sensors, Ceiling Mounted | Metal Products and Machinery | Existing
| ImeNgsd406 | 33163.715 | 7334.2778 | 0 | 0 | 40497.9928 | 44867.3405 | 44867.3405 | 19151.6328 | 64018.9733 | 64018.9733 | 83170.6061 | 0.63259 | 25294.3202 | 25294.3202 | 1.6011 | 73208.669 | 2.7736 | 388.3179 | Occupancy Sensors, Ceiling Mounted | Metal Products and Machinery | New
| ImiEgsd406 | 33163.715 | 7334.2778 | 0 | 0 | 40497.9928 | 44867.3405 | 44867.3405 | 19151.6328 | 64018.9733 | 64018.9733 | 83170.6061 | 0.63259 | 25689.5446 | 25689.5446 | 1.5764 | 73208.669 | 2.8169 | 416.5658 | Occupancy Sensors, Ceiling Mounted | Miscellaneous Manufacturing | Existing
| ImiNgsd406 | 33163.715 | 7334.2778 | 0 | 0 | 40497.9928 | 44867.3405 | 44867.3405 | 19151.6328 | 64018.9733 | 64018.9733 | 83170.6061 | 0.63259 | 25689.5446 | 25689.5446 | 1.5764 | 73208.669 | 2.8169 | 416.5658 | Occupancy Sensors, Ceiling Mounted | Miscellaneous Manufacturing | New
| IprEgsd406 | 33163.715 | 7334.2778 | 0 | 0 | 40497.9928 | 44867.3405 | 44867.3405 | 19151.6328 | 64018.9733 | 64018.9733 | 83170.6061 | 0.63259 | 25294.3202 | 25294.3202 | 1.6011 | 73208.669 | 2.7736 | 388.3179 | Occupancy Sensors, Ceiling Mounted | Primary Resources Industries | Existing
| IprNgsd406 | 33163.715 | 7334.2778 | 0 | 0 | 40497.9928 | 44867.3405 | 44867.3405 | 19151.6328 | 64018.9733 | 64018.9733 | 83170.6061 | 0.63259 | 25294.3202 | 25294.3202 | 1.6011 | 73208.669 | 2.7736 | 388.3179 | Occupancy Sensors, Ceiling Mounted | Primary Resources Industries | New
| IstEgsd406 | 33163.715 | 7334.2778 | 0 | 0 | 40497.9928 | 44867.3405 | 44867.3405 | 19151.6328 | 64018.9733 | 64018.9733 | 83170.6061 | 0.63259 | 25294.3202 | 25294.3202 | 1.6011 | 73208.669 | 2.7736 | 388.3179 | Occupancy Sensors, Ceiling Mounted | Stone/Clay/Glass/Concrete | Existing
| IstNgsd406 | 33163.715 | 7334.2778 | 0 | 0 | 40497.9928 | 44867.3405 | 44867.3405 | 19151.6328 | 64018.9733 | 64018.9733 | 83170.6061 | 0.63259 | 25294.3202 | 25294.3202 | 1.6011 | 73208.669 | 2.7736 | 388.3179 | Occupancy Sensors, Ceiling Mounted | Stone/Clay/Glass/Concrete | New
| IteEgsd406 | 33163.715 | 7334.2778 | 0 | 0 | 40497.9928 | 44867.3405 | 44867.3405 | 19151.6328 | 64018.9733 | 64018.9733 | 83170.6061 | 0.63259 | 25294.3202 | 25294.3202 | 1.6011 | 73208.669 | 2.7736 | 388.3179 | Occupancy Sensors, Ceiling Mounted | Textiles and Leather | Existing
| IteNgsd406 | 33163.715 | 7334.2778 | 0 | 0 | 40497.9928 | 44867.3405 | 44867.3405 | 19151.6328 | 64018.9733 | 64018.9733 | 83170.6061 | 0.63259 | 25294.3202 | 25294.3202 | 1.6011 | 73208.669 | 2.7736 | 388.3179 | Occupancy Sensors, Ceiling Mounted | Textiles and Leather | New
| ItrEgsd406 | 33163.715 | 7334.2778 | 0 | 0 | 40497.9928 | 44867.3405 | 44867.3405 | 19151.6328 | 64018.9733 | 64018.9733 | 83170.6061 | 0.63259 | 26097.3153 | 26097.3153 | 1.5518 | 73208.669 | 2.8616 | 445.7104 | Occupancy Sensors, Ceiling Mounted | Transportation Equipment | Existing
| ItrNgsd406 | 33163.715 | 7334.2778 | 0 | 0 | 40497.9928 | 44867.3405 | 44867.3405 | 19151.6328 | 64018.9733 | 64018.9733 | 83170.6061 | 0.63259 | 26097.3153 | 26097.3153 | 1.5518 | 73208.669 | 2.8616 | 445.7104 | Occupancy Sensors, Ceiling Mounted | Transportation Equipment | New
| IwaEgsd406 | 34241.0375 | 7367.8051 | 0 | 0 | 41608.8426 | 46434.3173 | 46434.3173 | 19151.6328 | 65585.9501 | 65585.9501 | 84737.5829 | 0.63442 | 26177.7156 | 26177.7156 | 1.5895 | 75096.5929 | 2.7991 | 414.1148 | Occupancy Sensors, Ceiling Mounted | Water and Wastewater | Existing
| IwaNgsd406 | 34241.0375 | 7367.8051 | 0 | 0 | 41608.8426 | 46434.3173 | 46434.3173 | 19151.6328 | 65585.9501 | 65585.9501 | 84737.5829 | 0.63442 | 26177.7156 | 26177.7156 | 1.5895 | 75096.5929 | 2.7991 | 414.1148 | Occupancy Sensors, Ceiling Mounted | Water and Wastewater | New
| IagEgsd407 | 33163.715 | 7334.2778 | 0 | 0 | 40497.9928 | 44867.3405 | 44867.3405 | 19151.6328 | 64018.9733 | 64018.9733 | 83170.6061 | 0.63259 | 11096.1674 | 11096.1674 | 3.6497 | 73208.669 | 1.2167 | -626.4687 | Occupancy sensors, switch mounted | Agriculture and Assembly | Existing
| IagNgsd407 | 33163.715 | 7334.2778 | 0 | 0 | 40497.9928 | 44867.3405 | 44867.3405 | 19151.6328 | 64018.9733 | 64018.9733 | 83170.6061 | 0.63259 | 11096.1674 | 11096.1674 | 3.6497 | 73208.669 | 1.2167 | -626.4687 | Occupancy sensors, switch mounted | Agriculture and Assembly | New
| IchEgsd407 | 33163.715 | 7334.2778 | 0 | 0 | 40497.9928 | 44867.3405 | 44867.3405 | 19151.6328 | 64018.9733 | 64018.9733 | 83170.6061 | 0.63259 | 11096.1674 | 11096.1674 | 3.6497 | 73208.669 | 1.2167 | -626.4687 | Occupancy sensors, switch mounted | Chemicals and Plastics | Existing
| IchNgsd407 | 33163.715 | 7334.2778 | 0 | 0 | 40497.9928 | 44867.3405 | 44867.3405 | 19151.6328 | 64018.9733 | 64018.9733 | 83170.6061 | 0.63259 | 11096.1674 | 11096.1674 | 3.6497 | 73208.669 | 1.2167 | -626.4687 | Occupancy sensors, switch mounted | Chemicals and Plastics | New
| IcoEgsd407 | 33163.715 | 7334.2778 | 0 | 0 | 40497.9928 | 44867.3405 | 44867.3405 | 19151.6328 | 64018.9733 | 64018.9733 | 83170.6061 | 0.63259 | 11096.1674 | 11096.1674 | 3.6497 | 73208.669 | 1.2167 | -626.4687 | Occupancy sensors, switch mounted | Construction | Existing
| IcoNgsd407 | 33163.715 | 7334.2778 | 0 | 0 | 40497.9928 | 44867.3405 | 44867.3405 | 19151.6328 | 64018.9733 | 64018.9733 | 83170.6061 | 0.63259 | 11096.1674 | 11096.1674 | 3.6497 | 73208.669 | 1.2167 | -626.4687 | Occupancy sensors, switch mounted | Construction | New
| IelEgsd407 | 33163.715 | 7334.2778 | 0 | 0 | 40497.9928 | 44867.3405 | 44867.3405 | 19151.6328 | 64018.9733 | 64018.9733 | 83170.6061 | 0.63259 | 11096.1674 | 11096.1674 | 3.6497 | 73208.669 | 1.2167 | -626.4687 | Occupancy sensors, switch mounted | Electrical and Electronic Equip. | Existing
| IelNgsd407 | 33163.715 | 7334.2778 | 0 | 0 | 40497.9928 | 44867.3405 | 44867.3405 | 19151.6328 | 64018.9733 | 64018.9733 | 83170.6061 | 0.63259 | 11096.1674 | 11096.1674 | 3.6497 | 73208.669 | 1.2167 | -626.4687 | Occupancy sensors, switch mounted | Electrical and Electronic Equip. | New
| IluEgsd407 | 33163.715 | 7334.2778 | 0 | 0 | 40497.9928 | 44867.3405 | 44867.3405 | 19151.6328 | 64018.9733 | 64018.9733 | 83170.6061 | 0.63259 | 11538.7498 | 11538.7498 | 3.5097 | 73208.669 | 1.2652 | -594.8359 | Occupancy sensors, switch mounted | Lumber/Furniture/Pulp/Paper | Existing
| IluNgsd407 | 33163.715 | 7334.2778 | 0 | 0 | 40497.9928 | 44867.3405 | 44867.3405 | 19151.6328 | 64018.9733 | 64018.9733 | 83170.6061 | 0.63259 | 11538.7498 | 11538.7498 | 3.5097 | 73208.669 | 1.2652 | -594.8359 | Occupancy sensors, switch mounted | Lumber/Furniture/Pulp/Paper | New
| ImeEgsd407 | 33163.715 | 7334.2778 | 0 | 0 | 40497.9928 | 44867.3405 | 44867.3405 | 19151.6328 | 64018.9733 | 64018.9733 | 83170.6061 | 0.63259 | 11096.1674 | 11096.1674 | 3.6497 | 73208.669 | 1.2167 | -626.4687 | Occupancy sensors, switch mounted | Metal Products and Machinery | Existing
| ImeNgsd407 | 33163.715 | 7334.2778 | 0 | 0 | 40497.9928 | 44867.3405 | 44867.3405 | 19151.6328 | 64018.9733 | 64018.9733 | 83170.6061 | 0.63259 | 11096.1674 | 11096.1674 | 3.6497 | 73208.669 | 1.2167 | -626.4687 | Occupancy sensors, switch mounted | Metal Products and Machinery | New
| ImiEgsd407 | 33163.715 | 7334.2778 | 0 | 0 | 40497.9928 | 44867.3405 | 44867.3405 | 19151.6328 | 64018.9733 | 64018.9733 | 83170.6061 | 0.63259 | 11269.5451 | 11269.5451 | 3.5936 | 73208.669 | 1.2357 | -614.0768 | Occupancy sensors, switch mounted | Miscellaneous Manufacturing | Existing
| ImiNgsd407 | 33163.715 | 7334.2778 | 0 | 0 | 40497.9928 | 44867.3405 | 44867.3405 | 19151.6328 | 64018.9733 | 64018.9733 | 83170.6061 | 0.63259 | 11269.5451 | 11269.5451 | 3.5936 | 73208.669 | 1.2357 | -614.0768 | Occupancy sensors, switch mounted | Miscellaneous Manufacturing | New
| IprEgsd407 | 33163.715 | 7334.2778 | 0 | 0 | 40497.9928 | 44867.3405 | 44867.3405 | 19151.6328 | 64018.9733 | 64018.9733 | 83170.6061 | 0.63259 | 11096.1674 | 11096.1674 | 3.6497 | 73208.669 | 1.2167 | -626.4687 | Occupancy sensors, switch mounted | Primary Resources Industries | Existing
| IprNgsd407 | 33163.715 | 7334.2778 | 0 | 0 | 40497.9928 | 44867.3405 | 44867.3405 | 19151.6328 | 64018.9733 | 64018.9733 | 83170.6061 | 0.63259 | 11096.1674 | 11096.1674 | 3.6497 | 73208.669 | 1.2167 | -626.4687 | Occupancy sensors, switch mounted | Primary Resources Industries | New
| IstEgsd407 | 33163.715 | 7334.2778 | 0 | 0 | 40497.9928 | 44867.3405 | 44867.3405 | 19151.6328 | 64018.9733 | 64018.9733 | 83170.6061 | 0.63259 | 11096.1674 | 11096.1674 | 3.6497 | 73208.669 | 1.2167 | -626.4687 | Occupancy sensors, switch mounted | Stone/Clay/Glass/Concrete | Existing
| IstNgsd407 | 33163.715 | 7334.2778 | 0 | 0 | 40497.9928 | 44867.3405 | 44867.3405 | 19151.6328 | 64018.9733 | 64018.9733 | 83170.6061 | 0.63259 | 11096.1674 | 11096.1674 | 3.6497 | 73208.669 | 1.2167 | -626.4687 | Occupancy sensors, switch mounted | Stone/Clay/Glass/Concrete | New
| IteEgsd407 | 33163.715 | 7334.2778 | 0 | 0 | 40497.9928 | 44867.3405 | 44867.3405 | 19151.6328 | 64018.9733 | 64018.9733 | 83170.6061 | 0.63259 | 11096.1674 | 11096.1674 | 3.6497 | 73208.669 | 1.2167 | -626.4687 | Occupancy sensors, switch mounted | Textiles and Leather | Existing
| IteNgsd407 | 33163.715 | 7334.2778 | 0 | 0 | 40497.9928 | 44867.3405 | 44867.3405 | 19151.6328 | 64018.9733 | 64018.9733 | 83170.6061 | 0.63259 | 11096.1674 | 11096.1674 | 3.6497 | 73208.669 | 1.2167 | -626.4687 | Occupancy sensors, switch mounted | Textiles and Leather | New
| ItrEgsd407 | 33163.715 | 7334.2778 | 0 | 0 | 40497.9928 | 44867.3405 | 44867.3405 | 19151.6328 | 64018.9733 | 64018.9733 | 83170.6061 | 0.63259 | 11448.4265 | 11448.4265 | 3.5374 | 73208.669 | 1.2553 | -601.2916 | Occupancy sensors, switch mounted | Transportation Equipment | Existing
| ItrNgsd407 | 33163.715 | 7334.2778 | 0 | 0 | 40497.9928 | 44867.3405 | 44867.3405 | 19151.6328 | 64018.9733 | 64018.9733 | 83170.6061 | 0.63259 | 11448.4265 | 11448.4265 | 3.5374 | 73208.669 | 1.2553 | -601.2916 | Occupancy sensors, switch mounted | Transportation Equipment | New
| IwaEgsd407 | 34241.0375 | 7367.8051 | 0 | 0 | 41608.8426 | 46434.3173 | 46434.3173 | 19151.6328 | 65585.9501 | 65585.9501 | 84737.5829 | 0.63442 | 11483.6968 | 11483.6968 | 3.6233 | 75096.5929 | 1.2279 | -636.1127 | Occupancy sensors, switch mounted | Water and Wastewater | Existing
| IwaNgsd407 | 34241.0375 | 7367.8051 | 0 | 0 | 41608.8426 | 46434.3173 | 46434.3173 | 19151.6328 | 65585.9501 | 65585.9501 | 84737.5829 | 0.63442 | 11483.6968 | 11483.6968 | 3.6233 | 75096.5929 | 1.2279 | -636.1127 | Occupancy sensors, switch mounted | Water and Wastewater | New
| IagEgsd408 | 33163.715 | 7334.2778 | 0 | 0 | 40497.9928 | 44867.3405 | 44867.3405 | 19151.6328 | 64018.9733 | 64018.9733 | 83170.6061 | 0.63259 | 6034.3873 | 6034.3873 | 6.7112 | 73208.669 | 0.55858 | -1055.4511 | Time Clock Control | Agriculture and Assembly | Existing
| IagNgsd408 | 33163.715 | 7334.2778 | 0 | 0 | 40497.9928 | 44867.3405 | 44867.3405 | 19151.6328 | 64018.9733 | 64018.9733 | 83170.6061 | 0.63259 | 6034.3873 | 6034.3873 | 6.7112 | 73208.669 | 0.55858 | -1055.4511 | Time Clock Control | Agriculture and Assembly | New
| IchEgsd408 | 33163.715 | 7334.2778 | 0 | 0 | 40497.9928 | 44867.3405 | 44867.3405 | 19151.6328 | 64018.9733 | 64018.9733 | 83170.6061 | 0.63259 | 6034.3873 | 6034.3873 | 6.7112 | 73208.669 | 0.55858 | -1055.4511 | Time Clock Control | Chemicals and Plastics | Existing
| IchNgsd408 | 33163.715 | 7334.2778 | 0 | 0 | 40497.9928 | 44867.3405 | 44867.3405 | 19151.6328 | 64018.9733 | 64018.9733 | 83170.6061 | 0.63259 | 6034.3873 | 6034.3873 | 6.7112 | 73208.669 | 0.55858 | -1055.4511 | Time Clock Control | Chemicals and Plastics | New
| IcoEgsd408 | 33163.715 | 7334.2778 | 0 | 0 | 40497.9928 | 44867.3405 | 44867.3405 | 19151.6328 | 64018.9733 | 64018.9733 | 83170.6061 | 0.63259 | 6034.3873 | 6034.3873 | 6.7112 | 73208.669 | 0.55858 | -1055.4511 | Time Clock Control | Construction | Existing
| IcoNgsd408 | 33163.715 | 7334.2778 | 0 | 0 | 40497.9928 | 44867.3405 | 44867.3405 | 19151.6328 | 64018.9733 | 64018.9733 | 83170.6061 | 0.63259 | 6034.3873 | 6034.3873 | 6.7112 | 73208.669 | 0.55858 | -1055.4511 | Time Clock Control | Construction | New
| IelEgsd408 | 33163.715 | 7334.2778 | 0 | 0 | 40497.9928 | 44867.3405 | 44867.3405 | 19151.6328 | 64018.9733 | 64018.9733 | 83170.6061 | 0.63259 | 6034.3873 | 6034.3873 | 6.7112 | 73208.669 | 0.55858 | -1055.4511 | Time Clock Control | Electrical and Electronic Equip. | Existing
| IelNgsd408 | 33163.715 | 7334.2778 | 0 | 0 | 40497.9928 | 44867.3405 | 44867.3405 | 19151.6328 | 64018.9733 | 64018.9733 | 83170.6061 | 0.63259 | 6034.3873 | 6034.3873 | 6.7112 | 73208.669 | 0.55858 | -1055.4511 | Time Clock Control | Electrical and Electronic Equip. | New
| IluEgsd408 | 33163.715 | 7334.2778 | 0 | 0 | 40497.9928 | 44867.3405 | 44867.3405 | 19151.6328 | 64018.9733 | 64018.9733 | 83170.6061 | 0.63259 | 6275.0753 | 6275.0753 | 6.4538 | 73208.669 | 0.58086 | -1040.9287 | Time Clock Control | Lumber/Furniture/Pulp/Paper | Existing
| IluNgsd408 | 33163.715 | 7334.2778 | 0 | 0 | 40497.9928 | 44867.3405 | 44867.3405 | 19151.6328 | 64018.9733 | 64018.9733 | 83170.6061 | 0.63259 | 6275.0753 | 6275.0753 | 6.4538 | 73208.669 | 0.58086 | -1040.9287 | Time Clock Control | Lumber/Furniture/Pulp/Paper | New
| ImeEgsd408 | 33163.715 | 7334.2778 | 0 | 0 | 40497.9928 | 44867.3405 | 44867.3405 | 19151.6328 | 64018.9733 | 64018.9733 | 83170.6061 | 0.63259 | 6034.3873 | 6034.3873 | 6.7112 | 73208.669 | 0.55858 | -1055.4511 | Time Clock Control | Metal Products and Machinery | Existing
| ImeNgsd408 | 33163.715 | 7334.2778 | 0 | 0 | 40497.9928 | 44867.3405 | 44867.3405 | 19151.6328 | 64018.9733 | 64018.9733 | 83170.6061 | 0.63259 | 6034.3873 | 6034.3873 | 6.7112 | 73208.669 | 0.55858 | -1055.4511 | Time Clock Control | Metal Products and Machinery | New
| ImiEgsd408 | 33163.715 | 7334.2778 | 0 | 0 | 40497.9928 | 44867.3405 | 44867.3405 | 19151.6328 | 64018.9733 | 64018.9733 | 83170.6061 | 0.63259 | 6128.6746 | 6128.6746 | 6.608 | 73208.669 | 0.56731 | -1049.7621 | Time Clock Control | Miscellaneous Manufacturing | Existing
| ImiNgsd408 | 33163.715 | 7334.2778 | 0 | 0 | 40497.9928 | 44867.3405 | 44867.3405 | 19151.6328 | 64018.9733 | 64018.9733 | 83170.6061 | 0.63259 | 6128.6746 | 6128.6746 | 6.608 | 73208.669 | 0.56731 | -1049.7621 | Time Clock Control | Miscellaneous Manufacturing | New
| IprEgsd408 | 33163.715 | 7334.2778 | 0 | 0 | 40497.9928 | 44867.3405 | 44867.3405 | 19151.6328 | 64018.9733 | 64018.9733 | 83170.6061 | 0.63259 | 6034.3873 | 6034.3873 | 6.7112 | 73208.669 | 0.55858 | -1055.4511 | Time Clock Control | Primary Resources Industries | Existing
| IprNgsd408 | 33163.715 | 7334.2778 | 0 | 0 | 40497.9928 | 44867.3405 | 44867.3405 | 19151.6328 | 64018.9733 | 64018.9733 | 83170.6061 | 0.63259 | 6034.3873 | 6034.3873 | 6.7112 | 73208.669 | 0.55858 | -1055.4511 | Time Clock Control | Primary Resources Industries | New
| IstEgsd408 | 33163.715 | 7334.2778 | 0 | 0 | 40497.9928 | 44867.3405 | 44867.3405 | 19151.6328 | 64018.9733 | 64018.9733 | 83170.6061 | 0.63259 | 6034.3873 | 6034.3873 | 6.7112 | 73208.669 | 0.55858 | -1055.4511 | Time Clock Control | Stone/Clay/Glass/Concrete | Existing
| IstNgsd408 | 33163.715 | 7334.2778 | 0 | 0 | 40497.9928 | 44867.3405 | 44867.3405 | 19151.6328 | 64018.9733 | 64018.9733 | 83170.6061 | 0.63259 | 6034.3873 | 6034.3873 | 6.7112 | 73208.669 | 0.55858 | -1055.4511 | Time Clock Control | Stone/Clay/Glass/Concrete | New
| IteEgsd408 | 33163.715 | 7334.2778 | 0 | 0 | 40497.9928 | 44867.3405 | 44867.3405 | 19151.6328 | 64018.9733 | 64018.9733 | 83170.6061 | 0.63259 | 6034.3873 | 6034.3873 | 6.7112 | 73208.669 | 0.55858 | -1055.4511 | Time Clock Control | Textiles and Leather | Existing
| IteNgsd408 | 33163.715 | 7334.2778 | 0 | 0 | 40497.9928 | 44867.3405 | 44867.3405 | 19151.6328 | 64018.9733 | 64018.9733 | 83170.6061 | 0.63259 | 6034.3873 | 6034.3873 | 6.7112 | 73208.669 | 0.55858 | -1055.4511 | Time Clock Control | Textiles and Leather | New
| ItrEgsd408 | 33163.715 | 7334.2778 | 0 | 0 | 40497.9928 | 44867.3405 | 44867.3405 | 19151.6328 | 64018.9733 | 64018.9733 | 83170.6061 | 0.63259 | 6225.9552 | 6225.9552 | 6.5047 | 73208.669 | 0.57631 | -1043.8925 | Time Clock Control | Transportation Equipment | Existing
| ItrNgsd408 | 33163.715 | 7334.2778 | 0 | 0 | 40497.9928 | 44867.3405 | 44867.3405 | 19151.6328 | 64018.9733 | 64018.9733 | 83170.6061 | 0.63259 | 6225.9552 | 6225.9552 | 6.5047 | 73208.669 | 0.57631 | -1043.8925 | Time Clock Control | Transportation Equipment | New
| IwaEgsd408 | 34241.0375 | 7367.8051 | 0 | 0 | 41608.8426 | 46434.3173 | 46434.3173 | 19151.6328 | 65585.9501 | 65585.9501 | 84737.5829 | 0.63442 | 6245.1362 | 6245.1362 | 6.6626 | 75096.5929 | 0.56372 | -1080.0772 | Time Clock Control | Water and Wastewater | Existing
| IwaNgsd408 | 34241.0375 | 7367.8051 | 0 | 0 | 41608.8426 | 46434.3173 | 46434.3173 | 19151.6328 | 65585.9501 | 65585.9501 | 84737.5829 | 0.63442 | 6245.1362 | 6245.1362 | 6.6626 | 75096.5929 | 0.56372 | -1080.0772 | Time Clock Control | Water and Wastewater | New
| IagNgsd409 | 33163.715 | 7334.2778 | 0 | 0 | 40497.9928 | 44867.3405 | 44867.3405 | 19151.6328 | 64018.9733 | 64018.9733 | 83170.6061 | 0.63259 | 84205.4084 | 84205.4084 | 0.48094 | 73208.669 | 12.3048 | 6601.0319 | Efficient New Construction Lighting | Agriculture and Assembly | New
| IchNgsd409 | 33163.715 | 7334.2778 | 0 | 0 | 40497.9928 | 44867.3405 | 44867.3405 | 19151.6328 | 64018.9733 | 64018.9733 | 83170.6061 | 0.63259 | 84205.4187 | 84205.4187 | 0.48094 | 73208.669 | 12.3048 | 6601.0328 | Efficient New Construction Lighting | Chemicals and Plastics | New
| IcoNgsd409 | 33163.715 | 7334.2778 | 0 | 0 | 40497.9928 | 44867.3405 | 44867.3405 | 19151.6328 | 64018.9733 | 64018.9733 | 83170.6061 | 0.63259 | 84205.4135 | 84205.4135 | 0.48094 | 73208.669 | 12.3048 | 6601.0324 | Efficient New Construction Lighting | Construction | New
| IelNgsd409 | 33163.715 | 7334.2778 | 0 | 0 | 40497.9928 | 44867.3405 | 44867.3405 | 19151.6328 | 64018.9733 | 64018.9733 | 83170.6061 | 0.63259 | 84205.4187 | 84205.4187 | 0.48094 | 73208.669 | 12.3048 | 6601.033 | Efficient New Construction Lighting | Electrical and Electronic Equip. | New
| IluNgsd409 | 33163.715 | 7334.2778 | 0 | 0 | 40497.9928 | 44867.3405 | 44867.3405 | 19151.6328 | 64018.9733 | 64018.9733 | 83170.6061 | 0.63259 | 87564.0344 | 87564.0344 | 0.4625 | 73208.669 | 12.7956 | 6920.9421 | Efficient New Construction Lighting | Lumber/Furniture/Pulp/Paper | New
| ImeNgsd409 | 33163.715 | 7334.2778 | 0 | 0 | 40497.9928 | 44867.3405 | 44867.3405 | 19151.6328 | 64018.9733 | 64018.9733 | 83170.6061 | 0.63259 | 84205.4084 | 84205.4084 | 0.48094 | 73208.669 | 12.3048 | 6601.0322 | Efficient New Construction Lighting | Metal Products and Machinery | New
| ImiNgsd409 | 33163.715 | 7334.2778 | 0 | 0 | 40497.9928 | 44867.3405 | 44867.3405 | 19151.6328 | 64018.9733 | 64018.9733 | 83170.6061 | 0.63259 | 85521.1255 | 85521.1255 | 0.47354 | 73208.669 | 12.4971 | 6726.3541 | Efficient New Construction Lighting | Miscellaneous Manufacturing | New
| IprNgsd409 | 33163.715 | 7334.2778 | 0 | 0 | 40497.9928 | 44867.3405 | 44867.3405 | 19151.6328 | 64018.9733 | 64018.9733 | 83170.6061 | 0.63259 | 84205.4187 | 84205.4187 | 0.48094 | 73208.669 | 12.3048 | 6601.0329 | Efficient New Construction Lighting | Primary Resources Industries | New
| IstNgsd409 | 33163.715 | 7334.2778 | 0 | 0 | 40497.9928 | 44867.3405 | 44867.3405 | 19151.6328 | 64018.9733 | 64018.9733 | 83170.6061 | 0.63259 | 84205.4135 | 84205.4135 | 0.48094 | 73208.669 | 12.3048 | 6601.0327 | Efficient New Construction Lighting | Stone/Clay/Glass/Concrete | New
| IteNgsd409 | 33163.715 | 7334.2778 | 0 | 0 | 40497.9928 | 44867.3405 | 44867.3405 | 19151.6328 | 64018.9733 | 64018.9733 | 83170.6061 | 0.63259 | 84205.4033 | 84205.4033 | 0.48094 | 73208.669 | 12.3048 | 6601.0317 | Efficient New Construction Lighting | Textiles and Leather | New
| ItrNgsd409 | 33163.715 | 7334.2778 | 0 | 0 | 40497.9928 | 44867.3405 | 44867.3405 | 19151.6328 | 64018.9733 | 64018.9733 | 83170.6061 | 0.63259 | 112942.1804 | 112942.1804 | 0.35857 | 73208.669 | 16.5041 | 9338.2144 | Efficient New Construction Lighting | Transportation Equipment | New
| IwaNgsd409 | 34241.0375 | 7367.8051 | 0 | 0 | 41608.8426 | 46434.3173 | 46434.3173 | 19151.6328 | 65585.9501 | 65585.9501 | 84737.5829 | 0.63442 | 87146.2509 | 87146.2509 | 0.47746 | 75096.5929 | 12.4181 | 6843.8061 | Efficient New Construction Lighting | Water and Wastewater | New
| IagTgsd410 | 33163.715 | 7334.2778 | 0 | 0 | 40497.9928 | 44867.3405 | 44867.3405 | 19151.6328 | 64018.9733 | 64018.9733 | 83170.6061 | 0.63259 | 1685.9343 | 1685.9343 | 24.0211 | 73208.669 | 0.10544 | -1350.8211 | Energy Star LED Directional Lamp | Agriculture and Assembly | Turnover
| IagNgsd410 | 33163.715 | 7334.2778 | 0 | 0 | 40497.9928 | 44867.3405 | 44867.3405 | 19151.6328 | 64018.9733 | 64018.9733 | 83170.6061 | 0.63259 | 1685.9343 | 1685.9343 | 24.0211 | 73208.669 | 0.10544 | -1350.8211 | Energy Star LED Directional Lamp | Agriculture and Assembly | New
| IchTgsd410 | 33163.715 | 7334.2778 | 0 | 0 | 40497.9928 | 44867.3405 | 44867.3405 | 19151.6328 | 64018.9733 | 64018.9733 | 83170.6061 | 0.63259 | 1685.9343 | 1685.9343 | 24.0211 | 73208.669 | 0.10544 | -1350.8211 | Energy Star LED Directional Lamp | Chemicals and Plastics | Turnover
| IchNgsd410 | 33163.715 | 7334.2778 | 0 | 0 | 40497.9928 | 44867.3405 | 44867.3405 | 19151.6328 | 64018.9733 | 64018.9733 | 83170.6061 | 0.63259 | 1685.9343 | 1685.9343 | 24.0211 | 73208.669 | 0.10544 | -1350.8211 | Energy Star LED Directional Lamp | Chemicals and Plastics | New
| IcoTgsd410 | 33163.715 | 7334.2778 | 0 | 0 | 40497.9928 | 44867.3405 | 44867.3405 | 19151.6328 | 64018.9733 | 64018.9733 | 83170.6061 | 0.63259 | 1685.9343 | 1685.9343 | 24.0211 | 73208.669 | 0.10544 | -1350.8211 | Energy Star LED Directional Lamp | Construction | Turnover
| IcoNgsd410 | 33163.715 | 7334.2778 | 0 | 0 | 40497.9928 | 44867.3405 | 44867.3405 | 19151.6328 | 64018.9733 | 64018.9733 | 83170.6061 | 0.63259 | 1685.9343 | 1685.9343 | 24.0211 | 73208.669 | 0.10544 | -1350.8211 | Energy Star LED Directional Lamp | Construction | New
| IelTgsd410 | 33163.715 | 7334.2778 | 0 | 0 | 40497.9928 | 44867.3405 | 44867.3405 | 19151.6328 | 64018.9733 | 64018.9733 | 83170.6061 | 0.63259 | 1685.9343 | 1685.9343 | 24.0211 | 73208.669 | 0.10544 | -1350.8211 | Energy Star LED Directional Lamp | Electrical and Electronic Equip. | Turnover
| IelNgsd410 | 33163.715 | 7334.2778 | 0 | 0 | 40497.9928 | 44867.3405 | 44867.3405 | 19151.6328 | 64018.9733 | 64018.9733 | 83170.6061 | 0.63259 | 1685.9343 | 1685.9343 | 24.0211 | 73208.669 | 0.10544 | -1350.8211 | Energy Star LED Directional Lamp | Electrical and Electronic Equip. | New
| IluTgsd410 | 33163.715 | 7334.2778 | 0 | 0 | 40497.9928 | 44867.3405 | 44867.3405 | 19151.6328 | 64018.9733 | 64018.9733 | 83170.6061 | 0.63259 | 1753.1691 | 1753.1691 | 23.0999 | 73208.669 | 0.10964 | -1348.0804 | Energy Star LED Directional Lamp | Lumber/Furniture/Pulp/Paper | Turnover
| IluNgsd410 | 33163.715 | 7334.2778 | 0 | 0 | 40497.9928 | 44867.3405 | 44867.3405 | 19151.6328 | 64018.9733 | 64018.9733 | 83170.6061 | 0.63259 | 1753.1691 | 1753.1691 | 23.0999 | 73208.669 | 0.10964 | -1348.0804 | Energy Star LED Directional Lamp | Lumber/Furniture/Pulp/Paper | New
| ImeTgsd410 | 33163.715 | 7334.2778 | 0 | 0 | 40497.9928 | 44867.3405 | 44867.3405 | 19151.6328 | 64018.9733 | 64018.9733 | 83170.6061 | 0.63259 | 1685.9343 | 1685.9343 | 24.0211 | 73208.669 | 0.10544 | -1350.8211 | Energy Star LED Directional Lamp | Metal Products and Machinery | Turnover
| ImeNgsd410 | 33163.715 | 7334.2778 | 0 | 0 | 40497.9928 | 44867.3405 | 44867.3405 | 19151.6328 | 64018.9733 | 64018.9733 | 83170.6061 | 0.63259 | 1685.9343 | 1685.9343 | 24.0211 | 73208.669 | 0.10544 | -1350.8211 | Energy Star LED Directional Lamp | Metal Products and Machinery | New
| ImiTgsd410 | 33163.715 | 7334.2778 | 0 | 0 | 40497.9928 | 44867.3405 | 44867.3405 | 19151.6328 | 64018.9733 | 64018.9733 | 83170.6061 | 0.63259 | 1712.3055 | 1712.3055 | 23.6511 | 73208.669 | 0.10708 | -1349.7461 | Energy Star LED Directional Lamp | Miscellaneous Manufacturing | Turnover
| ImiNgsd410 | 33163.715 | 7334.2778 | 0 | 0 | 40497.9928 | 44867.3405 | 44867.3405 | 19151.6328 | 64018.9733 | 64018.9733 | 83170.6061 | 0.63259 | 1712.3055 | 1712.3055 | 23.6511 | 73208.669 | 0.10708 | -1349.7461 | Energy Star LED Directional Lamp | Miscellaneous Manufacturing | New
| IprTgsd410 | 33163.715 | 7334.2778 | 0 | 0 | 40497.9928 | 44867.3405 | 44867.3405 | 19151.6328 | 64018.9733 | 64018.9733 | 83170.6061 | 0.63259 | 1685.9343 | 1685.9343 | 24.0211 | 73208.669 | 0.10544 | -1350.8211 | Energy Star LED Directional Lamp | Primary Resources Industries | Turnover
| IprNgsd410 | 33163.715 | 7334.2778 | 0 | 0 | 40497.9928 | 44867.3405 | 44867.3405 | 19151.6328 | 64018.9733 | 64018.9733 | 83170.6061 | 0.63259 | 1685.9343 | 1685.9343 | 24.0211 | 73208.669 | 0.10544 | -1350.8211 | Energy Star LED Directional Lamp | Primary Resources Industries | New
| IstTgsd410 | 33163.715 | 7334.2778 | 0 | 0 | 40497.9928 | 44867.3405 | 44867.3405 | 19151.6328 | 64018.9733 | 64018.9733 | 83170.6061 | 0.63259 | 1685.9343 | 1685.9343 | 24.0211 | 73208.669 | 0.10544 | -1350.8211 | Energy Star LED Directional Lamp | Stone/Clay/Glass/Concrete | Turnover
| IstNgsd410 | 33163.715 | 7334.2778 | 0 | 0 | 40497.9928 | 44867.3405 | 44867.3405 | 19151.6328 | 64018.9733 | 64018.9733 | 83170.6061 | 0.63259 | 1685.9343 | 1685.9343 | 24.0211 | 73208.669 | 0.10544 | -1350.8211 | Energy Star LED Directional Lamp | Stone/Clay/Glass/Concrete | New
| IteTgsd410 | 33163.715 | 7334.2778 | 0 | 0 | 40497.9928 | 44867.3405 | 44867.3405 | 19151.6328 | 64018.9733 | 64018.9733 | 83170.6061 | 0.63259 | 1685.9343 | 1685.9343 | 24.0211 | 73208.669 | 0.10544 | -1350.8211 | Energy Star LED Directional Lamp | Textiles and Leather | Turnover
| IteNgsd410 | 33163.715 | 7334.2778 | 0 | 0 | 40497.9928 | 44867.3405 | 44867.3405 | 19151.6328 | 64018.9733 | 64018.9733 | 83170.6061 | 0.63259 | 1685.9343 | 1685.9343 | 24.0211 | 73208.669 | 0.10544 | -1350.8211 | Energy Star LED Directional Lamp | Textiles and Leather | New
| ItrTgsd410 | 33163.715 | 7334.2778 | 0 | 0 | 40497.9928 | 44867.3405 | 44867.3405 | 19151.6328 | 64018.9733 | 64018.9733 | 83170.6061 | 0.63259 | 1739.4239 | 1739.4239 | 23.2824 | 73208.669 | 0.10878 | -1348.6407 | Energy Star LED Directional Lamp | Transportation Equipment | Turnover
| ItrNgsd410 | 33163.715 | 7334.2778 | 0 | 0 | 40497.9928 | 44867.3405 | 44867.3405 | 19151.6328 | 64018.9733 | 64018.9733 | 83170.6061 | 0.63259 | 1739.4239 | 1739.4239 | 23.2824 | 73208.669 | 0.10878 | -1348.6407 | Energy Star LED Directional Lamp | Transportation Equipment | New
| IwaTgsd410 | 33163.715 | 7334.2778 | 0 | 0 | 40497.9928 | 44867.3405 | 44867.3405 | 19151.6328 | 64018.9733 | 64018.9733 | 83170.6061 | 0.63259 | 1685.9343 | 1685.9343 | 24.0211 | 73208.669 | 0.10544 | -1350.8211 | Energy Star LED Directional Lamp | Water and Wastewater | Turnover
| IwaNgsd410 | 33163.715 | 7334.2778 | 0 | 0 | 40497.9928 | 44867.3405 | 44867.3405 | 19151.6328 | 64018.9733 | 64018.9733 | 83170.6061 | 0.63259 | 1685.9343 | 1685.9343 | 24.0211 | 73208.669 | 0.10544 | -1350.8211 | Energy Star LED Directional Lamp | Water and Wastewater | New
| IagTgsd411 | 33163.715 | 7334.2778 | 0 | 0 | 40497.9928 | 44867.3405 | 44867.3405 | 19151.6328 | 64018.9733 | 64018.9733 | 83170.6061 | 0.63259 | 39086.2274 | 39086.2274 | 1.0361 | 73208.669 | 4.2858 | 1374.0687 | Indoor Agriculture - LED Grow Lights | Agriculture and Assembly | Turnover
| IagNgsd411 | 33163.715 | 7334.2778 | 0 | 0 | 40497.9928 | 44867.3405 | 44867.3405 | 19151.6328 | 64018.9733 | 64018.9733 | 83170.6061 | 0.63259 | 39086.2274 | 39086.2274 | 1.0361 | 73208.669 | 4.2858 | 1374.0687 | Indoor Agriculture - LED Grow Lights | Agriculture and Assembly | New
| IagTgsd412 | 33163.715 | 7334.2778 | 0 | 0 | 40497.9928 | 44867.3405 | 44867.3405 | 19151.6328 | 64018.9733 | 64018.9733 | 83170.6061 | 0.63259 | 2274.2619 | 2274.2619 | 17.8071 | 73208.669 | 0.24938 | -1256.9979 | LED - 14W_CFL Baseline | Agriculture and Assembly | Turnover
| IagNgsd412 | 33163.715 | 7334.2778 | 0 | 0 | 40497.9928 | 44867.3405 | 44867.3405 | 19151.6328 | 64018.9733 | 64018.9733 | 83170.6061 | 0.63259 | 2274.2619 | 2274.2619 | 17.8071 | 73208.669 | 0.24938 | -1256.9979 | LED - 14W_CFL Baseline | Agriculture and Assembly | New
| IchTgsd412 | 33163.715 | 7334.2778 | 0 | 0 | 40497.9928 | 44867.3405 | 44867.3405 | 19151.6328 | 64018.9733 | 64018.9733 | 83170.6061 | 0.63259 | 2274.2619 | 2274.2619 | 17.8071 | 73208.669 | 0.24938 | -1256.9979 | LED - 14W_CFL Baseline | Chemicals and Plastics | Turnover
| IchNgsd412 | 33163.715 | 7334.2778 | 0 | 0 | 40497.9928 | 44867.3405 | 44867.3405 | 19151.6328 | 64018.9733 | 64018.9733 | 83170.6061 | 0.63259 | 2274.2619 | 2274.2619 | 17.8071 | 73208.669 | 0.24938 | -1256.9979 | LED - 14W_CFL Baseline | Chemicals and Plastics | New
| IcoTgsd412 | 33163.715 | 7334.2778 | 0 | 0 | 40497.9928 | 44867.3405 | 44867.3405 | 19151.6328 | 64018.9733 | 64018.9733 | 83170.6061 | 0.63259 | 2274.2619 | 2274.2619 | 17.8071 | 73208.669 | 0.24938 | -1256.9979 | LED - 14W_CFL Baseline | Construction | Turnover
| IcoNgsd412 | 33163.715 | 7334.2778 | 0 | 0 | 40497.9928 | 44867.3405 | 44867.3405 | 19151.6328 | 64018.9733 | 64018.9733 | 83170.6061 | 0.63259 | 2274.2619 | 2274.2619 | 17.8071 | 73208.669 | 0.24938 | -1256.9979 | LED - 14W_CFL Baseline | Construction | New
| IelTgsd412 | 33163.715 | 7334.2778 | 0 | 0 | 40497.9928 | 44867.3405 | 44867.3405 | 19151.6328 | 64018.9733 | 64018.9733 | 83170.6061 | 0.63259 | 2274.2619 | 2274.2619 | 17.8071 | 73208.669 | 0.24938 | -1256.9979 | LED - 14W_CFL Baseline | Electrical and Electronic Equip. | Turnover
| IelNgsd412 | 33163.715 | 7334.2778 | 0 | 0 | 40497.9928 | 44867.3405 | 44867.3405 | 19151.6328 | 64018.9733 | 64018.9733 | 83170.6061 | 0.63259 | 2274.2619 | 2274.2619 | 17.8071 | 73208.669 | 0.24938 | -1256.9979 | LED - 14W_CFL Baseline | Electrical and Electronic Equip. | New
| IluTgsd412 | 33163.715 | 7334.2778 | 0 | 0 | 40497.9928 | 44867.3405 | 44867.3405 | 19151.6328 | 64018.9733 | 64018.9733 | 83170.6061 | 0.63259 | 2365.0773 | 2365.0773 | 17.1233 | 73208.669 | 0.25933 | -1250.5071 | LED - 14W_CFL Baseline | Lumber/Furniture/Pulp/Paper | Turnover
| IluNgsd412 | 33163.715 | 7334.2778 | 0 | 0 | 40497.9928 | 44867.3405 | 44867.3405 | 19151.6328 | 64018.9733 | 64018.9733 | 83170.6061 | 0.63259 | 2365.0773 | 2365.0773 | 17.1233 | 73208.669 | 0.25933 | -1250.5071 | LED - 14W_CFL Baseline | Lumber/Furniture/Pulp/Paper | New
| ImeTgsd412 | 33163.715 | 7334.2778 | 0 | 0 | 40497.9928 | 44867.3405 | 44867.3405 | 19151.6328 | 64018.9733 | 64018.9733 | 83170.6061 | 0.63259 | 2274.2619 | 2274.2619 | 17.8071 | 73208.669 | 0.24938 | -1256.9979 | LED - 14W_CFL Baseline | Metal Products and Machinery | Turnover
| ImeNgsd412 | 33163.715 | 7334.2778 | 0 | 0 | 40497.9928 | 44867.3405 | 44867.3405 | 19151.6328 | 64018.9733 | 64018.9733 | 83170.6061 | 0.63259 | 2274.2619 | 2274.2619 | 17.8071 | 73208.669 | 0.24938 | -1256.9979 | LED - 14W_CFL Baseline | Metal Products and Machinery | New
| ImiTgsd412 | 33163.715 | 7334.2778 | 0 | 0 | 40497.9928 | 44867.3405 | 44867.3405 | 19151.6328 | 64018.9733 | 64018.9733 | 83170.6061 | 0.63259 | 2309.9576 | 2309.9576 | 17.5319 | 73208.669 | 0.25329 | -1254.4466 | LED - 14W_CFL Baseline | Miscellaneous Manufacturing | Turnover
| ImiNgsd412 | 33163.715 | 7334.2778 | 0 | 0 | 40497.9928 | 44867.3405 | 44867.3405 | 19151.6328 | 64018.9733 | 64018.9733 | 83170.6061 | 0.63259 | 2309.9576 | 2309.9576 | 17.5319 | 73208.669 | 0.25329 | -1254.4466 | LED - 14W_CFL Baseline | Miscellaneous Manufacturing | New
| IprTgsd412 | 33163.715 | 7334.2778 | 0 | 0 | 40497.9928 | 44867.3405 | 44867.3405 | 19151.6328 | 64018.9733 | 64018.9733 | 83170.6061 | 0.63259 | 2274.2619 | 2274.2619 | 17.8071 | 73208.669 | 0.24938 | -1256.9979 | LED - 14W_CFL Baseline | Primary Resources Industries | Turnover
| IprNgsd412 | 33163.715 | 7334.2778 | 0 | 0 | 40497.9928 | 44867.3405 | 44867.3405 | 19151.6328 | 64018.9733 | 64018.9733 | 83170.6061 | 0.63259 | 2274.2619 | 2274.2619 | 17.8071 | 73208.669 | 0.24938 | -1256.9979 | LED - 14W_CFL Baseline | Primary Resources Industries | New
| IstTgsd412 | 33163.715 | 7334.2778 | 0 | 0 | 40497.9928 | 44867.3405 | 44867.3405 | 19151.6328 | 64018.9733 | 64018.9733 | 83170.6061 | 0.63259 | 2274.2619 | 2274.2619 | 17.8071 | 73208.669 | 0.24938 | -1256.9979 | LED - 14W_CFL Baseline | Stone/Clay/Glass/Concrete | Turnover
| IstNgsd412 | 33163.715 | 7334.2778 | 0 | 0 | 40497.9928 | 44867.3405 | 44867.3405 | 19151.6328 | 64018.9733 | 64018.9733 | 83170.6061 | 0.63259 | 2274.2619 | 2274.2619 | 17.8071 | 73208.669 | 0.24938 | -1256.9979 | LED - 14W_CFL Baseline | Stone/Clay/Glass/Concrete | New
| IteTgsd412 | 33163.715 | 7334.2778 | 0 | 0 | 40497.9928 | 44867.3405 | 44867.3405 | 19151.6328 | 64018.9733 | 64018.9733 | 83170.6061 | 0.63259 | 2274.2619 | 2274.2619 | 17.8071 | 73208.669 | 0.24938 | -1256.9979 | LED - 14W_CFL Baseline | Textiles and Leather | Turnover
| IteNgsd412 | 33163.715 | 7334.2778 | 0 | 0 | 40497.9928 | 44867.3405 | 44867.3405 | 19151.6328 | 64018.9733 | 64018.9733 | 83170.6061 | 0.63259 | 2274.2619 | 2274.2619 | 17.8071 | 73208.669 | 0.24938 | -1256.9979 | LED - 14W_CFL Baseline | Textiles and Leather | New
| ItrTgsd412 | 33163.715 | 7334.2778 | 0 | 0 | 40497.9928 | 44867.3405 | 44867.3405 | 19151.6328 | 64018.9733 | 64018.9733 | 83170.6061 | 0.63259 | 2346.7921 | 2346.7921 | 17.2567 | 73208.669 | 0.25733 | -1251.814 | LED - 14W_CFL Baseline | Transportation Equipment | Turnover
| ItrNgsd412 | 33163.715 | 7334.2778 | 0 | 0 | 40497.9928 | 44867.3405 | 44867.3405 | 19151.6328 | 64018.9733 | 64018.9733 | 83170.6061 | 0.63259 | 2346.7921 | 2346.7921 | 17.2567 | 73208.669 | 0.25733 | -1251.814 | LED - 14W_CFL Baseline | Transportation Equipment | New
| IwaTgsd412 | 33163.715 | 7334.2778 | 0 | 0 | 40497.9928 | 44867.3405 | 44867.3405 | 19151.6328 | 64018.9733 | 64018.9733 | 83170.6061 | 0.63259 | 2274.2619 | 2274.2619 | 17.8071 | 73208.669 | 0.24938 | -1256.9979 | LED - 14W_CFL Baseline | Water and Wastewater | Turnover
| IwaNgsd412 | 33163.715 | 7334.2778 | 0 | 0 | 40497.9928 | 44867.3405 | 44867.3405 | 19151.6328 | 64018.9733 | 64018.9733 | 83170.6061 | 0.63259 | 2274.2619 | 2274.2619 | 17.8071 | 73208.669 | 0.24938 | -1256.9979 | LED - 14W_CFL Baseline | Water and Wastewater | New
| IagTgsd413 | 33163.715 | 7334.2778 | 0 | 0 | 40497.9928 | 44867.3405 | 44867.3405 | 19151.6328 | 64018.9733 | 64018.9733 | 83170.6061 | 0.63259 | 79779.6478 | 79779.6478 | 0.50762 | 73208.669 | 9.4172 | 4718.7838 | LED Display Lighting (Interior) | Agriculture and Assembly | Turnover
| IagNgsd413 | 33163.715 | 7334.2778 | 0 | 0 | 40497.9928 | 44867.3405 | 44867.3405 | 19151.6328 | 64018.9733 | 64018.9733 | 83170.6061 | 0.63259 | 79779.6478 | 79779.6478 | 0.50762 | 73208.669 | 9.4172 | 4718.7838 | LED Display Lighting (Interior) | Agriculture and Assembly | New
| IchTgsd413 | 33163.715 | 7334.2778 | 0 | 0 | 40497.9928 | 44867.3405 | 44867.3405 | 19151.6328 | 64018.9733 | 64018.9733 | 83170.6061 | 0.63259 | 79779.6478 | 79779.6478 | 0.50762 | 73208.669 | 9.4172 | 4718.7838 | LED Display Lighting (Interior) | Chemicals and Plastics | Turnover
| IchNgsd413 | 33163.715 | 7334.2778 | 0 | 0 | 40497.9928 | 44867.3405 | 44867.3405 | 19151.6328 | 64018.9733 | 64018.9733 | 83170.6061 | 0.63259 | 79779.6478 | 79779.6478 | 0.50762 | 73208.669 | 9.4172 | 4718.7838 | LED Display Lighting (Interior) | Chemicals and Plastics | New
| IcoTgsd413 | 33163.715 | 7334.2778 | 0 | 0 | 40497.9928 | 44867.3405 | 44867.3405 | 19151.6328 | 64018.9733 | 64018.9733 | 83170.6061 | 0.63259 | 79779.6478 | 79779.6478 | 0.50762 | 73208.669 | 9.4172 | 4718.7838 | LED Display Lighting (Interior) | Construction | Turnover
| IcoNgsd413 | 33163.715 | 7334.2778 | 0 | 0 | 40497.9928 | 44867.3405 | 44867.3405 | 19151.6328 | 64018.9733 | 64018.9733 | 83170.6061 | 0.63259 | 79779.6478 | 79779.6478 | 0.50762 | 73208.669 | 9.4172 | 4718.7838 | LED Display Lighting (Interior) | Construction | New
| IelTgsd413 | 33163.715 | 7334.2778 | 0 | 0 | 40497.9928 | 44867.3405 | 44867.3405 | 19151.6328 | 64018.9733 | 64018.9733 | 83170.6061 | 0.63259 | 79779.6478 | 79779.6478 | 0.50762 | 73208.669 | 9.4172 | 4718.7838 | LED Display Lighting (Interior) | Electrical and Electronic Equip. | Turnover
| IelNgsd413 | 33163.715 | 7334.2778 | 0 | 0 | 40497.9928 | 44867.3405 | 44867.3405 | 19151.6328 | 64018.9733 | 64018.9733 | 83170.6061 | 0.63259 | 79779.6478 | 79779.6478 | 0.50762 | 73208.669 | 9.4172 | 4718.7838 | LED Display Lighting (Interior) | Electrical and Electronic Equip. | New
| IluTgsd413 | 33163.715 | 7334.2778 | 0 | 0 | 40497.9928 | 44867.3405 | 44867.3405 | 19151.6328 | 64018.9733 | 64018.9733 | 83170.6061 | 0.63259 | 82961.7393 | 82961.7393 | 0.48815 | 73208.669 | 9.7928 | 4963.6175 | LED Display Lighting (Interior) | Lumber/Furniture/Pulp/Paper | Turnover
| IluNgsd413 | 33163.715 | 7334.2778 | 0 | 0 | 40497.9928 | 44867.3405 | 44867.3405 | 19151.6328 | 64018.9733 | 64018.9733 | 83170.6061 | 0.63259 | 82961.7393 | 82961.7393 | 0.48815 | 73208.669 | 9.7928 | 4963.6175 | LED Display Lighting (Interior) | Lumber/Furniture/Pulp/Paper | New
| ImeTgsd413 | 33163.715 | 7334.2778 | 0 | 0 | 40497.9928 | 44867.3405 | 44867.3405 | 19151.6328 | 64018.9733 | 64018.9733 | 83170.6061 | 0.63259 | 79779.6478 | 79779.6478 | 0.50762 | 73208.669 | 9.4172 | 4718.7838 | LED Display Lighting (Interior) | Metal Products and Machinery | Turnover
| ImeNgsd413 | 33163.715 | 7334.2778 | 0 | 0 | 40497.9928 | 44867.3405 | 44867.3405 | 19151.6328 | 64018.9733 | 64018.9733 | 83170.6061 | 0.63259 | 79779.6478 | 79779.6478 | 0.50762 | 73208.669 | 9.4172 | 4718.7838 | LED Display Lighting (Interior) | Metal Products and Machinery | New
| ImiTgsd413 | 33163.715 | 7334.2778 | 0 | 0 | 40497.9928 | 44867.3405 | 44867.3405 | 19151.6328 | 64018.9733 | 64018.9733 | 83170.6061 | 0.63259 | 81026.2011 | 81026.2011 | 0.49981 | 73208.669 | 9.5643 | 4814.6953 | LED Display Lighting (Interior) | Miscellaneous Manufacturing | Turnover
| ImiNgsd413 | 33163.715 | 7334.2778 | 0 | 0 | 40497.9928 | 44867.3405 | 44867.3405 | 19151.6328 | 64018.9733 | 64018.9733 | 83170.6061 | 0.63259 | 81026.2011 | 81026.2011 | 0.49981 | 73208.669 | 9.5643 | 4814.6953 | LED Display Lighting (Interior) | Miscellaneous Manufacturing | New
| IprTgsd413 | 33163.715 | 7334.2778 | 0 | 0 | 40497.9928 | 44867.3405 | 44867.3405 | 19151.6328 | 64018.9733 | 64018.9733 | 83170.6061 | 0.63259 | 79779.6478 | 79779.6478 | 0.50762 | 73208.669 | 9.4172 | 4718.7838 | LED Display Lighting (Interior) | Primary Resources Industries | Turnover
| IprNgsd413 | 33163.715 | 7334.2778 | 0 | 0 | 40497.9928 | 44867.3405 | 44867.3405 | 19151.6328 | 64018.9733 | 64018.9733 | 83170.6061 | 0.63259 | 79779.6478 | 79779.6478 | 0.50762 | 73208.669 | 9.4172 | 4718.7838 | LED Display Lighting (Interior) | Primary Resources Industries | New
| IstTgsd413 | 33163.715 | 7334.2778 | 0 | 0 | 40497.9928 | 44867.3405 | 44867.3405 | 19151.6328 | 64018.9733 | 64018.9733 | 83170.6061 | 0.63259 | 79779.6478 | 79779.6478 | 0.50762 | 73208.669 | 9.4172 | 4718.7838 | LED Display Lighting (Interior) | Stone/Clay/Glass/Concrete | Turnover
| IstNgsd413 | 33163.715 | 7334.2778 | 0 | 0 | 40497.9928 | 44867.3405 | 44867.3405 | 19151.6328 | 64018.9733 | 64018.9733 | 83170.6061 | 0.63259 | 79779.6478 | 79779.6478 | 0.50762 | 73208.669 | 9.4172 | 4718.7838 | LED Display Lighting (Interior) | Stone/Clay/Glass/Concrete | New
| IteTgsd413 | 33163.715 | 7334.2778 | 0 | 0 | 40497.9928 | 44867.3405 | 44867.3405 | 19151.6328 | 64018.9733 | 64018.9733 | 83170.6061 | 0.63259 | 79779.6478 | 79779.6478 | 0.50762 | 73208.669 | 9.4172 | 4718.7838 | LED Display Lighting (Interior) | Textiles and Leather | Turnover
| IteNgsd413 | 33163.715 | 7334.2778 | 0 | 0 | 40497.9928 | 44867.3405 | 44867.3405 | 19151.6328 | 64018.9733 | 64018.9733 | 83170.6061 | 0.63259 | 79779.6478 | 79779.6478 | 0.50762 | 73208.669 | 9.4172 | 4718.7838 | LED Display Lighting (Interior) | Textiles and Leather | New
| ItrTgsd413 | 33163.715 | 7334.2778 | 0 | 0 | 40497.9928 | 44867.3405 | 44867.3405 | 19151.6328 | 64018.9733 | 64018.9733 | 83170.6061 | 0.63259 | 82312.3355 | 82312.3355 | 0.492 | 73208.669 | 9.7161 | 4913.6515 | LED Display Lighting (Interior) | Transportation Equipment | Turnover
| ItrNgsd413 | 33163.715 | 7334.2778 | 0 | 0 | 40497.9928 | 44867.3405 | 44867.3405 | 19151.6328 | 64018.9733 | 64018.9733 | 83170.6061 | 0.63259 | 82312.3355 | 82312.3355 | 0.492 | 73208.669 | 9.7161 | 4913.6515 | LED Display Lighting (Interior) | Transportation Equipment | New
| IwaTgsd413 | 33163.715 | 7334.2778 | 0 | 0 | 40497.9928 | 44867.3405 | 44867.3405 | 19151.6328 | 64018.9733 | 64018.9733 | 83170.6061 | 0.63259 | 79779.6478 | 79779.6478 | 0.50762 | 73208.669 | 9.4172 | 4718.7838 | LED Display Lighting (Interior) | Water and Wastewater | Turnover
| IwaNgsd413 | 33163.715 | 7334.2778 | 0 | 0 | 40497.9928 | 44867.3405 | 44867.3405 | 19151.6328 | 64018.9733 | 64018.9733 | 83170.6061 | 0.63259 | 79779.6478 | 79779.6478 | 0.50762 | 73208.669 | 9.4172 | 4718.7838 | LED Display Lighting (Interior) | Water and Wastewater | New
| IagTgsd414 | 33163.715 | 7334.2778 | 0 | 0 | 40497.9928 | 44867.3405 | 44867.3405 | 19151.6328 | 64018.9733 | 64018.9733 | 83170.6061 | 0.63259 | 79952.1347 | 79952.1347 | 0.50653 | 73208.669 | 11.6833 | 6195.9072 | LED exit sign | Agriculture and Assembly | Turnover
| IagNgsd414 | 33163.715 | 7334.2778 | 0 | 0 | 40497.9928 | 44867.3405 | 44867.3405 | 19151.6328 | 64018.9733 | 64018.9733 | 83170.6061 | 0.63259 | 79952.1347 | 79952.1347 | 0.50653 | 73208.669 | 11.6833 | 6195.9072 | LED exit sign | Agriculture and Assembly | New
| IchTgsd414 | 33163.715 | 7334.2778 | 0 | 0 | 40497.9928 | 44867.3405 | 44867.3405 | 19151.6328 | 64018.9733 | 64018.9733 | 83170.6061 | 0.63259 | 79952.1347 | 79952.1347 | 0.50653 | 73208.669 | 11.6833 | 6195.9072 | LED exit sign | Chemicals and Plastics | Turnover
| IchNgsd414 | 33163.715 | 7334.2778 | 0 | 0 | 40497.9928 | 44867.3405 | 44867.3405 | 19151.6328 | 64018.9733 | 64018.9733 | 83170.6061 | 0.63259 | 79952.1347 | 79952.1347 | 0.50653 | 73208.669 | 11.6833 | 6195.9072 | LED exit sign | Chemicals and Plastics | New
| IcoTgsd414 | 33163.715 | 7334.2778 | 0 | 0 | 40497.9928 | 44867.3405 | 44867.3405 | 19151.6328 | 64018.9733 | 64018.9733 | 83170.6061 | 0.63259 | 79952.1347 | 79952.1347 | 0.50653 | 73208.669 | 11.6833 | 6195.9072 | LED exit sign | Construction | Turnover
| IcoNgsd414 | 33163.715 | 7334.2778 | 0 | 0 | 40497.9928 | 44867.3405 | 44867.3405 | 19151.6328 | 64018.9733 | 64018.9733 | 83170.6061 | 0.63259 | 79952.1347 | 79952.1347 | 0.50653 | 73208.669 | 11.6833 | 6195.9072 | LED exit sign | Construction | New
| IelTgsd414 | 33163.715 | 7334.2778 | 0 | 0 | 40497.9928 | 44867.3405 | 44867.3405 | 19151.6328 | 64018.9733 | 64018.9733 | 83170.6061 | 0.63259 | 79952.1347 | 79952.1347 | 0.50653 | 73208.669 | 11.6833 | 6195.9072 | LED exit sign | Electrical and Electronic Equip. | Turnover
| IelNgsd414 | 33163.715 | 7334.2778 | 0 | 0 | 40497.9928 | 44867.3405 | 44867.3405 | 19151.6328 | 64018.9733 | 64018.9733 | 83170.6061 | 0.63259 | 79952.1347 | 79952.1347 | 0.50653 | 73208.669 | 11.6833 | 6195.9072 | LED exit sign | Electrical and Electronic Equip. | New
| IluTgsd414 | 33163.715 | 7334.2778 | 0 | 0 | 40497.9928 | 44867.3405 | 44867.3405 | 19151.6328 | 64018.9733 | 64018.9733 | 83170.6061 | 0.63259 | 79952.1347 | 79952.1347 | 0.50653 | 73208.669 | 11.6833 | 6195.9072 | LED exit sign | Lumber/Furniture/Pulp/Paper | Turnover
| IluNgsd414 | 33163.715 | 7334.2778 | 0 | 0 | 40497.9928 | 44867.3405 | 44867.3405 | 19151.6328 | 64018.9733 | 64018.9733 | 83170.6061 | 0.63259 | 79952.1347 | 79952.1347 | 0.50653 | 73208.669 | 11.6833 | 6195.9072 | LED exit sign | Lumber/Furniture/Pulp/Paper | New
| ImeTgsd414 | 33163.715 | 7334.2778 | 0 | 0 | 40497.9928 | 44867.3405 | 44867.3405 | 19151.6328 | 64018.9733 | 64018.9733 | 83170.6061 | 0.63259 | 79952.1347 | 79952.1347 | 0.50653 | 73208.669 | 11.6833 | 6195.9072 | LED exit sign | Metal Products and Machinery | Turnover
| ImeNgsd414 | 33163.715 | 7334.2778 | 0 | 0 | 40497.9928 | 44867.3405 | 44867.3405 | 19151.6328 | 64018.9733 | 64018.9733 | 83170.6061 | 0.63259 | 79952.1347 | 79952.1347 | 0.50653 | 73208.669 | 11.6833 | 6195.9072 | LED exit sign | Metal Products and Machinery | New
| ImiTgsd414 | 33163.715 | 7334.2778 | 0 | 0 | 40497.9928 | 44867.3405 | 44867.3405 | 19151.6328 | 64018.9733 | 64018.9733 | 83170.6061 | 0.63259 | 79952.1347 | 79952.1347 | 0.50653 | 73208.669 | 11.6833 | 6195.9072 | LED exit sign | Miscellaneous Manufacturing | Turnover
| ImiNgsd414 | 33163.715 | 7334.2778 | 0 | 0 | 40497.9928 | 44867.3405 | 44867.3405 | 19151.6328 | 64018.9733 | 64018.9733 | 83170.6061 | 0.63259 | 79952.1347 | 79952.1347 | 0.50653 | 73208.669 | 11.6833 | 6195.9072 | LED exit sign | Miscellaneous Manufacturing | New
| IprTgsd414 | 33163.715 | 7334.2778 | 0 | 0 | 40497.9928 | 44867.3405 | 44867.3405 | 19151.6328 | 64018.9733 | 64018.9733 | 83170.6061 | 0.63259 | 79952.1347 | 79952.1347 | 0.50653 | 73208.669 | 11.6833 | 6195.9072 | LED exit sign | Primary Resources Industries | Turnover
| IprNgsd414 | 33163.715 | 7334.2778 | 0 | 0 | 40497.9928 | 44867.3405 | 44867.3405 | 19151.6328 | 64018.9733 | 64018.9733 | 83170.6061 | 0.63259 | 79952.1347 | 79952.1347 | 0.50653 | 73208.669 | 11.6833 | 6195.9072 | LED exit sign | Primary Resources Industries | New
| IstTgsd414 | 33163.715 | 7334.2778 | 0 | 0 | 40497.9928 | 44867.3405 | 44867.3405 | 19151.6328 | 64018.9733 | 64018.9733 | 83170.6061 | 0.63259 | 79952.1347 | 79952.1347 | 0.50653 | 73208.669 | 11.6833 | 6195.9072 | LED exit sign | Stone/Clay/Glass/Concrete | Turnover
| IstNgsd414 | 33163.715 | 7334.2778 | 0 | 0 | 40497.9928 | 44867.3405 | 44867.3405 | 19151.6328 | 64018.9733 | 64018.9733 | 83170.6061 | 0.63259 | 79952.1347 | 79952.1347 | 0.50653 | 73208.669 | 11.6833 | 6195.9072 | LED exit sign | Stone/Clay/Glass/Concrete | New
| IteTgsd414 | 33163.715 | 7334.2778 | 0 | 0 | 40497.9928 | 44867.3405 | 44867.3405 | 19151.6328 | 64018.9733 | 64018.9733 | 83170.6061 | 0.63259 | 79952.1347 | 79952.1347 | 0.50653 | 73208.669 | 11.6833 | 6195.9072 | LED exit sign | Textiles and Leather | Turnover
| IteNgsd414 | 33163.715 | 7334.2778 | 0 | 0 | 40497.9928 | 44867.3405 | 44867.3405 | 19151.6328 | 64018.9733 | 64018.9733 | 83170.6061 | 0.63259 | 79952.1347 | 79952.1347 | 0.50653 | 73208.669 | 11.6833 | 6195.9072 | LED exit sign | Textiles and Leather | New
| ItrTgsd414 | 33163.715 | 7334.2778 | 0 | 0 | 40497.9928 | 44867.3405 | 44867.3405 | 19151.6328 | 64018.9733 | 64018.9733 | 83170.6061 | 0.63259 | 79952.1347 | 79952.1347 | 0.50653 | 73208.669 | 11.6833 | 6195.9072 | LED exit sign | Transportation Equipment | Turnover
| ItrNgsd414 | 33163.715 | 7334.2778 | 0 | 0 | 40497.9928 | 44867.3405 | 44867.3405 | 19151.6328 | 64018.9733 | 64018.9733 | 83170.6061 | 0.63259 | 79952.1347 | 79952.1347 | 0.50653 | 73208.669 | 11.6833 | 6195.9072 | LED exit sign | Transportation Equipment | New
| IwaTgsd414 | 33163.715 | 7334.2778 | 0 | 0 | 40497.9928 | 44867.3405 | 44867.3405 | 19151.6328 | 64018.9733 | 64018.9733 | 83170.6061 | 0.63259 | 79952.1347 | 79952.1347 | 0.50653 | 73208.669 | 11.6833 | 6195.9072 | LED exit sign | Water and Wastewater | Turnover
| IwaNgsd414 | 33163.715 | 7334.2778 | 0 | 0 | 40497.9928 | 44867.3405 | 44867.3405 | 19151.6328 | 64018.9733 | 64018.9733 | 83170.6061 | 0.63259 | 79952.1347 | 79952.1347 | 0.50653 | 73208.669 | 11.6833 | 6195.9072 | LED exit sign | Water and Wastewater | New
| IagTgsd415 | 33163.715 | 7334.2778 | 0 | 0 | 40497.9928 | 44867.3405 | 44867.3405 | 19151.6328 | 64018.9733 | 64018.9733 | 83170.6061 | 0.63259 | 12249.6872 | 12249.6872 | 3.306 | 73208.669 | 1.79 | -252.7619 | LED High Bay_HID Baseline | Agriculture and Assembly | Turnover
| IagNgsd415 | 33163.715 | 7334.2778 | 0 | 0 | 40497.9928 | 44867.3405 | 44867.3405 | 19151.6328 | 64018.9733 | 64018.9733 | 83170.6061 | 0.63259 | 12249.6872 | 12249.6872 | 3.306 | 73208.669 | 1.79 | -252.7619 | LED High Bay_HID Baseline | Agriculture and Assembly | New
| IchTgsd415 | 33163.715 | 7334.2778 | 0 | 0 | 40497.9928 | 44867.3405 | 44867.3405 | 19151.6328 | 64018.9733 | 64018.9733 | 83170.6061 | 0.63259 | 12249.6872 | 12249.6872 | 3.306 | 73208.669 | 1.79 | -252.7619 | LED High Bay_HID Baseline | Chemicals and Plastics | Turnover
| IchNgsd415 | 33163.715 | 7334.2778 | 0 | 0 | 40497.9928 | 44867.3405 | 44867.3405 | 19151.6328 | 64018.9733 | 64018.9733 | 83170.6061 | 0.63259 | 12249.6872 | 12249.6872 | 3.306 | 73208.669 | 1.79 | -252.7619 | LED High Bay_HID Baseline | Chemicals and Plastics | New
| IcoTgsd415 | 33163.715 | 7334.2778 | 0 | 0 | 40497.9928 | 44867.3405 | 44867.3405 | 19151.6328 | 64018.9733 | 64018.9733 | 83170.6061 | 0.63259 | 12249.6872 | 12249.6872 | 3.306 | 73208.669 | 1.79 | -252.7619 | LED High Bay_HID Baseline | Construction | Turnover
| IcoNgsd415 | 33163.715 | 7334.2778 | 0 | 0 | 40497.9928 | 44867.3405 | 44867.3405 | 19151.6328 | 64018.9733 | 64018.9733 | 83170.6061 | 0.63259 | 12249.6872 | 12249.6872 | 3.306 | 73208.669 | 1.79 | -252.7619 | LED High Bay_HID Baseline | Construction | New
| IelTgsd415 | 33163.715 | 7334.2778 | 0 | 0 | 40497.9928 | 44867.3405 | 44867.3405 | 19151.6328 | 64018.9733 | 64018.9733 | 83170.6061 | 0.63259 | 12249.6872 | 12249.6872 | 3.306 | 73208.669 | 1.79 | -252.7619 | LED High Bay_HID Baseline | Electrical and Electronic Equip. | Turnover
| IelNgsd415 | 33163.715 | 7334.2778 | 0 | 0 | 40497.9928 | 44867.3405 | 44867.3405 | 19151.6328 | 64018.9733 | 64018.9733 | 83170.6061 | 0.63259 | 12249.6872 | 12249.6872 | 3.306 | 73208.669 | 1.79 | -252.7619 | LED High Bay_HID Baseline | Electrical and Electronic Equip. | New
| IluTgsd415 | 33163.715 | 7334.2778 | 0 | 0 | 40497.9928 | 44867.3405 | 44867.3405 | 19151.6328 | 64018.9733 | 64018.9733 | 83170.6061 | 0.63259 | 12738.3227 | 12738.3227 | 3.1792 | 73208.669 | 1.8614 | -206.2193 | LED High Bay_HID Baseline | Lumber/Furniture/Pulp/Paper | Turnover
| IluNgsd415 | 33163.715 | 7334.2778 | 0 | 0 | 40497.9928 | 44867.3405 | 44867.3405 | 19151.6328 | 64018.9733 | 64018.9733 | 83170.6061 | 0.63259 | 12738.3227 | 12738.3227 | 3.1792 | 73208.669 | 1.8614 | -206.2193 | LED High Bay_HID Baseline | Lumber/Furniture/Pulp/Paper | New
| ImeTgsd415 | 33163.715 | 7334.2778 | 0 | 0 | 40497.9928 | 44867.3405 | 44867.3405 | 19151.6328 | 64018.9733 | 64018.9733 | 83170.6061 | 0.63259 | 12249.6872 | 12249.6872 | 3.306 | 73208.669 | 1.79 | -252.7619 | LED High Bay_HID Baseline | Metal Products and Machinery | Turnover
| ImeNgsd415 | 33163.715 | 7334.2778 | 0 | 0 | 40497.9928 | 44867.3405 | 44867.3405 | 19151.6328 | 64018.9733 | 64018.9733 | 83170.6061 | 0.63259 | 12249.6872 | 12249.6872 | 3.306 | 73208.669 | 1.79 | -252.7619 | LED High Bay_HID Baseline | Metal Products and Machinery | New
| ImiTgsd415 | 33163.715 | 7334.2778 | 0 | 0 | 40497.9928 | 44867.3405 | 44867.3405 | 19151.6328 | 64018.9733 | 64018.9733 | 83170.6061 | 0.63259 | 12441.047 | 12441.047 | 3.2552 | 73208.669 | 1.818 | -234.5348 | LED High Bay_HID Baseline | Miscellaneous Manufacturing | Turnover
| ImiNgsd415 | 33163.715 | 7334.2778 | 0 | 0 | 40497.9928 | 44867.3405 | 44867.3405 | 19151.6328 | 64018.9733 | 64018.9733 | 83170.6061 | 0.63259 | 12441.047 | 12441.047 | 3.2552 | 73208.669 | 1.818 | -234.5348 | LED High Bay_HID Baseline | Miscellaneous Manufacturing | New
| IprTgsd415 | 33163.715 | 7334.2778 | 0 | 0 | 40497.9928 | 44867.3405 | 44867.3405 | 19151.6328 | 64018.9733 | 64018.9733 | 83170.6061 | 0.63259 | 12249.6872 | 12249.6872 | 3.306 | 73208.669 | 1.79 | -252.7619 | LED High Bay_HID Baseline | Primary Resources Industries | Turnover
| IprNgsd415 | 33163.715 | 7334.2778 | 0 | 0 | 40497.9928 | 44867.3405 | 44867.3405 | 19151.6328 | 64018.9733 | 64018.9733 | 83170.6061 | 0.63259 | 12249.6872 | 12249.6872 | 3.306 | 73208.669 | 1.79 | -252.7619 | LED High Bay_HID Baseline | Primary Resources Industries | New
| IstTgsd415 | 33163.715 | 7334.2778 | 0 | 0 | 40497.9928 | 44867.3405 | 44867.3405 | 19151.6328 | 64018.9733 | 64018.9733 | 83170.6061 | 0.63259 | 12249.6872 | 12249.6872 | 3.306 | 73208.669 | 1.79 | -252.7619 | LED High Bay_HID Baseline | Stone/Clay/Glass/Concrete | Turnover
| IstNgsd415 | 33163.715 | 7334.2778 | 0 | 0 | 40497.9928 | 44867.3405 | 44867.3405 | 19151.6328 | 64018.9733 | 64018.9733 | 83170.6061 | 0.63259 | 12249.6872 | 12249.6872 | 3.306 | 73208.669 | 1.79 | -252.7619 | LED High Bay_HID Baseline | Stone/Clay/Glass/Concrete | New
| IteTgsd415 | 33163.715 | 7334.2778 | 0 | 0 | 40497.9928 | 44867.3405 | 44867.3405 | 19151.6328 | 64018.9733 | 64018.9733 | 83170.6061 | 0.63259 | 12249.6872 | 12249.6872 | 3.306 | 73208.669 | 1.79 | -252.7619 | LED High Bay_HID Baseline | Textiles and Leather | Turnover
| IteNgsd415 | 33163.715 | 7334.2778 | 0 | 0 | 40497.9928 | 44867.3405 | 44867.3405 | 19151.6328 | 64018.9733 | 64018.9733 | 83170.6061 | 0.63259 | 12249.6872 | 12249.6872 | 3.306 | 73208.669 | 1.79 | -252.7619 | LED High Bay_HID Baseline | Textiles and Leather | New
| ItrTgsd415 | 33163.715 | 7334.2778 | 0 | 0 | 40497.9928 | 44867.3405 | 44867.3405 | 19151.6328 | 64018.9733 | 64018.9733 | 83170.6061 | 0.63259 | 12638.5879 | 12638.5879 | 3.2043 | 73208.669 | 1.8469 | -215.7191 | LED High Bay_HID Baseline | Transportation Equipment | Turnover
| ItrNgsd415 | 33163.715 | 7334.2778 | 0 | 0 | 40497.9928 | 44867.3405 | 44867.3405 | 19151.6328 | 64018.9733 | 64018.9733 | 83170.6061 | 0.63259 | 12638.5879 | 12638.5879 | 3.2043 | 73208.669 | 1.8469 | -215.7191 | LED High Bay_HID Baseline | Transportation Equipment | New
| IwaTgsd415 | 34241.0375 | 7367.8051 | 0 | 0 | 41608.8426 | 46434.3173 | 46434.3173 | 19151.6328 | 65585.9501 | 65585.9501 | 84737.5829 | 0.63442 | 12677.5029 | 12677.5029 | 3.2821 | 75096.5929 | 1.8065 | -249.3544 | LED High Bay_HID Baseline | Water and Wastewater | Turnover
| IwaNgsd415 | 34241.0375 | 7367.8051 | 0 | 0 | 41608.8426 | 46434.3173 | 46434.3173 | 19151.6328 | 65585.9501 | 65585.9501 | 84737.5829 | 0.63442 | 12677.5029 | 12677.5029 | 3.2821 | 75096.5929 | 1.8065 | -249.3544 | LED High Bay_HID Baseline | Water and Wastewater | New
| IagTgsd416 | 33163.715 | 7334.2778 | 0 | 0 | 40497.9928 | 44867.3405 | 44867.3405 | 19151.6328 | 64018.9733 | 64018.9733 | 83170.6061 | 0.63259 | 20522.2035 | 20522.2035 | 1.9734 | 73208.669 | 2.9989 | 535.1966 | LED High Bay_LF Baseline | Agriculture and Assembly | Turnover
| IagNgsd416 | 33163.715 | 7334.2778 | 0 | 0 | 40497.9928 | 44867.3405 | 44867.3405 | 19151.6328 | 64018.9733 | 64018.9733 | 83170.6061 | 0.63259 | 20522.2035 | 20522.2035 | 1.9734 | 73208.669 | 2.9989 | 535.1966 | LED High Bay_LF Baseline | Agriculture and Assembly | New
| IchTgsd416 | 33163.715 | 7334.2778 | 0 | 0 | 40497.9928 | 44867.3405 | 44867.3405 | 19151.6328 | 64018.9733 | 64018.9733 | 83170.6061 | 0.63259 | 20522.2035 | 20522.2035 | 1.9734 | 73208.669 | 2.9989 | 535.1966 | LED High Bay_LF Baseline | Chemicals and Plastics | Turnover
| IchNgsd416 | 33163.715 | 7334.2778 | 0 | 0 | 40497.9928 | 44867.3405 | 44867.3405 | 19151.6328 | 64018.9733 | 64018.9733 | 83170.6061 | 0.63259 | 20522.2035 | 20522.2035 | 1.9734 | 73208.669 | 2.9989 | 535.1966 | LED High Bay_LF Baseline | Chemicals and Plastics | New
| IcoTgsd416 | 33163.715 | 7334.2778 | 0 | 0 | 40497.9928 | 44867.3405 | 44867.3405 | 19151.6328 | 64018.9733 | 64018.9733 | 83170.6061 | 0.63259 | 20522.2035 | 20522.2035 | 1.9734 | 73208.669 | 2.9989 | 535.1966 | LED High Bay_LF Baseline | Construction | Turnover
| IcoNgsd416 | 33163.715 | 7334.2778 | 0 | 0 | 40497.9928 | 44867.3405 | 44867.3405 | 19151.6328 | 64018.9733 | 64018.9733 | 83170.6061 | 0.63259 | 20522.2035 | 20522.2035 | 1.9734 | 73208.669 | 2.9989 | 535.1966 | LED High Bay_LF Baseline | Construction | New
| IelTgsd416 | 33163.715 | 7334.2778 | 0 | 0 | 40497.9928 | 44867.3405 | 44867.3405 | 19151.6328 | 64018.9733 | 64018.9733 | 83170.6061 | 0.63259 | 20522.2035 | 20522.2035 | 1.9734 | 73208.669 | 2.9989 | 535.1966 | LED High Bay_LF Baseline | Electrical and Electronic Equip. | Turnover
| IelNgsd416 | 33163.715 | 7334.2778 | 0 | 0 | 40497.9928 | 44867.3405 | 44867.3405 | 19151.6328 | 64018.9733 | 64018.9733 | 83170.6061 | 0.63259 | 20522.2035 | 20522.2035 | 1.9734 | 73208.669 | 2.9989 | 535.1966 | LED High Bay_LF Baseline | Electrical and Electronic Equip. | New
| IluTgsd416 | 33163.715 | 7334.2778 | 0 | 0 | 40497.9928 | 44867.3405 | 44867.3405 | 19151.6328 | 64018.9733 | 64018.9733 | 83170.6061 | 0.63259 | 21340.814 | 21340.814 | 1.8977 | 73208.669 | 3.1185 | 613.1694 | LED High Bay_LF Baseline | Lumber/Furniture/Pulp/Paper | Turnover
| IluNgsd416 | 33163.715 | 7334.2778 | 0 | 0 | 40497.9928 | 44867.3405 | 44867.3405 | 19151.6328 | 64018.9733 | 64018.9733 | 83170.6061 | 0.63259 | 21340.814 | 21340.814 | 1.8977 | 73208.669 | 3.1185 | 613.1694 | LED High Bay_LF Baseline | Lumber/Furniture/Pulp/Paper | New
| ImeTgsd416 | 33163.715 | 7334.2778 | 0 | 0 | 40497.9928 | 44867.3405 | 44867.3405 | 19151.6328 | 64018.9733 | 64018.9733 | 83170.6061 | 0.63259 | 20522.2035 | 20522.2035 | 1.9734 | 73208.669 | 2.9989 | 535.1966 | LED High Bay_LF Baseline | Metal Products and Machinery | Turnover
| ImeNgsd416 | 33163.715 | 7334.2778 | 0 | 0 | 40497.9928 | 44867.3405 | 44867.3405 | 19151.6328 | 64018.9733 | 64018.9733 | 83170.6061 | 0.63259 | 20522.2035 | 20522.2035 | 1.9734 | 73208.669 | 2.9989 | 535.1966 | LED High Bay_LF Baseline | Metal Products and Machinery | New
| ImiTgsd416 | 33163.715 | 7334.2778 | 0 | 0 | 40497.9928 | 44867.3405 | 44867.3405 | 19151.6328 | 64018.9733 | 64018.9733 | 83170.6061 | 0.63259 | 20842.8051 | 20842.8051 | 1.943 | 73208.669 | 3.0457 | 565.734 | LED High Bay_LF Baseline | Miscellaneous Manufacturing | Turnover
| ImiNgsd416 | 33163.715 | 7334.2778 | 0 | 0 | 40497.9928 | 44867.3405 | 44867.3405 | 19151.6328 | 64018.9733 | 64018.9733 | 83170.6061 | 0.63259 | 20842.8051 | 20842.8051 | 1.943 | 73208.669 | 3.0457 | 565.734 | LED High Bay_LF Baseline | Miscellaneous Manufacturing | New
| IprTgsd416 | 33163.715 | 7334.2778 | 0 | 0 | 40497.9928 | 44867.3405 | 44867.3405 | 19151.6328 | 64018.9733 | 64018.9733 | 83170.6061 | 0.63259 | 20522.2035 | 20522.2035 | 1.9734 | 73208.669 | 2.9989 | 535.1966 | LED High Bay_LF Baseline | Primary Resources Industries | Turnover
| IprNgsd416 | 33163.715 | 7334.2778 | 0 | 0 | 40497.9928 | 44867.3405 | 44867.3405 | 19151.6328 | 64018.9733 | 64018.9733 | 83170.6061 | 0.63259 | 20522.2035 | 20522.2035 | 1.9734 | 73208.669 | 2.9989 | 535.1966 | LED High Bay_LF Baseline | Primary Resources Industries | New
| IstTgsd416 | 33163.715 | 7334.2778 | 0 | 0 | 40497.9928 | 44867.3405 | 44867.3405 | 19151.6328 | 64018.9733 | 64018.9733 | 83170.6061 | 0.63259 | 20522.2035 | 20522.2035 | 1.9734 | 73208.669 | 2.9989 | 535.1966 | LED High Bay_LF Baseline | Stone/Clay/Glass/Concrete | Turnover
| IstNgsd416 | 33163.715 | 7334.2778 | 0 | 0 | 40497.9928 | 44867.3405 | 44867.3405 | 19151.6328 | 64018.9733 | 64018.9733 | 83170.6061 | 0.63259 | 20522.2035 | 20522.2035 | 1.9734 | 73208.669 | 2.9989 | 535.1966 | LED High Bay_LF Baseline | Stone/Clay/Glass/Concrete | New
| IteTgsd416 | 33163.715 | 7334.2778 | 0 | 0 | 40497.9928 | 44867.3405 | 44867.3405 | 19151.6328 | 64018.9733 | 64018.9733 | 83170.6061 | 0.63259 | 20522.2035 | 20522.2035 | 1.9734 | 73208.669 | 2.9989 | 535.1966 | LED High Bay_LF Baseline | Textiles and Leather | Turnover
| IteNgsd416 | 33163.715 | 7334.2778 | 0 | 0 | 40497.9928 | 44867.3405 | 44867.3405 | 19151.6328 | 64018.9733 | 64018.9733 | 83170.6061 | 0.63259 | 20522.2035 | 20522.2035 | 1.9734 | 73208.669 | 2.9989 | 535.1966 | LED High Bay_LF Baseline | Textiles and Leather | New
| ItrTgsd416 | 33163.715 | 7334.2778 | 0 | 0 | 40497.9928 | 44867.3405 | 44867.3405 | 19151.6328 | 64018.9733 | 64018.9733 | 83170.6061 | 0.63259 | 21173.5824 | 21173.5824 | 1.9127 | 73208.669 | 3.0941 | 597.2406 | LED High Bay_LF Baseline | Transportation Equipment | Turnover
| ItrNgsd416 | 33163.715 | 7334.2778 | 0 | 0 | 40497.9928 | 44867.3405 | 44867.3405 | 19151.6328 | 64018.9733 | 64018.9733 | 83170.6061 | 0.63259 | 21173.5824 | 21173.5824 | 1.9127 | 73208.669 | 3.0941 | 597.2406 | LED High Bay_LF Baseline | Transportation Equipment | New
| IwaTgsd416 | 34241.0375 | 7367.8051 | 0 | 0 | 41608.8426 | 46434.3173 | 46434.3173 | 19151.6328 | 65585.9501 | 65585.9501 | 84737.5829 | 0.63442 | 21238.9338 | 21238.9338 | 1.9591 | 75096.5929 | 3.0265 | 566.1233 | LED High Bay_LF Baseline | Water and Wastewater | Turnover
| IwaNgsd416 | 34241.0375 | 7367.8051 | 0 | 0 | 41608.8426 | 46434.3173 | 46434.3173 | 19151.6328 | 65585.9501 | 65585.9501 | 84737.5829 | 0.63442 | 21238.9338 | 21238.9338 | 1.9591 | 75096.5929 | 3.0265 | 566.1233 | LED High Bay_LF Baseline | Water and Wastewater | New
| IagTgsd417 | 33163.715 | 7334.2778 | 0 | 0 | 40497.9928 | 44867.3405 | 44867.3405 | 19151.6328 | 64018.9733 | 64018.9733 | 83170.6061 | 0.63259 | 33147.595 | 33147.595 | 1.2217 | 73208.669 | 4.8438 | 1737.7671 | LED Linear - Fixture Replacement | Agriculture and Assembly | Turnover
| IagNgsd417 | 33163.715 | 7334.2778 | 0 | 0 | 40497.9928 | 44867.3405 | 44867.3405 | 19151.6328 | 64018.9733 | 64018.9733 | 83170.6061 | 0.63259 | 33147.595 | 33147.595 | 1.2217 | 73208.669 | 4.8438 | 1737.7671 | LED Linear - Fixture Replacement | Agriculture and Assembly | New
| IchTgsd417 | 33163.715 | 7334.2778 | 0 | 0 | 40497.9928 | 44867.3405 | 44867.3405 | 19151.6328 | 64018.9733 | 64018.9733 | 83170.6061 | 0.63259 | 33147.595 | 33147.595 | 1.2217 | 73208.669 | 4.8438 | 1737.7671 | LED Linear - Fixture Replacement | Chemicals and Plastics | Turnover
| IchNgsd417 | 33163.715 | 7334.2778 | 0 | 0 | 40497.9928 | 44867.3405 | 44867.3405 | 19151.6328 | 64018.9733 | 64018.9733 | 83170.6061 | 0.63259 | 33147.595 | 33147.595 | 1.2217 | 73208.669 | 4.8438 | 1737.7671 | LED Linear - Fixture Replacement | Chemicals and Plastics | New
| IcoTgsd417 | 33163.715 | 7334.2778 | 0 | 0 | 40497.9928 | 44867.3405 | 44867.3405 | 19151.6328 | 64018.9733 | 64018.9733 | 83170.6061 | 0.63259 | 33147.595 | 33147.595 | 1.2217 | 73208.669 | 4.8438 | 1737.7671 | LED Linear - Fixture Replacement | Construction | Turnover
| IcoNgsd417 | 33163.715 | 7334.2778 | 0 | 0 | 40497.9928 | 44867.3405 | 44867.3405 | 19151.6328 | 64018.9733 | 64018.9733 | 83170.6061 | 0.63259 | 33147.595 | 33147.595 | 1.2217 | 73208.669 | 4.8438 | 1737.7671 | LED Linear - Fixture Replacement | Construction | New
| IelTgsd417 | 33163.715 | 7334.2778 | 0 | 0 | 40497.9928 | 44867.3405 | 44867.3405 | 19151.6328 | 64018.9733 | 64018.9733 | 83170.6061 | 0.63259 | 33147.595 | 33147.595 | 1.2217 | 73208.669 | 4.8438 | 1737.7671 | LED Linear - Fixture Replacement | Electrical and Electronic Equip. | Turnover
| IelNgsd417 | 33163.715 | 7334.2778 | 0 | 0 | 40497.9928 | 44867.3405 | 44867.3405 | 19151.6328 | 64018.9733 | 64018.9733 | 83170.6061 | 0.63259 | 33147.595 | 33147.595 | 1.2217 | 73208.669 | 4.8438 | 1737.7671 | LED Linear - Fixture Replacement | Electrical and Electronic Equip. | New
| IluTgsd417 | 33163.715 | 7334.2778 | 0 | 0 | 40497.9928 | 44867.3405 | 44867.3405 | 19151.6328 | 64018.9733 | 64018.9733 | 83170.6061 | 0.63259 | 34470.4479 | 34470.4479 | 1.1749 | 73208.669 | 5.0371 | 1863.7691 | LED Linear - Fixture Replacement | Lumber/Furniture/Pulp/Paper | Turnover
| IluNgsd417 | 33163.715 | 7334.2778 | 0 | 0 | 40497.9928 | 44867.3405 | 44867.3405 | 19151.6328 | 64018.9733 | 64018.9733 | 83170.6061 | 0.63259 | 34470.4479 | 34470.4479 | 1.1749 | 73208.669 | 5.0371 | 1863.7691 | LED Linear - Fixture Replacement | Lumber/Furniture/Pulp/Paper | New
| ImeTgsd417 | 33163.715 | 7334.2778 | 0 | 0 | 40497.9928 | 44867.3405 | 44867.3405 | 19151.6328 | 64018.9733 | 64018.9733 | 83170.6061 | 0.63259 | 33147.595 | 33147.595 | 1.2217 | 73208.669 | 4.8438 | 1737.7671 | LED Linear - Fixture Replacement | Metal Products and Machinery | Turnover
| ImeNgsd417 | 33163.715 | 7334.2778 | 0 | 0 | 40497.9928 | 44867.3405 | 44867.3405 | 19151.6328 | 64018.9733 | 64018.9733 | 83170.6061 | 0.63259 | 33147.595 | 33147.595 | 1.2217 | 73208.669 | 4.8438 | 1737.7671 | LED Linear - Fixture Replacement | Metal Products and Machinery | New
| ImiTgsd417 | 33163.715 | 7334.2778 | 0 | 0 | 40497.9928 | 44867.3405 | 44867.3405 | 19151.6328 | 64018.9733 | 64018.9733 | 83170.6061 | 0.63259 | 33665.3542 | 33665.3542 | 1.203 | 73208.669 | 4.9195 | 1787.0838 | LED Linear - Fixture Replacement | Miscellaneous Manufacturing | Turnover
| ImiNgsd417 | 33163.715 | 7334.2778 | 0 | 0 | 40497.9928 | 44867.3405 | 44867.3405 | 19151.6328 | 64018.9733 | 64018.9733 | 83170.6061 | 0.63259 | 33665.3542 | 33665.3542 | 1.203 | 73208.669 | 4.9195 | 1787.0838 | LED Linear - Fixture Replacement | Miscellaneous Manufacturing | New
| IprTgsd417 | 33163.715 | 7334.2778 | 0 | 0 | 40497.9928 | 44867.3405 | 44867.3405 | 19151.6328 | 64018.9733 | 64018.9733 | 83170.6061 | 0.63259 | 33147.595 | 33147.595 | 1.2217 | 73208.669 | 4.8438 | 1737.7671 | LED Linear - Fixture Replacement | Primary Resources Industries | Turnover
| IprNgsd417 | 33163.715 | 7334.2778 | 0 | 0 | 40497.9928 | 44867.3405 | 44867.3405 | 19151.6328 | 64018.9733 | 64018.9733 | 83170.6061 | 0.63259 | 33147.595 | 33147.595 | 1.2217 | 73208.669 | 4.8438 | 1737.7671 | LED Linear - Fixture Replacement | Primary Resources Industries | New
| IstTgsd417 | 33163.715 | 7334.2778 | 0 | 0 | 40497.9928 | 44867.3405 | 44867.3405 | 19151.6328 | 64018.9733 | 64018.9733 | 83170.6061 | 0.63259 | 33147.595 | 33147.595 | 1.2217 | 73208.669 | 4.8438 | 1737.7671 | LED Linear - Fixture Replacement | Stone/Clay/Glass/Concrete | Turnover
| IstNgsd417 | 33163.715 | 7334.2778 | 0 | 0 | 40497.9928 | 44867.3405 | 44867.3405 | 19151.6328 | 64018.9733 | 64018.9733 | 83170.6061 | 0.63259 | 33147.595 | 33147.595 | 1.2217 | 73208.669 | 4.8438 | 1737.7671 | LED Linear - Fixture Replacement | Stone/Clay/Glass/Concrete | New
| IteTgsd417 | 33163.715 | 7334.2778 | 0 | 0 | 40497.9928 | 44867.3405 | 44867.3405 | 19151.6328 | 64018.9733 | 64018.9733 | 83170.6061 | 0.63259 | 33147.595 | 33147.595 | 1.2217 | 73208.669 | 4.8438 | 1737.7671 | LED Linear - Fixture Replacement | Textiles and Leather | Turnover
| IteNgsd417 | 33163.715 | 7334.2778 | 0 | 0 | 40497.9928 | 44867.3405 | 44867.3405 | 19151.6328 | 64018.9733 | 64018.9733 | 83170.6061 | 0.63259 | 33147.595 | 33147.595 | 1.2217 | 73208.669 | 4.8438 | 1737.7671 | LED Linear - Fixture Replacement | Textiles and Leather | New
| ItrTgsd417 | 33163.715 | 7334.2778 | 0 | 0 | 40497.9928 | 44867.3405 | 44867.3405 | 19151.6328 | 64018.9733 | 64018.9733 | 83170.6061 | 0.63259 | 34200.8248 | 34200.8248 | 1.1841 | 73208.669 | 4.9977 | 1838.0874 | LED Linear - Fixture Replacement | Transportation Equipment | Turnover
| ItrNgsd417 | 33163.715 | 7334.2778 | 0 | 0 | 40497.9928 | 44867.3405 | 44867.3405 | 19151.6328 | 64018.9733 | 64018.9733 | 83170.6061 | 0.63259 | 34200.8248 | 34200.8248 | 1.1841 | 73208.669 | 4.9977 | 1838.0874 | LED Linear - Fixture Replacement | Transportation Equipment | New
| IwaTgsd417 | 34241.0375 | 7367.8051 | 0 | 0 | 41608.8426 | 46434.3173 | 46434.3173 | 19151.6328 | 65585.9501 | 65585.9501 | 84737.5829 | 0.63442 | 34305.2605 | 34305.2605 | 1.2129 | 75096.5929 | 4.8884 | 1810.6931 | LED Linear - Fixture Replacement | Water and Wastewater | Turnover
| IwaNgsd417 | 34241.0375 | 7367.8051 | 0 | 0 | 41608.8426 | 46434.3173 | 46434.3173 | 19151.6328 | 65585.9501 | 65585.9501 | 84737.5829 | 0.63442 | 34305.2605 | 34305.2605 | 1.2129 | 75096.5929 | 4.8884 | 1810.6931 | LED Linear - Fixture Replacement | Water and Wastewater | New
| IagTgsd418 | 33163.715 | 7334.2778 | 0 | 0 | 40497.9928 | 44867.3405 | 44867.3405 | 19151.6328 | 64018.9733 | 64018.9733 | 83170.6061 | 0.63259 | 10758.4491 | 10758.4491 | 3.7643 | 73208.669 | 1.3493 | -540.0661 | LED Linear - Lamp Replacement | Agriculture and Assembly | Turnover
| IagNgsd418 | 33163.715 | 7334.2778 | 0 | 0 | 40497.9928 | 44867.3405 | 44867.3405 | 19151.6328 | 64018.9733 | 64018.9733 | 83170.6061 | 0.63259 | 10758.4491 | 10758.4491 | 3.7643 | 73208.669 | 1.3493 | -540.0661 | LED Linear - Lamp Replacement | Agriculture and Assembly | New
| IchTgsd418 | 33163.715 | 7334.2778 | 0 | 0 | 40497.9928 | 44867.3405 | 44867.3405 | 19151.6328 | 64018.9733 | 64018.9733 | 83170.6061 | 0.63259 | 10758.4491 | 10758.4491 | 3.7643 | 73208.669 | 1.3493 | -540.0661 | LED Linear - Lamp Replacement | Chemicals and Plastics | Turnover
| IchNgsd418 | 33163.715 | 7334.2778 | 0 | 0 | 40497.9928 | 44867.3405 | 44867.3405 | 19151.6328 | 64018.9733 | 64018.9733 | 83170.6061 | 0.63259 | 10758.4491 | 10758.4491 | 3.7643 | 73208.669 | 1.3493 | -540.0661 | LED Linear - Lamp Replacement | Chemicals and Plastics | New
| IcoTgsd418 | 33163.715 | 7334.2778 | 0 | 0 | 40497.9928 | 44867.3405 | 44867.3405 | 19151.6328 | 64018.9733 | 64018.9733 | 83170.6061 | 0.63259 | 10758.4491 | 10758.4491 | 3.7643 | 73208.669 | 1.3493 | -540.0661 | LED Linear - Lamp Replacement | Construction | Turnover
| IcoNgsd418 | 33163.715 | 7334.2778 | 0 | 0 | 40497.9928 | 44867.3405 | 44867.3405 | 19151.6328 | 64018.9733 | 64018.9733 | 83170.6061 | 0.63259 | 10758.4491 | 10758.4491 | 3.7643 | 73208.669 | 1.3493 | -540.0661 | LED Linear - Lamp Replacement | Construction | New
| IelTgsd418 | 33163.715 | 7334.2778 | 0 | 0 | 40497.9928 | 44867.3405 | 44867.3405 | 19151.6328 | 64018.9733 | 64018.9733 | 83170.6061 | 0.63259 | 10758.4491 | 10758.4491 | 3.7643 | 73208.669 | 1.3493 | -540.0661 | LED Linear - Lamp Replacement | Electrical and Electronic Equip. | Turnover
| IelNgsd418 | 33163.715 | 7334.2778 | 0 | 0 | 40497.9928 | 44867.3405 | 44867.3405 | 19151.6328 | 64018.9733 | 64018.9733 | 83170.6061 | 0.63259 | 10758.4491 | 10758.4491 | 3.7643 | 73208.669 | 1.3493 | -540.0661 | LED Linear - Lamp Replacement | Electrical and Electronic Equip. | New
| IluTgsd418 | 33163.715 | 7334.2778 | 0 | 0 | 40497.9928 | 44867.3405 | 44867.3405 | 19151.6328 | 64018.9733 | 64018.9733 | 83170.6061 | 0.63259 | 11186.317 | 11186.317 | 3.6203 | 73208.669 | 1.4029 | -505.0888 | LED Linear - Lamp Replacement | Lumber/Furniture/Pulp/Paper | Turnover
| IluNgsd418 | 33163.715 | 7334.2778 | 0 | 0 | 40497.9928 | 44867.3405 | 44867.3405 | 19151.6328 | 64018.9733 | 64018.9733 | 83170.6061 | 0.63259 | 11186.317 | 11186.317 | 3.6203 | 73208.669 | 1.4029 | -505.0888 | LED Linear - Lamp Replacement | Lumber/Furniture/Pulp/Paper | New
| ImeTgsd418 | 33163.715 | 7334.2778 | 0 | 0 | 40497.9928 | 44867.3405 | 44867.3405 | 19151.6328 | 64018.9733 | 64018.9733 | 83170.6061 | 0.63259 | 10758.4491 | 10758.4491 | 3.7643 | 73208.669 | 1.3493 | -540.0661 | LED Linear - Lamp Replacement | Metal Products and Machinery | Turnover
| ImeNgsd418 | 33163.715 | 7334.2778 | 0 | 0 | 40497.9928 | 44867.3405 | 44867.3405 | 19151.6328 | 64018.9733 | 64018.9733 | 83170.6061 | 0.63259 | 10758.4491 | 10758.4491 | 3.7643 | 73208.669 | 1.3493 | -540.0661 | LED Linear - Lamp Replacement | Metal Products and Machinery | New
| ImiTgsd418 | 33163.715 | 7334.2778 | 0 | 0 | 40497.9928 | 44867.3405 | 44867.3405 | 19151.6328 | 64018.9733 | 64018.9733 | 83170.6061 | 0.63259 | 10926.4827 | 10926.4827 | 3.7064 | 73208.669 | 1.3703 | -526.3298 | LED Linear - Lamp Replacement | Miscellaneous Manufacturing | Turnover
| ImiNgsd418 | 33163.715 | 7334.2778 | 0 | 0 | 40497.9928 | 44867.3405 | 44867.3405 | 19151.6328 | 64018.9733 | 64018.9733 | 83170.6061 | 0.63259 | 10926.4827 | 10926.4827 | 3.7064 | 73208.669 | 1.3703 | -526.3298 | LED Linear - Lamp Replacement | Miscellaneous Manufacturing | New
| IprTgsd418 | 33163.715 | 7334.2778 | 0 | 0 | 40497.9928 | 44867.3405 | 44867.3405 | 19151.6328 | 64018.9733 | 64018.9733 | 83170.6061 | 0.63259 | 10758.4491 | 10758.4491 | 3.7643 | 73208.669 | 1.3493 | -540.0661 | LED Linear - Lamp Replacement | Primary Resources Industries | Turnover
| IprNgsd418 | 33163.715 | 7334.2778 | 0 | 0 | 40497.9928 | 44867.3405 | 44867.3405 | 19151.6328 | 64018.9733 | 64018.9733 | 83170.6061 | 0.63259 | 10758.4491 | 10758.4491 | 3.7643 | 73208.669 | 1.3493 | -540.0661 | LED Linear - Lamp Replacement | Primary Resources Industries | New
| IstTgsd418 | 33163.715 | 7334.2778 | 0 | 0 | 40497.9928 | 44867.3405 | 44867.3405 | 19151.6328 | 64018.9733 | 64018.9733 | 83170.6061 | 0.63259 | 10758.4491 | 10758.4491 | 3.7643 | 73208.669 | 1.3493 | -540.0661 | LED Linear - Lamp Replacement | Stone/Clay/Glass/Concrete | Turnover
| IstNgsd418 | 33163.715 | 7334.2778 | 0 | 0 | 40497.9928 | 44867.3405 | 44867.3405 | 19151.6328 | 64018.9733 | 64018.9733 | 83170.6061 | 0.63259 | 10758.4491 | 10758.4491 | 3.7643 | 73208.669 | 1.3493 | -540.0661 | LED Linear - Lamp Replacement | Stone/Clay/Glass/Concrete | New
| IteTgsd418 | 33163.715 | 7334.2778 | 0 | 0 | 40497.9928 | 44867.3405 | 44867.3405 | 19151.6328 | 64018.9733 | 64018.9733 | 83170.6061 | 0.63259 | 10758.4491 | 10758.4491 | 3.7643 | 73208.669 | 1.3493 | -540.0661 | LED Linear - Lamp Replacement | Textiles and Leather | Turnover
| IteNgsd418 | 33163.715 | 7334.2778 | 0 | 0 | 40497.9928 | 44867.3405 | 44867.3405 | 19151.6328 | 64018.9733 | 64018.9733 | 83170.6061 | 0.63259 | 10758.4491 | 10758.4491 | 3.7643 | 73208.669 | 1.3493 | -540.0661 | LED Linear - Lamp Replacement | Textiles and Leather | New
| ItrTgsd418 | 33163.715 | 7334.2778 | 0 | 0 | 40497.9928 | 44867.3405 | 44867.3405 | 19151.6328 | 64018.9733 | 64018.9733 | 83170.6061 | 0.63259 | 11099.8487 | 11099.8487 | 3.6485 | 73208.669 | 1.3921 | -512.1575 | LED Linear - Lamp Replacement | Transportation Equipment | Turnover
| ItrNgsd418 | 33163.715 | 7334.2778 | 0 | 0 | 40497.9928 | 44867.3405 | 44867.3405 | 19151.6328 | 64018.9733 | 64018.9733 | 83170.6061 | 0.63259 | 11099.8487 | 11099.8487 | 3.6485 | 73208.669 | 1.3921 | -512.1575 | LED Linear - Lamp Replacement | Transportation Equipment | New
| IwaTgsd418 | 34241.0375 | 7367.8051 | 0 | 0 | 41608.8426 | 46434.3173 | 46434.3173 | 19151.6328 | 65585.9501 | 65585.9501 | 84737.5829 | 0.63442 | 11134.1838 | 11134.1838 | 3.737 | 75096.5929 | 1.3617 | -546.6926 | LED Linear - Lamp Replacement | Water and Wastewater | Turnover
| IwaNgsd418 | 34241.0375 | 7367.8051 | 0 | 0 | 41608.8426 | 46434.3173 | 46434.3173 | 19151.6328 | 65585.9501 | 65585.9501 | 84737.5829 | 0.63442 | 11134.1838 | 11134.1838 | 3.737 | 75096.5929 | 1.3617 | -546.6926 | LED Linear - Lamp Replacement | Water and Wastewater | New
| IagTgsd419 | 33163.715 | 7334.2778 | 0 | 0 | 40497.9928 | 44867.3405 | 44867.3405 | 19151.6328 | 64018.9733 | 64018.9733 | 83170.6061 | 0.63259 | 232889.021 | 232889.021 | 0.17389 | 73208.669 | 25.5365 | 15225.7612 | Light Tube | Agriculture and Assembly | Turnover
| IagNgsd419 | 33163.715 | 7334.2778 | 0 | 0 | 40497.9928 | 44867.3405 | 44867.3405 | 19151.6328 | 64018.9733 | 64018.9733 | 83170.6061 | 0.63259 | 232889.021 | 232889.021 | 0.17389 | 73208.669 | 25.5365 | 15225.7612 | Light Tube | Agriculture and Assembly | New
| IchTgsd419 | 33163.715 | 7334.2778 | 0 | 0 | 40497.9928 | 44867.3405 | 44867.3405 | 19151.6328 | 64018.9733 | 64018.9733 | 83170.6061 | 0.63259 | 232889.021 | 232889.021 | 0.17389 | 73208.669 | 25.5365 | 15225.7612 | Light Tube | Chemicals and Plastics | Turnover
| IchNgsd419 | 33163.715 | 7334.2778 | 0 | 0 | 40497.9928 | 44867.3405 | 44867.3405 | 19151.6328 | 64018.9733 | 64018.9733 | 83170.6061 | 0.63259 | 232889.021 | 232889.021 | 0.17389 | 73208.669 | 25.5365 | 15225.7612 | Light Tube | Chemicals and Plastics | New
| IcoTgsd419 | 33163.715 | 7334.2778 | 0 | 0 | 40497.9928 | 44867.3405 | 44867.3405 | 19151.6328 | 64018.9733 | 64018.9733 | 83170.6061 | 0.63259 | 232889.021 | 232889.021 | 0.17389 | 73208.669 | 25.5365 | 15225.7612 | Light Tube | Construction | Turnover
| IcoNgsd419 | 33163.715 | 7334.2778 | 0 | 0 | 40497.9928 | 44867.3405 | 44867.3405 | 19151.6328 | 64018.9733 | 64018.9733 | 83170.6061 | 0.63259 | 232889.021 | 232889.021 | 0.17389 | 73208.669 | 25.5365 | 15225.7612 | Light Tube | Construction | New
| IelTgsd419 | 33163.715 | 7334.2778 | 0 | 0 | 40497.9928 | 44867.3405 | 44867.3405 | 19151.6328 | 64018.9733 | 64018.9733 | 83170.6061 | 0.63259 | 232889.021 | 232889.021 | 0.17389 | 73208.669 | 25.5365 | 15225.7612 | Light Tube | Electrical and Electronic Equip. | Turnover
| IelNgsd419 | 33163.715 | 7334.2778 | 0 | 0 | 40497.9928 | 44867.3405 | 44867.3405 | 19151.6328 | 64018.9733 | 64018.9733 | 83170.6061 | 0.63259 | 232889.021 | 232889.021 | 0.17389 | 73208.669 | 25.5365 | 15225.7612 | Light Tube | Electrical and Electronic Equip. | New
| IluTgsd419 | 33163.715 | 7334.2778 | 0 | 0 | 40497.9928 | 44867.3405 | 44867.3405 | 19151.6328 | 64018.9733 | 64018.9733 | 83170.6061 | 0.63259 | 242167.3924 | 242167.3924 | 0.16723 | 73208.669 | 26.5539 | 15888.9171 | Light Tube | Lumber/Furniture/Pulp/Paper | Turnover
| IluNgsd419 | 33163.715 | 7334.2778 | 0 | 0 | 40497.9928 | 44867.3405 | 44867.3405 | 19151.6328 | 64018.9733 | 64018.9733 | 83170.6061 | 0.63259 | 242167.3924 | 242167.3924 | 0.16723 | 73208.669 | 26.5539 | 15888.9171 | Light Tube | Lumber/Furniture/Pulp/Paper | New
| ImeTgsd419 | 33163.715 | 7334.2778 | 0 | 0 | 40497.9928 | 44867.3405 | 44867.3405 | 19151.6328 | 64018.9733 | 64018.9733 | 83170.6061 | 0.63259 | 232889.021 | 232889.021 | 0.17389 | 73208.669 | 25.5365 | 15225.7612 | Light Tube | Metal Products and Machinery | Turnover
| ImeNgsd419 | 33163.715 | 7334.2778 | 0 | 0 | 40497.9928 | 44867.3405 | 44867.3405 | 19151.6328 | 64018.9733 | 64018.9733 | 83170.6061 | 0.63259 | 232889.021 | 232889.021 | 0.17389 | 73208.669 | 25.5365 | 15225.7612 | Light Tube | Metal Products and Machinery | New
| ImiTgsd419 | 33163.715 | 7334.2778 | 0 | 0 | 40497.9928 | 44867.3405 | 44867.3405 | 19151.6328 | 64018.9733 | 64018.9733 | 83170.6061 | 0.63259 | 236518.9087 | 236518.9087 | 0.17123 | 73208.669 | 25.9346 | 15485.2018 | Light Tube | Miscellaneous Manufacturing | Turnover
| ImiNgsd419 | 33163.715 | 7334.2778 | 0 | 0 | 40497.9928 | 44867.3405 | 44867.3405 | 19151.6328 | 64018.9733 | 64018.9733 | 83170.6061 | 0.63259 | 236518.9087 | 236518.9087 | 0.17123 | 73208.669 | 25.9346 | 15485.2018 | Light Tube | Miscellaneous Manufacturing | New
| IprTgsd419 | 33163.715 | 7334.2778 | 0 | 0 | 40497.9928 | 44867.3405 | 44867.3405 | 19151.6328 | 64018.9733 | 64018.9733 | 83170.6061 | 0.63259 | 232889.021 | 232889.021 | 0.17389 | 73208.669 | 25.5365 | 15225.7612 | Light Tube | Primary Resources Industries | Turnover
| IprNgsd419 | 33163.715 | 7334.2778 | 0 | 0 | 40497.9928 | 44867.3405 | 44867.3405 | 19151.6328 | 64018.9733 | 64018.9733 | 83170.6061 | 0.63259 | 232889.021 | 232889.021 | 0.17389 | 73208.669 | 25.5365 | 15225.7612 | Light Tube | Primary Resources Industries | New
| IstTgsd419 | 33163.715 | 7334.2778 | 0 | 0 | 40497.9928 | 44867.3405 | 44867.3405 | 19151.6328 | 64018.9733 | 64018.9733 | 83170.6061 | 0.63259 | 232889.021 | 232889.021 | 0.17389 | 73208.669 | 25.5365 | 15225.7612 | Light Tube | Stone/Clay/Glass/Concrete | Turnover
| IstNgsd419 | 33163.715 | 7334.2778 | 0 | 0 | 40497.9928 | 44867.3405 | 44867.3405 | 19151.6328 | 64018.9733 | 64018.9733 | 83170.6061 | 0.63259 | 232889.021 | 232889.021 | 0.17389 | 73208.669 | 25.5365 | 15225.7612 | Light Tube | Stone/Clay/Glass/Concrete | New
| IteTgsd419 | 33163.715 | 7334.2778 | 0 | 0 | 40497.9928 | 44867.3405 | 44867.3405 | 19151.6328 | 64018.9733 | 64018.9733 | 83170.6061 | 0.63259 | 232889.021 | 232889.021 | 0.17389 | 73208.669 | 25.5365 | 15225.7612 | Light Tube | Textiles and Leather | Turnover
| IteNgsd419 | 33163.715 | 7334.2778 | 0 | 0 | 40497.9928 | 44867.3405 | 44867.3405 | 19151.6328 | 64018.9733 | 64018.9733 | 83170.6061 | 0.63259 | 232889.021 | 232889.021 | 0.17389 | 73208.669 | 25.5365 | 15225.7612 | Light Tube | Textiles and Leather | New
| ItrTgsd419 | 33163.715 | 7334.2778 | 0 | 0 | 40497.9928 | 44867.3405 | 44867.3405 | 19151.6328 | 64018.9733 | 64018.9733 | 83170.6061 | 0.63259 | 312358.565 | 312358.565 | 0.12965 | 73208.669 | 34.2505 | 20905.6995 | Light Tube | Transportation Equipment | Turnover
| ItrNgsd419 | 33163.715 | 7334.2778 | 0 | 0 | 40497.9928 | 44867.3405 | 44867.3405 | 19151.6328 | 64018.9733 | 64018.9733 | 83170.6061 | 0.63259 | 312358.565 | 312358.565 | 0.12965 | 73208.669 | 34.2505 | 20905.6995 | Light Tube | Transportation Equipment | New
| IwaTgsd419 | 33163.715 | 7334.2778 | 0 | 0 | 40497.9928 | 44867.3405 | 44867.3405 | 19151.6328 | 64018.9733 | 64018.9733 | 83170.6061 | 0.63259 | 232889.021 | 232889.021 | 0.17389 | 73208.669 | 25.5365 | 15225.7612 | Light Tube | Water and Wastewater | Turnover
| IwaNgsd419 | 33163.715 | 7334.2778 | 0 | 0 | 40497.9928 | 44867.3405 | 44867.3405 | 19151.6328 | 64018.9733 | 64018.9733 | 83170.6061 | 0.63259 | 232889.021 | 232889.021 | 0.17389 | 73208.669 | 25.5365 | 15225.7612 | Light Tube | Water and Wastewater | New
| IagEgsd501 | 34241.7208 | 7368.3527 | 0 | 0 | 41610.0735 | 46434.3173 | 46434.3173 | 18458.4062 | 64892.7236 | 64892.7236 | 83351.1298 | 0.64121 | 22402.9034 | 22402.9034 | 1.8574 | 74403.3676 | 3.2231 | 689.673 | VFD on HVAC Fan | Agriculture and Assembly | Existing
| IagNgsd501 | 34241.7208 | 7368.3527 | 0 | 0 | 41610.0735 | 46434.3173 | 46434.3173 | 18458.4062 | 64892.7236 | 64892.7236 | 83351.1298 | 0.64121 | 22402.9034 | 22402.9034 | 1.8574 | 74403.3676 | 3.2231 | 689.673 | VFD on HVAC Fan | Agriculture and Assembly | New
| IchEgsd501 | 34241.7208 | 7368.3527 | 0 | 0 | 41610.0735 | 46434.3173 | 46434.3173 | 18458.4062 | 64892.7236 | 64892.7236 | 83351.1298 | 0.64121 | 22402.9034 | 22402.9034 | 1.8574 | 74403.3676 | 3.2231 | 689.673 | VFD on HVAC Fan | Chemicals and Plastics | Existing
| IchNgsd501 | 34241.7208 | 7368.3527 | 0 | 0 | 41610.0735 | 46434.3173 | 46434.3173 | 18458.4062 | 64892.7236 | 64892.7236 | 83351.1298 | 0.64121 | 22402.9034 | 22402.9034 | 1.8574 | 74403.3676 | 3.2231 | 689.673 | VFD on HVAC Fan | Chemicals and Plastics | New
| IcoEgsd501 | 34241.7208 | 7368.3527 | 0 | 0 | 41610.0735 | 46434.3173 | 46434.3173 | 18458.4062 | 64892.7236 | 64892.7236 | 83351.1298 | 0.64121 | 22402.9034 | 22402.9034 | 1.8574 | 74403.3676 | 3.2231 | 689.673 | VFD on HVAC Fan | Construction | Existing
| IcoNgsd501 | 34241.7208 | 7368.3527 | 0 | 0 | 41610.0735 | 46434.3173 | 46434.3173 | 18458.4062 | 64892.7236 | 64892.7236 | 83351.1298 | 0.64121 | 22402.9034 | 22402.9034 | 1.8574 | 74403.3676 | 3.2231 | 689.673 | VFD on HVAC Fan | Construction | New
| IelEgsd501 | 34241.7208 | 7368.3527 | 0 | 0 | 41610.0735 | 46434.3173 | 46434.3173 | 18458.4062 | 64892.7236 | 64892.7236 | 83351.1298 | 0.64121 | 22402.9034 | 22402.9034 | 1.8574 | 74403.3676 | 3.2231 | 689.673 | VFD on HVAC Fan | Electrical and Electronic Equip. | Existing
| IelNgsd501 | 34241.7208 | 7368.3527 | 0 | 0 | 41610.0735 | 46434.3173 | 46434.3173 | 18458.4062 | 64892.7236 | 64892.7236 | 83351.1298 | 0.64121 | 22402.9034 | 22402.9034 | 1.8574 | 74403.3676 | 3.2231 | 689.673 | VFD on HVAC Fan | Electrical and Electronic Equip. | New
| IluEgsd501 | 34241.7208 | 7368.3527 | 0 | 0 | 41610.0735 | 46434.3173 | 46434.3173 | 18458.4062 | 64892.7236 | 64892.7236 | 83351.1298 | 0.64121 | 22402.9034 | 22402.9034 | 1.8574 | 74403.3676 | 3.2231 | 689.673 | VFD on HVAC Fan | Lumber/Furniture/Pulp/Paper | Existing
| IluNgsd501 | 34241.7208 | 7368.3527 | 0 | 0 | 41610.0735 | 46434.3173 | 46434.3173 | 18458.4062 | 64892.7236 | 64892.7236 | 83351.1298 | 0.64121 | 22402.9034 | 22402.9034 | 1.8574 | 74403.3676 | 3.2231 | 689.673 | VFD on HVAC Fan | Lumber/Furniture/Pulp/Paper | New
| ImeEgsd501 | 34241.7208 | 7368.3527 | 0 | 0 | 41610.0735 | 46434.3173 | 46434.3173 | 18458.4062 | 64892.7236 | 64892.7236 | 83351.1298 | 0.64121 | 22402.9034 | 22402.9034 | 1.8574 | 74403.3676 | 3.2231 | 689.673 | VFD on HVAC Fan | Metal Products and Machinery | Existing
| ImeNgsd501 | 34241.7208 | 7368.3527 | 0 | 0 | 41610.0735 | 46434.3173 | 46434.3173 | 18458.4062 | 64892.7236 | 64892.7236 | 83351.1298 | 0.64121 | 22402.9034 | 22402.9034 | 1.8574 | 74403.3676 | 3.2231 | 689.673 | VFD on HVAC Fan | Metal Products and Machinery | New
| ImiEgsd501 | 34241.7208 | 7368.3527 | 0 | 0 | 41610.0735 | 46434.3173 | 46434.3173 | 18458.4062 | 64892.7236 | 64892.7236 | 83351.1298 | 0.64121 | 22402.9034 | 22402.9034 | 1.8574 | 74403.3676 | 3.2231 | 689.673 | VFD on HVAC Fan | Miscellaneous Manufacturing | Existing
| ImiNgsd501 | 34241.7208 | 7368.3527 | 0 | 0 | 41610.0735 | 46434.3173 | 46434.3173 | 18458.4062 | 64892.7236 | 64892.7236 | 83351.1298 | 0.64121 | 22402.9034 | 22402.9034 | 1.8574 | 74403.3676 | 3.2231 | 689.673 | VFD on HVAC Fan | Miscellaneous Manufacturing | New
| IprEgsd501 | 34241.7208 | 7368.3527 | 0 | 0 | 41610.0735 | 46434.3173 | 46434.3173 | 18458.4062 | 64892.7236 | 64892.7236 | 83351.1298 | 0.64121 | 22402.9034 | 22402.9034 | 1.8574 | 74403.3676 | 3.2231 | 689.673 | VFD on HVAC Fan | Primary Resources Industries | Existing
| IprNgsd501 | 34241.7208 | 7368.3527 | 0 | 0 | 41610.0735 | 46434.3173 | 46434.3173 | 18458.4062 | 64892.7236 | 64892.7236 | 83351.1298 | 0.64121 | 22402.9034 | 22402.9034 | 1.8574 | 74403.3676 | 3.2231 | 689.673 | VFD on HVAC Fan | Primary Resources Industries | New
| IstEgsd501 | 34241.7208 | 7368.3527 | 0 | 0 | 41610.0735 | 46434.3173 | 46434.3173 | 18458.4062 | 64892.7236 | 64892.7236 | 83351.1298 | 0.64121 | 22402.9034 | 22402.9034 | 1.8574 | 74403.3676 | 3.2231 | 689.673 | VFD on HVAC Fan | Stone/Clay/Glass/Concrete | Existing
| IstNgsd501 | 34241.7208 | 7368.3527 | 0 | 0 | 41610.0735 | 46434.3173 | 46434.3173 | 18458.4062 | 64892.7236 | 64892.7236 | 83351.1298 | 0.64121 | 22402.9034 | 22402.9034 | 1.8574 | 74403.3676 | 3.2231 | 689.673 | VFD on HVAC Fan | Stone/Clay/Glass/Concrete | New
| IteEgsd501 | 34241.7208 | 7368.3527 | 0 | 0 | 41610.0735 | 46434.3173 | 46434.3173 | 18458.4062 | 64892.7236 | 64892.7236 | 83351.1298 | 0.64121 | 22402.9034 | 22402.9034 | 1.8574 | 74403.3676 | 3.2231 | 689.673 | VFD on HVAC Fan | Textiles and Leather | Existing
| IteNgsd501 | 34241.7208 | 7368.3527 | 0 | 0 | 41610.0735 | 46434.3173 | 46434.3173 | 18458.4062 | 64892.7236 | 64892.7236 | 83351.1298 | 0.64121 | 22402.9034 | 22402.9034 | 1.8574 | 74403.3676 | 3.2231 | 689.673 | VFD on HVAC Fan | Textiles and Leather | New
| ItrEgsd501 | 34241.7208 | 7368.3527 | 0 | 0 | 41610.0735 | 46434.3173 | 46434.3173 | 18458.4062 | 64892.7236 | 64892.7236 | 83351.1298 | 0.64121 | 22402.9034 | 22402.9034 | 1.8574 | 74403.3676 | 3.2231 | 689.673 | VFD on HVAC Fan | Transportation Equipment | Existing
| ItrNgsd501 | 34241.7208 | 7368.3527 | 0 | 0 | 41610.0735 | 46434.3173 | 46434.3173 | 18458.4062 | 64892.7236 | 64892.7236 | 83351.1298 | 0.64121 | 22402.9034 | 22402.9034 | 1.8574 | 74403.3676 | 3.2231 | 689.673 | VFD on HVAC Fan | Transportation Equipment | New
| IwaEgsd501 | 33164.3952 | 7334.8229 | 0 | 0 | 40499.2181 | 44867.3405 | 44867.3405 | 18458.4062 | 63325.7468 | 63325.7468 | 81784.153 | 0.63954 | 21646.8915 | 21646.8915 | 1.8709 | 72515.4437 | 3.1945 | 655.005 | VFD on HVAC Fan | Water and Wastewater | Existing
| IwaNgsd501 | 33164.3952 | 7334.8229 | 0 | 0 | 40499.2181 | 44867.3405 | 44867.3405 | 18458.4062 | 63325.7468 | 63325.7468 | 81784.153 | 0.63954 | 21646.8915 | 21646.8915 | 1.8709 | 72515.4437 | 3.1945 | 655.005 | VFD on HVAC Fan | Water and Wastewater | New
| IagTgsd502 | 34241.7208 | 7368.3527 | 0 | 0 | 41610.0735 | 46434.3173 | 46434.3173 | 18458.4062 | 64892.7236 | 64892.7236 | 83351.1298 | 0.64121 | 22529.6864 | 22529.6864 | 1.8469 | 74403.3676 | 2.4322 | 166.0603 | High Volume Low Speed Fan (HVLS) | Agriculture and Assembly | Turnover
| IagNgsd502 | 34241.7208 | 7368.3527 | 0 | 0 | 41610.0735 | 46434.3173 | 46434.3173 | 18458.4062 | 64892.7236 | 64892.7236 | 83351.1298 | 0.64121 | 22529.6864 | 22529.6864 | 1.8469 | 74403.3676 | 2.4322 | 166.0603 | High Volume Low Speed Fan (HVLS) | Agriculture and Assembly | New
| IchTgsd502 | 34241.7208 | 7368.3527 | 0 | 0 | 41610.0735 | 46434.3173 | 46434.3173 | 18458.4062 | 64892.7236 | 64892.7236 | 83351.1298 | 0.64121 | 22529.6864 | 22529.6864 | 1.8469 | 74403.3676 | 2.4322 | 166.0603 | High Volume Low Speed Fan (HVLS) | Chemicals and Plastics | Turnover
| IchNgsd502 | 34241.7208 | 7368.3527 | 0 | 0 | 41610.0735 | 46434.3173 | 46434.3173 | 18458.4062 | 64892.7236 | 64892.7236 | 83351.1298 | 0.64121 | 22529.6864 | 22529.6864 | 1.8469 | 74403.3676 | 2.4322 | 166.0603 | High Volume Low Speed Fan (HVLS) | Chemicals and Plastics | New
| IcoTgsd502 | 34241.7208 | 7368.3527 | 0 | 0 | 41610.0735 | 46434.3173 | 46434.3173 | 18458.4062 | 64892.7236 | 64892.7236 | 83351.1298 | 0.64121 | 22529.6864 | 22529.6864 | 1.8469 | 74403.3676 | 2.4322 | 166.0603 | High Volume Low Speed Fan (HVLS) | Construction | Turnover
| IcoNgsd502 | 34241.7208 | 7368.3527 | 0 | 0 | 41610.0735 | 46434.3173 | 46434.3173 | 18458.4062 | 64892.7236 | 64892.7236 | 83351.1298 | 0.64121 | 22529.6864 | 22529.6864 | 1.8469 | 74403.3676 | 2.4322 | 166.0603 | High Volume Low Speed Fan (HVLS) | Construction | New
| IelTgsd502 | 34241.7208 | 7368.3527 | 0 | 0 | 41610.0735 | 46434.3173 | 46434.3173 | 18458.4062 | 64892.7236 | 64892.7236 | 83351.1298 | 0.64121 | 22529.6864 | 22529.6864 | 1.8469 | 74403.3676 | 2.4322 | 166.0603 | High Volume Low Speed Fan (HVLS) | Electrical and Electronic Equip. | Turnover
| IelNgsd502 | 34241.7208 | 7368.3527 | 0 | 0 | 41610.0735 | 46434.3173 | 46434.3173 | 18458.4062 | 64892.7236 | 64892.7236 | 83351.1298 | 0.64121 | 22529.6864 | 22529.6864 | 1.8469 | 74403.3676 | 2.4322 | 166.0603 | High Volume Low Speed Fan (HVLS) | Electrical and Electronic Equip. | New
| IluTgsd502 | 34241.7208 | 7368.3527 | 0 | 0 | 41610.0735 | 46434.3173 | 46434.3173 | 18458.4062 | 64892.7236 | 64892.7236 | 83351.1298 | 0.64121 | 23430.8647 | 23430.8647 | 1.7759 | 74403.3676 | 2.5295 | 230.4704 | High Volume Low Speed Fan (HVLS) | Lumber/Furniture/Pulp/Paper | Turnover
| IluNgsd502 | 34241.7208 | 7368.3527 | 0 | 0 | 41610.0735 | 46434.3173 | 46434.3173 | 18458.4062 | 64892.7236 | 64892.7236 | 83351.1298 | 0.64121 | 23430.8647 | 23430.8647 | 1.7759 | 74403.3676 | 2.5295 | 230.4704 | High Volume Low Speed Fan (HVLS) | Lumber/Furniture/Pulp/Paper | New
| ImeTgsd502 | 34241.7208 | 7368.3527 | 0 | 0 | 41610.0735 | 46434.3173 | 46434.3173 | 18458.4062 | 64892.7236 | 64892.7236 | 83351.1298 | 0.64121 | 22529.6864 | 22529.6864 | 1.8469 | 74403.3676 | 2.4322 | 166.0603 | High Volume Low Speed Fan (HVLS) | Metal Products and Machinery | Turnover
| ImeNgsd502 | 34241.7208 | 7368.3527 | 0 | 0 | 41610.0735 | 46434.3173 | 46434.3173 | 18458.4062 | 64892.7236 | 64892.7236 | 83351.1298 | 0.64121 | 22529.6864 | 22529.6864 | 1.8469 | 74403.3676 | 2.4322 | 166.0603 | High Volume Low Speed Fan (HVLS) | Metal Products and Machinery | New
| ImiTgsd502 | 34241.7208 | 7368.3527 | 0 | 0 | 41610.0735 | 46434.3173 | 46434.3173 | 18458.4062 | 64892.7236 | 64892.7236 | 83351.1298 | 0.64121 | 22881.7073 | 22881.7073 | 1.8185 | 74403.3676 | 2.4702 | 191.2204 | High Volume Low Speed Fan (HVLS) | Miscellaneous Manufacturing | Turnover
| ImiNgsd502 | 34241.7208 | 7368.3527 | 0 | 0 | 41610.0735 | 46434.3173 | 46434.3173 | 18458.4062 | 64892.7236 | 64892.7236 | 83351.1298 | 0.64121 | 22881.7073 | 22881.7073 | 1.8185 | 74403.3676 | 2.4702 | 191.2204 | High Volume Low Speed Fan (HVLS) | Miscellaneous Manufacturing | New
| IprTgsd502 | 34241.7208 | 7368.3527 | 0 | 0 | 41610.0735 | 46434.3173 | 46434.3173 | 18458.4062 | 64892.7236 | 64892.7236 | 83351.1298 | 0.64121 | 22529.6864 | 22529.6864 | 1.8469 | 74403.3676 | 2.4322 | 166.0603 | High Volume Low Speed Fan (HVLS) | Primary Resources Industries | Turnover
| IprNgsd502 | 34241.7208 | 7368.3527 | 0 | 0 | 41610.0735 | 46434.3173 | 46434.3173 | 18458.4062 | 64892.7236 | 64892.7236 | 83351.1298 | 0.64121 | 22529.6864 | 22529.6864 | 1.8469 | 74403.3676 | 2.4322 | 166.0603 | High Volume Low Speed Fan (HVLS) | Primary Resources Industries | New
| IstTgsd502 | 34241.7208 | 7368.3527 | 0 | 0 | 41610.0735 | 46434.3173 | 46434.3173 | 18458.4062 | 64892.7236 | 64892.7236 | 83351.1298 | 0.64121 | 22529.6864 | 22529.6864 | 1.8469 | 74403.3676 | 2.4322 | 166.0603 | High Volume Low Speed Fan (HVLS) | Stone/Clay/Glass/Concrete | Turnover
| IstNgsd502 | 34241.7208 | 7368.3527 | 0 | 0 | 41610.0735 | 46434.3173 | 46434.3173 | 18458.4062 | 64892.7236 | 64892.7236 | 83351.1298 | 0.64121 | 22529.6864 | 22529.6864 | 1.8469 | 74403.3676 | 2.4322 | 166.0603 | High Volume Low Speed Fan (HVLS) | Stone/Clay/Glass/Concrete | New
| IteTgsd502 | 34241.7208 | 7368.3527 | 0 | 0 | 41610.0735 | 46434.3173 | 46434.3173 | 18458.4062 | 64892.7236 | 64892.7236 | 83351.1298 | 0.64121 | 22529.6864 | 22529.6864 | 1.8469 | 74403.3676 | 2.4322 | 166.0603 | High Volume Low Speed Fan (HVLS) | Textiles and Leather | Turnover
| IteNgsd502 | 34241.7208 | 7368.3527 | 0 | 0 | 41610.0735 | 46434.3173 | 46434.3173 | 18458.4062 | 64892.7236 | 64892.7236 | 83351.1298 | 0.64121 | 22529.6864 | 22529.6864 | 1.8469 | 74403.3676 | 2.4322 | 166.0603 | High Volume Low Speed Fan (HVLS) | Textiles and Leather | New
| ItrTgsd502 | 34241.7208 | 7368.3527 | 0 | 0 | 41610.0735 | 46434.3173 | 46434.3173 | 18458.4062 | 64892.7236 | 64892.7236 | 83351.1298 | 0.64121 | 23244.915 | 23244.915 | 1.7901 | 74403.3676 | 2.5094 | 217.1799 | High Volume Low Speed Fan (HVLS) | Transportation Equipment | Turnover
| ItrNgsd502 | 34241.7208 | 7368.3527 | 0 | 0 | 41610.0735 | 46434.3173 | 46434.3173 | 18458.4062 | 64892.7236 | 64892.7236 | 83351.1298 | 0.64121 | 23244.915 | 23244.915 | 1.7901 | 74403.3676 | 2.5094 | 217.1799 | High Volume Low Speed Fan (HVLS) | Transportation Equipment | New
| IwaTgsd502 | 33164.3952 | 7334.8229 | 0 | 0 | 40499.2181 | 44867.3405 | 44867.3405 | 18458.4062 | 63325.7468 | 63325.7468 | 81784.153 | 0.63954 | 21769.3978 | 21769.3978 | 1.8604 | 72515.4437 | 2.4106 | 149.0622 | High Volume Low Speed Fan (HVLS) | Water and Wastewater | Turnover
| IwaNgsd502 | 33164.3952 | 7334.8229 | 0 | 0 | 40499.2181 | 44867.3405 | 44867.3405 | 18458.4062 | 63325.7468 | 63325.7468 | 81784.153 | 0.63954 | 21769.3978 | 21769.3978 | 1.8604 | 72515.4437 | 2.4106 | 149.0622 | High Volume Low Speed Fan (HVLS) | Water and Wastewater | New
| IagTgsd601 | 34241.7208 | 7368.3527 | 0 | 0 | 41610.0735 | 46434.3173 | 46434.3173 | 18458.4062 | 64892.7236 | 64892.7236 | 83351.1298 | 0.64121 | 35623.9822 | 35623.9822 | 1.168 | 74403.3676 | 3.8458 | 1101.9507 | Low Energy Livestock Waterer | Agriculture and Assembly | Turnover
| IagNgsd601 | 34241.7208 | 7368.3527 | 0 | 0 | 41610.0735 | 46434.3173 | 46434.3173 | 18458.4062 | 64892.7236 | 64892.7236 | 83351.1298 | 0.64121 | 35623.9822 | 35623.9822 | 1.168 | 74403.3676 | 3.8458 | 1101.9507 | Low Energy Livestock Waterer | Agriculture and Assembly | New
| IchTgsd601 | 34241.7208 | 7368.3527 | 0 | 0 | 41610.0735 | 46434.3173 | 46434.3173 | 18458.4062 | 64892.7236 | 64892.7236 | 83351.1298 | 0.64121 | 35623.9822 | 35623.9822 | 1.168 | 74403.3676 | 3.8458 | 1101.9507 | Low Energy Livestock Waterer | Chemicals and Plastics | Turnover
| IchNgsd601 | 34241.7208 | 7368.3527 | 0 | 0 | 41610.0735 | 46434.3173 | 46434.3173 | 18458.4062 | 64892.7236 | 64892.7236 | 83351.1298 | 0.64121 | 35623.9822 | 35623.9822 | 1.168 | 74403.3676 | 3.8458 | 1101.9507 | Low Energy Livestock Waterer | Chemicals and Plastics | New
| IcoTgsd601 | 34241.7208 | 7368.3527 | 0 | 0 | 41610.0735 | 46434.3173 | 46434.3173 | 18458.4062 | 64892.7236 | 64892.7236 | 83351.1298 | 0.64121 | 35623.9822 | 35623.9822 | 1.168 | 74403.3676 | 3.8458 | 1101.9507 | Low Energy Livestock Waterer | Construction | Turnover
| IcoNgsd601 | 34241.7208 | 7368.3527 | 0 | 0 | 41610.0735 | 46434.3173 | 46434.3173 | 18458.4062 | 64892.7236 | 64892.7236 | 83351.1298 | 0.64121 | 35623.9822 | 35623.9822 | 1.168 | 74403.3676 | 3.8458 | 1101.9507 | Low Energy Livestock Waterer | Construction | New
| IelTgsd601 | 34241.7208 | 7368.3527 | 0 | 0 | 41610.0735 | 46434.3173 | 46434.3173 | 18458.4062 | 64892.7236 | 64892.7236 | 83351.1298 | 0.64121 | 35623.9822 | 35623.9822 | 1.168 | 74403.3676 | 3.8458 | 1101.9507 | Low Energy Livestock Waterer | Electrical and Electronic Equip. | Turnover
| IelNgsd601 | 34241.7208 | 7368.3527 | 0 | 0 | 41610.0735 | 46434.3173 | 46434.3173 | 18458.4062 | 64892.7236 | 64892.7236 | 83351.1298 | 0.64121 | 35623.9822 | 35623.9822 | 1.168 | 74403.3676 | 3.8458 | 1101.9507 | Low Energy Livestock Waterer | Electrical and Electronic Equip. | New
| IluTgsd601 | 34241.7208 | 7368.3527 | 0 | 0 | 41610.0735 | 46434.3173 | 46434.3173 | 18458.4062 | 64892.7236 | 64892.7236 | 83351.1298 | 0.64121 | 35623.9822 | 35623.9822 | 1.168 | 74403.3676 | 3.8458 | 1101.9507 | Low Energy Livestock Waterer | Lumber/Furniture/Pulp/Paper | Turnover
| IluNgsd601 | 34241.7208 | 7368.3527 | 0 | 0 | 41610.0735 | 46434.3173 | 46434.3173 | 18458.4062 | 64892.7236 | 64892.7236 | 83351.1298 | 0.64121 | 35623.9822 | 35623.9822 | 1.168 | 74403.3676 | 3.8458 | 1101.9507 | Low Energy Livestock Waterer | Lumber/Furniture/Pulp/Paper | New
| ImeTgsd601 | 34241.7208 | 7368.3527 | 0 | 0 | 41610.0735 | 46434.3173 | 46434.3173 | 18458.4062 | 64892.7236 | 64892.7236 | 83351.1298 | 0.64121 | 35623.9822 | 35623.9822 | 1.168 | 74403.3676 | 3.8458 | 1101.9507 | Low Energy Livestock Waterer | Metal Products and Machinery | Turnover
| ImeNgsd601 | 34241.7208 | 7368.3527 | 0 | 0 | 41610.0735 | 46434.3173 | 46434.3173 | 18458.4062 | 64892.7236 | 64892.7236 | 83351.1298 | 0.64121 | 35623.9822 | 35623.9822 | 1.168 | 74403.3676 | 3.8458 | 1101.9507 | Low Energy Livestock Waterer | Metal Products and Machinery | New
| ImiTgsd601 | 34241.7208 | 7368.3527 | 0 | 0 | 41610.0735 | 46434.3173 | 46434.3173 | 18458.4062 | 64892.7236 | 64892.7236 | 83351.1298 | 0.64121 | 35623.9822 | 35623.9822 | 1.168 | 74403.3676 | 3.8458 | 1101.9507 | Low Energy Livestock Waterer | Miscellaneous Manufacturing | Turnover
| ImiNgsd601 | 34241.7208 | 7368.3527 | 0 | 0 | 41610.0735 | 46434.3173 | 46434.3173 | 18458.4062 | 64892.7236 | 64892.7236 | 83351.1298 | 0.64121 | 35623.9822 | 35623.9822 | 1.168 | 74403.3676 | 3.8458 | 1101.9507 | Low Energy Livestock Waterer | Miscellaneous Manufacturing | New
| IprTgsd601 | 34241.7208 | 7368.3527 | 0 | 0 | 41610.0735 | 46434.3173 | 46434.3173 | 18458.4062 | 64892.7236 | 64892.7236 | 83351.1298 | 0.64121 | 35623.9822 | 35623.9822 | 1.168 | 74403.3676 | 3.8458 | 1101.9507 | Low Energy Livestock Waterer | Primary Resources Industries | Turnover
| IprNgsd601 | 34241.7208 | 7368.3527 | 0 | 0 | 41610.0735 | 46434.3173 | 46434.3173 | 18458.4062 | 64892.7236 | 64892.7236 | 83351.1298 | 0.64121 | 35623.9822 | 35623.9822 | 1.168 | 74403.3676 | 3.8458 | 1101.9507 | Low Energy Livestock Waterer | Primary Resources Industries | New
| IstTgsd601 | 34241.7208 | 7368.3527 | 0 | 0 | 41610.0735 | 46434.3173 | 46434.3173 | 18458.4062 | 64892.7236 | 64892.7236 | 83351.1298 | 0.64121 | 35623.9822 | 35623.9822 | 1.168 | 74403.3676 | 3.8458 | 1101.9507 | Low Energy Livestock Waterer | Stone/Clay/Glass/Concrete | Turnover
| IstNgsd601 | 34241.7208 | 7368.3527 | 0 | 0 | 41610.0735 | 46434.3173 | 46434.3173 | 18458.4062 | 64892.7236 | 64892.7236 | 83351.1298 | 0.64121 | 35623.9822 | 35623.9822 | 1.168 | 74403.3676 | 3.8458 | 1101.9507 | Low Energy Livestock Waterer | Stone/Clay/Glass/Concrete | New
| IteTgsd601 | 34241.7208 | 7368.3527 | 0 | 0 | 41610.0735 | 46434.3173 | 46434.3173 | 18458.4062 | 64892.7236 | 64892.7236 | 83351.1298 | 0.64121 | 35623.9822 | 35623.9822 | 1.168 | 74403.3676 | 3.8458 | 1101.9507 | Low Energy Livestock Waterer | Textiles and Leather | Turnover
| IteNgsd601 | 34241.7208 | 7368.3527 | 0 | 0 | 41610.0735 | 46434.3173 | 46434.3173 | 18458.4062 | 64892.7236 | 64892.7236 | 83351.1298 | 0.64121 | 35623.9822 | 35623.9822 | 1.168 | 74403.3676 | 3.8458 | 1101.9507 | Low Energy Livestock Waterer | Textiles and Leather | New
| ItrTgsd601 | 34241.7208 | 7368.3527 | 0 | 0 | 41610.0735 | 46434.3173 | 46434.3173 | 18458.4062 | 64892.7236 | 64892.7236 | 83351.1298 | 0.64121 | 35623.9822 | 35623.9822 | 1.168 | 74403.3676 | 3.8458 | 1101.9507 | Low Energy Livestock Waterer | Transportation Equipment | Turnover
| ItrNgsd601 | 34241.7208 | 7368.3527 | 0 | 0 | 41610.0735 | 46434.3173 | 46434.3173 | 18458.4062 | 64892.7236 | 64892.7236 | 83351.1298 | 0.64121 | 35623.9822 | 35623.9822 | 1.168 | 74403.3676 | 3.8458 | 1101.9507 | Low Energy Livestock Waterer | Transportation Equipment | New
| IwaTgsd601 | 34133.4209 | 7366.3808 | 0 | 0 | 41499.8017 | 46264.7994 | 46264.7994 | 18458.4062 | 64723.2057 | 64723.2057 | 83181.6119 | 0.64119 | 35493.931 | 35493.931 | 1.1692 | 74199.1291 | 3.8422 | 1096.6952 | Low Energy Livestock Waterer | Water and Wastewater | Turnover
| IwaNgsd601 | 34133.4209 | 7366.3808 | 0 | 0 | 41499.8017 | 46264.7994 | 46264.7994 | 18458.4062 | 64723.2057 | 64723.2057 | 83181.6119 | 0.64119 | 35493.931 | 35493.931 | 1.1692 | 74199.1291 | 3.8422 | 1096.6952 | Low Energy Livestock Waterer | Water and Wastewater | New
| IagEgsd602 | 34241.7208 | 7368.3527 | 0 | 0 | 41610.0735 | 46434.3173 | 46434.3173 | 18458.4062 | 64892.7236 | 64892.7236 | 83351.1298 | 0.64121 | 22024.7231 | 22024.7231 | 1.8892 | 74403.3676 | 3.1687 | 653.6514 | VFD on process pump | Agriculture and Assembly | Existing
| IagNgsd602 | 34241.7208 | 7368.3527 | 0 | 0 | 41610.0735 | 46434.3173 | 46434.3173 | 18458.4062 | 64892.7236 | 64892.7236 | 83351.1298 | 0.64121 | 22024.7231 | 22024.7231 | 1.8892 | 74403.3676 | 3.1687 | 653.6514 | VFD on process pump | Agriculture and Assembly | New
| IchEgsd602 | 34241.7208 | 7368.3527 | 0 | 0 | 41610.0735 | 46434.3173 | 46434.3173 | 18458.4062 | 64892.7236 | 64892.7236 | 83351.1298 | 0.64121 | 22024.7231 | 22024.7231 | 1.8892 | 74403.3676 | 3.1687 | 653.6514 | VFD on process pump | Chemicals and Plastics | Existing
| IchNgsd602 | 34241.7208 | 7368.3527 | 0 | 0 | 41610.0735 | 46434.3173 | 46434.3173 | 18458.4062 | 64892.7236 | 64892.7236 | 83351.1298 | 0.64121 | 22024.7231 | 22024.7231 | 1.8892 | 74403.3676 | 3.1687 | 653.6514 | VFD on process pump | Chemicals and Plastics | New
| IcoEgsd602 | 34241.7208 | 7368.3527 | 0 | 0 | 41610.0735 | 46434.3173 | 46434.3173 | 18458.4062 | 64892.7236 | 64892.7236 | 83351.1298 | 0.64121 | 22024.7231 | 22024.7231 | 1.8892 | 74403.3676 | 3.1687 | 653.6514 | VFD on process pump | Construction | Existing
| IcoNgsd602 | 34241.7208 | 7368.3527 | 0 | 0 | 41610.0735 | 46434.3173 | 46434.3173 | 18458.4062 | 64892.7236 | 64892.7236 | 83351.1298 | 0.64121 | 22024.7231 | 22024.7231 | 1.8892 | 74403.3676 | 3.1687 | 653.6514 | VFD on process pump | Construction | New
| IelEgsd602 | 34241.7208 | 7368.3527 | 0 | 0 | 41610.0735 | 46434.3173 | 46434.3173 | 18458.4062 | 64892.7236 | 64892.7236 | 83351.1298 | 0.64121 | 22024.7231 | 22024.7231 | 1.8892 | 74403.3676 | 3.1687 | 653.6514 | VFD on process pump | Electrical and Electronic Equip. | Existing
| IelNgsd602 | 34241.7208 | 7368.3527 | 0 | 0 | 41610.0735 | 46434.3173 | 46434.3173 | 18458.4062 | 64892.7236 | 64892.7236 | 83351.1298 | 0.64121 | 22024.7231 | 22024.7231 | 1.8892 | 74403.3676 | 3.1687 | 653.6514 | VFD on process pump | Electrical and Electronic Equip. | New
| IluEgsd602 | 34241.7208 | 7368.3527 | 0 | 0 | 41610.0735 | 46434.3173 | 46434.3173 | 18458.4062 | 64892.7236 | 64892.7236 | 83351.1298 | 0.64121 | 22903.2075 | 22903.2075 | 1.8168 | 74403.3676 | 3.2951 | 737.3271 | VFD on process pump | Lumber/Furniture/Pulp/Paper | Existing
| IluNgsd602 | 34241.7208 | 7368.3527 | 0 | 0 | 41610.0735 | 46434.3173 | 46434.3173 | 18458.4062 | 64892.7236 | 64892.7236 | 83351.1298 | 0.64121 | 22903.2075 | 22903.2075 | 1.8168 | 74403.3676 | 3.2951 | 737.3271 | VFD on process pump | Lumber/Furniture/Pulp/Paper | New
| ImeEgsd602 | 34241.7208 | 7368.3527 | 0 | 0 | 41610.0735 | 46434.3173 | 46434.3173 | 18458.4062 | 64892.7236 | 64892.7236 | 83351.1298 | 0.64121 | 22024.7231 | 22024.7231 | 1.8892 | 74403.3676 | 3.1687 | 653.6514 | VFD on process pump | Metal Products and Machinery | Existing
| ImeNgsd602 | 34241.7208 | 7368.3527 | 0 | 0 | 41610.0735 | 46434.3173 | 46434.3173 | 18458.4062 | 64892.7236 | 64892.7236 | 83351.1298 | 0.64121 | 22024.7231 | 22024.7231 | 1.8892 | 74403.3676 | 3.1687 | 653.6514 | VFD on process pump | Metal Products and Machinery | New
| ImiEgsd602 | 34241.7208 | 7368.3527 | 0 | 0 | 41610.0735 | 46434.3173 | 46434.3173 | 18458.4062 | 64892.7236 | 64892.7236 | 83351.1298 | 0.64121 | 22368.8621 | 22368.8621 | 1.8602 | 74403.3676 | 3.2182 | 686.4306 | VFD on process pump | Miscellaneous Manufacturing | Existing
| ImiNgsd602 | 34241.7208 | 7368.3527 | 0 | 0 | 41610.0735 | 46434.3173 | 46434.3173 | 18458.4062 | 64892.7236 | 64892.7236 | 83351.1298 | 0.64121 | 22368.8621 | 22368.8621 | 1.8602 | 74403.3676 | 3.2182 | 686.4306 | VFD on process pump | Miscellaneous Manufacturing | New
| IprEgsd602 | 34241.7208 | 7368.3527 | 0 | 0 | 41610.0735 | 46434.3173 | 46434.3173 | 18458.4062 | 64892.7236 | 64892.7236 | 83351.1298 | 0.64121 | 22024.7231 | 22024.7231 | 1.8892 | 74403.3676 | 3.1687 | 653.6514 | VFD on process pump | Primary Resources Industries | Existing
| IprNgsd602 | 34241.7208 | 7368.3527 | 0 | 0 | 41610.0735 | 46434.3173 | 46434.3173 | 18458.4062 | 64892.7236 | 64892.7236 | 83351.1298 | 0.64121 | 22024.7231 | 22024.7231 | 1.8892 | 74403.3676 | 3.1687 | 653.6514 | VFD on process pump | Primary Resources Industries | New
| IstEgsd602 | 34241.7208 | 7368.3527 | 0 | 0 | 41610.0735 | 46434.3173 | 46434.3173 | 18458.4062 | 64892.7236 | 64892.7236 | 83351.1298 | 0.64121 | 22024.7231 | 22024.7231 | 1.8892 | 74403.3676 | 3.1687 | 653.6514 | VFD on process pump | Stone/Clay/Glass/Concrete | Existing
| IstNgsd602 | 34241.7208 | 7368.3527 | 0 | 0 | 41610.0735 | 46434.3173 | 46434.3173 | 18458.4062 | 64892.7236 | 64892.7236 | 83351.1298 | 0.64121 | 22024.7231 | 22024.7231 | 1.8892 | 74403.3676 | 3.1687 | 653.6514 | VFD on process pump | Stone/Clay/Glass/Concrete | New
| IteEgsd602 | 34241.7208 | 7368.3527 | 0 | 0 | 41610.0735 | 46434.3173 | 46434.3173 | 18458.4062 | 64892.7236 | 64892.7236 | 83351.1298 | 0.64121 | 22024.7231 | 22024.7231 | 1.8892 | 74403.3676 | 3.1687 | 653.6514 | VFD on process pump | Textiles and Leather | Existing
| IteNgsd602 | 34241.7208 | 7368.3527 | 0 | 0 | 41610.0735 | 46434.3173 | 46434.3173 | 18458.4062 | 64892.7236 | 64892.7236 | 83351.1298 | 0.64121 | 22024.7231 | 22024.7231 | 1.8892 | 74403.3676 | 3.1687 | 653.6514 | VFD on process pump | Textiles and Leather | New
| ItrEgsd602 | 34241.7208 | 7368.3527 | 0 | 0 | 41610.0735 | 46434.3173 | 46434.3173 | 18458.4062 | 64892.7236 | 64892.7236 | 83351.1298 | 0.64121 | 22723.9253 | 22723.9253 | 1.8311 | 74403.3676 | 3.2693 | 720.2505 | VFD on process pump | Transportation Equipment | Existing
| ItrNgsd602 | 34241.7208 | 7368.3527 | 0 | 0 | 41610.0735 | 46434.3173 | 46434.3173 | 18458.4062 | 64892.7236 | 64892.7236 | 83351.1298 | 0.64121 | 22723.9253 | 22723.9253 | 1.8311 | 74403.3676 | 3.2693 | 720.2505 | VFD on process pump | Transportation Equipment | New
| IwaEgsd602 | 34133.4209 | 7366.3808 | 0 | 0 | 41499.8017 | 46264.7994 | 46264.7994 | 18458.4062 | 64723.2057 | 64723.2057 | 83181.6119 | 0.64119 | 21944.317 | 21944.317 | 1.8911 | 74199.1291 | 3.1657 | 650.0325 | VFD on process pump | Water and Wastewater | Existing
| IwaNgsd602 | 34133.4209 | 7366.3808 | 0 | 0 | 41499.8017 | 46264.7994 | 46264.7994 | 18458.4062 | 64723.2057 | 64723.2057 | 83181.6119 | 0.64119 | 21944.317 | 21944.317 | 1.8911 | 74199.1291 | 3.1657 | 650.0325 | VFD on process pump | Water and Wastewater | New
| IagTgsd603 | 34241.7208 | 7368.3527 | 0 | 0 | 41610.0735 | 46434.3173 | 46434.3173 | 18458.4062 | 64892.7236 | 64892.7236 | 83351.1298 | 0.64121 | 2458413.8524 | 2458413.8524 | 0.016926 | 74403.3676 | 353.6936 | 232720.1002 | 1.5HP Open Drip-Proof(ODP) Motor | Agriculture and Assembly | Turnover
| IagNgsd603 | 34241.7208 | 7368.3527 | 0 | 0 | 41610.0735 | 46434.3173 | 46434.3173 | 18458.4062 | 64892.7236 | 64892.7236 | 83351.1298 | 0.64121 | 2458413.8524 | 2458413.8524 | 0.016926 | 74403.3676 | 353.6936 | 232720.1002 | 1.5HP Open Drip-Proof(ODP) Motor | Agriculture and Assembly | New
| IchTgsd603 | 34241.7208 | 7368.3527 | 0 | 0 | 41610.0735 | 46434.3173 | 46434.3173 | 18458.4062 | 64892.7236 | 64892.7236 | 83351.1298 | 0.64121 | 2458413.8524 | 2458413.8524 | 0.016926 | 74403.3676 | 353.6936 | 232720.1002 | 1.5HP Open Drip-Proof(ODP) Motor | Chemicals and Plastics | Turnover
| IchNgsd603 | 34241.7208 | 7368.3527 | 0 | 0 | 41610.0735 | 46434.3173 | 46434.3173 | 18458.4062 | 64892.7236 | 64892.7236 | 83351.1298 | 0.64121 | 2458413.8524 | 2458413.8524 | 0.016926 | 74403.3676 | 353.6936 | 232720.1002 | 1.5HP Open Drip-Proof(ODP) Motor | Chemicals and Plastics | New
| IcoTgsd603 | 34241.7208 | 7368.3527 | 0 | 0 | 41610.0735 | 46434.3173 | 46434.3173 | 18458.4062 | 64892.7236 | 64892.7236 | 83351.1298 | 0.64121 | 2458413.8524 | 2458413.8524 | 0.016926 | 74403.3676 | 353.6936 | 232720.1002 | 1.5HP Open Drip-Proof(ODP) Motor | Construction | Turnover
| IcoNgsd603 | 34241.7208 | 7368.3527 | 0 | 0 | 41610.0735 | 46434.3173 | 46434.3173 | 18458.4062 | 64892.7236 | 64892.7236 | 83351.1298 | 0.64121 | 2458413.8524 | 2458413.8524 | 0.016926 | 74403.3676 | 353.6936 | 232720.1002 | 1.5HP Open Drip-Proof(ODP) Motor | Construction | New
| IelTgsd603 | 34241.7208 | 7368.3527 | 0 | 0 | 41610.0735 | 46434.3173 | 46434.3173 | 18458.4062 | 64892.7236 | 64892.7236 | 83351.1298 | 0.64121 | 2458413.8524 | 2458413.8524 | 0.016926 | 74403.3676 | 353.6936 | 232720.1002 | 1.5HP Open Drip-Proof(ODP) Motor | Electrical and Electronic Equip. | Turnover
| IelNgsd603 | 34241.7208 | 7368.3527 | 0 | 0 | 41610.0735 | 46434.3173 | 46434.3173 | 18458.4062 | 64892.7236 | 64892.7236 | 83351.1298 | 0.64121 | 2458413.8524 | 2458413.8524 | 0.016926 | 74403.3676 | 353.6936 | 232720.1002 | 1.5HP Open Drip-Proof(ODP) Motor | Electrical and Electronic Equip. | New
| IluTgsd603 | 34241.7208 | 7368.3527 | 0 | 0 | 41610.0735 | 46434.3173 | 46434.3173 | 18458.4062 | 64892.7236 | 64892.7236 | 83351.1298 | 0.64121 | 2458413.8524 | 2458413.8524 | 0.016926 | 74403.3676 | 353.6936 | 232720.1002 | 1.5HP Open Drip-Proof(ODP) Motor | Lumber/Furniture/Pulp/Paper | Turnover
| IluNgsd603 | 34241.7208 | 7368.3527 | 0 | 0 | 41610.0735 | 46434.3173 | 46434.3173 | 18458.4062 | 64892.7236 | 64892.7236 | 83351.1298 | 0.64121 | 2458413.8524 | 2458413.8524 | 0.016926 | 74403.3676 | 353.6936 | 232720.1002 | 1.5HP Open Drip-Proof(ODP) Motor | Lumber/Furniture/Pulp/Paper | New
| ImeTgsd603 | 34241.7208 | 7368.3527 | 0 | 0 | 41610.0735 | 46434.3173 | 46434.3173 | 18458.4062 | 64892.7236 | 64892.7236 | 83351.1298 | 0.64121 | 2458413.8524 | 2458413.8524 | 0.016926 | 74403.3676 | 353.6936 | 232720.1002 | 1.5HP Open Drip-Proof(ODP) Motor | Metal Products and Machinery | Turnover
| ImeNgsd603 | 34241.7208 | 7368.3527 | 0 | 0 | 41610.0735 | 46434.3173 | 46434.3173 | 18458.4062 | 64892.7236 | 64892.7236 | 83351.1298 | 0.64121 | 2458413.8524 | 2458413.8524 | 0.016926 | 74403.3676 | 353.6936 | 232720.1002 | 1.5HP Open Drip-Proof(ODP) Motor | Metal Products and Machinery | New
| ImiTgsd603 | 34241.7208 | 7368.3527 | 0 | 0 | 41610.0735 | 46434.3173 | 46434.3173 | 18458.4062 | 64892.7236 | 64892.7236 | 83351.1298 | 0.64121 | 2458413.8524 | 2458413.8524 | 0.016926 | 74403.3676 | 353.6936 | 232720.1002 | 1.5HP Open Drip-Proof(ODP) Motor | Miscellaneous Manufacturing | Turnover
| ImiNgsd603 | 34241.7208 | 7368.3527 | 0 | 0 | 41610.0735 | 46434.3173 | 46434.3173 | 18458.4062 | 64892.7236 | 64892.7236 | 83351.1298 | 0.64121 | 2458413.8524 | 2458413.8524 | 0.016926 | 74403.3676 | 353.6936 | 232720.1002 | 1.5HP Open Drip-Proof(ODP) Motor | Miscellaneous Manufacturing | New
| IprTgsd603 | 34241.7208 | 7368.3527 | 0 | 0 | 41610.0735 | 46434.3173 | 46434.3173 | 18458.4062 | 64892.7236 | 64892.7236 | 83351.1298 | 0.64121 | 2458413.8524 | 2458413.8524 | 0.016926 | 74403.3676 | 353.6936 | 232720.1002 | 1.5HP Open Drip-Proof(ODP) Motor | Primary Resources Industries | Turnover
| IprNgsd603 | 34241.7208 | 7368.3527 | 0 | 0 | 41610.0735 | 46434.3173 | 46434.3173 | 18458.4062 | 64892.7236 | 64892.7236 | 83351.1298 | 0.64121 | 2458413.8524 | 2458413.8524 | 0.016926 | 74403.3676 | 353.6936 | 232720.1002 | 1.5HP Open Drip-Proof(ODP) Motor | Primary Resources Industries | New
| IstTgsd603 | 34241.7208 | 7368.3527 | 0 | 0 | 41610.0735 | 46434.3173 | 46434.3173 | 18458.4062 | 64892.7236 | 64892.7236 | 83351.1298 | 0.64121 | 2458413.8524 | 2458413.8524 | 0.016926 | 74403.3676 | 353.6936 | 232720.1002 | 1.5HP Open Drip-Proof(ODP) Motor | Stone/Clay/Glass/Concrete | Turnover
| IstNgsd603 | 34241.7208 | 7368.3527 | 0 | 0 | 41610.0735 | 46434.3173 | 46434.3173 | 18458.4062 | 64892.7236 | 64892.7236 | 83351.1298 | 0.64121 | 2458413.8524 | 2458413.8524 | 0.016926 | 74403.3676 | 353.6936 | 232720.1002 | 1.5HP Open Drip-Proof(ODP) Motor | Stone/Clay/Glass/Concrete | New
| IteTgsd603 | 34241.7208 | 7368.3527 | 0 | 0 | 41610.0735 | 46434.3173 | 46434.3173 | 18458.4062 | 64892.7236 | 64892.7236 | 83351.1298 | 0.64121 | 2458413.8524 | 2458413.8524 | 0.016926 | 74403.3676 | 353.6936 | 232720.1002 | 1.5HP Open Drip-Proof(ODP) Motor | Textiles and Leather | Turnover
| IteNgsd603 | 34241.7208 | 7368.3527 | 0 | 0 | 41610.0735 | 46434.3173 | 46434.3173 | 18458.4062 | 64892.7236 | 64892.7236 | 83351.1298 | 0.64121 | 2458413.8524 | 2458413.8524 | 0.016926 | 74403.3676 | 353.6936 | 232720.1002 | 1.5HP Open Drip-Proof(ODP) Motor | Textiles and Leather | New
| ItrTgsd603 | 34241.7208 | 7368.3527 | 0 | 0 | 41610.0735 | 46434.3173 | 46434.3173 | 18458.4062 | 64892.7236 | 64892.7236 | 83351.1298 | 0.64121 | 2458413.8524 | 2458413.8524 | 0.016926 | 74403.3676 | 353.6936 | 232720.1002 | 1.5HP Open Drip-Proof(ODP) Motor | Transportation Equipment | Turnover
| ItrNgsd603 | 34241.7208 | 7368.3527 | 0 | 0 | 41610.0735 | 46434.3173 | 46434.3173 | 18458.4062 | 64892.7236 | 64892.7236 | 83351.1298 | 0.64121 | 2458413.8524 | 2458413.8524 | 0.016926 | 74403.3676 | 353.6936 | 232720.1002 | 1.5HP Open Drip-Proof(ODP) Motor | Transportation Equipment | New
| IwaTgsd603 | 34133.4209 | 7366.3808 | 0 | 0 | 41499.8017 | 46264.7994 | 46264.7994 | 18458.4062 | 64723.2057 | 64723.2057 | 83181.6119 | 0.64119 | 2449438.9659 | 2449438.9659 | 0.016943 | 74199.1291 | 353.3614 | 231869.2819 | 1.5HP Open Drip-Proof(ODP) Motor | Water and Wastewater | Turnover
| IwaNgsd603 | 34133.4209 | 7366.3808 | 0 | 0 | 41499.8017 | 46264.7994 | 46264.7994 | 18458.4062 | 64723.2057 | 64723.2057 | 83181.6119 | 0.64119 | 2449438.9659 | 2449438.9659 | 0.016943 | 74199.1291 | 353.3614 | 231869.2819 | 1.5HP Open Drip-Proof(ODP) Motor | Water and Wastewater | New
| IagTgsd604 | 34241.7208 | 7368.3527 | 0 | 0 | 41610.0735 | 46434.3173 | 46434.3173 | 18458.4062 | 64892.7236 | 64892.7236 | 83351.1298 | 0.64121 | 576278.7243 | 576278.7243 | 0.072205 | 74403.3676 | 82.9096 | 53446.4323 | 10HP Open Drip-Proof (ODP) Motor | Agriculture and Assembly | Turnover
| IagNgsd604 | 34241.7208 | 7368.3527 | 0 | 0 | 41610.0735 | 46434.3173 | 46434.3173 | 18458.4062 | 64892.7236 | 64892.7236 | 83351.1298 | 0.64121 | 576278.7243 | 576278.7243 | 0.072205 | 74403.3676 | 82.9096 | 53446.4323 | 10HP Open Drip-Proof (ODP) Motor | Agriculture and Assembly | New
| IchTgsd604 | 34241.7208 | 7368.3527 | 0 | 0 | 41610.0735 | 46434.3173 | 46434.3173 | 18458.4062 | 64892.7236 | 64892.7236 | 83351.1298 | 0.64121 | 576278.7243 | 576278.7243 | 0.072205 | 74403.3676 | 82.9096 | 53446.4323 | 10HP Open Drip-Proof (ODP) Motor | Chemicals and Plastics | Turnover
| IchNgsd604 | 34241.7208 | 7368.3527 | 0 | 0 | 41610.0735 | 46434.3173 | 46434.3173 | 18458.4062 | 64892.7236 | 64892.7236 | 83351.1298 | 0.64121 | 576278.7243 | 576278.7243 | 0.072205 | 74403.3676 | 82.9096 | 53446.4323 | 10HP Open Drip-Proof (ODP) Motor | Chemicals and Plastics | New
| IcoTgsd604 | 34241.7208 | 7368.3527 | 0 | 0 | 41610.0735 | 46434.3173 | 46434.3173 | 18458.4062 | 64892.7236 | 64892.7236 | 83351.1298 | 0.64121 | 576278.7243 | 576278.7243 | 0.072205 | 74403.3676 | 82.9096 | 53446.4323 | 10HP Open Drip-Proof (ODP) Motor | Construction | Turnover
| IcoNgsd604 | 34241.7208 | 7368.3527 | 0 | 0 | 41610.0735 | 46434.3173 | 46434.3173 | 18458.4062 | 64892.7236 | 64892.7236 | 83351.1298 | 0.64121 | 576278.7243 | 576278.7243 | 0.072205 | 74403.3676 | 82.9096 | 53446.4323 | 10HP Open Drip-Proof (ODP) Motor | Construction | New
| IelTgsd604 | 34241.7208 | 7368.3527 | 0 | 0 | 41610.0735 | 46434.3173 | 46434.3173 | 18458.4062 | 64892.7236 | 64892.7236 | 83351.1298 | 0.64121 | 576278.7243 | 576278.7243 | 0.072205 | 74403.3676 | 82.9096 | 53446.4323 | 10HP Open Drip-Proof (ODP) Motor | Electrical and Electronic Equip. | Turnover
| IelNgsd604 | 34241.7208 | 7368.3527 | 0 | 0 | 41610.0735 | 46434.3173 | 46434.3173 | 18458.4062 | 64892.7236 | 64892.7236 | 83351.1298 | 0.64121 | 576278.7243 | 576278.7243 | 0.072205 | 74403.3676 | 82.9096 | 53446.4323 | 10HP Open Drip-Proof (ODP) Motor | Electrical and Electronic Equip. | New
| IluTgsd604 | 34241.7208 | 7368.3527 | 0 | 0 | 41610.0735 | 46434.3173 | 46434.3173 | 18458.4062 | 64892.7236 | 64892.7236 | 83351.1298 | 0.64121 | 576278.7243 | 576278.7243 | 0.072205 | 74403.3676 | 82.9096 | 53446.4323 | 10HP Open Drip-Proof (ODP) Motor | Lumber/Furniture/Pulp/Paper | Turnover
| IluNgsd604 | 34241.7208 | 7368.3527 | 0 | 0 | 41610.0735 | 46434.3173 | 46434.3173 | 18458.4062 | 64892.7236 | 64892.7236 | 83351.1298 | 0.64121 | 576278.7243 | 576278.7243 | 0.072205 | 74403.3676 | 82.9096 | 53446.4323 | 10HP Open Drip-Proof (ODP) Motor | Lumber/Furniture/Pulp/Paper | New
| ImeTgsd604 | 34241.7208 | 7368.3527 | 0 | 0 | 41610.0735 | 46434.3173 | 46434.3173 | 18458.4062 | 64892.7236 | 64892.7236 | 83351.1298 | 0.64121 | 576278.7243 | 576278.7243 | 0.072205 | 74403.3676 | 82.9096 | 53446.4323 | 10HP Open Drip-Proof (ODP) Motor | Metal Products and Machinery | Turnover
| ImeNgsd604 | 34241.7208 | 7368.3527 | 0 | 0 | 41610.0735 | 46434.3173 | 46434.3173 | 18458.4062 | 64892.7236 | 64892.7236 | 83351.1298 | 0.64121 | 576278.7243 | 576278.7243 | 0.072205 | 74403.3676 | 82.9096 | 53446.4323 | 10HP Open Drip-Proof (ODP) Motor | Metal Products and Machinery | New
| ImiTgsd604 | 34241.7208 | 7368.3527 | 0 | 0 | 41610.0735 | 46434.3173 | 46434.3173 | 18458.4062 | 64892.7236 | 64892.7236 | 83351.1298 | 0.64121 | 576278.7243 | 576278.7243 | 0.072205 | 74403.3676 | 82.9096 | 53446.4323 | 10HP Open Drip-Proof (ODP) Motor | Miscellaneous Manufacturing | Turnover
| ImiNgsd604 | 34241.7208 | 7368.3527 | 0 | 0 | 41610.0735 | 46434.3173 | 46434.3173 | 18458.4062 | 64892.7236 | 64892.7236 | 83351.1298 | 0.64121 | 576278.7243 | 576278.7243 | 0.072205 | 74403.3676 | 82.9096 | 53446.4323 | 10HP Open Drip-Proof (ODP) Motor | Miscellaneous Manufacturing | New
| IprTgsd604 | 34241.7208 | 7368.3527 | 0 | 0 | 41610.0735 | 46434.3173 | 46434.3173 | 18458.4062 | 64892.7236 | 64892.7236 | 83351.1298 | 0.64121 | 576278.7243 | 576278.7243 | 0.072205 | 74403.3676 | 82.9096 | 53446.4323 | 10HP Open Drip-Proof (ODP) Motor | Primary Resources Industries | Turnover
| IprNgsd604 | 34241.7208 | 7368.3527 | 0 | 0 | 41610.0735 | 46434.3173 | 46434.3173 | 18458.4062 | 64892.7236 | 64892.7236 | 83351.1298 | 0.64121 | 576278.7243 | 576278.7243 | 0.072205 | 74403.3676 | 82.9096 | 53446.4323 | 10HP Open Drip-Proof (ODP) Motor | Primary Resources Industries | New
| IstTgsd604 | 34241.7208 | 7368.3527 | 0 | 0 | 41610.0735 | 46434.3173 | 46434.3173 | 18458.4062 | 64892.7236 | 64892.7236 | 83351.1298 | 0.64121 | 576278.7243 | 576278.7243 | 0.072205 | 74403.3676 | 82.9096 | 53446.4323 | 10HP Open Drip-Proof (ODP) Motor | Stone/Clay/Glass/Concrete | Turnover
| IstNgsd604 | 34241.7208 | 7368.3527 | 0 | 0 | 41610.0735 | 46434.3173 | 46434.3173 | 18458.4062 | 64892.7236 | 64892.7236 | 83351.1298 | 0.64121 | 576278.7243 | 576278.7243 | 0.072205 | 74403.3676 | 82.9096 | 53446.4323 | 10HP Open Drip-Proof (ODP) Motor | Stone/Clay/Glass/Concrete | New
| IteTgsd604 | 34241.7208 | 7368.3527 | 0 | 0 | 41610.0735 | 46434.3173 | 46434.3173 | 18458.4062 | 64892.7236 | 64892.7236 | 83351.1298 | 0.64121 | 576278.7243 | 576278.7243 | 0.072205 | 74403.3676 | 82.9096 | 53446.4323 | 10HP Open Drip-Proof (ODP) Motor | Textiles and Leather | Turnover
| IteNgsd604 | 34241.7208 | 7368.3527 | 0 | 0 | 41610.0735 | 46434.3173 | 46434.3173 | 18458.4062 | 64892.7236 | 64892.7236 | 83351.1298 | 0.64121 | 576278.7243 | 576278.7243 | 0.072205 | 74403.3676 | 82.9096 | 53446.4323 | 10HP Open Drip-Proof (ODP) Motor | Textiles and Leather | New
| ItrTgsd604 | 34241.7208 | 7368.3527 | 0 | 0 | 41610.0735 | 46434.3173 | 46434.3173 | 18458.4062 | 64892.7236 | 64892.7236 | 83351.1298 | 0.64121 | 576278.7243 | 576278.7243 | 0.072205 | 74403.3676 | 82.9096 | 53446.4323 | 10HP Open Drip-Proof (ODP) Motor | Transportation Equipment | Turnover
| ItrNgsd604 | 34241.7208 | 7368.3527 | 0 | 0 | 41610.0735 | 46434.3173 | 46434.3173 | 18458.4062 | 64892.7236 | 64892.7236 | 83351.1298 | 0.64121 | 576278.7243 | 576278.7243 | 0.072205 | 74403.3676 | 82.9096 | 53446.4323 | 10HP Open Drip-Proof (ODP) Motor | Transportation Equipment | New
| IwaTgsd604 | 34133.4209 | 7366.3808 | 0 | 0 | 41499.8017 | 46264.7994 | 46264.7994 | 18458.4062 | 64723.2057 | 64723.2057 | 83181.6119 | 0.64119 | 574174.8892 | 574174.8892 | 0.072277 | 74199.1291 | 82.8317 | 53250.084 | 10HP Open Drip-Proof (ODP) Motor | Water and Wastewater | Turnover
| IwaNgsd604 | 34133.4209 | 7366.3808 | 0 | 0 | 41499.8017 | 46264.7994 | 46264.7994 | 18458.4062 | 64723.2057 | 64723.2057 | 83181.6119 | 0.64119 | 574174.8892 | 574174.8892 | 0.072277 | 74199.1291 | 82.8317 | 53250.084 | 10HP Open Drip-Proof (ODP) Motor | Water and Wastewater | New
| IagTgsd605 | 34241.7208 | 7368.3527 | 0 | 0 | 41610.0735 | 46434.3173 | 46434.3173 | 18458.4062 | 64892.7236 | 64892.7236 | 83351.1298 | 0.64121 | 820195.0636 | 820195.0636 | 0.050732 | 74403.3676 | 118.002 | 76679.5024 | 20HP Open Drip-Proof (ODP) Motor | Agriculture and Assembly | Turnover
| IagNgsd605 | 34241.7208 | 7368.3527 | 0 | 0 | 41610.0735 | 46434.3173 | 46434.3173 | 18458.4062 | 64892.7236 | 64892.7236 | 83351.1298 | 0.64121 | 820195.0636 | 820195.0636 | 0.050732 | 74403.3676 | 118.002 | 76679.5024 | 20HP Open Drip-Proof (ODP) Motor | Agriculture and Assembly | New
| IchTgsd605 | 34241.7208 | 7368.3527 | 0 | 0 | 41610.0735 | 46434.3173 | 46434.3173 | 18458.4062 | 64892.7236 | 64892.7236 | 83351.1298 | 0.64121 | 820195.0636 | 820195.0636 | 0.050732 | 74403.3676 | 118.002 | 76679.5024 | 20HP Open Drip-Proof (ODP) Motor | Chemicals and Plastics | Turnover
| IchNgsd605 | 34241.7208 | 7368.3527 | 0 | 0 | 41610.0735 | 46434.3173 | 46434.3173 | 18458.4062 | 64892.7236 | 64892.7236 | 83351.1298 | 0.64121 | 820195.0636 | 820195.0636 | 0.050732 | 74403.3676 | 118.002 | 76679.5024 | 20HP Open Drip-Proof (ODP) Motor | Chemicals and Plastics | New
| IcoTgsd605 | 34241.7208 | 7368.3527 | 0 | 0 | 41610.0735 | 46434.3173 | 46434.3173 | 18458.4062 | 64892.7236 | 64892.7236 | 83351.1298 | 0.64121 | 820195.0636 | 820195.0636 | 0.050732 | 74403.3676 | 118.002 | 76679.5024 | 20HP Open Drip-Proof (ODP) Motor | Construction | Turnover
| IcoNgsd605 | 34241.7208 | 7368.3527 | 0 | 0 | 41610.0735 | 46434.3173 | 46434.3173 | 18458.4062 | 64892.7236 | 64892.7236 | 83351.1298 | 0.64121 | 820195.0636 | 820195.0636 | 0.050732 | 74403.3676 | 118.002 | 76679.5024 | 20HP Open Drip-Proof (ODP) Motor | Construction | New
| IelTgsd605 | 34241.7208 | 7368.3527 | 0 | 0 | 41610.0735 | 46434.3173 | 46434.3173 | 18458.4062 | 64892.7236 | 64892.7236 | 83351.1298 | 0.64121 | 820195.0636 | 820195.0636 | 0.050732 | 74403.3676 | 118.002 | 76679.5024 | 20HP Open Drip-Proof (ODP) Motor | Electrical and Electronic Equip. | Turnover
| IelNgsd605 | 34241.7208 | 7368.3527 | 0 | 0 | 41610.0735 | 46434.3173 | 46434.3173 | 18458.4062 | 64892.7236 | 64892.7236 | 83351.1298 | 0.64121 | 820195.0636 | 820195.0636 | 0.050732 | 74403.3676 | 118.002 | 76679.5024 | 20HP Open Drip-Proof (ODP) Motor | Electrical and Electronic Equip. | New
| IluTgsd605 | 34241.7208 | 7368.3527 | 0 | 0 | 41610.0735 | 46434.3173 | 46434.3173 | 18458.4062 | 64892.7236 | 64892.7236 | 83351.1298 | 0.64121 | 820195.0636 | 820195.0636 | 0.050732 | 74403.3676 | 118.002 | 76679.5024 | 20HP Open Drip-Proof (ODP) Motor | Lumber/Furniture/Pulp/Paper | Turnover
| IluNgsd605 | 34241.7208 | 7368.3527 | 0 | 0 | 41610.0735 | 46434.3173 | 46434.3173 | 18458.4062 | 64892.7236 | 64892.7236 | 83351.1298 | 0.64121 | 820195.0636 | 820195.0636 | 0.050732 | 74403.3676 | 118.002 | 76679.5024 | 20HP Open Drip-Proof (ODP) Motor | Lumber/Furniture/Pulp/Paper | New
| ImeTgsd605 | 34241.7208 | 7368.3527 | 0 | 0 | 41610.0735 | 46434.3173 | 46434.3173 | 18458.4062 | 64892.7236 | 64892.7236 | 83351.1298 | 0.64121 | 820195.0636 | 820195.0636 | 0.050732 | 74403.3676 | 118.002 | 76679.5024 | 20HP Open Drip-Proof (ODP) Motor | Metal Products and Machinery | Turnover
| ImeNgsd605 | 34241.7208 | 7368.3527 | 0 | 0 | 41610.0735 | 46434.3173 | 46434.3173 | 18458.4062 | 64892.7236 | 64892.7236 | 83351.1298 | 0.64121 | 820195.0636 | 820195.0636 | 0.050732 | 74403.3676 | 118.002 | 76679.5024 | 20HP Open Drip-Proof (ODP) Motor | Metal Products and Machinery | New
| ImiTgsd605 | 34241.7208 | 7368.3527 | 0 | 0 | 41610.0735 | 46434.3173 | 46434.3173 | 18458.4062 | 64892.7236 | 64892.7236 | 83351.1298 | 0.64121 | 820195.0636 | 820195.0636 | 0.050732 | 74403.3676 | 118.002 | 76679.5024 | 20HP Open Drip-Proof (ODP) Motor | Miscellaneous Manufacturing | Turnover
| ImiNgsd605 | 34241.7208 | 7368.3527 | 0 | 0 | 41610.0735 | 46434.3173 | 46434.3173 | 18458.4062 | 64892.7236 | 64892.7236 | 83351.1298 | 0.64121 | 820195.0636 | 820195.0636 | 0.050732 | 74403.3676 | 118.002 | 76679.5024 | 20HP Open Drip-Proof (ODP) Motor | Miscellaneous Manufacturing | New
| IprTgsd605 | 34241.7208 | 7368.3527 | 0 | 0 | 41610.0735 | 46434.3173 | 46434.3173 | 18458.4062 | 64892.7236 | 64892.7236 | 83351.1298 | 0.64121 | 820195.0636 | 820195.0636 | 0.050732 | 74403.3676 | 118.002 | 76679.5024 | 20HP Open Drip-Proof (ODP) Motor | Primary Resources Industries | Turnover
| IprNgsd605 | 34241.7208 | 7368.3527 | 0 | 0 | 41610.0735 | 46434.3173 | 46434.3173 | 18458.4062 | 64892.7236 | 64892.7236 | 83351.1298 | 0.64121 | 820195.0636 | 820195.0636 | 0.050732 | 74403.3676 | 118.002 | 76679.5024 | 20HP Open Drip-Proof (ODP) Motor | Primary Resources Industries | New
| IstTgsd605 | 34241.7208 | 7368.3527 | 0 | 0 | 41610.0735 | 46434.3173 | 46434.3173 | 18458.4062 | 64892.7236 | 64892.7236 | 83351.1298 | 0.64121 | 820195.0636 | 820195.0636 | 0.050732 | 74403.3676 | 118.002 | 76679.5024 | 20HP Open Drip-Proof (ODP) Motor | Stone/Clay/Glass/Concrete | Turnover
| IstNgsd605 | 34241.7208 | 7368.3527 | 0 | 0 | 41610.0735 | 46434.3173 | 46434.3173 | 18458.4062 | 64892.7236 | 64892.7236 | 83351.1298 | 0.64121 | 820195.0636 | 820195.0636 | 0.050732 | 74403.3676 | 118.002 | 76679.5024 | 20HP Open Drip-Proof (ODP) Motor | Stone/Clay/Glass/Concrete | New
| IteTgsd605 | 34241.7208 | 7368.3527 | 0 | 0 | 41610.0735 | 46434.3173 | 46434.3173 | 18458.4062 | 64892.7236 | 64892.7236 | 83351.1298 | 0.64121 | 820195.0636 | 820195.0636 | 0.050732 | 74403.3676 | 118.002 | 76679.5024 | 20HP Open Drip-Proof (ODP) Motor | Textiles and Leather | Turnover
| IteNgsd605 | 34241.7208 | 7368.3527 | 0 | 0 | 41610.0735 | 46434.3173 | 46434.3173 | 18458.4062 | 64892.7236 | 64892.7236 | 83351.1298 | 0.64121 | 820195.0636 | 820195.0636 | 0.050732 | 74403.3676 | 118.002 | 76679.5024 | 20HP Open Drip-Proof (ODP) Motor | Textiles and Leather | New
| ItrTgsd605 | 34241.7208 | 7368.3527 | 0 | 0 | 41610.0735 | 46434.3173 | 46434.3173 | 18458.4062 | 64892.7236 | 64892.7236 | 83351.1298 | 0.64121 | 820195.0636 | 820195.0636 | 0.050732 | 74403.3676 | 118.002 | 76679.5024 | 20HP Open Drip-Proof (ODP) Motor | Transportation Equipment | Turnover
| ItrNgsd605 | 34241.7208 | 7368.3527 | 0 | 0 | 41610.0735 | 46434.3173 | 46434.3173 | 18458.4062 | 64892.7236 | 64892.7236 | 83351.1298 | 0.64121 | 820195.0636 | 820195.0636 | 0.050732 | 74403.3676 | 118.002 | 76679.5024 | 20HP Open Drip-Proof (ODP) Motor | Transportation Equipment | New
| IwaTgsd605 | 34133.4209 | 7366.3808 | 0 | 0 | 41499.8017 | 46264.7994 | 46264.7994 | 18458.4062 | 64723.2057 | 64723.2057 | 83181.6119 | 0.64119 | 817200.81 | 817200.81 | 0.050783 | 74199.1291 | 117.8912 | 76398.3378 | 20HP Open Drip-Proof (ODP) Motor | Water and Wastewater | Turnover
| IwaNgsd605 | 34133.4209 | 7366.3808 | 0 | 0 | 41499.8017 | 46264.7994 | 46264.7994 | 18458.4062 | 64723.2057 | 64723.2057 | 83181.6119 | 0.64119 | 817200.81 | 817200.81 | 0.050783 | 74199.1291 | 117.8912 | 76398.3378 | 20HP Open Drip-Proof (ODP) Motor | Water and Wastewater | New
| IagTgsd606 | 34241.7208 | 7368.3527 | 0 | 0 | 41610.0735 | 46434.3173 | 46434.3173 | 18458.4062 | 64892.7236 | 64892.7236 | 83351.1298 | 0.64121 | 4839.6432 | 4839.6432 | 8.5978 | 74403.3676 | 0.66649 | -1002.9572 | Cogged Belt on 15hp ODP Motor | Agriculture and Assembly | Turnover
| IagNgsd606 | 34241.7208 | 7368.3527 | 0 | 0 | 41610.0735 | 46434.3173 | 46434.3173 | 18458.4062 | 64892.7236 | 64892.7236 | 83351.1298 | 0.64121 | 4839.6432 | 4839.6432 | 8.5978 | 74403.3676 | 0.66649 | -1002.9572 | Cogged Belt on 15hp ODP Motor | Agriculture and Assembly | New
| IchTgsd606 | 34241.7208 | 7368.3527 | 0 | 0 | 41610.0735 | 46434.3173 | 46434.3173 | 18458.4062 | 64892.7236 | 64892.7236 | 83351.1298 | 0.64121 | 4839.6432 | 4839.6432 | 8.5978 | 74403.3676 | 0.66649 | -1002.9572 | Cogged Belt on 15hp ODP Motor | Chemicals and Plastics | Turnover
| IchNgsd606 | 34241.7208 | 7368.3527 | 0 | 0 | 41610.0735 | 46434.3173 | 46434.3173 | 18458.4062 | 64892.7236 | 64892.7236 | 83351.1298 | 0.64121 | 4839.6432 | 4839.6432 | 8.5978 | 74403.3676 | 0.66649 | -1002.9572 | Cogged Belt on 15hp ODP Motor | Chemicals and Plastics | New
| IcoTgsd606 | 34241.7208 | 7368.3527 | 0 | 0 | 41610.0735 | 46434.3173 | 46434.3173 | 18458.4062 | 64892.7236 | 64892.7236 | 83351.1298 | 0.64121 | 4839.6432 | 4839.6432 | 8.5978 | 74403.3676 | 0.66649 | -1002.9572 | Cogged Belt on 15hp ODP Motor | Construction | Turnover
| IcoNgsd606 | 34241.7208 | 7368.3527 | 0 | 0 | 41610.0735 | 46434.3173 | 46434.3173 | 18458.4062 | 64892.7236 | 64892.7236 | 83351.1298 | 0.64121 | 4839.6432 | 4839.6432 | 8.5978 | 74403.3676 | 0.66649 | -1002.9572 | Cogged Belt on 15hp ODP Motor | Construction | New
| IelTgsd606 | 34241.7208 | 7368.3527 | 0 | 0 | 41610.0735 | 46434.3173 | 46434.3173 | 18458.4062 | 64892.7236 | 64892.7236 | 83351.1298 | 0.64121 | 4839.6432 | 4839.6432 | 8.5978 | 74403.3676 | 0.66649 | -1002.9572 | Cogged Belt on 15hp ODP Motor | Electrical and Electronic Equip. | Turnover
| IelNgsd606 | 34241.7208 | 7368.3527 | 0 | 0 | 41610.0735 | 46434.3173 | 46434.3173 | 18458.4062 | 64892.7236 | 64892.7236 | 83351.1298 | 0.64121 | 4839.6432 | 4839.6432 | 8.5978 | 74403.3676 | 0.66649 | -1002.9572 | Cogged Belt on 15hp ODP Motor | Electrical and Electronic Equip. | New
| IluTgsd606 | 34241.7208 | 7368.3527 | 0 | 0 | 41610.0735 | 46434.3173 | 46434.3173 | 18458.4062 | 64892.7236 | 64892.7236 | 83351.1298 | 0.64121 | 4839.6432 | 4839.6432 | 8.5978 | 74403.3676 | 0.66649 | -1002.9572 | Cogged Belt on 15hp ODP Motor | Lumber/Furniture/Pulp/Paper | Turnover
| IluNgsd606 | 34241.7208 | 7368.3527 | 0 | 0 | 41610.0735 | 46434.3173 | 46434.3173 | 18458.4062 | 64892.7236 | 64892.7236 | 83351.1298 | 0.64121 | 4839.6432 | 4839.6432 | 8.5978 | 74403.3676 | 0.66649 | -1002.9572 | Cogged Belt on 15hp ODP Motor | Lumber/Furniture/Pulp/Paper | New
| ImeTgsd606 | 34241.7208 | 7368.3527 | 0 | 0 | 41610.0735 | 46434.3173 | 46434.3173 | 18458.4062 | 64892.7236 | 64892.7236 | 83351.1298 | 0.64121 | 4839.6432 | 4839.6432 | 8.5978 | 74403.3676 | 0.66649 | -1002.9572 | Cogged Belt on 15hp ODP Motor | Metal Products and Machinery | Turnover
| ImeNgsd606 | 34241.7208 | 7368.3527 | 0 | 0 | 41610.0735 | 46434.3173 | 46434.3173 | 18458.4062 | 64892.7236 | 64892.7236 | 83351.1298 | 0.64121 | 4839.6432 | 4839.6432 | 8.5978 | 74403.3676 | 0.66649 | -1002.9572 | Cogged Belt on 15hp ODP Motor | Metal Products and Machinery | New
| ImiTgsd606 | 34241.7208 | 7368.3527 | 0 | 0 | 41610.0735 | 46434.3173 | 46434.3173 | 18458.4062 | 64892.7236 | 64892.7236 | 83351.1298 | 0.64121 | 4839.6432 | 4839.6432 | 8.5978 | 74403.3676 | 0.66649 | -1002.9572 | Cogged Belt on 15hp ODP Motor | Miscellaneous Manufacturing | Turnover
| ImiNgsd606 | 34241.7208 | 7368.3527 | 0 | 0 | 41610.0735 | 46434.3173 | 46434.3173 | 18458.4062 | 64892.7236 | 64892.7236 | 83351.1298 | 0.64121 | 4839.6432 | 4839.6432 | 8.5978 | 74403.3676 | 0.66649 | -1002.9572 | Cogged Belt on 15hp ODP Motor | Miscellaneous Manufacturing | New
| IprTgsd606 | 34241.7208 | 7368.3527 | 0 | 0 | 41610.0735 | 46434.3173 | 46434.3173 | 18458.4062 | 64892.7236 | 64892.7236 | 83351.1298 | 0.64121 | 4839.6432 | 4839.6432 | 8.5978 | 74403.3676 | 0.66649 | -1002.9572 | Cogged Belt on 15hp ODP Motor | Primary Resources Industries | Turnover
| IprNgsd606 | 34241.7208 | 7368.3527 | 0 | 0 | 41610.0735 | 46434.3173 | 46434.3173 | 18458.4062 | 64892.7236 | 64892.7236 | 83351.1298 | 0.64121 | 4839.6432 | 4839.6432 | 8.5978 | 74403.3676 | 0.66649 | -1002.9572 | Cogged Belt on 15hp ODP Motor | Primary Resources Industries | New
| IstTgsd606 | 34241.7208 | 7368.3527 | 0 | 0 | 41610.0735 | 46434.3173 | 46434.3173 | 18458.4062 | 64892.7236 | 64892.7236 | 83351.1298 | 0.64121 | 4839.6432 | 4839.6432 | 8.5978 | 74403.3676 | 0.66649 | -1002.9572 | Cogged Belt on 15hp ODP Motor | Stone/Clay/Glass/Concrete | Turnover
| IstNgsd606 | 34241.7208 | 7368.3527 | 0 | 0 | 41610.0735 | 46434.3173 | 46434.3173 | 18458.4062 | 64892.7236 | 64892.7236 | 83351.1298 | 0.64121 | 4839.6432 | 4839.6432 | 8.5978 | 74403.3676 | 0.66649 | -1002.9572 | Cogged Belt on 15hp ODP Motor | Stone/Clay/Glass/Concrete | New
| IteTgsd606 | 34241.7208 | 7368.3527 | 0 | 0 | 41610.0735 | 46434.3173 | 46434.3173 | 18458.4062 | 64892.7236 | 64892.7236 | 83351.1298 | 0.64121 | 4839.6432 | 4839.6432 | 8.5978 | 74403.3676 | 0.66649 | -1002.9572 | Cogged Belt on 15hp ODP Motor | Textiles and Leather | Turnover
| IteNgsd606 | 34241.7208 | 7368.3527 | 0 | 0 | 41610.0735 | 46434.3173 | 46434.3173 | 18458.4062 | 64892.7236 | 64892.7236 | 83351.1298 | 0.64121 | 4839.6432 | 4839.6432 | 8.5978 | 74403.3676 | 0.66649 | -1002.9572 | Cogged Belt on 15hp ODP Motor | Textiles and Leather | New
| ItrTgsd606 | 34241.7208 | 7368.3527 | 0 | 0 | 41610.0735 | 46434.3173 | 46434.3173 | 18458.4062 | 64892.7236 | 64892.7236 | 83351.1298 | 0.64121 | 4839.6432 | 4839.6432 | 8.5978 | 74403.3676 | 0.66649 | -1002.9572 | Cogged Belt on 15hp ODP Motor | Transportation Equipment | Turnover
| ItrNgsd606 | 34241.7208 | 7368.3527 | 0 | 0 | 41610.0735 | 46434.3173 | 46434.3173 | 18458.4062 | 64892.7236 | 64892.7236 | 83351.1298 | 0.64121 | 4839.6432 | 4839.6432 | 8.5978 | 74403.3676 | 0.66649 | -1002.9572 | Cogged Belt on 15hp ODP Motor | Transportation Equipment | New
| IwaTgsd606 | 34133.4209 | 7366.3808 | 0 | 0 | 41499.8017 | 46264.7994 | 46264.7994 | 18458.4062 | 64723.2057 | 64723.2057 | 83181.6119 | 0.64119 | 4821.9752 | 4821.9752 | 8.6064 | 74199.1291 | 0.66586 | -1000.5284 | Cogged Belt on 15hp ODP Motor | Water and Wastewater | Turnover
| IwaNgsd606 | 34133.4209 | 7366.3808 | 0 | 0 | 41499.8017 | 46264.7994 | 46264.7994 | 18458.4062 | 64723.2057 | 64723.2057 | 83181.6119 | 0.64119 | 4821.9752 | 4821.9752 | 8.6064 | 74199.1291 | 0.66586 | -1000.5284 | Cogged Belt on 15hp ODP Motor | Water and Wastewater | New
| IagTgsd607 | 34241.7208 | 7368.3527 | 0 | 0 | 41610.0735 | 46434.3173 | 46434.3173 | 18458.4062 | 64892.7236 | 64892.7236 | 83351.1298 | 0.64121 | 4082.9538 | 4082.9538 | 10.1912 | 74403.3676 | 0.56228 | -1071.9476 | Cogged Belt on 40hp ODP Motor | Agriculture and Assembly | Turnover
| IagNgsd607 | 34241.7208 | 7368.3527 | 0 | 0 | 41610.0735 | 46434.3173 | 46434.3173 | 18458.4062 | 64892.7236 | 64892.7236 | 83351.1298 | 0.64121 | 4082.9538 | 4082.9538 | 10.1912 | 74403.3676 | 0.56228 | -1071.9476 | Cogged Belt on 40hp ODP Motor | Agriculture and Assembly | New
| IchTgsd607 | 34241.7208 | 7368.3527 | 0 | 0 | 41610.0735 | 46434.3173 | 46434.3173 | 18458.4062 | 64892.7236 | 64892.7236 | 83351.1298 | 0.64121 | 4082.9538 | 4082.9538 | 10.1912 | 74403.3676 | 0.56228 | -1071.9476 | Cogged Belt on 40hp ODP Motor | Chemicals and Plastics | Turnover
| IchNgsd607 | 34241.7208 | 7368.3527 | 0 | 0 | 41610.0735 | 46434.3173 | 46434.3173 | 18458.4062 | 64892.7236 | 64892.7236 | 83351.1298 | 0.64121 | 4082.9538 | 4082.9538 | 10.1912 | 74403.3676 | 0.56228 | -1071.9476 | Cogged Belt on 40hp ODP Motor | Chemicals and Plastics | New
| IcoTgsd607 | 34241.7208 | 7368.3527 | 0 | 0 | 41610.0735 | 46434.3173 | 46434.3173 | 18458.4062 | 64892.7236 | 64892.7236 | 83351.1298 | 0.64121 | 4082.9538 | 4082.9538 | 10.1912 | 74403.3676 | 0.56228 | -1071.9476 | Cogged Belt on 40hp ODP Motor | Construction | Turnover
| IcoNgsd607 | 34241.7208 | 7368.3527 | 0 | 0 | 41610.0735 | 46434.3173 | 46434.3173 | 18458.4062 | 64892.7236 | 64892.7236 | 83351.1298 | 0.64121 | 4082.9538 | 4082.9538 | 10.1912 | 74403.3676 | 0.56228 | -1071.9476 | Cogged Belt on 40hp ODP Motor | Construction | New
| IelTgsd607 | 34241.7208 | 7368.3527 | 0 | 0 | 41610.0735 | 46434.3173 | 46434.3173 | 18458.4062 | 64892.7236 | 64892.7236 | 83351.1298 | 0.64121 | 4082.9538 | 4082.9538 | 10.1912 | 74403.3676 | 0.56228 | -1071.9476 | Cogged Belt on 40hp ODP Motor | Electrical and Electronic Equip. | Turnover
| IelNgsd607 | 34241.7208 | 7368.3527 | 0 | 0 | 41610.0735 | 46434.3173 | 46434.3173 | 18458.4062 | 64892.7236 | 64892.7236 | 83351.1298 | 0.64121 | 4082.9538 | 4082.9538 | 10.1912 | 74403.3676 | 0.56228 | -1071.9476 | Cogged Belt on 40hp ODP Motor | Electrical and Electronic Equip. | New
| IluTgsd607 | 34241.7208 | 7368.3527 | 0 | 0 | 41610.0735 | 46434.3173 | 46434.3173 | 18458.4062 | 64892.7236 | 64892.7236 | 83351.1298 | 0.64121 | 4082.9538 | 4082.9538 | 10.1912 | 74403.3676 | 0.56228 | -1071.9476 | Cogged Belt on 40hp ODP Motor | Lumber/Furniture/Pulp/Paper | Turnover
| IluNgsd607 | 34241.7208 | 7368.3527 | 0 | 0 | 41610.0735 | 46434.3173 | 46434.3173 | 18458.4062 | 64892.7236 | 64892.7236 | 83351.1298 | 0.64121 | 4082.9538 | 4082.9538 | 10.1912 | 74403.3676 | 0.56228 | -1071.9476 | Cogged Belt on 40hp ODP Motor | Lumber/Furniture/Pulp/Paper | New
| ImeTgsd607 | 34241.7208 | 7368.3527 | 0 | 0 | 41610.0735 | 46434.3173 | 46434.3173 | 18458.4062 | 64892.7236 | 64892.7236 | 83351.1298 | 0.64121 | 4082.9538 | 4082.9538 | 10.1912 | 74403.3676 | 0.56228 | -1071.9476 | Cogged Belt on 40hp ODP Motor | Metal Products and Machinery | Turnover
| ImeNgsd607 | 34241.7208 | 7368.3527 | 0 | 0 | 41610.0735 | 46434.3173 | 46434.3173 | 18458.4062 | 64892.7236 | 64892.7236 | 83351.1298 | 0.64121 | 4082.9538 | 4082.9538 | 10.1912 | 74403.3676 | 0.56228 | -1071.9476 | Cogged Belt on 40hp ODP Motor | Metal Products and Machinery | New
| ImiTgsd607 | 34241.7208 | 7368.3527 | 0 | 0 | 41610.0735 | 46434.3173 | 46434.3173 | 18458.4062 | 64892.7236 | 64892.7236 | 83351.1298 | 0.64121 | 4082.9538 | 4082.9538 | 10.1912 | 74403.3676 | 0.56228 | -1071.9476 | Cogged Belt on 40hp ODP Motor | Miscellaneous Manufacturing | Turnover
| ImiNgsd607 | 34241.7208 | 7368.3527 | 0 | 0 | 41610.0735 | 46434.3173 | 46434.3173 | 18458.4062 | 64892.7236 | 64892.7236 | 83351.1298 | 0.64121 | 4082.9538 | 4082.9538 | 10.1912 | 74403.3676 | 0.56228 | -1071.9476 | Cogged Belt on 40hp ODP Motor | Miscellaneous Manufacturing | New
| IprTgsd607 | 34241.7208 | 7368.3527 | 0 | 0 | 41610.0735 | 46434.3173 | 46434.3173 | 18458.4062 | 64892.7236 | 64892.7236 | 83351.1298 | 0.64121 | 4082.9538 | 4082.9538 | 10.1912 | 74403.3676 | 0.56228 | -1071.9476 | Cogged Belt on 40hp ODP Motor | Primary Resources Industries | Turnover
| IprNgsd607 | 34241.7208 | 7368.3527 | 0 | 0 | 41610.0735 | 46434.3173 | 46434.3173 | 18458.4062 | 64892.7236 | 64892.7236 | 83351.1298 | 0.64121 | 4082.9538 | 4082.9538 | 10.1912 | 74403.3676 | 0.56228 | -1071.9476 | Cogged Belt on 40hp ODP Motor | Primary Resources Industries | New
| IstTgsd607 | 34241.7208 | 7368.3527 | 0 | 0 | 41610.0735 | 46434.3173 | 46434.3173 | 18458.4062 | 64892.7236 | 64892.7236 | 83351.1298 | 0.64121 | 4082.9538 | 4082.9538 | 10.1912 | 74403.3676 | 0.56228 | -1071.9476 | Cogged Belt on 40hp ODP Motor | Stone/Clay/Glass/Concrete | Turnover
| IstNgsd607 | 34241.7208 | 7368.3527 | 0 | 0 | 41610.0735 | 46434.3173 | 46434.3173 | 18458.4062 | 64892.7236 | 64892.7236 | 83351.1298 | 0.64121 | 4082.9538 | 4082.9538 | 10.1912 | 74403.3676 | 0.56228 | -1071.9476 | Cogged Belt on 40hp ODP Motor | Stone/Clay/Glass/Concrete | New
| IteTgsd607 | 34241.7208 | 7368.3527 | 0 | 0 | 41610.0735 | 46434.3173 | 46434.3173 | 18458.4062 | 64892.7236 | 64892.7236 | 83351.1298 | 0.64121 | 4082.9538 | 4082.9538 | 10.1912 | 74403.3676 | 0.56228 | -1071.9476 | Cogged Belt on 40hp ODP Motor | Textiles and Leather | Turnover
| IteNgsd607 | 34241.7208 | 7368.3527 | 0 | 0 | 41610.0735 | 46434.3173 | 46434.3173 | 18458.4062 | 64892.7236 | 64892.7236 | 83351.1298 | 0.64121 | 4082.9538 | 4082.9538 | 10.1912 | 74403.3676 | 0.56228 | -1071.9476 | Cogged Belt on 40hp ODP Motor | Textiles and Leather | New
| ItrTgsd607 | 34241.7208 | 7368.3527 | 0 | 0 | 41610.0735 | 46434.3173 | 46434.3173 | 18458.4062 | 64892.7236 | 64892.7236 | 83351.1298 | 0.64121 | 4082.9538 | 4082.9538 | 10.1912 | 74403.3676 | 0.56228 | -1071.9476 | Cogged Belt on 40hp ODP Motor | Transportation Equipment | Turnover
| ItrNgsd607 | 34241.7208 | 7368.3527 | 0 | 0 | 41610.0735 | 46434.3173 | 46434.3173 | 18458.4062 | 64892.7236 | 64892.7236 | 83351.1298 | 0.64121 | 4082.9538 | 4082.9538 | 10.1912 | 74403.3676 | 0.56228 | -1071.9476 | Cogged Belt on 40hp ODP Motor | Transportation Equipment | New
| IwaTgsd607 | 34133.4209 | 7366.3808 | 0 | 0 | 41499.8017 | 46264.7994 | 46264.7994 | 18458.4062 | 64723.2057 | 64723.2057 | 83181.6119 | 0.64119 | 4068.0482 | 4068.0482 | 10.2014 | 74199.1291 | 0.56175 | -1069.2669 | Cogged Belt on 40hp ODP Motor | Water and Wastewater | Turnover
| IwaNgsd607 | 34133.4209 | 7366.3808 | 0 | 0 | 41499.8017 | 46264.7994 | 46264.7994 | 18458.4062 | 64723.2057 | 64723.2057 | 83181.6119 | 0.64119 | 4068.0482 | 4068.0482 | 10.2014 | 74199.1291 | 0.56175 | -1069.2669 | Cogged Belt on 40hp ODP Motor | Water and Wastewater | New
| IagEgsd608 | 34241.7208 | 7368.3527 | 0 | 0 | 41610.0735 | 46434.3173 | 46434.3173 | 18458.4062 | 64892.7236 | 64892.7236 | 83351.1298 | 0.64121 | 89320.7954 | 89320.7954 | 0.46585 | 74403.3676 | 5.4997 | 2196.8656 | Low Pressure Sprinkler Nozzles | Agriculture and Assembly | Existing
| IagNgsd608 | 34241.7208 | 7368.3527 | 0 | 0 | 41610.0735 | 46434.3173 | 46434.3173 | 18458.4062 | 64892.7236 | 64892.7236 | 83351.1298 | 0.64121 | 89320.7954 | 89320.7954 | 0.46585 | 74403.3676 | 5.4997 | 2196.8656 | Low Pressure Sprinkler Nozzles | Agriculture and Assembly | New
| IchEgsd608 | 34241.7208 | 7368.3527 | 0 | 0 | 41610.0735 | 46434.3173 | 46434.3173 | 18458.4062 | 64892.7236 | 64892.7236 | 83351.1298 | 0.64121 | 89320.7954 | 89320.7954 | 0.46585 | 74403.3676 | 5.4997 | 2196.8656 | Low Pressure Sprinkler Nozzles | Chemicals and Plastics | Existing
| IchNgsd608 | 34241.7208 | 7368.3527 | 0 | 0 | 41610.0735 | 46434.3173 | 46434.3173 | 18458.4062 | 64892.7236 | 64892.7236 | 83351.1298 | 0.64121 | 89320.7954 | 89320.7954 | 0.46585 | 74403.3676 | 5.4997 | 2196.8656 | Low Pressure Sprinkler Nozzles | Chemicals and Plastics | New
| IcoEgsd608 | 34241.7208 | 7368.3527 | 0 | 0 | 41610.0735 | 46434.3173 | 46434.3173 | 18458.4062 | 64892.7236 | 64892.7236 | 83351.1298 | 0.64121 | 89320.7954 | 89320.7954 | 0.46585 | 74403.3676 | 5.4997 | 2196.8656 | Low Pressure Sprinkler Nozzles | Construction | Existing
| IcoNgsd608 | 34241.7208 | 7368.3527 | 0 | 0 | 41610.0735 | 46434.3173 | 46434.3173 | 18458.4062 | 64892.7236 | 64892.7236 | 83351.1298 | 0.64121 | 89320.7954 | 89320.7954 | 0.46585 | 74403.3676 | 5.4997 | 2196.8656 | Low Pressure Sprinkler Nozzles | Construction | New
| IelEgsd608 | 34241.7208 | 7368.3527 | 0 | 0 | 41610.0735 | 46434.3173 | 46434.3173 | 18458.4062 | 64892.7236 | 64892.7236 | 83351.1298 | 0.64121 | 89320.7954 | 89320.7954 | 0.46585 | 74403.3676 | 5.4997 | 2196.8656 | Low Pressure Sprinkler Nozzles | Electrical and Electronic Equip. | Existing
| IelNgsd608 | 34241.7208 | 7368.3527 | 0 | 0 | 41610.0735 | 46434.3173 | 46434.3173 | 18458.4062 | 64892.7236 | 64892.7236 | 83351.1298 | 0.64121 | 89320.7954 | 89320.7954 | 0.46585 | 74403.3676 | 5.4997 | 2196.8656 | Low Pressure Sprinkler Nozzles | Electrical and Electronic Equip. | New
| IluEgsd608 | 34241.7208 | 7368.3527 | 0 | 0 | 41610.0735 | 46434.3173 | 46434.3173 | 18458.4062 | 64892.7236 | 64892.7236 | 83351.1298 | 0.64121 | 89320.7954 | 89320.7954 | 0.46585 | 74403.3676 | 5.4997 | 2196.8656 | Low Pressure Sprinkler Nozzles | Lumber/Furniture/Pulp/Paper | Existing
| IluNgsd608 | 34241.7208 | 7368.3527 | 0 | 0 | 41610.0735 | 46434.3173 | 46434.3173 | 18458.4062 | 64892.7236 | 64892.7236 | 83351.1298 | 0.64121 | 89320.7954 | 89320.7954 | 0.46585 | 74403.3676 | 5.4997 | 2196.8656 | Low Pressure Sprinkler Nozzles | Lumber/Furniture/Pulp/Paper | New
| ImeEgsd608 | 34241.7208 | 7368.3527 | 0 | 0 | 41610.0735 | 46434.3173 | 46434.3173 | 18458.4062 | 64892.7236 | 64892.7236 | 83351.1298 | 0.64121 | 89320.7954 | 89320.7954 | 0.46585 | 74403.3676 | 5.4997 | 2196.8656 | Low Pressure Sprinkler Nozzles | Metal Products and Machinery | Existing
| ImeNgsd608 | 34241.7208 | 7368.3527 | 0 | 0 | 41610.0735 | 46434.3173 | 46434.3173 | 18458.4062 | 64892.7236 | 64892.7236 | 83351.1298 | 0.64121 | 89320.7954 | 89320.7954 | 0.46585 | 74403.3676 | 5.4997 | 2196.8656 | Low Pressure Sprinkler Nozzles | Metal Products and Machinery | New
| ImiEgsd608 | 34241.7208 | 7368.3527 | 0 | 0 | 41610.0735 | 46434.3173 | 46434.3173 | 18458.4062 | 64892.7236 | 64892.7236 | 83351.1298 | 0.64121 | 89320.7954 | 89320.7954 | 0.46585 | 74403.3676 | 5.4997 | 2196.8656 | Low Pressure Sprinkler Nozzles | Miscellaneous Manufacturing | Existing
| ImiNgsd608 | 34241.7208 | 7368.3527 | 0 | 0 | 41610.0735 | 46434.3173 | 46434.3173 | 18458.4062 | 64892.7236 | 64892.7236 | 83351.1298 | 0.64121 | 89320.7954 | 89320.7954 | 0.46585 | 74403.3676 | 5.4997 | 2196.8656 | Low Pressure Sprinkler Nozzles | Miscellaneous Manufacturing | New
| IprEgsd608 | 34241.7208 | 7368.3527 | 0 | 0 | 41610.0735 | 46434.3173 | 46434.3173 | 18458.4062 | 64892.7236 | 64892.7236 | 83351.1298 | 0.64121 | 89320.7954 | 89320.7954 | 0.46585 | 74403.3676 | 5.4997 | 2196.8656 | Low Pressure Sprinkler Nozzles | Primary Resources Industries | Existing
| IprNgsd608 | 34241.7208 | 7368.3527 | 0 | 0 | 41610.0735 | 46434.3173 | 46434.3173 | 18458.4062 | 64892.7236 | 64892.7236 | 83351.1298 | 0.64121 | 89320.7954 | 89320.7954 | 0.46585 | 74403.3676 | 5.4997 | 2196.8656 | Low Pressure Sprinkler Nozzles | Primary Resources Industries | New
| IstEgsd608 | 34241.7208 | 7368.3527 | 0 | 0 | 41610.0735 | 46434.3173 | 46434.3173 | 18458.4062 | 64892.7236 | 64892.7236 | 83351.1298 | 0.64121 | 89320.7954 | 89320.7954 | 0.46585 | 74403.3676 | 5.4997 | 2196.8656 | Low Pressure Sprinkler Nozzles | Stone/Clay/Glass/Concrete | Existing
| IstNgsd608 | 34241.7208 | 7368.3527 | 0 | 0 | 41610.0735 | 46434.3173 | 46434.3173 | 18458.4062 | 64892.7236 | 64892.7236 | 83351.1298 | 0.64121 | 89320.7954 | 89320.7954 | 0.46585 | 74403.3676 | 5.4997 | 2196.8656 | Low Pressure Sprinkler Nozzles | Stone/Clay/Glass/Concrete | New
| IteEgsd608 | 34241.7208 | 7368.3527 | 0 | 0 | 41610.0735 | 46434.3173 | 46434.3173 | 18458.4062 | 64892.7236 | 64892.7236 | 83351.1298 | 0.64121 | 89320.7954 | 89320.7954 | 0.46585 | 74403.3676 | 5.4997 | 2196.8656 | Low Pressure Sprinkler Nozzles | Textiles and Leather | Existing
| IteNgsd608 | 34241.7208 | 7368.3527 | 0 | 0 | 41610.0735 | 46434.3173 | 46434.3173 | 18458.4062 | 64892.7236 | 64892.7236 | 83351.1298 | 0.64121 | 89320.7954 | 89320.7954 | 0.46585 | 74403.3676 | 5.4997 | 2196.8656 | Low Pressure Sprinkler Nozzles | Textiles and Leather | New
| ItrEgsd608 | 34241.7208 | 7368.3527 | 0 | 0 | 41610.0735 | 46434.3173 | 46434.3173 | 18458.4062 | 64892.7236 | 64892.7236 | 83351.1298 | 0.64121 | 89320.7954 | 89320.7954 | 0.46585 | 74403.3676 | 5.4997 | 2196.8656 | Low Pressure Sprinkler Nozzles | Transportation Equipment | Existing
| ItrNgsd608 | 34241.7208 | 7368.3527 | 0 | 0 | 41610.0735 | 46434.3173 | 46434.3173 | 18458.4062 | 64892.7236 | 64892.7236 | 83351.1298 | 0.64121 | 89320.7954 | 89320.7954 | 0.46585 | 74403.3676 | 5.4997 | 2196.8656 | Low Pressure Sprinkler Nozzles | Transportation Equipment | New
| IwaEgsd608 | 34133.4209 | 7366.3808 | 0 | 0 | 41499.8017 | 46264.7994 | 46264.7994 | 18458.4062 | 64723.2057 | 64723.2057 | 83181.6119 | 0.64119 | 88994.7175 | 88994.7175 | 0.46632 | 74199.1291 | 5.4945 | 2187.6129 | Low Pressure Sprinkler Nozzles | Water and Wastewater | Existing
| IwaNgsd608 | 34133.4209 | 7366.3808 | 0 | 0 | 41499.8017 | 46264.7994 | 46264.7994 | 18458.4062 | 64723.2057 | 64723.2057 | 83181.6119 | 0.64119 | 88994.7175 | 88994.7175 | 0.46632 | 74199.1291 | 5.4945 | 2187.6129 | Low Pressure Sprinkler Nozzles | Water and Wastewater | New
| IagTgsd609 | 34241.7208 | 7368.3527 | 0 | 0 | 41610.0735 | 46434.3173 | 46434.3173 | 18458.4062 | 64892.7236 | 64892.7236 | 83351.1298 | 0.64121 | 28428.0114 | 28428.0114 | 1.4637 | 74403.3676 | 3.9149 | 1147.6893 | Synchronous Belt on 15hp ODP Motor | Agriculture and Assembly | Turnover
| IagNgsd609 | 34241.7208 | 7368.3527 | 0 | 0 | 41610.0735 | 46434.3173 | 46434.3173 | 18458.4062 | 64892.7236 | 64892.7236 | 83351.1298 | 0.64121 | 28428.0114 | 28428.0114 | 1.4637 | 74403.3676 | 3.9149 | 1147.6893 | Synchronous Belt on 15hp ODP Motor | Agriculture and Assembly | New
| IchTgsd609 | 34241.7208 | 7368.3527 | 0 | 0 | 41610.0735 | 46434.3173 | 46434.3173 | 18458.4062 | 64892.7236 | 64892.7236 | 83351.1298 | 0.64121 | 28428.0114 | 28428.0114 | 1.4637 | 74403.3676 | 3.9149 | 1147.6893 | Synchronous Belt on 15hp ODP Motor | Chemicals and Plastics | Turnover
| IchNgsd609 | 34241.7208 | 7368.3527 | 0 | 0 | 41610.0735 | 46434.3173 | 46434.3173 | 18458.4062 | 64892.7236 | 64892.7236 | 83351.1298 | 0.64121 | 28428.0114 | 28428.0114 | 1.4637 | 74403.3676 | 3.9149 | 1147.6893 | Synchronous Belt on 15hp ODP Motor | Chemicals and Plastics | New
| IcoTgsd609 | 34241.7208 | 7368.3527 | 0 | 0 | 41610.0735 | 46434.3173 | 46434.3173 | 18458.4062 | 64892.7236 | 64892.7236 | 83351.1298 | 0.64121 | 28428.0114 | 28428.0114 | 1.4637 | 74403.3676 | 3.9149 | 1147.6893 | Synchronous Belt on 15hp ODP Motor | Construction | Turnover
| IcoNgsd609 | 34241.7208 | 7368.3527 | 0 | 0 | 41610.0735 | 46434.3173 | 46434.3173 | 18458.4062 | 64892.7236 | 64892.7236 | 83351.1298 | 0.64121 | 28428.0114 | 28428.0114 | 1.4637 | 74403.3676 | 3.9149 | 1147.6893 | Synchronous Belt on 15hp ODP Motor | Construction | New
| IelTgsd609 | 34241.7208 | 7368.3527 | 0 | 0 | 41610.0735 | 46434.3173 | 46434.3173 | 18458.4062 | 64892.7236 | 64892.7236 | 83351.1298 | 0.64121 | 28428.0114 | 28428.0114 | 1.4637 | 74403.3676 | 3.9149 | 1147.6893 | Synchronous Belt on 15hp ODP Motor | Electrical and Electronic Equip. | Turnover
| IelNgsd609 | 34241.7208 | 7368.3527 | 0 | 0 | 41610.0735 | 46434.3173 | 46434.3173 | 18458.4062 | 64892.7236 | 64892.7236 | 83351.1298 | 0.64121 | 28428.0114 | 28428.0114 | 1.4637 | 74403.3676 | 3.9149 | 1147.6893 | Synchronous Belt on 15hp ODP Motor | Electrical and Electronic Equip. | New
| IluTgsd609 | 34241.7208 | 7368.3527 | 0 | 0 | 41610.0735 | 46434.3173 | 46434.3173 | 18458.4062 | 64892.7236 | 64892.7236 | 83351.1298 | 0.64121 | 28428.0114 | 28428.0114 | 1.4637 | 74403.3676 | 3.9149 | 1147.6893 | Synchronous Belt on 15hp ODP Motor | Lumber/Furniture/Pulp/Paper | Turnover
| IluNgsd609 | 34241.7208 | 7368.3527 | 0 | 0 | 41610.0735 | 46434.3173 | 46434.3173 | 18458.4062 | 64892.7236 | 64892.7236 | 83351.1298 | 0.64121 | 28428.0114 | 28428.0114 | 1.4637 | 74403.3676 | 3.9149 | 1147.6893 | Synchronous Belt on 15hp ODP Motor | Lumber/Furniture/Pulp/Paper | New
| ImeTgsd609 | 34241.7208 | 7368.3527 | 0 | 0 | 41610.0735 | 46434.3173 | 46434.3173 | 18458.4062 | 64892.7236 | 64892.7236 | 83351.1298 | 0.64121 | 28428.0114 | 28428.0114 | 1.4637 | 74403.3676 | 3.9149 | 1147.6893 | Synchronous Belt on 15hp ODP Motor | Metal Products and Machinery | Turnover
| ImeNgsd609 | 34241.7208 | 7368.3527 | 0 | 0 | 41610.0735 | 46434.3173 | 46434.3173 | 18458.4062 | 64892.7236 | 64892.7236 | 83351.1298 | 0.64121 | 28428.0114 | 28428.0114 | 1.4637 | 74403.3676 | 3.9149 | 1147.6893 | Synchronous Belt on 15hp ODP Motor | Metal Products and Machinery | New
| ImiTgsd609 | 34241.7208 | 7368.3527 | 0 | 0 | 41610.0735 | 46434.3173 | 46434.3173 | 18458.4062 | 64892.7236 | 64892.7236 | 83351.1298 | 0.64121 | 28428.0114 | 28428.0114 | 1.4637 | 74403.3676 | 3.9149 | 1147.6893 | Synchronous Belt on 15hp ODP Motor | Miscellaneous Manufacturing | Turnover
| ImiNgsd609 | 34241.7208 | 7368.3527 | 0 | 0 | 41610.0735 | 46434.3173 | 46434.3173 | 18458.4062 | 64892.7236 | 64892.7236 | 83351.1298 | 0.64121 | 28428.0114 | 28428.0114 | 1.4637 | 74403.3676 | 3.9149 | 1147.6893 | Synchronous Belt on 15hp ODP Motor | Miscellaneous Manufacturing | New
| IprTgsd609 | 34241.7208 | 7368.3527 | 0 | 0 | 41610.0735 | 46434.3173 | 46434.3173 | 18458.4062 | 64892.7236 | 64892.7236 | 83351.1298 | 0.64121 | 28428.0114 | 28428.0114 | 1.4637 | 74403.3676 | 3.9149 | 1147.6893 | Synchronous Belt on 15hp ODP Motor | Primary Resources Industries | Turnover
| IprNgsd609 | 34241.7208 | 7368.3527 | 0 | 0 | 41610.0735 | 46434.3173 | 46434.3173 | 18458.4062 | 64892.7236 | 64892.7236 | 83351.1298 | 0.64121 | 28428.0114 | 28428.0114 | 1.4637 | 74403.3676 | 3.9149 | 1147.6893 | Synchronous Belt on 15hp ODP Motor | Primary Resources Industries | New
| IstTgsd609 | 34241.7208 | 7368.3527 | 0 | 0 | 41610.0735 | 46434.3173 | 46434.3173 | 18458.4062 | 64892.7236 | 64892.7236 | 83351.1298 | 0.64121 | 28428.0114 | 28428.0114 | 1.4637 | 74403.3676 | 3.9149 | 1147.6893 | Synchronous Belt on 15hp ODP Motor | Stone/Clay/Glass/Concrete | Turnover
| IstNgsd609 | 34241.7208 | 7368.3527 | 0 | 0 | 41610.0735 | 46434.3173 | 46434.3173 | 18458.4062 | 64892.7236 | 64892.7236 | 83351.1298 | 0.64121 | 28428.0114 | 28428.0114 | 1.4637 | 74403.3676 | 3.9149 | 1147.6893 | Synchronous Belt on 15hp ODP Motor | Stone/Clay/Glass/Concrete | New
| IteTgsd609 | 34241.7208 | 7368.3527 | 0 | 0 | 41610.0735 | 46434.3173 | 46434.3173 | 18458.4062 | 64892.7236 | 64892.7236 | 83351.1298 | 0.64121 | 28428.0114 | 28428.0114 | 1.4637 | 74403.3676 | 3.9149 | 1147.6893 | Synchronous Belt on 15hp ODP Motor | Textiles and Leather | Turnover
| IteNgsd609 | 34241.7208 | 7368.3527 | 0 | 0 | 41610.0735 | 46434.3173 | 46434.3173 | 18458.4062 | 64892.7236 | 64892.7236 | 83351.1298 | 0.64121 | 28428.0114 | 28428.0114 | 1.4637 | 74403.3676 | 3.9149 | 1147.6893 | Synchronous Belt on 15hp ODP Motor | Textiles and Leather | New
| ItrTgsd609 | 34241.7208 | 7368.3527 | 0 | 0 | 41610.0735 | 46434.3173 | 46434.3173 | 18458.4062 | 64892.7236 | 64892.7236 | 83351.1298 | 0.64121 | 28428.0114 | 28428.0114 | 1.4637 | 74403.3676 | 3.9149 | 1147.6893 | Synchronous Belt on 15hp ODP Motor | Transportation Equipment | Turnover
| ItrNgsd609 | 34241.7208 | 7368.3527 | 0 | 0 | 41610.0735 | 46434.3173 | 46434.3173 | 18458.4062 | 64892.7236 | 64892.7236 | 83351.1298 | 0.64121 | 28428.0114 | 28428.0114 | 1.4637 | 74403.3676 | 3.9149 | 1147.6893 | Synchronous Belt on 15hp ODP Motor | Transportation Equipment | New
| IwaTgsd609 | 34133.4209 | 7366.3808 | 0 | 0 | 41499.8017 | 46264.7994 | 46264.7994 | 18458.4062 | 64723.2057 | 64723.2057 | 83181.6119 | 0.64119 | 28324.2302 | 28324.2302 | 1.4652 | 74199.1291 | 3.9113 | 1142.2668 | Synchronous Belt on 15hp ODP Motor | Water and Wastewater | Turnover
| IwaNgsd609 | 34133.4209 | 7366.3808 | 0 | 0 | 41499.8017 | 46264.7994 | 46264.7994 | 18458.4062 | 64723.2057 | 64723.2057 | 83181.6119 | 0.64119 | 28324.2302 | 28324.2302 | 1.4652 | 74199.1291 | 3.9113 | 1142.2668 | Synchronous Belt on 15hp ODP Motor | Water and Wastewater | New
| IagTgsd610 | 34241.7208 | 7368.3527 | 0 | 0 | 41610.0735 | 46434.3173 | 46434.3173 | 18458.4062 | 64892.7236 | 64892.7236 | 83351.1298 | 0.64121 | 33727.3911 | 33727.3911 | 1.2337 | 74403.3676 | 4.6447 | 1630.8549 | Synchronous Belt on 5hp ODP Motor | Agriculture and Assembly | Turnover
| IagNgsd610 | 34241.7208 | 7368.3527 | 0 | 0 | 41610.0735 | 46434.3173 | 46434.3173 | 18458.4062 | 64892.7236 | 64892.7236 | 83351.1298 | 0.64121 | 33727.3911 | 33727.3911 | 1.2337 | 74403.3676 | 4.6447 | 1630.8549 | Synchronous Belt on 5hp ODP Motor | Agriculture and Assembly | New
| IchTgsd610 | 34241.7208 | 7368.3527 | 0 | 0 | 41610.0735 | 46434.3173 | 46434.3173 | 18458.4062 | 64892.7236 | 64892.7236 | 83351.1298 | 0.64121 | 33727.3911 | 33727.3911 | 1.2337 | 74403.3676 | 4.6447 | 1630.8549 | Synchronous Belt on 5hp ODP Motor | Chemicals and Plastics | Turnover
| IchNgsd610 | 34241.7208 | 7368.3527 | 0 | 0 | 41610.0735 | 46434.3173 | 46434.3173 | 18458.4062 | 64892.7236 | 64892.7236 | 83351.1298 | 0.64121 | 33727.3911 | 33727.3911 | 1.2337 | 74403.3676 | 4.6447 | 1630.8549 | Synchronous Belt on 5hp ODP Motor | Chemicals and Plastics | New
| IcoTgsd610 | 34241.7208 | 7368.3527 | 0 | 0 | 41610.0735 | 46434.3173 | 46434.3173 | 18458.4062 | 64892.7236 | 64892.7236 | 83351.1298 | 0.64121 | 33727.3911 | 33727.3911 | 1.2337 | 74403.3676 | 4.6447 | 1630.8549 | Synchronous Belt on 5hp ODP Motor | Construction | Turnover
| IcoNgsd610 | 34241.7208 | 7368.3527 | 0 | 0 | 41610.0735 | 46434.3173 | 46434.3173 | 18458.4062 | 64892.7236 | 64892.7236 | 83351.1298 | 0.64121 | 33727.3911 | 33727.3911 | 1.2337 | 74403.3676 | 4.6447 | 1630.8549 | Synchronous Belt on 5hp ODP Motor | Construction | New
| IelTgsd610 | 34241.7208 | 7368.3527 | 0 | 0 | 41610.0735 | 46434.3173 | 46434.3173 | 18458.4062 | 64892.7236 | 64892.7236 | 83351.1298 | 0.64121 | 33727.3911 | 33727.3911 | 1.2337 | 74403.3676 | 4.6447 | 1630.8549 | Synchronous Belt on 5hp ODP Motor | Electrical and Electronic Equip. | Turnover
| IelNgsd610 | 34241.7208 | 7368.3527 | 0 | 0 | 41610.0735 | 46434.3173 | 46434.3173 | 18458.4062 | 64892.7236 | 64892.7236 | 83351.1298 | 0.64121 | 33727.3911 | 33727.3911 | 1.2337 | 74403.3676 | 4.6447 | 1630.8549 | Synchronous Belt on 5hp ODP Motor | Electrical and Electronic Equip. | New
| IluTgsd610 | 34241.7208 | 7368.3527 | 0 | 0 | 41610.0735 | 46434.3173 | 46434.3173 | 18458.4062 | 64892.7236 | 64892.7236 | 83351.1298 | 0.64121 | 33727.3911 | 33727.3911 | 1.2337 | 74403.3676 | 4.6447 | 1630.8549 | Synchronous Belt on 5hp ODP Motor | Lumber/Furniture/Pulp/Paper | Turnover
| IluNgsd610 | 34241.7208 | 7368.3527 | 0 | 0 | 41610.0735 | 46434.3173 | 46434.3173 | 18458.4062 | 64892.7236 | 64892.7236 | 83351.1298 | 0.64121 | 33727.3911 | 33727.3911 | 1.2337 | 74403.3676 | 4.6447 | 1630.8549 | Synchronous Belt on 5hp ODP Motor | Lumber/Furniture/Pulp/Paper | New
| ImeTgsd610 | 34241.7208 | 7368.3527 | 0 | 0 | 41610.0735 | 46434.3173 | 46434.3173 | 18458.4062 | 64892.7236 | 64892.7236 | 83351.1298 | 0.64121 | 33727.3911 | 33727.3911 | 1.2337 | 74403.3676 | 4.6447 | 1630.8549 | Synchronous Belt on 5hp ODP Motor | Metal Products and Machinery | Turnover
| ImeNgsd610 | 34241.7208 | 7368.3527 | 0 | 0 | 41610.0735 | 46434.3173 | 46434.3173 | 18458.4062 | 64892.7236 | 64892.7236 | 83351.1298 | 0.64121 | 33727.3911 | 33727.3911 | 1.2337 | 74403.3676 | 4.6447 | 1630.8549 | Synchronous Belt on 5hp ODP Motor | Metal Products and Machinery | New
| ImiTgsd610 | 34241.7208 | 7368.3527 | 0 | 0 | 41610.0735 | 46434.3173 | 46434.3173 | 18458.4062 | 64892.7236 | 64892.7236 | 83351.1298 | 0.64121 | 33727.3911 | 33727.3911 | 1.2337 | 74403.3676 | 4.6447 | 1630.8549 | Synchronous Belt on 5hp ODP Motor | Miscellaneous Manufacturing | Turnover
| ImiNgsd610 | 34241.7208 | 7368.3527 | 0 | 0 | 41610.0735 | 46434.3173 | 46434.3173 | 18458.4062 | 64892.7236 | 64892.7236 | 83351.1298 | 0.64121 | 33727.3911 | 33727.3911 | 1.2337 | 74403.3676 | 4.6447 | 1630.8549 | Synchronous Belt on 5hp ODP Motor | Miscellaneous Manufacturing | New
| IprTgsd610 | 34241.7208 | 7368.3527 | 0 | 0 | 41610.0735 | 46434.3173 | 46434.3173 | 18458.4062 | 64892.7236 | 64892.7236 | 83351.1298 | 0.64121 | 33727.3911 | 33727.3911 | 1.2337 | 74403.3676 | 4.6447 | 1630.8549 | Synchronous Belt on 5hp ODP Motor | Primary Resources Industries | Turnover
| IprNgsd610 | 34241.7208 | 7368.3527 | 0 | 0 | 41610.0735 | 46434.3173 | 46434.3173 | 18458.4062 | 64892.7236 | 64892.7236 | 83351.1298 | 0.64121 | 33727.3911 | 33727.3911 | 1.2337 | 74403.3676 | 4.6447 | 1630.8549 | Synchronous Belt on 5hp ODP Motor | Primary Resources Industries | New
| IstTgsd610 | 34241.7208 | 7368.3527 | 0 | 0 | 41610.0735 | 46434.3173 | 46434.3173 | 18458.4062 | 64892.7236 | 64892.7236 | 83351.1298 | 0.64121 | 33727.3911 | 33727.3911 | 1.2337 | 74403.3676 | 4.6447 | 1630.8549 | Synchronous Belt on 5hp ODP Motor | Stone/Clay/Glass/Concrete | Turnover
| IstNgsd610 | 34241.7208 | 7368.3527 | 0 | 0 | 41610.0735 | 46434.3173 | 46434.3173 | 18458.4062 | 64892.7236 | 64892.7236 | 83351.1298 | 0.64121 | 33727.3911 | 33727.3911 | 1.2337 | 74403.3676 | 4.6447 | 1630.8549 | Synchronous Belt on 5hp ODP Motor | Stone/Clay/Glass/Concrete | New
| IteTgsd610 | 34241.7208 | 7368.3527 | 0 | 0 | 41610.0735 | 46434.3173 | 46434.3173 | 18458.4062 | 64892.7236 | 64892.7236 | 83351.1298 | 0.64121 | 33727.3911 | 33727.3911 | 1.2337 | 74403.3676 | 4.6447 | 1630.8549 | Synchronous Belt on 5hp ODP Motor | Textiles and Leather | Turnover
| IteNgsd610 | 34241.7208 | 7368.3527 | 0 | 0 | 41610.0735 | 46434.3173 | 46434.3173 | 18458.4062 | 64892.7236 | 64892.7236 | 83351.1298 | 0.64121 | 33727.3911 | 33727.3911 | 1.2337 | 74403.3676 | 4.6447 | 1630.8549 | Synchronous Belt on 5hp ODP Motor | Textiles and Leather | New
| ItrTgsd610 | 34241.7208 | 7368.3527 | 0 | 0 | 41610.0735 | 46434.3173 | 46434.3173 | 18458.4062 | 64892.7236 | 64892.7236 | 83351.1298 | 0.64121 | 33727.3911 | 33727.3911 | 1.2337 | 74403.3676 | 4.6447 | 1630.8549 | Synchronous Belt on 5hp ODP Motor | Transportation Equipment | Turnover
| ItrNgsd610 | 34241.7208 | 7368.3527 | 0 | 0 | 41610.0735 | 46434.3173 | 46434.3173 | 18458.4062 | 64892.7236 | 64892.7236 | 83351.1298 | 0.64121 | 33727.3911 | 33727.3911 | 1.2337 | 74403.3676 | 4.6447 | 1630.8549 | Synchronous Belt on 5hp ODP Motor | Transportation Equipment | New
| IwaTgsd610 | 34133.4209 | 7366.3808 | 0 | 0 | 41499.8017 | 46264.7994 | 46264.7994 | 18458.4062 | 64723.2057 | 64723.2057 | 83181.6119 | 0.64119 | 33604.2631 | 33604.2631 | 1.235 | 74199.1291 | 4.6404 | 1623.6686 | Synchronous Belt on 5hp ODP Motor | Water and Wastewater | Turnover
| IwaNgsd610 | 34133.4209 | 7366.3808 | 0 | 0 | 41499.8017 | 46264.7994 | 46264.7994 | 18458.4062 | 64723.2057 | 64723.2057 | 83181.6119 | 0.64119 | 33604.2631 | 33604.2631 | 1.235 | 74199.1291 | 4.6404 | 1623.6686 | Synchronous Belt on 5hp ODP Motor | Water and Wastewater | New
| IagTgsd611 | 34241.7208 | 7368.3527 | 0 | 0 | 41610.0735 | 46434.3173 | 46434.3173 | 18458.4062 | 64892.7236 | 64892.7236 | 83351.1298 | 0.64121 | 18478.6331 | 18478.6331 | 2.2518 | 74403.3676 | 2.5448 | 240.5643 | Synchronous Belt on 75hp ODP Motor | Agriculture and Assembly | Turnover
| IagNgsd611 | 34241.7208 | 7368.3527 | 0 | 0 | 41610.0735 | 46434.3173 | 46434.3173 | 18458.4062 | 64892.7236 | 64892.7236 | 83351.1298 | 0.64121 | 18478.6331 | 18478.6331 | 2.2518 | 74403.3676 | 2.5448 | 240.5643 | Synchronous Belt on 75hp ODP Motor | Agriculture and Assembly | New
| IchTgsd611 | 34241.7208 | 7368.3527 | 0 | 0 | 41610.0735 | 46434.3173 | 46434.3173 | 18458.4062 | 64892.7236 | 64892.7236 | 83351.1298 | 0.64121 | 18478.6331 | 18478.6331 | 2.2518 | 74403.3676 | 2.5448 | 240.5643 | Synchronous Belt on 75hp ODP Motor | Chemicals and Plastics | Turnover
| IchNgsd611 | 34241.7208 | 7368.3527 | 0 | 0 | 41610.0735 | 46434.3173 | 46434.3173 | 18458.4062 | 64892.7236 | 64892.7236 | 83351.1298 | 0.64121 | 18478.6331 | 18478.6331 | 2.2518 | 74403.3676 | 2.5448 | 240.5643 | Synchronous Belt on 75hp ODP Motor | Chemicals and Plastics | New
| IcoTgsd611 | 34241.7208 | 7368.3527 | 0 | 0 | 41610.0735 | 46434.3173 | 46434.3173 | 18458.4062 | 64892.7236 | 64892.7236 | 83351.1298 | 0.64121 | 18478.6331 | 18478.6331 | 2.2518 | 74403.3676 | 2.5448 | 240.5643 | Synchronous Belt on 75hp ODP Motor | Construction | Turnover
| IcoNgsd611 | 34241.7208 | 7368.3527 | 0 | 0 | 41610.0735 | 46434.3173 | 46434.3173 | 18458.4062 | 64892.7236 | 64892.7236 | 83351.1298 | 0.64121 | 18478.6331 | 18478.6331 | 2.2518 | 74403.3676 | 2.5448 | 240.5643 | Synchronous Belt on 75hp ODP Motor | Construction | New
| IelTgsd611 | 34241.7208 | 7368.3527 | 0 | 0 | 41610.0735 | 46434.3173 | 46434.3173 | 18458.4062 | 64892.7236 | 64892.7236 | 83351.1298 | 0.64121 | 18478.6331 | 18478.6331 | 2.2518 | 74403.3676 | 2.5448 | 240.5643 | Synchronous Belt on 75hp ODP Motor | Electrical and Electronic Equip. | Turnover
| IelNgsd611 | 34241.7208 | 7368.3527 | 0 | 0 | 41610.0735 | 46434.3173 | 46434.3173 | 18458.4062 | 64892.7236 | 64892.7236 | 83351.1298 | 0.64121 | 18478.6331 | 18478.6331 | 2.2518 | 74403.3676 | 2.5448 | 240.5643 | Synchronous Belt on 75hp ODP Motor | Electrical and Electronic Equip. | New
| IluTgsd611 | 34241.7208 | 7368.3527 | 0 | 0 | 41610.0735 | 46434.3173 | 46434.3173 | 18458.4062 | 64892.7236 | 64892.7236 | 83351.1298 | 0.64121 | 18478.6331 | 18478.6331 | 2.2518 | 74403.3676 | 2.5448 | 240.5643 | Synchronous Belt on 75hp ODP Motor | Lumber/Furniture/Pulp/Paper | Turnover
| IluNgsd611 | 34241.7208 | 7368.3527 | 0 | 0 | 41610.0735 | 46434.3173 | 46434.3173 | 18458.4062 | 64892.7236 | 64892.7236 | 83351.1298 | 0.64121 | 18478.6331 | 18478.6331 | 2.2518 | 74403.3676 | 2.5448 | 240.5643 | Synchronous Belt on 75hp ODP Motor | Lumber/Furniture/Pulp/Paper | New
| ImeTgsd611 | 34241.7208 | 7368.3527 | 0 | 0 | 41610.0735 | 46434.3173 | 46434.3173 | 18458.4062 | 64892.7236 | 64892.7236 | 83351.1298 | 0.64121 | 18478.6331 | 18478.6331 | 2.2518 | 74403.3676 | 2.5448 | 240.5643 | Synchronous Belt on 75hp ODP Motor | Metal Products and Machinery | Turnover
| ImeNgsd611 | 34241.7208 | 7368.3527 | 0 | 0 | 41610.0735 | 46434.3173 | 46434.3173 | 18458.4062 | 64892.7236 | 64892.7236 | 83351.1298 | 0.64121 | 18478.6331 | 18478.6331 | 2.2518 | 74403.3676 | 2.5448 | 240.5643 | Synchronous Belt on 75hp ODP Motor | Metal Products and Machinery | New
| ImiTgsd611 | 34241.7208 | 7368.3527 | 0 | 0 | 41610.0735 | 46434.3173 | 46434.3173 | 18458.4062 | 64892.7236 | 64892.7236 | 83351.1298 | 0.64121 | 18478.6331 | 18478.6331 | 2.2518 | 74403.3676 | 2.5448 | 240.5643 | Synchronous Belt on 75hp ODP Motor | Miscellaneous Manufacturing | Turnover
| ImiNgsd611 | 34241.7208 | 7368.3527 | 0 | 0 | 41610.0735 | 46434.3173 | 46434.3173 | 18458.4062 | 64892.7236 | 64892.7236 | 83351.1298 | 0.64121 | 18478.6331 | 18478.6331 | 2.2518 | 74403.3676 | 2.5448 | 240.5643 | Synchronous Belt on 75hp ODP Motor | Miscellaneous Manufacturing | New
| IprTgsd611 | 34241.7208 | 7368.3527 | 0 | 0 | 41610.0735 | 46434.3173 | 46434.3173 | 18458.4062 | 64892.7236 | 64892.7236 | 83351.1298 | 0.64121 | 18478.6331 | 18478.6331 | 2.2518 | 74403.3676 | 2.5448 | 240.5643 | Synchronous Belt on 75hp ODP Motor | Primary Resources Industries | Turnover
| IprNgsd611 | 34241.7208 | 7368.3527 | 0 | 0 | 41610.0735 | 46434.3173 | 46434.3173 | 18458.4062 | 64892.7236 | 64892.7236 | 83351.1298 | 0.64121 | 18478.6331 | 18478.6331 | 2.2518 | 74403.3676 | 2.5448 | 240.5643 | Synchronous Belt on 75hp ODP Motor | Primary Resources Industries | New
| IstTgsd611 | 34241.7208 | 7368.3527 | 0 | 0 | 41610.0735 | 46434.3173 | 46434.3173 | 18458.4062 | 64892.7236 | 64892.7236 | 83351.1298 | 0.64121 | 18478.6331 | 18478.6331 | 2.2518 | 74403.3676 | 2.5448 | 240.5643 | Synchronous Belt on 75hp ODP Motor | Stone/Clay/Glass/Concrete | Turnover
| IstNgsd611 | 34241.7208 | 7368.3527 | 0 | 0 | 41610.0735 | 46434.3173 | 46434.3173 | 18458.4062 | 64892.7236 | 64892.7236 | 83351.1298 | 0.64121 | 18478.6331 | 18478.6331 | 2.2518 | 74403.3676 | 2.5448 | 240.5643 | Synchronous Belt on 75hp ODP Motor | Stone/Clay/Glass/Concrete | New
| IteTgsd611 | 34241.7208 | 7368.3527 | 0 | 0 | 41610.0735 | 46434.3173 | 46434.3173 | 18458.4062 | 64892.7236 | 64892.7236 | 83351.1298 | 0.64121 | 18478.6331 | 18478.6331 | 2.2518 | 74403.3676 | 2.5448 | 240.5643 | Synchronous Belt on 75hp ODP Motor | Textiles and Leather | Turnover
| IteNgsd611 | 34241.7208 | 7368.3527 | 0 | 0 | 41610.0735 | 46434.3173 | 46434.3173 | 18458.4062 | 64892.7236 | 64892.7236 | 83351.1298 | 0.64121 | 18478.6331 | 18478.6331 | 2.2518 | 74403.3676 | 2.5448 | 240.5643 | Synchronous Belt on 75hp ODP Motor | Textiles and Leather | New
| ItrTgsd611 | 34241.7208 | 7368.3527 | 0 | 0 | 41610.0735 | 46434.3173 | 46434.3173 | 18458.4062 | 64892.7236 | 64892.7236 | 83351.1298 | 0.64121 | 18478.6331 | 18478.6331 | 2.2518 | 74403.3676 | 2.5448 | 240.5643 | Synchronous Belt on 75hp ODP Motor | Transportation Equipment | Turnover
| ItrNgsd611 | 34241.7208 | 7368.3527 | 0 | 0 | 41610.0735 | 46434.3173 | 46434.3173 | 18458.4062 | 64892.7236 | 64892.7236 | 83351.1298 | 0.64121 | 18478.6331 | 18478.6331 | 2.2518 | 74403.3676 | 2.5448 | 240.5643 | Synchronous Belt on 75hp ODP Motor | Transportation Equipment | New
| IwaTgsd611 | 34133.4209 | 7366.3808 | 0 | 0 | 41499.8017 | 46264.7994 | 46264.7994 | 18458.4062 | 64723.2057 | 64723.2057 | 83181.6119 | 0.64119 | 18411.1727 | 18411.1727 | 2.2541 | 74199.1291 | 2.5424 | 238.4535 | Synchronous Belt on 75hp ODP Motor | Water and Wastewater | Turnover
| IwaNgsd611 | 34133.4209 | 7366.3808 | 0 | 0 | 41499.8017 | 46264.7994 | 46264.7994 | 18458.4062 | 64723.2057 | 64723.2057 | 83181.6119 | 0.64119 | 18411.1727 | 18411.1727 | 2.2541 | 74199.1291 | 2.5424 | 238.4535 | Synchronous Belt on 75hp ODP Motor | Water and Wastewater | New
| IagTgsd701 | 33164.2204 | 7334.6828 | 0 | 0 | 40498.9032 | 44867.3405 | 44867.3405 | 18631.7129 | 63499.0534 | 63499.0534 | 82130.7663 | 0.63779 | 8955.281 | 8955.281 | 4.5223 | 72688.75 | 1.3183 | -557.0434 | 3-phase High Frequency Battery Charger - 1 shift | Agriculture and Assembly | Turnover
| IagNgsd701 | 33164.2204 | 7334.6828 | 0 | 0 | 40498.9032 | 44867.3405 | 44867.3405 | 18631.7129 | 63499.0534 | 63499.0534 | 82130.7663 | 0.63779 | 8955.281 | 8955.281 | 4.5223 | 72688.75 | 1.3183 | -557.0434 | 3-phase High Frequency Battery Charger - 1 shift | Agriculture and Assembly | New
| IchTgsd701 | 33164.2204 | 7334.6828 | 0 | 0 | 40498.9032 | 44867.3405 | 44867.3405 | 18631.7129 | 63499.0534 | 63499.0534 | 82130.7663 | 0.63779 | 8955.281 | 8955.281 | 4.5223 | 72688.75 | 1.3183 | -557.0434 | 3-phase High Frequency Battery Charger - 1 shift | Chemicals and Plastics | Turnover
| IchNgsd701 | 33164.2204 | 7334.6828 | 0 | 0 | 40498.9032 | 44867.3405 | 44867.3405 | 18631.7129 | 63499.0534 | 63499.0534 | 82130.7663 | 0.63779 | 8955.281 | 8955.281 | 4.5223 | 72688.75 | 1.3183 | -557.0434 | 3-phase High Frequency Battery Charger - 1 shift | Chemicals and Plastics | New
| IcoTgsd701 | 33164.2204 | 7334.6828 | 0 | 0 | 40498.9032 | 44867.3405 | 44867.3405 | 18631.7129 | 63499.0534 | 63499.0534 | 82130.7663 | 0.63779 | 8955.281 | 8955.281 | 4.5223 | 72688.75 | 1.3183 | -557.0434 | 3-phase High Frequency Battery Charger - 1 shift | Construction | Turnover
| IcoNgsd701 | 33164.2204 | 7334.6828 | 0 | 0 | 40498.9032 | 44867.3405 | 44867.3405 | 18631.7129 | 63499.0534 | 63499.0534 | 82130.7663 | 0.63779 | 8955.281 | 8955.281 | 4.5223 | 72688.75 | 1.3183 | -557.0434 | 3-phase High Frequency Battery Charger - 1 shift | Construction | New
| IelTgsd701 | 33164.2204 | 7334.6828 | 0 | 0 | 40498.9032 | 44867.3405 | 44867.3405 | 18631.7129 | 63499.0534 | 63499.0534 | 82130.7663 | 0.63779 | 8955.281 | 8955.281 | 4.5223 | 72688.75 | 1.3183 | -557.0434 | 3-phase High Frequency Battery Charger - 1 shift | Electrical and Electronic Equip. | Turnover
| IelNgsd701 | 33164.2204 | 7334.6828 | 0 | 0 | 40498.9032 | 44867.3405 | 44867.3405 | 18631.7129 | 63499.0534 | 63499.0534 | 82130.7663 | 0.63779 | 8955.281 | 8955.281 | 4.5223 | 72688.75 | 1.3183 | -557.0434 | 3-phase High Frequency Battery Charger - 1 shift | Electrical and Electronic Equip. | New
| IluTgsd701 | 33164.2204 | 7334.6828 | 0 | 0 | 40498.9032 | 44867.3405 | 44867.3405 | 18631.7129 | 63499.0534 | 63499.0534 | 82130.7663 | 0.63779 | 8955.281 | 8955.281 | 4.5223 | 72688.75 | 1.3183 | -557.0434 | 3-phase High Frequency Battery Charger - 1 shift | Lumber/Furniture/Pulp/Paper | Turnover
| IluNgsd701 | 33164.2204 | 7334.6828 | 0 | 0 | 40498.9032 | 44867.3405 | 44867.3405 | 18631.7129 | 63499.0534 | 63499.0534 | 82130.7663 | 0.63779 | 8955.281 | 8955.281 | 4.5223 | 72688.75 | 1.3183 | -557.0434 | 3-phase High Frequency Battery Charger - 1 shift | Lumber/Furniture/Pulp/Paper | New
| ImeTgsd701 | 33164.2204 | 7334.6828 | 0 | 0 | 40498.9032 | 44867.3405 | 44867.3405 | 18631.7129 | 63499.0534 | 63499.0534 | 82130.7663 | 0.63779 | 8955.281 | 8955.281 | 4.5223 | 72688.75 | 1.3183 | -557.0434 | 3-phase High Frequency Battery Charger - 1 shift | Metal Products and Machinery | Turnover
| ImeNgsd701 | 33164.2204 | 7334.6828 | 0 | 0 | 40498.9032 | 44867.3405 | 44867.3405 | 18631.7129 | 63499.0534 | 63499.0534 | 82130.7663 | 0.63779 | 8955.281 | 8955.281 | 4.5223 | 72688.75 | 1.3183 | -557.0434 | 3-phase High Frequency Battery Charger - 1 shift | Metal Products and Machinery | New
| ImiTgsd701 | 33164.2204 | 7334.6828 | 0 | 0 | 40498.9032 | 44867.3405 | 44867.3405 | 18631.7129 | 63499.0534 | 63499.0534 | 82130.7663 | 0.63779 | 8955.281 | 8955.281 | 4.5223 | 72688.75 | 1.3183 | -557.0434 | 3-phase High Frequency Battery Charger - 1 shift | Miscellaneous Manufacturing | Turnover
| ImiNgsd701 | 33164.2204 | 7334.6828 | 0 | 0 | 40498.9032 | 44867.3405 | 44867.3405 | 18631.7129 | 63499.0534 | 63499.0534 | 82130.7663 | 0.63779 | 8955.281 | 8955.281 | 4.5223 | 72688.75 | 1.3183 | -557.0434 | 3-phase High Frequency Battery Charger - 1 shift | Miscellaneous Manufacturing | New
| IprTgsd701 | 33164.2204 | 7334.6828 | 0 | 0 | 40498.9032 | 44867.3405 | 44867.3405 | 18631.7129 | 63499.0534 | 63499.0534 | 82130.7663 | 0.63779 | 8955.281 | 8955.281 | 4.5223 | 72688.75 | 1.3183 | -557.0434 | 3-phase High Frequency Battery Charger - 1 shift | Primary Resources Industries | Turnover
| IprNgsd701 | 33164.2204 | 7334.6828 | 0 | 0 | 40498.9032 | 44867.3405 | 44867.3405 | 18631.7129 | 63499.0534 | 63499.0534 | 82130.7663 | 0.63779 | 8955.281 | 8955.281 | 4.5223 | 72688.75 | 1.3183 | -557.0434 | 3-phase High Frequency Battery Charger - 1 shift | Primary Resources Industries | New
| IstTgsd701 | 33164.2204 | 7334.6828 | 0 | 0 | 40498.9032 | 44867.3405 | 44867.3405 | 18631.7129 | 63499.0534 | 63499.0534 | 82130.7663 | 0.63779 | 8955.281 | 8955.281 | 4.5223 | 72688.75 | 1.3183 | -557.0434 | 3-phase High Frequency Battery Charger - 1 shift | Stone/Clay/Glass/Concrete | Turnover
| IstNgsd701 | 33164.2204 | 7334.6828 | 0 | 0 | 40498.9032 | 44867.3405 | 44867.3405 | 18631.7129 | 63499.0534 | 63499.0534 | 82130.7663 | 0.63779 | 8955.281 | 8955.281 | 4.5223 | 72688.75 | 1.3183 | -557.0434 | 3-phase High Frequency Battery Charger - 1 shift | Stone/Clay/Glass/Concrete | New
| IteTgsd701 | 33164.2204 | 7334.6828 | 0 | 0 | 40498.9032 | 44867.3405 | 44867.3405 | 18631.7129 | 63499.0534 | 63499.0534 | 82130.7663 | 0.63779 | 8955.281 | 8955.281 | 4.5223 | 72688.75 | 1.3183 | -557.0434 | 3-phase High Frequency Battery Charger - 1 shift | Textiles and Leather | Turnover
| IteNgsd701 | 33164.2204 | 7334.6828 | 0 | 0 | 40498.9032 | 44867.3405 | 44867.3405 | 18631.7129 | 63499.0534 | 63499.0534 | 82130.7663 | 0.63779 | 8955.281 | 8955.281 | 4.5223 | 72688.75 | 1.3183 | -557.0434 | 3-phase High Frequency Battery Charger - 1 shift | Textiles and Leather | New
| ItrTgsd701 | 33164.2204 | 7334.6828 | 0 | 0 | 40498.9032 | 44867.3405 | 44867.3405 | 18631.7129 | 63499.0534 | 63499.0534 | 82130.7663 | 0.63779 | 8955.281 | 8955.281 | 4.5223 | 72688.75 | 1.3183 | -557.0434 | 3-phase High Frequency Battery Charger - 1 shift | Transportation Equipment | Turnover
| ItrNgsd701 | 33164.2204 | 7334.6828 | 0 | 0 | 40498.9032 | 44867.3405 | 44867.3405 | 18631.7129 | 63499.0534 | 63499.0534 | 82130.7663 | 0.63779 | 8955.281 | 8955.281 | 4.5223 | 72688.75 | 1.3183 | -557.0434 | 3-phase High Frequency Battery Charger - 1 shift | Transportation Equipment | New
| IwaTgsd701 | 33164.2204 | 7334.6828 | 0 | 0 | 40498.9032 | 44867.3405 | 44867.3405 | 18631.7129 | 63499.0534 | 63499.0534 | 82130.7663 | 0.63779 | 8955.281 | 8955.281 | 4.5223 | 72688.75 | 1.3183 | -557.0434 | 3-phase High Frequency Battery Charger - 1 shift | Water and Wastewater | Turnover
| IwaNgsd701 | 33164.2204 | 7334.6828 | 0 | 0 | 40498.9032 | 44867.3405 | 44867.3405 | 18631.7129 | 63499.0534 | 63499.0534 | 82130.7663 | 0.63779 | 8955.281 | 8955.281 | 4.5223 | 72688.75 | 1.3183 | -557.0434 | 3-phase High Frequency Battery Charger - 1 shift | Water and Wastewater | New
| IagEgsd702 | 33164.2204 | 7334.6828 | 0 | 0 | 40498.9032 | 44867.3405 | 44867.3405 | 18631.7129 | 63499.0534 | 63499.0534 | 82130.7663 | 0.63779 | 14976.2657 | 14976.2657 | 2.7042 | 72688.75 | 2.2046 | 16.4563 | Dairy Refrigeration Heat Recovery | Agriculture and Assembly | Existing
| IagNgsd702 | 33164.2204 | 7334.6828 | 0 | 0 | 40498.9032 | 44867.3405 | 44867.3405 | 18631.7129 | 63499.0534 | 63499.0534 | 82130.7663 | 0.63779 | 14976.2657 | 14976.2657 | 2.7042 | 72688.75 | 2.2046 | 16.4563 | Dairy Refrigeration Heat Recovery | Agriculture and Assembly | New
| IagTgsd703 | 33164.2204 | 7334.6828 | 0 | 0 | 40498.9032 | 44867.3405 | 44867.3405 | 18631.7129 | 63499.0534 | 63499.0534 | 82130.7663 | 0.63779 | 48135.6591 | 48135.6591 | 0.84135 | 72688.75 | 5.3172 | 2030.371 | Electric Actuators | Agriculture and Assembly | Turnover
| IagNgsd703 | 33164.2204 | 7334.6828 | 0 | 0 | 40498.9032 | 44867.3405 | 44867.3405 | 18631.7129 | 63499.0534 | 63499.0534 | 82130.7663 | 0.63779 | 48135.6591 | 48135.6591 | 0.84135 | 72688.75 | 5.3172 | 2030.371 | Electric Actuators | Agriculture and Assembly | New
| IchTgsd703 | 33164.2204 | 7334.6828 | 0 | 0 | 40498.9032 | 44867.3405 | 44867.3405 | 18631.7129 | 63499.0534 | 63499.0534 | 82130.7663 | 0.63779 | 48135.6591 | 48135.6591 | 0.84135 | 72688.75 | 5.3172 | 2030.371 | Electric Actuators | Chemicals and Plastics | Turnover
| IchNgsd703 | 33164.2204 | 7334.6828 | 0 | 0 | 40498.9032 | 44867.3405 | 44867.3405 | 18631.7129 | 63499.0534 | 63499.0534 | 82130.7663 | 0.63779 | 48135.6591 | 48135.6591 | 0.84135 | 72688.75 | 5.3172 | 2030.371 | Electric Actuators | Chemicals and Plastics | New
| IcoTgsd703 | 33164.2204 | 7334.6828 | 0 | 0 | 40498.9032 | 44867.3405 | 44867.3405 | 18631.7129 | 63499.0534 | 63499.0534 | 82130.7663 | 0.63779 | 48135.6591 | 48135.6591 | 0.84135 | 72688.75 | 5.3172 | 2030.371 | Electric Actuators | Construction | Turnover
| IcoNgsd703 | 33164.2204 | 7334.6828 | 0 | 0 | 40498.9032 | 44867.3405 | 44867.3405 | 18631.7129 | 63499.0534 | 63499.0534 | 82130.7663 | 0.63779 | 48135.6591 | 48135.6591 | 0.84135 | 72688.75 | 5.3172 | 2030.371 | Electric Actuators | Construction | New
| IelTgsd703 | 33164.2204 | 7334.6828 | 0 | 0 | 40498.9032 | 44867.3405 | 44867.3405 | 18631.7129 | 63499.0534 | 63499.0534 | 82130.7663 | 0.63779 | 48135.6591 | 48135.6591 | 0.84135 | 72688.75 | 5.3172 | 2030.371 | Electric Actuators | Electrical and Electronic Equip. | Turnover
| IelNgsd703 | 33164.2204 | 7334.6828 | 0 | 0 | 40498.9032 | 44867.3405 | 44867.3405 | 18631.7129 | 63499.0534 | 63499.0534 | 82130.7663 | 0.63779 | 48135.6591 | 48135.6591 | 0.84135 | 72688.75 | 5.3172 | 2030.371 | Electric Actuators | Electrical and Electronic Equip. | New
| IluTgsd703 | 33164.2204 | 7334.6828 | 0 | 0 | 40498.9032 | 44867.3405 | 44867.3405 | 18631.7129 | 63499.0534 | 63499.0534 | 82130.7663 | 0.63779 | 50060.8662 | 50060.8662 | 0.80899 | 72688.75 | 5.5298 | 2167.9718 | Electric Actuators | Lumber/Furniture/Pulp/Paper | Turnover
| IluNgsd703 | 33164.2204 | 7334.6828 | 0 | 0 | 40498.9032 | 44867.3405 | 44867.3405 | 18631.7129 | 63499.0534 | 63499.0534 | 82130.7663 | 0.63779 | 50060.8662 | 50060.8662 | 0.80899 | 72688.75 | 5.5298 | 2167.9718 | Electric Actuators | Lumber/Furniture/Pulp/Paper | New
| ImeTgsd703 | 33164.2204 | 7334.6828 | 0 | 0 | 40498.9032 | 44867.3405 | 44867.3405 | 18631.7129 | 63499.0534 | 63499.0534 | 82130.7663 | 0.63779 | 48135.6591 | 48135.6591 | 0.84135 | 72688.75 | 5.3172 | 2030.371 | Electric Actuators | Metal Products and Machinery | Turnover
| ImeNgsd703 | 33164.2204 | 7334.6828 | 0 | 0 | 40498.9032 | 44867.3405 | 44867.3405 | 18631.7129 | 63499.0534 | 63499.0534 | 82130.7663 | 0.63779 | 48135.6591 | 48135.6591 | 0.84135 | 72688.75 | 5.3172 | 2030.371 | Electric Actuators | Metal Products and Machinery | New
| ImiTgsd703 | 33164.2204 | 7334.6828 | 0 | 0 | 40498.9032 | 44867.3405 | 44867.3405 | 18631.7129 | 63499.0534 | 63499.0534 | 82130.7663 | 0.63779 | 48887.6933 | 48887.6933 | 0.82841 | 72688.75 | 5.4002 | 2084.1215 | Electric Actuators | Miscellaneous Manufacturing | Turnover
| ImiNgsd703 | 33164.2204 | 7334.6828 | 0 | 0 | 40498.9032 | 44867.3405 | 44867.3405 | 18631.7129 | 63499.0534 | 63499.0534 | 82130.7663 | 0.63779 | 48887.6933 | 48887.6933 | 0.82841 | 72688.75 | 5.4002 | 2084.1215 | Electric Actuators | Miscellaneous Manufacturing | New
| IprTgsd703 | 33164.2204 | 7334.6828 | 0 | 0 | 40498.9032 | 44867.3405 | 44867.3405 | 18631.7129 | 63499.0534 | 63499.0534 | 82130.7663 | 0.63779 | 48135.6591 | 48135.6591 | 0.84135 | 72688.75 | 5.3172 | 2030.371 | Electric Actuators | Primary Resources Industries | Turnover
| IprNgsd703 | 33164.2204 | 7334.6828 | 0 | 0 | 40498.9032 | 44867.3405 | 44867.3405 | 18631.7129 | 63499.0534 | 63499.0534 | 82130.7663 | 0.63779 | 48135.6591 | 48135.6591 | 0.84135 | 72688.75 | 5.3172 | 2030.371 | Electric Actuators | Primary Resources Industries | New
| IstTgsd703 | 33164.2204 | 7334.6828 | 0 | 0 | 40498.9032 | 44867.3405 | 44867.3405 | 18631.7129 | 63499.0534 | 63499.0534 | 82130.7663 | 0.63779 | 48135.6591 | 48135.6591 | 0.84135 | 72688.75 | 5.3172 | 2030.371 | Electric Actuators | Stone/Clay/Glass/Concrete | Turnover
| IstNgsd703 | 33164.2204 | 7334.6828 | 0 | 0 | 40498.9032 | 44867.3405 | 44867.3405 | 18631.7129 | 63499.0534 | 63499.0534 | 82130.7663 | 0.63779 | 48135.6591 | 48135.6591 | 0.84135 | 72688.75 | 5.3172 | 2030.371 | Electric Actuators | Stone/Clay/Glass/Concrete | New
| IteTgsd703 | 33164.2204 | 7334.6828 | 0 | 0 | 40498.9032 | 44867.3405 | 44867.3405 | 18631.7129 | 63499.0534 | 63499.0534 | 82130.7663 | 0.63779 | 48135.6591 | 48135.6591 | 0.84135 | 72688.75 | 5.3172 | 2030.371 | Electric Actuators | Textiles and Leather | Turnover
| IteNgsd703 | 33164.2204 | 7334.6828 | 0 | 0 | 40498.9032 | 44867.3405 | 44867.3405 | 18631.7129 | 63499.0534 | 63499.0534 | 82130.7663 | 0.63779 | 48135.6591 | 48135.6591 | 0.84135 | 72688.75 | 5.3172 | 2030.371 | Electric Actuators | Textiles and Leather | New
| ItrTgsd703 | 33164.2204 | 7334.6828 | 0 | 0 | 40498.9032 | 44867.3405 | 44867.3405 | 18631.7129 | 63499.0534 | 63499.0534 | 82130.7663 | 0.63779 | 49664.0654 | 49664.0654 | 0.81546 | 72688.75 | 5.486 | 2139.6112 | Electric Actuators | Transportation Equipment | Turnover
| ItrNgsd703 | 33164.2204 | 7334.6828 | 0 | 0 | 40498.9032 | 44867.3405 | 44867.3405 | 18631.7129 | 63499.0534 | 63499.0534 | 82130.7663 | 0.63779 | 49664.0654 | 49664.0654 | 0.81546 | 72688.75 | 5.486 | 2139.6112 | Electric Actuators | Transportation Equipment | New
| IwaTgsd703 | 33164.2204 | 7334.6828 | 0 | 0 | 40498.9032 | 44867.3405 | 44867.3405 | 18631.7129 | 63499.0534 | 63499.0534 | 82130.7663 | 0.63779 | 48135.6591 | 48135.6591 | 0.84135 | 72688.75 | 5.3172 | 2030.371 | Electric Actuators | Water and Wastewater | Turnover
| IwaNgsd703 | 33164.2204 | 7334.6828 | 0 | 0 | 40498.9032 | 44867.3405 | 44867.3405 | 18631.7129 | 63499.0534 | 63499.0534 | 82130.7663 | 0.63779 | 48135.6591 | 48135.6591 | 0.84135 | 72688.75 | 5.3172 | 2030.371 | Electric Actuators | Water and Wastewater | New
| IagTgsd704 | 33164.2204 | 7334.6828 | 0 | 0 | 40498.9032 | 44867.3405 | 44867.3405 | 18631.7129 | 63499.0534 | 63499.0534 | 82130.7663 | 0.63779 | 24079.3664 | 24079.3664 | 1.6819 | 72688.75 | 5.1417 | 1916.8757 | Energy Efficient Transformers | Agriculture and Assembly | Turnover
| IagNgsd704 | 33164.2204 | 7334.6828 | 0 | 0 | 40498.9032 | 44867.3405 | 44867.3405 | 18631.7129 | 63499.0534 | 63499.0534 | 82130.7663 | 0.63779 | 24079.3664 | 24079.3664 | 1.6819 | 72688.75 | 5.1417 | 1916.8757 | Energy Efficient Transformers | Agriculture and Assembly | New
| IchTgsd704 | 33164.2204 | 7334.6828 | 0 | 0 | 40498.9032 | 44867.3405 | 44867.3405 | 18631.7129 | 63499.0534 | 63499.0534 | 82130.7663 | 0.63779 | 24079.3664 | 24079.3664 | 1.6819 | 72688.75 | 5.1417 | 1916.8757 | Energy Efficient Transformers | Chemicals and Plastics | Turnover
| IchNgsd704 | 33164.2204 | 7334.6828 | 0 | 0 | 40498.9032 | 44867.3405 | 44867.3405 | 18631.7129 | 63499.0534 | 63499.0534 | 82130.7663 | 0.63779 | 24079.3664 | 24079.3664 | 1.6819 | 72688.75 | 5.1417 | 1916.8757 | Energy Efficient Transformers | Chemicals and Plastics | New
| IcoTgsd704 | 33164.2204 | 7334.6828 | 0 | 0 | 40498.9032 | 44867.3405 | 44867.3405 | 18631.7129 | 63499.0534 | 63499.0534 | 82130.7663 | 0.63779 | 24079.3664 | 24079.3664 | 1.6819 | 72688.75 | 5.1417 | 1916.8757 | Energy Efficient Transformers | Construction | Turnover
| IcoNgsd704 | 33164.2204 | 7334.6828 | 0 | 0 | 40498.9032 | 44867.3405 | 44867.3405 | 18631.7129 | 63499.0534 | 63499.0534 | 82130.7663 | 0.63779 | 24079.3664 | 24079.3664 | 1.6819 | 72688.75 | 5.1417 | 1916.8757 | Energy Efficient Transformers | Construction | New
| IelTgsd704 | 33164.2204 | 7334.6828 | 0 | 0 | 40498.9032 | 44867.3405 | 44867.3405 | 18631.7129 | 63499.0534 | 63499.0534 | 82130.7663 | 0.63779 | 24079.3664 | 24079.3664 | 1.6819 | 72688.75 | 5.1417 | 1916.8757 | Energy Efficient Transformers | Electrical and Electronic Equip. | Turnover
| IelNgsd704 | 33164.2204 | 7334.6828 | 0 | 0 | 40498.9032 | 44867.3405 | 44867.3405 | 18631.7129 | 63499.0534 | 63499.0534 | 82130.7663 | 0.63779 | 24079.3664 | 24079.3664 | 1.6819 | 72688.75 | 5.1417 | 1916.8757 | Energy Efficient Transformers | Electrical and Electronic Equip. | New
| IluTgsd704 | 33164.2204 | 7334.6828 | 0 | 0 | 40498.9032 | 44867.3405 | 44867.3405 | 18631.7129 | 63499.0534 | 63499.0534 | 82130.7663 | 0.63779 | 24079.3664 | 24079.3664 | 1.6819 | 72688.75 | 5.1417 | 1916.8757 | Energy Efficient Transformers | Lumber/Furniture/Pulp/Paper | Turnover
| IluNgsd704 | 33164.2204 | 7334.6828 | 0 | 0 | 40498.9032 | 44867.3405 | 44867.3405 | 18631.7129 | 63499.0534 | 63499.0534 | 82130.7663 | 0.63779 | 24079.3664 | 24079.3664 | 1.6819 | 72688.75 | 5.1417 | 1916.8757 | Energy Efficient Transformers | Lumber/Furniture/Pulp/Paper | New
| ImeTgsd704 | 33164.2204 | 7334.6828 | 0 | 0 | 40498.9032 | 44867.3405 | 44867.3405 | 18631.7129 | 63499.0534 | 63499.0534 | 82130.7663 | 0.63779 | 24079.3664 | 24079.3664 | 1.6819 | 72688.75 | 5.1417 | 1916.8757 | Energy Efficient Transformers | Metal Products and Machinery | Turnover
| ImeNgsd704 | 33164.2204 | 7334.6828 | 0 | 0 | 40498.9032 | 44867.3405 | 44867.3405 | 18631.7129 | 63499.0534 | 63499.0534 | 82130.7663 | 0.63779 | 24079.3664 | 24079.3664 | 1.6819 | 72688.75 | 5.1417 | 1916.8757 | Energy Efficient Transformers | Metal Products and Machinery | New
| ImiTgsd704 | 33164.2204 | 7334.6828 | 0 | 0 | 40498.9032 | 44867.3405 | 44867.3405 | 18631.7129 | 63499.0534 | 63499.0534 | 82130.7663 | 0.63779 | 24079.3664 | 24079.3664 | 1.6819 | 72688.75 | 5.1417 | 1916.8757 | Energy Efficient Transformers | Miscellaneous Manufacturing | Turnover
| ImiNgsd704 | 33164.2204 | 7334.6828 | 0 | 0 | 40498.9032 | 44867.3405 | 44867.3405 | 18631.7129 | 63499.0534 | 63499.0534 | 82130.7663 | 0.63779 | 24079.3664 | 24079.3664 | 1.6819 | 72688.75 | 5.1417 | 1916.8757 | Energy Efficient Transformers | Miscellaneous Manufacturing | New
| IprTgsd704 | 33164.2204 | 7334.6828 | 0 | 0 | 40498.9032 | 44867.3405 | 44867.3405 | 18631.7129 | 63499.0534 | 63499.0534 | 82130.7663 | 0.63779 | 24079.3664 | 24079.3664 | 1.6819 | 72688.75 | 5.1417 | 1916.8757 | Energy Efficient Transformers | Primary Resources Industries | Turnover
| IprNgsd704 | 33164.2204 | 7334.6828 | 0 | 0 | 40498.9032 | 44867.3405 | 44867.3405 | 18631.7129 | 63499.0534 | 63499.0534 | 82130.7663 | 0.63779 | 24079.3664 | 24079.3664 | 1.6819 | 72688.75 | 5.1417 | 1916.8757 | Energy Efficient Transformers | Primary Resources Industries | New
| IstTgsd704 | 33164.2204 | 7334.6828 | 0 | 0 | 40498.9032 | 44867.3405 | 44867.3405 | 18631.7129 | 63499.0534 | 63499.0534 | 82130.7663 | 0.63779 | 24079.3664 | 24079.3664 | 1.6819 | 72688.75 | 5.1417 | 1916.8757 | Energy Efficient Transformers | Stone/Clay/Glass/Concrete | Turnover
| IstNgsd704 | 33164.2204 | 7334.6828 | 0 | 0 | 40498.9032 | 44867.3405 | 44867.3405 | 18631.7129 | 63499.0534 | 63499.0534 | 82130.7663 | 0.63779 | 24079.3664 | 24079.3664 | 1.6819 | 72688.75 | 5.1417 | 1916.8757 | Energy Efficient Transformers | Stone/Clay/Glass/Concrete | New
| IteTgsd704 | 33164.2204 | 7334.6828 | 0 | 0 | 40498.9032 | 44867.3405 | 44867.3405 | 18631.7129 | 63499.0534 | 63499.0534 | 82130.7663 | 0.63779 | 24079.3664 | 24079.3664 | 1.6819 | 72688.75 | 5.1417 | 1916.8757 | Energy Efficient Transformers | Textiles and Leather | Turnover
| IteNgsd704 | 33164.2204 | 7334.6828 | 0 | 0 | 40498.9032 | 44867.3405 | 44867.3405 | 18631.7129 | 63499.0534 | 63499.0534 | 82130.7663 | 0.63779 | 24079.3664 | 24079.3664 | 1.6819 | 72688.75 | 5.1417 | 1916.8757 | Energy Efficient Transformers | Textiles and Leather | New
| ItrTgsd704 | 33164.2204 | 7334.6828 | 0 | 0 | 40498.9032 | 44867.3405 | 44867.3405 | 18631.7129 | 63499.0534 | 63499.0534 | 82130.7663 | 0.63779 | 24079.3664 | 24079.3664 | 1.6819 | 72688.75 | 5.1417 | 1916.8757 | Energy Efficient Transformers | Transportation Equipment | Turnover
| ItrNgsd704 | 33164.2204 | 7334.6828 | 0 | 0 | 40498.9032 | 44867.3405 | 44867.3405 | 18631.7129 | 63499.0534 | 63499.0534 | 82130.7663 | 0.63779 | 24079.3664 | 24079.3664 | 1.6819 | 72688.75 | 5.1417 | 1916.8757 | Energy Efficient Transformers | Transportation Equipment | New
| IwaTgsd704 | 33164.2204 | 7334.6828 | 0 | 0 | 40498.9032 | 44867.3405 | 44867.3405 | 18631.7129 | 63499.0534 | 63499.0534 | 82130.7663 | 0.63779 | 24079.3664 | 24079.3664 | 1.6819 | 72688.75 | 5.1417 | 1916.8757 | Energy Efficient Transformers | Water and Wastewater | Turnover
| IwaNgsd704 | 33164.2204 | 7334.6828 | 0 | 0 | 40498.9032 | 44867.3405 | 44867.3405 | 18631.7129 | 63499.0534 | 63499.0534 | 82130.7663 | 0.63779 | 24079.3664 | 24079.3664 | 1.6819 | 72688.75 | 5.1417 | 1916.8757 | Energy Efficient Transformers | Water and Wastewater | New
| IagEgsd705 | 33164.2204 | 7334.6828 | 0 | 0 | 40498.9032 | 44867.3405 | 44867.3405 | 18631.7129 | 63499.0534 | 63499.0534 | 82130.7663 | 0.63779 | 5614.0481 | 5614.0481 | 7.2139 | 72688.75 | 0.22423 | -1264.9526 | Engine Block Timer | Agriculture and Assembly | Existing
| IagNgsd705 | 33164.2204 | 7334.6828 | 0 | 0 | 40498.9032 | 44867.3405 | 44867.3405 | 18631.7129 | 63499.0534 | 63499.0534 | 82130.7663 | 0.63779 | 5614.0481 | 5614.0481 | 7.2139 | 72688.75 | 0.22423 | -1264.9526 | Engine Block Timer | Agriculture and Assembly | New
| IagEgsd706 | 33164.2204 | 7334.6828 | 0 | 0 | 40498.9032 | 44867.3405 | 44867.3405 | 18631.7129 | 63499.0534 | 63499.0534 | 82130.7663 | 0.63779 | 33955.4287 | 33955.4287 | 1.1927 | 72688.75 | 4.9986 | 1824.2247 | Milk Pre-Cooler | Agriculture and Assembly | Existing
| IagNgsd706 | 33164.2204 | 7334.6828 | 0 | 0 | 40498.9032 | 44867.3405 | 44867.3405 | 18631.7129 | 63499.0534 | 63499.0534 | 82130.7663 | 0.63779 | 33955.4287 | 33955.4287 | 1.1927 | 72688.75 | 4.9986 | 1824.2247 | Milk Pre-Cooler | Agriculture and Assembly | New
| IagEgsd801 | 34133.2453 | 7366.2401 | 0 | 0 | 41499.4855 | 46264.7994 | 46264.7994 | 18631.7129 | 64896.5123 | 64896.5123 | 83528.2252 | 0.63947 | 702.2275 | 702.2275 | 59.0969 | 74372.4354 | 0.10106 | -1376.4504 | VFD on Cooling Tower Fans | Agriculture and Assembly | Existing
| IagNgsd801 | 34133.2453 | 7366.2401 | 0 | 0 | 41499.4855 | 46264.7994 | 46264.7994 | 18631.7129 | 64896.5123 | 64896.5123 | 83528.2252 | 0.63947 | 702.2275 | 702.2275 | 59.0969 | 74372.4354 | 0.10106 | -1376.4504 | VFD on Cooling Tower Fans | Agriculture and Assembly | New
| IchEgsd801 | 34133.2453 | 7366.2401 | 0 | 0 | 41499.4855 | 46264.7994 | 46264.7994 | 18631.7129 | 64896.5123 | 64896.5123 | 83528.2252 | 0.63947 | 290.8772 | 290.8772 | 142.6701 | 74372.4354 | 0.041861 | -1415.6316 | VFD on Cooling Tower Fans | Chemicals and Plastics | Existing
| IchNgsd801 | 34133.2453 | 7366.2401 | 0 | 0 | 41499.4855 | 46264.7994 | 46264.7994 | 18631.7129 | 64896.5123 | 64896.5123 | 83528.2252 | 0.63947 | 290.8772 | 290.8772 | 142.6701 | 74372.4354 | 0.041861 | -1415.6316 | VFD on Cooling Tower Fans | Chemicals and Plastics | New
| IcoEgsd801 | 34133.2453 | 7366.2401 | 0 | 0 | 41499.4855 | 46264.7994 | 46264.7994 | 18631.7129 | 64896.5123 | 64896.5123 | 83528.2252 | 0.63947 | 1801.7493 | 1801.7493 | 23.0329 | 74372.4354 | 0.2593 | -1271.7208 | VFD on Cooling Tower Fans | Construction | Existing
| IcoNgsd801 | 34133.2453 | 7366.2401 | 0 | 0 | 41499.4855 | 46264.7994 | 46264.7994 | 18631.7129 | 64896.5123 | 64896.5123 | 83528.2252 | 0.63947 | 1801.7493 | 1801.7493 | 23.0329 | 74372.4354 | 0.2593 | -1271.7208 | VFD on Cooling Tower Fans | Construction | New
| IelEgsd801 | 34133.2453 | 7366.2401 | 0 | 0 | 41499.4855 | 46264.7994 | 46264.7994 | 18631.7129 | 64896.5123 | 64896.5123 | 83528.2252 | 0.63947 | 370.8829 | 370.8829 | 111.8938 | 74372.4354 | 0.053375 | -1408.011 | VFD on Cooling Tower Fans | Electrical and Electronic Equip. | Existing
| IelNgsd801 | 34133.2453 | 7366.2401 | 0 | 0 | 41499.4855 | 46264.7994 | 46264.7994 | 18631.7129 | 64896.5123 | 64896.5123 | 83528.2252 | 0.63947 | 370.8829 | 370.8829 | 111.8938 | 74372.4354 | 0.053375 | -1408.011 | VFD on Cooling Tower Fans | Electrical and Electronic Equip. | New
| IluEgsd801 | 34133.2453 | 7366.2401 | 0 | 0 | 41499.4855 | 46264.7994 | 46264.7994 | 18631.7129 | 64896.5123 | 64896.5123 | 83528.2252 | 0.63947 | 625.1686 | 625.1686 | 66.3813 | 74372.4354 | 0.089971 | -1383.7903 | VFD on Cooling Tower Fans | Lumber/Furniture/Pulp/Paper | Existing
| IluNgsd801 | 34133.2453 | 7366.2401 | 0 | 0 | 41499.4855 | 46264.7994 | 46264.7994 | 18631.7129 | 64896.5123 | 64896.5123 | 83528.2252 | 0.63947 | 625.1686 | 625.1686 | 66.3813 | 74372.4354 | 0.089971 | -1383.7903 | VFD on Cooling Tower Fans | Lumber/Furniture/Pulp/Paper | New
| ImeEgsd801 | 34133.2453 | 7366.2401 | 0 | 0 | 41499.4855 | 46264.7994 | 46264.7994 | 18631.7129 | 64896.5123 | 64896.5123 | 83528.2252 | 0.63947 | 1616.0586 | 1616.0586 | 25.6794 | 74372.4354 | 0.23257 | -1289.4078 | VFD on Cooling Tower Fans | Metal Products and Machinery | Existing
| ImeNgsd801 | 34133.2453 | 7366.2401 | 0 | 0 | 41499.4855 | 46264.7994 | 46264.7994 | 18631.7129 | 64896.5123 | 64896.5123 | 83528.2252 | 0.63947 | 1616.0586 | 1616.0586 | 25.6794 | 74372.4354 | 0.23257 | -1289.4078 | VFD on Cooling Tower Fans | Metal Products and Machinery | New
| ImiEgsd801 | 34133.2453 | 7366.2401 | 0 | 0 | 41499.4855 | 46264.7994 | 46264.7994 | 18631.7129 | 64896.5123 | 64896.5123 | 83528.2252 | 0.63947 | 1801.7493 | 1801.7493 | 23.0329 | 74372.4354 | 0.2593 | -1271.7208 | VFD on Cooling Tower Fans | Miscellaneous Manufacturing | Existing
| ImiNgsd801 | 34133.2453 | 7366.2401 | 0 | 0 | 41499.4855 | 46264.7994 | 46264.7994 | 18631.7129 | 64896.5123 | 64896.5123 | 83528.2252 | 0.63947 | 1801.7493 | 1801.7493 | 23.0329 | 74372.4354 | 0.2593 | -1271.7208 | VFD on Cooling Tower Fans | Miscellaneous Manufacturing | New
| IprEgsd801 | 34133.2453 | 7366.2401 | 0 | 0 | 41499.4855 | 46264.7994 | 46264.7994 | 18631.7129 | 64896.5123 | 64896.5123 | 83528.2252 | 0.63947 | 225.2836 | 225.2836 | 184.21 | 74372.4354 | 0.032422 | -1421.8794 | VFD on Cooling Tower Fans | Primary Resources Industries | Existing
| IprNgsd801 | 34133.2453 | 7366.2401 | 0 | 0 | 41499.4855 | 46264.7994 | 46264.7994 | 18631.7129 | 64896.5123 | 64896.5123 | 83528.2252 | 0.63947 | 225.2836 | 225.2836 | 184.21 | 74372.4354 | 0.032422 | -1421.8794 | VFD on Cooling Tower Fans | Primary Resources Industries | New
| IstEgsd801 | 34133.2453 | 7366.2401 | 0 | 0 | 41499.4855 | 46264.7994 | 46264.7994 | 18631.7129 | 64896.5123 | 64896.5123 | 83528.2252 | 0.63947 | 1197.8568 | 1197.8568 | 34.6448 | 74372.4354 | 0.17239 | -1329.2416 | VFD on Cooling Tower Fans | Stone/Clay/Glass/Concrete | Existing
| IstNgsd801 | 34133.2453 | 7366.2401 | 0 | 0 | 41499.4855 | 46264.7994 | 46264.7994 | 18631.7129 | 64896.5123 | 64896.5123 | 83528.2252 | 0.63947 | 1197.8568 | 1197.8568 | 34.6448 | 74372.4354 | 0.17239 | -1329.2416 | VFD on Cooling Tower Fans | Stone/Clay/Glass/Concrete | New
| IteEgsd801 | 34133.2453 | 7366.2401 | 0 | 0 | 41499.4855 | 46264.7994 | 46264.7994 | 18631.7129 | 64896.5123 | 64896.5123 | 83528.2252 | 0.63947 | 672.3626 | 672.3626 | 61.7219 | 74372.4354 | 0.096763 | -1379.295 | VFD on Cooling Tower Fans | Textiles and Leather | Existing
| IteNgsd801 | 34133.2453 | 7366.2401 | 0 | 0 | 41499.4855 | 46264.7994 | 46264.7994 | 18631.7129 | 64896.5123 | 64896.5123 | 83528.2252 | 0.63947 | 672.3626 | 672.3626 | 61.7219 | 74372.4354 | 0.096763 | -1379.295 | VFD on Cooling Tower Fans | Textiles and Leather | New
| ItrEgsd801 | 34133.2453 | 7366.2401 | 0 | 0 | 41499.4855 | 46264.7994 | 46264.7994 | 18631.7129 | 64896.5123 | 64896.5123 | 83528.2252 | 0.63947 | 204.8538 | 204.8538 | 202.5809 | 74372.4354 | 0.029481 | -1423.8253 | VFD on Cooling Tower Fans | Transportation Equipment | Existing
| ItrNgsd801 | 34133.2453 | 7366.2401 | 0 | 0 | 41499.4855 | 46264.7994 | 46264.7994 | 18631.7129 | 64896.5123 | 64896.5123 | 83528.2252 | 0.63947 | 204.8538 | 204.8538 | 202.5809 | 74372.4354 | 0.029481 | -1423.8253 | VFD on Cooling Tower Fans | Transportation Equipment | New
| IwaEgsd801 | 34133.2453 | 7366.2401 | 0 | 0 | 41499.4855 | 46264.7994 | 46264.7994 | 18631.7129 | 64896.5123 | 64896.5123 | 83528.2252 | 0.63947 | 140.3081 | 140.3081 | 295.774 | 74372.4354 | 0.020192 | -1429.9733 | VFD on Cooling Tower Fans | Water and Wastewater | Existing
| IwaNgsd801 | 34133.2453 | 7366.2401 | 0 | 0 | 41499.4855 | 46264.7994 | 46264.7994 | 18631.7129 | 64896.5123 | 64896.5123 | 83528.2252 | 0.63947 | 140.3081 | 140.3081 | 295.774 | 74372.4354 | 0.020192 | -1429.9733 | VFD on Cooling Tower Fans | Water and Wastewater | New
| IagEgsd802 | 34133.2453 | 7366.2401 | 0 | 0 | 41499.4855 | 46264.7994 | 46264.7994 | 18631.7129 | 64896.5123 | 64896.5123 | 83528.2252 | 0.63947 | 563770.3989 | 563770.3989 | 0.073611 | 74372.4354 | 51.3953 | 32572.7516 | Auto Closer on Refrigerator Door | Agriculture and Assembly | Existing
| IagNgsd802 | 34133.2453 | 7366.2401 | 0 | 0 | 41499.4855 | 46264.7994 | 46264.7994 | 18631.7129 | 64896.5123 | 64896.5123 | 83528.2252 | 0.63947 | 563770.3989 | 563770.3989 | 0.073611 | 74372.4354 | 51.3953 | 32572.7516 | Auto Closer on Refrigerator Door | Agriculture and Assembly | New
| IchEgsd802 | 34133.2453 | 7366.2401 | 0 | 0 | 41499.4855 | 46264.7994 | 46264.7994 | 18631.7129 | 64896.5123 | 64896.5123 | 83528.2252 | 0.63947 | 563770.3989 | 563770.3989 | 0.073611 | 74372.4354 | 51.3953 | 32572.7516 | Auto Closer on Refrigerator Door | Chemicals and Plastics | Existing
| IchNgsd802 | 34133.2453 | 7366.2401 | 0 | 0 | 41499.4855 | 46264.7994 | 46264.7994 | 18631.7129 | 64896.5123 | 64896.5123 | 83528.2252 | 0.63947 | 563770.3989 | 563770.3989 | 0.073611 | 74372.4354 | 51.3953 | 32572.7516 | Auto Closer on Refrigerator Door | Chemicals and Plastics | New
| IcoEgsd802 | 34133.2453 | 7366.2401 | 0 | 0 | 41499.4855 | 46264.7994 | 46264.7994 | 18631.7129 | 64896.5123 | 64896.5123 | 83528.2252 | 0.63947 | 563770.3989 | 563770.3989 | 0.073611 | 74372.4354 | 51.3953 | 32572.7516 | Auto Closer on Refrigerator Door | Construction | Existing
| IcoNgsd802 | 34133.2453 | 7366.2401 | 0 | 0 | 41499.4855 | 46264.7994 | 46264.7994 | 18631.7129 | 64896.5123 | 64896.5123 | 83528.2252 | 0.63947 | 563770.3989 | 563770.3989 | 0.073611 | 74372.4354 | 51.3953 | 32572.7516 | Auto Closer on Refrigerator Door | Construction | New
| IelEgsd802 | 34133.2453 | 7366.2401 | 0 | 0 | 41499.4855 | 46264.7994 | 46264.7994 | 18631.7129 | 64896.5123 | 64896.5123 | 83528.2252 | 0.63947 | 563770.3989 | 563770.3989 | 0.073611 | 74372.4354 | 51.3953 | 32572.7516 | Auto Closer on Refrigerator Door | Electrical and Electronic Equip. | Existing
| IelNgsd802 | 34133.2453 | 7366.2401 | 0 | 0 | 41499.4855 | 46264.7994 | 46264.7994 | 18631.7129 | 64896.5123 | 64896.5123 | 83528.2252 | 0.63947 | 563770.3989 | 563770.3989 | 0.073611 | 74372.4354 | 51.3953 | 32572.7516 | Auto Closer on Refrigerator Door | Electrical and Electronic Equip. | New
| IluEgsd802 | 34133.2453 | 7366.2401 | 0 | 0 | 41499.4855 | 46264.7994 | 46264.7994 | 18631.7129 | 64896.5123 | 64896.5123 | 83528.2252 | 0.63947 | 563770.3989 | 563770.3989 | 0.073611 | 74372.4354 | 51.3953 | 32572.7516 | Auto Closer on Refrigerator Door | Lumber/Furniture/Pulp/Paper | Existing
| IluNgsd802 | 34133.2453 | 7366.2401 | 0 | 0 | 41499.4855 | 46264.7994 | 46264.7994 | 18631.7129 | 64896.5123 | 64896.5123 | 83528.2252 | 0.63947 | 563770.3989 | 563770.3989 | 0.073611 | 74372.4354 | 51.3953 | 32572.7516 | Auto Closer on Refrigerator Door | Lumber/Furniture/Pulp/Paper | New
| ImeEgsd802 | 34133.2453 | 7366.2401 | 0 | 0 | 41499.4855 | 46264.7994 | 46264.7994 | 18631.7129 | 64896.5123 | 64896.5123 | 83528.2252 | 0.63947 | 563770.3989 | 563770.3989 | 0.073611 | 74372.4354 | 51.3953 | 32572.7516 | Auto Closer on Refrigerator Door | Metal Products and Machinery | Existing
| ImeNgsd802 | 34133.2453 | 7366.2401 | 0 | 0 | 41499.4855 | 46264.7994 | 46264.7994 | 18631.7129 | 64896.5123 | 64896.5123 | 83528.2252 | 0.63947 | 563770.3989 | 563770.3989 | 0.073611 | 74372.4354 | 51.3953 | 32572.7516 | Auto Closer on Refrigerator Door | Metal Products and Machinery | New
| ImiEgsd802 | 34133.2453 | 7366.2401 | 0 | 0 | 41499.4855 | 46264.7994 | 46264.7994 | 18631.7129 | 64896.5123 | 64896.5123 | 83528.2252 | 0.63947 | 563770.3989 | 563770.3989 | 0.073611 | 74372.4354 | 51.3953 | 32572.7516 | Auto Closer on Refrigerator Door | Miscellaneous Manufacturing | Existing
| ImiNgsd802 | 34133.2453 | 7366.2401 | 0 | 0 | 41499.4855 | 46264.7994 | 46264.7994 | 18631.7129 | 64896.5123 | 64896.5123 | 83528.2252 | 0.63947 | 563770.3989 | 563770.3989 | 0.073611 | 74372.4354 | 51.3953 | 32572.7516 | Auto Closer on Refrigerator Door | Miscellaneous Manufacturing | New
| IprEgsd802 | 34133.2453 | 7366.2401 | 0 | 0 | 41499.4855 | 46264.7994 | 46264.7994 | 18631.7129 | 64896.5123 | 64896.5123 | 83528.2252 | 0.63947 | 563770.3989 | 563770.3989 | 0.073611 | 74372.4354 | 51.3953 | 32572.7516 | Auto Closer on Refrigerator Door | Primary Resources Industries | Existing
| IprNgsd802 | 34133.2453 | 7366.2401 | 0 | 0 | 41499.4855 | 46264.7994 | 46264.7994 | 18631.7129 | 64896.5123 | 64896.5123 | 83528.2252 | 0.63947 | 563770.3989 | 563770.3989 | 0.073611 | 74372.4354 | 51.3953 | 32572.7516 | Auto Closer on Refrigerator Door | Primary Resources Industries | New
| IstEgsd802 | 34133.2453 | 7366.2401 | 0 | 0 | 41499.4855 | 46264.7994 | 46264.7994 | 18631.7129 | 64896.5123 | 64896.5123 | 83528.2252 | 0.63947 | 563770.3989 | 563770.3989 | 0.073611 | 74372.4354 | 51.3953 | 32572.7516 | Auto Closer on Refrigerator Door | Stone/Clay/Glass/Concrete | Existing
| IstNgsd802 | 34133.2453 | 7366.2401 | 0 | 0 | 41499.4855 | 46264.7994 | 46264.7994 | 18631.7129 | 64896.5123 | 64896.5123 | 83528.2252 | 0.63947 | 563770.3989 | 563770.3989 | 0.073611 | 74372.4354 | 51.3953 | 32572.7516 | Auto Closer on Refrigerator Door | Stone/Clay/Glass/Concrete | New
| IteEgsd802 | 34133.2453 | 7366.2401 | 0 | 0 | 41499.4855 | 46264.7994 | 46264.7994 | 18631.7129 | 64896.5123 | 64896.5123 | 83528.2252 | 0.63947 | 563770.3989 | 563770.3989 | 0.073611 | 74372.4354 | 51.3953 | 32572.7516 | Auto Closer on Refrigerator Door | Textiles and Leather | Existing
| IteNgsd802 | 34133.2453 | 7366.2401 | 0 | 0 | 41499.4855 | 46264.7994 | 46264.7994 | 18631.7129 | 64896.5123 | 64896.5123 | 83528.2252 | 0.63947 | 563770.3989 | 563770.3989 | 0.073611 | 74372.4354 | 51.3953 | 32572.7516 | Auto Closer on Refrigerator Door | Textiles and Leather | New
| ItrEgsd802 | 34133.2453 | 7366.2401 | 0 | 0 | 41499.4855 | 46264.7994 | 46264.7994 | 18631.7129 | 64896.5123 | 64896.5123 | 83528.2252 | 0.63947 | 563770.3989 | 563770.3989 | 0.073611 | 74372.4354 | 51.3953 | 32572.7516 | Auto Closer on Refrigerator Door | Transportation Equipment | Existing
| ItrNgsd802 | 34133.2453 | 7366.2401 | 0 | 0 | 41499.4855 | 46264.7994 | 46264.7994 | 18631.7129 | 64896.5123 | 64896.5123 | 83528.2252 | 0.63947 | 563770.3989 | 563770.3989 | 0.073611 | 74372.4354 | 51.3953 | 32572.7516 | Auto Closer on Refrigerator Door | Transportation Equipment | New
| IwaEgsd802 | 34133.2453 | 7366.2401 | 0 | 0 | 41499.4855 | 46264.7994 | 46264.7994 | 18631.7129 | 64896.5123 | 64896.5123 | 83528.2252 | 0.63947 | 563770.3989 | 563770.3989 | 0.073611 | 74372.4354 | 51.3953 | 32572.7516 | Auto Closer on Refrigerator Door | Water and Wastewater | Existing
| IwaNgsd802 | 34133.2453 | 7366.2401 | 0 | 0 | 41499.4855 | 46264.7994 | 46264.7994 | 18631.7129 | 64896.5123 | 64896.5123 | 83528.2252 | 0.63947 | 563770.3989 | 563770.3989 | 0.073611 | 74372.4354 | 51.3953 | 32572.7516 | Auto Closer on Refrigerator Door | Water and Wastewater | New
| IagEgsd803 | 34133.2453 | 7366.2401 | 0 | 0 | 41499.4855 | 46264.7994 | 46264.7994 | 18631.7129 | 64896.5123 | 64896.5123 | 83528.2252 | 0.63947 | 231.5952 | 231.5952 | 179.1897 | 74372.4354 | 0.02501 | -1426.7848 | Demand Defrost | Agriculture and Assembly | Existing
| IagNgsd803 | 34133.2453 | 7366.2401 | 0 | 0 | 41499.4855 | 46264.7994 | 46264.7994 | 18631.7129 | 64896.5123 | 64896.5123 | 83528.2252 | 0.63947 | 231.5952 | 231.5952 | 179.1897 | 74372.4354 | 0.02501 | -1426.7848 | Demand Defrost | Agriculture and Assembly | New
| IchEgsd803 | 34133.2453 | 7366.2401 | 0 | 0 | 41499.4855 | 46264.7994 | 46264.7994 | 18631.7129 | 64896.5123 | 64896.5123 | 83528.2252 | 0.63947 | 222.5115 | 222.5115 | 186.5049 | 74372.4354 | 0.024029 | -1427.4341 | Demand Defrost | Chemicals and Plastics | Existing
| IchNgsd803 | 34133.2453 | 7366.2401 | 0 | 0 | 41499.4855 | 46264.7994 | 46264.7994 | 18631.7129 | 64896.5123 | 64896.5123 | 83528.2252 | 0.63947 | 222.5115 | 222.5115 | 186.5049 | 74372.4354 | 0.024029 | -1427.4341 | Demand Defrost | Chemicals and Plastics | New
| IcoEgsd803 | 34133.2453 | 7366.2401 | 0 | 0 | 41499.4855 | 46264.7994 | 46264.7994 | 18631.7129 | 64896.5123 | 64896.5123 | 83528.2252 | 0.63947 | 3910.2716 | 3910.2716 | 10.6129 | 74372.4354 | 0.42227 | -1163.8583 | Demand Defrost | Construction | Existing
| IcoNgsd803 | 34133.2453 | 7366.2401 | 0 | 0 | 41499.4855 | 46264.7994 | 46264.7994 | 18631.7129 | 64896.5123 | 64896.5123 | 83528.2252 | 0.63947 | 3910.2716 | 3910.2716 | 10.6129 | 74372.4354 | 0.42227 | -1163.8583 | Demand Defrost | Construction | New
| IelEgsd803 | 34133.2453 | 7366.2401 | 0 | 0 | 41499.4855 | 46264.7994 | 46264.7994 | 18631.7129 | 64896.5123 | 64896.5123 | 83528.2252 | 0.63947 | 650.9275 | 650.9275 | 63.7544 | 74372.4354 | 0.070293 | -1396.8139 | Demand Defrost | Electrical and Electronic Equip. | Existing
| IelNgsd803 | 34133.2453 | 7366.2401 | 0 | 0 | 41499.4855 | 46264.7994 | 46264.7994 | 18631.7129 | 64896.5123 | 64896.5123 | 83528.2252 | 0.63947 | 650.9275 | 650.9275 | 63.7544 | 74372.4354 | 0.070293 | -1396.8139 | Demand Defrost | Electrical and Electronic Equip. | New
| IluEgsd803 | 34133.2453 | 7366.2401 | 0 | 0 | 41499.4855 | 46264.7994 | 46264.7994 | 18631.7129 | 64896.5123 | 64896.5123 | 83528.2252 | 0.63947 | 1451.5431 | 1451.5431 | 28.5899 | 74372.4354 | 0.15675 | -1339.5913 | Demand Defrost | Lumber/Furniture/Pulp/Paper | Existing
| IluNgsd803 | 34133.2453 | 7366.2401 | 0 | 0 | 41499.4855 | 46264.7994 | 46264.7994 | 18631.7129 | 64896.5123 | 64896.5123 | 83528.2252 | 0.63947 | 1451.5431 | 1451.5431 | 28.5899 | 74372.4354 | 0.15675 | -1339.5913 | Demand Defrost | Lumber/Furniture/Pulp/Paper | New
| ImeEgsd803 | 34133.2453 | 7366.2401 | 0 | 0 | 41499.4855 | 46264.7994 | 46264.7994 | 18631.7129 | 64896.5123 | 64896.5123 | 83528.2252 | 0.63947 | 5399.8458 | 5399.8458 | 7.6853 | 74372.4354 | 0.58313 | -1057.3938 | Demand Defrost | Metal Products and Machinery | Existing
| ImeNgsd803 | 34133.2453 | 7366.2401 | 0 | 0 | 41499.4855 | 46264.7994 | 46264.7994 | 18631.7129 | 64896.5123 | 64896.5123 | 83528.2252 | 0.63947 | 5399.8458 | 5399.8458 | 7.6853 | 74372.4354 | 0.58313 | -1057.3938 | Demand Defrost | Metal Products and Machinery | New
| ImiEgsd803 | 34133.2453 | 7366.2401 | 0 | 0 | 41499.4855 | 46264.7994 | 46264.7994 | 18631.7129 | 64896.5123 | 64896.5123 | 83528.2252 | 0.63947 | 3910.2716 | 3910.2716 | 10.6129 | 74372.4354 | 0.42227 | -1163.8583 | Demand Defrost | Miscellaneous Manufacturing | Existing
| ImiNgsd803 | 34133.2453 | 7366.2401 | 0 | 0 | 41499.4855 | 46264.7994 | 46264.7994 | 18631.7129 | 64896.5123 | 64896.5123 | 83528.2252 | 0.63947 | 3910.2716 | 3910.2716 | 10.6129 | 74372.4354 | 0.42227 | -1163.8583 | Demand Defrost | Miscellaneous Manufacturing | New
| IprEgsd803 | 34133.2453 | 7366.2401 | 0 | 0 | 41499.4855 | 46264.7994 | 46264.7994 | 18631.7129 | 64896.5123 | 64896.5123 | 83528.2252 | 0.63947 | 422.1 | 422.1 | 98.3167 | 74372.4354 | 0.045582 | -1413.1689 | Demand Defrost | Primary Resources Industries | Existing
| IprNgsd803 | 34133.2453 | 7366.2401 | 0 | 0 | 41499.4855 | 46264.7994 | 46264.7994 | 18631.7129 | 64896.5123 | 64896.5123 | 83528.2252 | 0.63947 | 422.1 | 422.1 | 98.3167 | 74372.4354 | 0.045582 | -1413.1689 | Demand Defrost | Primary Resources Industries | New
| IstEgsd803 | 34133.2453 | 7366.2401 | 0 | 0 | 41499.4855 | 46264.7994 | 46264.7994 | 18631.7129 | 64896.5123 | 64896.5123 | 83528.2252 | 0.63947 | 1604.0939 | 1604.0939 | 25.871 | 74372.4354 | 0.17323 | -1328.6881 | Demand Defrost | Stone/Clay/Glass/Concrete | Existing
| IstNgsd803 | 34133.2453 | 7366.2401 | 0 | 0 | 41499.4855 | 46264.7994 | 46264.7994 | 18631.7129 | 64896.5123 | 64896.5123 | 83528.2252 | 0.63947 | 1604.0939 | 1604.0939 | 25.871 | 74372.4354 | 0.17323 | -1328.6881 | Demand Defrost | Stone/Clay/Glass/Concrete | New
| IteEgsd803 | 34133.2453 | 7366.2401 | 0 | 0 | 41499.4855 | 46264.7994 | 46264.7994 | 18631.7129 | 64896.5123 | 64896.5123 | 83528.2252 | 0.63947 | 1025.7366 | 1025.7366 | 40.4582 | 74372.4354 | 0.11077 | -1370.0251 | Demand Defrost | Textiles and Leather | Existing
| IteNgsd803 | 34133.2453 | 7366.2401 | 0 | 0 | 41499.4855 | 46264.7994 | 46264.7994 | 18631.7129 | 64896.5123 | 64896.5123 | 83528.2252 | 0.63947 | 1025.7366 | 1025.7366 | 40.4582 | 74372.4354 | 0.11077 | -1370.0251 | Demand Defrost | Textiles and Leather | New
| ItrEgsd803 | 34133.2453 | 7366.2401 | 0 | 0 | 41499.4855 | 46264.7994 | 46264.7994 | 18631.7129 | 64896.5123 | 64896.5123 | 83528.2252 | 0.63947 | 617.9321 | 617.9321 | 67.1587 | 74372.4354 | 0.06673 | -1399.1721 | Demand Defrost | Transportation Equipment | Existing
| ItrNgsd803 | 34133.2453 | 7366.2401 | 0 | 0 | 41499.4855 | 46264.7994 | 46264.7994 | 18631.7129 | 64896.5123 | 64896.5123 | 83528.2252 | 0.63947 | 617.9321 | 617.9321 | 67.1587 | 74372.4354 | 0.06673 | -1399.1721 | Demand Defrost | Transportation Equipment | New
| IwaEgsd803 | 34133.2453 | 7366.2401 | 0 | 0 | 41499.4855 | 46264.7994 | 46264.7994 | 18631.7129 | 64896.5123 | 64896.5123 | 83528.2252 | 0.63947 | 304.6966 | 304.6966 | 136.1994 | 74372.4354 | 0.032904 | -1421.5601 | Demand Defrost | Water and Wastewater | Existing
| IwaNgsd803 | 34133.2453 | 7366.2401 | 0 | 0 | 41499.4855 | 46264.7994 | 46264.7994 | 18631.7129 | 64896.5123 | 64896.5123 | 83528.2252 | 0.63947 | 304.6966 | 304.6966 | 136.1994 | 74372.4354 | 0.032904 | -1421.5601 | Demand Defrost | Water and Wastewater | New
| IagEgsd804 | 34133.2453 | 7366.2401 | 0 | 0 | 41499.4855 | 46264.7994 | 46264.7994 | 18631.7129 | 64896.5123 | 64896.5123 | 83528.2252 | 0.63947 | 305.4002 | 305.4002 | 135.8856 | 74372.4354 | 0.03298 | -1421.5098 | Floating Head Pressure Controller | Agriculture and Assembly | Existing
| IagNgsd804 | 34133.2453 | 7366.2401 | 0 | 0 | 41499.4855 | 46264.7994 | 46264.7994 | 18631.7129 | 64896.5123 | 64896.5123 | 83528.2252 | 0.63947 | 305.4002 | 305.4002 | 135.8856 | 74372.4354 | 0.03298 | -1421.5098 | Floating Head Pressure Controller | Agriculture and Assembly | New
| IchEgsd804 | 34133.2453 | 7366.2401 | 0 | 0 | 41499.4855 | 46264.7994 | 46264.7994 | 18631.7129 | 64896.5123 | 64896.5123 | 83528.2252 | 0.63947 | 293.4217 | 293.4217 | 141.4329 | 74372.4354 | 0.031686 | -1422.3659 | Floating Head Pressure Controller | Chemicals and Plastics | Existing
| IchNgsd804 | 34133.2453 | 7366.2401 | 0 | 0 | 41499.4855 | 46264.7994 | 46264.7994 | 18631.7129 | 64896.5123 | 64896.5123 | 83528.2252 | 0.63947 | 293.4217 | 293.4217 | 141.4329 | 74372.4354 | 0.031686 | -1422.3659 | Floating Head Pressure Controller | Chemicals and Plastics | New
| IcoEgsd804 | 34133.2453 | 7366.2401 | 0 | 0 | 41499.4855 | 46264.7994 | 46264.7994 | 18631.7129 | 64896.5123 | 64896.5123 | 83528.2252 | 0.63947 | 5156.405 | 5156.405 | 8.0481 | 74372.4354 | 0.55684 | -1074.7933 | Floating Head Pressure Controller | Construction | Existing
| IcoNgsd804 | 34133.2453 | 7366.2401 | 0 | 0 | 41499.4855 | 46264.7994 | 46264.7994 | 18631.7129 | 64896.5123 | 64896.5123 | 83528.2252 | 0.63947 | 5156.405 | 5156.405 | 8.0481 | 74372.4354 | 0.55684 | -1074.7933 | Floating Head Pressure Controller | Construction | New
| IelEgsd804 | 34133.2453 | 7366.2401 | 0 | 0 | 41499.4855 | 46264.7994 | 46264.7994 | 18631.7129 | 64896.5123 | 64896.5123 | 83528.2252 | 0.63947 | 858.366 | 858.366 | 48.3471 | 74372.4354 | 0.092695 | -1381.9876 | Floating Head Pressure Controller | Electrical and Electronic Equip. | Existing
| IelNgsd804 | 34133.2453 | 7366.2401 | 0 | 0 | 41499.4855 | 46264.7994 | 46264.7994 | 18631.7129 | 64896.5123 | 64896.5123 | 83528.2252 | 0.63947 | 858.366 | 858.366 | 48.3471 | 74372.4354 | 0.092695 | -1381.9876 | Floating Head Pressure Controller | Electrical and Electronic Equip. | New
| IluEgsd804 | 34133.2453 | 7366.2401 | 0 | 0 | 41499.4855 | 46264.7994 | 46264.7994 | 18631.7129 | 64896.5123 | 64896.5123 | 83528.2252 | 0.63947 | 1914.1229 | 1914.1229 | 21.6807 | 74372.4354 | 0.20671 | -1306.5293 | Floating Head Pressure Controller | Lumber/Furniture/Pulp/Paper | Existing
| IluNgsd804 | 34133.2453 | 7366.2401 | 0 | 0 | 41499.4855 | 46264.7994 | 46264.7994 | 18631.7129 | 64896.5123 | 64896.5123 | 83528.2252 | 0.63947 | 1914.1229 | 1914.1229 | 21.6807 | 74372.4354 | 0.20671 | -1306.5293 | Floating Head Pressure Controller | Lumber/Furniture/Pulp/Paper | New
| ImeEgsd804 | 34133.2453 | 7366.2401 | 0 | 0 | 41499.4855 | 46264.7994 | 46264.7994 | 18631.7129 | 64896.5123 | 64896.5123 | 83528.2252 | 0.63947 | 7120.6811 | 7120.6811 | 5.828 | 74372.4354 | 0.76896 | -934.4003 | Floating Head Pressure Controller | Metal Products and Machinery | Existing
| ImeNgsd804 | 34133.2453 | 7366.2401 | 0 | 0 | 41499.4855 | 46264.7994 | 46264.7994 | 18631.7129 | 64896.5123 | 64896.5123 | 83528.2252 | 0.63947 | 7120.6811 | 7120.6811 | 5.828 | 74372.4354 | 0.76896 | -934.4003 | Floating Head Pressure Controller | Metal Products and Machinery | New
| ImiEgsd804 | 34133.2453 | 7366.2401 | 0 | 0 | 41499.4855 | 46264.7994 | 46264.7994 | 18631.7129 | 64896.5123 | 64896.5123 | 83528.2252 | 0.63947 | 5156.405 | 5156.405 | 8.0481 | 74372.4354 | 0.55684 | -1074.7933 | Floating Head Pressure Controller | Miscellaneous Manufacturing | Existing
| ImiNgsd804 | 34133.2453 | 7366.2401 | 0 | 0 | 41499.4855 | 46264.7994 | 46264.7994 | 18631.7129 | 64896.5123 | 64896.5123 | 83528.2252 | 0.63947 | 5156.405 | 5156.405 | 8.0481 | 74372.4354 | 0.55684 | -1074.7933 | Floating Head Pressure Controller | Miscellaneous Manufacturing | New
| IprEgsd804 | 34133.2453 | 7366.2401 | 0 | 0 | 41499.4855 | 46264.7994 | 46264.7994 | 18631.7129 | 64896.5123 | 64896.5123 | 83528.2252 | 0.63947 | 556.6155 | 556.6155 | 74.5568 | 74372.4354 | 0.060109 | -1403.5546 | Floating Head Pressure Controller | Primary Resources Industries | Existing
| IprNgsd804 | 34133.2453 | 7366.2401 | 0 | 0 | 41499.4855 | 46264.7994 | 46264.7994 | 18631.7129 | 64896.5123 | 64896.5123 | 83528.2252 | 0.63947 | 556.6155 | 556.6155 | 74.5568 | 74372.4354 | 0.060109 | -1403.5546 | Floating Head Pressure Controller | Primary Resources Industries | New
| IstEgsd804 | 34133.2453 | 7366.2401 | 0 | 0 | 41499.4855 | 46264.7994 | 46264.7994 | 18631.7129 | 64896.5123 | 64896.5123 | 83528.2252 | 0.63947 | 2115.2882 | 2115.2882 | 19.6188 | 74372.4354 | 0.22843 | -1292.1514 | Floating Head Pressure Controller | Stone/Clay/Glass/Concrete | Existing
| IstNgsd804 | 34133.2453 | 7366.2401 | 0 | 0 | 41499.4855 | 46264.7994 | 46264.7994 | 18631.7129 | 64896.5123 | 64896.5123 | 83528.2252 | 0.63947 | 2115.2882 | 2115.2882 | 19.6188 | 74372.4354 | 0.22843 | -1292.1514 | Floating Head Pressure Controller | Stone/Clay/Glass/Concrete | New
| IteEgsd804 | 34133.2453 | 7366.2401 | 0 | 0 | 41499.4855 | 46264.7994 | 46264.7994 | 18631.7129 | 64896.5123 | 64896.5123 | 83528.2252 | 0.63947 | 1352.6199 | 1352.6199 | 30.6808 | 74372.4354 | 0.14607 | -1346.6617 | Floating Head Pressure Controller | Textiles and Leather | Existing
| IteNgsd804 | 34133.2453 | 7366.2401 | 0 | 0 | 41499.4855 | 46264.7994 | 46264.7994 | 18631.7129 | 64896.5123 | 64896.5123 | 83528.2252 | 0.63947 | 1352.6199 | 1352.6199 | 30.6808 | 74372.4354 | 0.14607 | -1346.6617 | Floating Head Pressure Controller | Textiles and Leather | New
| ItrEgsd804 | 34133.2453 | 7366.2401 | 0 | 0 | 41499.4855 | 46264.7994 | 46264.7994 | 18631.7129 | 64896.5123 | 64896.5123 | 83528.2252 | 0.63947 | 814.8554 | 814.8554 | 50.9286 | 74372.4354 | 0.087996 | -1385.0974 | Floating Head Pressure Controller | Transportation Equipment | Existing
| ItrNgsd804 | 34133.2453 | 7366.2401 | 0 | 0 | 41499.4855 | 46264.7994 | 46264.7994 | 18631.7129 | 64896.5123 | 64896.5123 | 83528.2252 | 0.63947 | 814.8554 | 814.8554 | 50.9286 | 74372.4354 | 0.087996 | -1385.0974 | Floating Head Pressure Controller | Transportation Equipment | New
| IwaEgsd804 | 34133.2453 | 7366.2401 | 0 | 0 | 41499.4855 | 46264.7994 | 46264.7994 | 18631.7129 | 64896.5123 | 64896.5123 | 83528.2252 | 0.63947 | 401.7977 | 401.7977 | 103.2845 | 74372.4354 | 0.04339 | -1414.6199 | Floating Head Pressure Controller | Water and Wastewater | Existing
| IwaNgsd804 | 34133.2453 | 7366.2401 | 0 | 0 | 41499.4855 | 46264.7994 | 46264.7994 | 18631.7129 | 64896.5123 | 64896.5123 | 83528.2252 | 0.63947 | 401.7977 | 401.7977 | 103.2845 | 74372.4354 | 0.04339 | -1414.6199 | Floating Head Pressure Controller | Water and Wastewater | New
| IagTgsd805 | 34133.2453 | 7366.2401 | 0 | 0 | 41499.4855 | 46264.7994 | 46264.7994 | 18631.7129 | 64896.5123 | 64896.5123 | 83528.2252 | 0.63947 | 194234.2381 | 194234.2381 | 0.21366 | 74372.4354 | 28.9018 | 17685.352 | High Efficiency Refrigeration Compressor - Discus | Agriculture and Assembly | Turnover
| IagNgsd805 | 34133.2453 | 7366.2401 | 0 | 0 | 41499.4855 | 46264.7994 | 46264.7994 | 18631.7129 | 64896.5123 | 64896.5123 | 83528.2252 | 0.63947 | 194234.2381 | 194234.2381 | 0.21366 | 74372.4354 | 28.9018 | 17685.352 | High Efficiency Refrigeration Compressor - Discus | Agriculture and Assembly | New
| IchTgsd805 | 34133.2453 | 7366.2401 | 0 | 0 | 41499.4855 | 46264.7994 | 46264.7994 | 18631.7129 | 64896.5123 | 64896.5123 | 83528.2252 | 0.63947 | 194234.2381 | 194234.2381 | 0.21366 | 74372.4354 | 28.9018 | 17685.352 | High Efficiency Refrigeration Compressor - Discus | Chemicals and Plastics | Turnover
| IchNgsd805 | 34133.2453 | 7366.2401 | 0 | 0 | 41499.4855 | 46264.7994 | 46264.7994 | 18631.7129 | 64896.5123 | 64896.5123 | 83528.2252 | 0.63947 | 194234.2381 | 194234.2381 | 0.21366 | 74372.4354 | 28.9018 | 17685.352 | High Efficiency Refrigeration Compressor - Discus | Chemicals and Plastics | New
| IcoTgsd805 | 34133.2453 | 7366.2401 | 0 | 0 | 41499.4855 | 46264.7994 | 46264.7994 | 18631.7129 | 64896.5123 | 64896.5123 | 83528.2252 | 0.63947 | 194234.2381 | 194234.2381 | 0.21366 | 74372.4354 | 28.9018 | 17685.352 | High Efficiency Refrigeration Compressor - Discus | Construction | Turnover
| IcoNgsd805 | 34133.2453 | 7366.2401 | 0 | 0 | 41499.4855 | 46264.7994 | 46264.7994 | 18631.7129 | 64896.5123 | 64896.5123 | 83528.2252 | 0.63947 | 194234.2381 | 194234.2381 | 0.21366 | 74372.4354 | 28.9018 | 17685.352 | High Efficiency Refrigeration Compressor - Discus | Construction | New
| IelTgsd805 | 34133.2453 | 7366.2401 | 0 | 0 | 41499.4855 | 46264.7994 | 46264.7994 | 18631.7129 | 64896.5123 | 64896.5123 | 83528.2252 | 0.63947 | 194234.2381 | 194234.2381 | 0.21366 | 74372.4354 | 28.9018 | 17685.352 | High Efficiency Refrigeration Compressor - Discus | Electrical and Electronic Equip. | Turnover
| IelNgsd805 | 34133.2453 | 7366.2401 | 0 | 0 | 41499.4855 | 46264.7994 | 46264.7994 | 18631.7129 | 64896.5123 | 64896.5123 | 83528.2252 | 0.63947 | 194234.2381 | 194234.2381 | 0.21366 | 74372.4354 | 28.9018 | 17685.352 | High Efficiency Refrigeration Compressor - Discus | Electrical and Electronic Equip. | New
| IluTgsd805 | 34133.2453 | 7366.2401 | 0 | 0 | 41499.4855 | 46264.7994 | 46264.7994 | 18631.7129 | 64896.5123 | 64896.5123 | 83528.2252 | 0.63947 | 194234.2381 | 194234.2381 | 0.21366 | 74372.4354 | 28.9018 | 17685.352 | High Efficiency Refrigeration Compressor - Discus | Lumber/Furniture/Pulp/Paper | Turnover
| IluNgsd805 | 34133.2453 | 7366.2401 | 0 | 0 | 41499.4855 | 46264.7994 | 46264.7994 | 18631.7129 | 64896.5123 | 64896.5123 | 83528.2252 | 0.63947 | 194234.2381 | 194234.2381 | 0.21366 | 74372.4354 | 28.9018 | 17685.352 | High Efficiency Refrigeration Compressor - Discus | Lumber/Furniture/Pulp/Paper | New
| ImeTgsd805 | 34133.2453 | 7366.2401 | 0 | 0 | 41499.4855 | 46264.7994 | 46264.7994 | 18631.7129 | 64896.5123 | 64896.5123 | 83528.2252 | 0.63947 | 194234.2381 | 194234.2381 | 0.21366 | 74372.4354 | 28.9018 | 17685.352 | High Efficiency Refrigeration Compressor - Discus | Metal Products and Machinery | Turnover
| ImeNgsd805 | 34133.2453 | 7366.2401 | 0 | 0 | 41499.4855 | 46264.7994 | 46264.7994 | 18631.7129 | 64896.5123 | 64896.5123 | 83528.2252 | 0.63947 | 194234.2381 | 194234.2381 | 0.21366 | 74372.4354 | 28.9018 | 17685.352 | High Efficiency Refrigeration Compressor - Discus | Metal Products and Machinery | New
| ImiTgsd805 | 34133.2453 | 7366.2401 | 0 | 0 | 41499.4855 | 46264.7994 | 46264.7994 | 18631.7129 | 64896.5123 | 64896.5123 | 83528.2252 | 0.63947 | 194234.2381 | 194234.2381 | 0.21366 | 74372.4354 | 28.9018 | 17685.352 | High Efficiency Refrigeration Compressor - Discus | Miscellaneous Manufacturing | Turnover
| ImiNgsd805 | 34133.2453 | 7366.2401 | 0 | 0 | 41499.4855 | 46264.7994 | 46264.7994 | 18631.7129 | 64896.5123 | 64896.5123 | 83528.2252 | 0.63947 | 194234.2381 | 194234.2381 | 0.21366 | 74372.4354 | 28.9018 | 17685.352 | High Efficiency Refrigeration Compressor - Discus | Miscellaneous Manufacturing | New
| IprTgsd805 | 34133.2453 | 7366.2401 | 0 | 0 | 41499.4855 | 46264.7994 | 46264.7994 | 18631.7129 | 64896.5123 | 64896.5123 | 83528.2252 | 0.63947 | 194234.2381 | 194234.2381 | 0.21366 | 74372.4354 | 28.9018 | 17685.352 | High Efficiency Refrigeration Compressor - Discus | Primary Resources Industries | Turnover
| IprNgsd805 | 34133.2453 | 7366.2401 | 0 | 0 | 41499.4855 | 46264.7994 | 46264.7994 | 18631.7129 | 64896.5123 | 64896.5123 | 83528.2252 | 0.63947 | 194234.2381 | 194234.2381 | 0.21366 | 74372.4354 | 28.9018 | 17685.352 | High Efficiency Refrigeration Compressor - Discus | Primary Resources Industries | New
| IstTgsd805 | 34133.2453 | 7366.2401 | 0 | 0 | 41499.4855 | 46264.7994 | 46264.7994 | 18631.7129 | 64896.5123 | 64896.5123 | 83528.2252 | 0.63947 | 194234.2381 | 194234.2381 | 0.21366 | 74372.4354 | 28.9018 | 17685.352 | High Efficiency Refrigeration Compressor - Discus | Stone/Clay/Glass/Concrete | Turnover
| IstNgsd805 | 34133.2453 | 7366.2401 | 0 | 0 | 41499.4855 | 46264.7994 | 46264.7994 | 18631.7129 | 64896.5123 | 64896.5123 | 83528.2252 | 0.63947 | 194234.2381 | 194234.2381 | 0.21366 | 74372.4354 | 28.9018 | 17685.352 | High Efficiency Refrigeration Compressor - Discus | Stone/Clay/Glass/Concrete | New
| IteTgsd805 | 34133.2453 | 7366.2401 | 0 | 0 | 41499.4855 | 46264.7994 | 46264.7994 | 18631.7129 | 64896.5123 | 64896.5123 | 83528.2252 | 0.63947 | 194234.2381 | 194234.2381 | 0.21366 | 74372.4354 | 28.9018 | 17685.352 | High Efficiency Refrigeration Compressor - Discus | Textiles and Leather | Turnover
| IteNgsd805 | 34133.2453 | 7366.2401 | 0 | 0 | 41499.4855 | 46264.7994 | 46264.7994 | 18631.7129 | 64896.5123 | 64896.5123 | 83528.2252 | 0.63947 | 194234.2381 | 194234.2381 | 0.21366 | 74372.4354 | 28.9018 | 17685.352 | High Efficiency Refrigeration Compressor - Discus | Textiles and Leather | New
| ItrTgsd805 | 34133.2453 | 7366.2401 | 0 | 0 | 41499.4855 | 46264.7994 | 46264.7994 | 18631.7129 | 64896.5123 | 64896.5123 | 83528.2252 | 0.63947 | 194234.2381 | 194234.2381 | 0.21366 | 74372.4354 | 28.9018 | 17685.352 | High Efficiency Refrigeration Compressor - Discus | Transportation Equipment | Turnover
| ItrNgsd805 | 34133.2453 | 7366.2401 | 0 | 0 | 41499.4855 | 46264.7994 | 46264.7994 | 18631.7129 | 64896.5123 | 64896.5123 | 83528.2252 | 0.63947 | 194234.2381 | 194234.2381 | 0.21366 | 74372.4354 | 28.9018 | 17685.352 | High Efficiency Refrigeration Compressor - Discus | Transportation Equipment | New
| IwaTgsd805 | 34133.2453 | 7366.2401 | 0 | 0 | 41499.4855 | 46264.7994 | 46264.7994 | 18631.7129 | 64896.5123 | 64896.5123 | 83528.2252 | 0.63947 | 194234.2381 | 194234.2381 | 0.21366 | 74372.4354 | 28.9018 | 17685.352 | High Efficiency Refrigeration Compressor - Discus | Water and Wastewater | Turnover
| IwaNgsd805 | 34133.2453 | 7366.2401 | 0 | 0 | 41499.4855 | 46264.7994 | 46264.7994 | 18631.7129 | 64896.5123 | 64896.5123 | 83528.2252 | 0.63947 | 194234.2381 | 194234.2381 | 0.21366 | 74372.4354 | 28.9018 | 17685.352 | High Efficiency Refrigeration Compressor - Discus | Water and Wastewater | New
| IagTgsd806 | 34133.2453 | 7366.2401 | 0 | 0 | 41499.4855 | 46264.7994 | 46264.7994 | 18631.7129 | 64896.5123 | 64896.5123 | 83528.2252 | 0.63947 | 193947.9803 | 193947.9803 | 0.21397 | 74372.4354 | 28.8592 | 17657.1594 | High Efficiency Refrigeration Compressor - Scroll | Agriculture and Assembly | Turnover
| IagNgsd806 | 34133.2453 | 7366.2401 | 0 | 0 | 41499.4855 | 46264.7994 | 46264.7994 | 18631.7129 | 64896.5123 | 64896.5123 | 83528.2252 | 0.63947 | 193947.9803 | 193947.9803 | 0.21397 | 74372.4354 | 28.8592 | 17657.1594 | High Efficiency Refrigeration Compressor - Scroll | Agriculture and Assembly | New
| IchTgsd806 | 34133.2453 | 7366.2401 | 0 | 0 | 41499.4855 | 46264.7994 | 46264.7994 | 18631.7129 | 64896.5123 | 64896.5123 | 83528.2252 | 0.63947 | 193947.9803 | 193947.9803 | 0.21397 | 74372.4354 | 28.8592 | 17657.1594 | High Efficiency Refrigeration Compressor - Scroll | Chemicals and Plastics | Turnover
| IchNgsd806 | 34133.2453 | 7366.2401 | 0 | 0 | 41499.4855 | 46264.7994 | 46264.7994 | 18631.7129 | 64896.5123 | 64896.5123 | 83528.2252 | 0.63947 | 193947.9803 | 193947.9803 | 0.21397 | 74372.4354 | 28.8592 | 17657.1594 | High Efficiency Refrigeration Compressor - Scroll | Chemicals and Plastics | New
| IcoTgsd806 | 34133.2453 | 7366.2401 | 0 | 0 | 41499.4855 | 46264.7994 | 46264.7994 | 18631.7129 | 64896.5123 | 64896.5123 | 83528.2252 | 0.63947 | 193947.9803 | 193947.9803 | 0.21397 | 74372.4354 | 28.8592 | 17657.1594 | High Efficiency Refrigeration Compressor - Scroll | Construction | Turnover
| IcoNgsd806 | 34133.2453 | 7366.2401 | 0 | 0 | 41499.4855 | 46264.7994 | 46264.7994 | 18631.7129 | 64896.5123 | 64896.5123 | 83528.2252 | 0.63947 | 193947.9803 | 193947.9803 | 0.21397 | 74372.4354 | 28.8592 | 17657.1594 | High Efficiency Refrigeration Compressor - Scroll | Construction | New
| IelTgsd806 | 34133.2453 | 7366.2401 | 0 | 0 | 41499.4855 | 46264.7994 | 46264.7994 | 18631.7129 | 64896.5123 | 64896.5123 | 83528.2252 | 0.63947 | 193947.9803 | 193947.9803 | 0.21397 | 74372.4354 | 28.8592 | 17657.1594 | High Efficiency Refrigeration Compressor - Scroll | Electrical and Electronic Equip. | Turnover
| IelNgsd806 | 34133.2453 | 7366.2401 | 0 | 0 | 41499.4855 | 46264.7994 | 46264.7994 | 18631.7129 | 64896.5123 | 64896.5123 | 83528.2252 | 0.63947 | 193947.9803 | 193947.9803 | 0.21397 | 74372.4354 | 28.8592 | 17657.1594 | High Efficiency Refrigeration Compressor - Scroll | Electrical and Electronic Equip. | New
| IluTgsd806 | 34133.2453 | 7366.2401 | 0 | 0 | 41499.4855 | 46264.7994 | 46264.7994 | 18631.7129 | 64896.5123 | 64896.5123 | 83528.2252 | 0.63947 | 193947.9803 | 193947.9803 | 0.21397 | 74372.4354 | 28.8592 | 17657.1594 | High Efficiency Refrigeration Compressor - Scroll | Lumber/Furniture/Pulp/Paper | Turnover
| IluNgsd806 | 34133.2453 | 7366.2401 | 0 | 0 | 41499.4855 | 46264.7994 | 46264.7994 | 18631.7129 | 64896.5123 | 64896.5123 | 83528.2252 | 0.63947 | 193947.9803 | 193947.9803 | 0.21397 | 74372.4354 | 28.8592 | 17657.1594 | High Efficiency Refrigeration Compressor - Scroll | Lumber/Furniture/Pulp/Paper | New
| ImeTgsd806 | 34133.2453 | 7366.2401 | 0 | 0 | 41499.4855 | 46264.7994 | 46264.7994 | 18631.7129 | 64896.5123 | 64896.5123 | 83528.2252 | 0.63947 | 193947.9803 | 193947.9803 | 0.21397 | 74372.4354 | 28.8592 | 17657.1594 | High Efficiency Refrigeration Compressor - Scroll | Metal Products and Machinery | Turnover
| ImeNgsd806 | 34133.2453 | 7366.2401 | 0 | 0 | 41499.4855 | 46264.7994 | 46264.7994 | 18631.7129 | 64896.5123 | 64896.5123 | 83528.2252 | 0.63947 | 193947.9803 | 193947.9803 | 0.21397 | 74372.4354 | 28.8592 | 17657.1594 | High Efficiency Refrigeration Compressor - Scroll | Metal Products and Machinery | New
| ImiTgsd806 | 34133.2453 | 7366.2401 | 0 | 0 | 41499.4855 | 46264.7994 | 46264.7994 | 18631.7129 | 64896.5123 | 64896.5123 | 83528.2252 | 0.63947 | 193947.9803 | 193947.9803 | 0.21397 | 74372.4354 | 28.8592 | 17657.1594 | High Efficiency Refrigeration Compressor - Scroll | Miscellaneous Manufacturing | Turnover
| ImiNgsd806 | 34133.2453 | 7366.2401 | 0 | 0 | 41499.4855 | 46264.7994 | 46264.7994 | 18631.7129 | 64896.5123 | 64896.5123 | 83528.2252 | 0.63947 | 193947.9803 | 193947.9803 | 0.21397 | 74372.4354 | 28.8592 | 17657.1594 | High Efficiency Refrigeration Compressor - Scroll | Miscellaneous Manufacturing | New
| IprTgsd806 | 34133.2453 | 7366.2401 | 0 | 0 | 41499.4855 | 46264.7994 | 46264.7994 | 18631.7129 | 64896.5123 | 64896.5123 | 83528.2252 | 0.63947 | 193947.9803 | 193947.9803 | 0.21397 | 74372.4354 | 28.8592 | 17657.1594 | High Efficiency Refrigeration Compressor - Scroll | Primary Resources Industries | Turnover
| IprNgsd806 | 34133.2453 | 7366.2401 | 0 | 0 | 41499.4855 | 46264.7994 | 46264.7994 | 18631.7129 | 64896.5123 | 64896.5123 | 83528.2252 | 0.63947 | 193947.9803 | 193947.9803 | 0.21397 | 74372.4354 | 28.8592 | 17657.1594 | High Efficiency Refrigeration Compressor - Scroll | Primary Resources Industries | New
| IstTgsd806 | 34133.2453 | 7366.2401 | 0 | 0 | 41499.4855 | 46264.7994 | 46264.7994 | 18631.7129 | 64896.5123 | 64896.5123 | 83528.2252 | 0.63947 | 193947.9803 | 193947.9803 | 0.21397 | 74372.4354 | 28.8592 | 17657.1594 | High Efficiency Refrigeration Compressor - Scroll | Stone/Clay/Glass/Concrete | Turnover
| IstNgsd806 | 34133.2453 | 7366.2401 | 0 | 0 | 41499.4855 | 46264.7994 | 46264.7994 | 18631.7129 | 64896.5123 | 64896.5123 | 83528.2252 | 0.63947 | 193947.9803 | 193947.9803 | 0.21397 | 74372.4354 | 28.8592 | 17657.1594 | High Efficiency Refrigeration Compressor - Scroll | Stone/Clay/Glass/Concrete | New
| IteTgsd806 | 34133.2453 | 7366.2401 | 0 | 0 | 41499.4855 | 46264.7994 | 46264.7994 | 18631.7129 | 64896.5123 | 64896.5123 | 83528.2252 | 0.63947 | 193947.9803 | 193947.9803 | 0.21397 | 74372.4354 | 28.8592 | 17657.1594 | High Efficiency Refrigeration Compressor - Scroll | Textiles and Leather | Turnover
| IteNgsd806 | 34133.2453 | 7366.2401 | 0 | 0 | 41499.4855 | 46264.7994 | 46264.7994 | 18631.7129 | 64896.5123 | 64896.5123 | 83528.2252 | 0.63947 | 193947.9803 | 193947.9803 | 0.21397 | 74372.4354 | 28.8592 | 17657.1594 | High Efficiency Refrigeration Compressor - Scroll | Textiles and Leather | New
| ItrTgsd806 | 34133.2453 | 7366.2401 | 0 | 0 | 41499.4855 | 46264.7994 | 46264.7994 | 18631.7129 | 64896.5123 | 64896.5123 | 83528.2252 | 0.63947 | 193947.9803 | 193947.9803 | 0.21397 | 74372.4354 | 28.8592 | 17657.1594 | High Efficiency Refrigeration Compressor - Scroll | Transportation Equipment | Turnover
| ItrNgsd806 | 34133.2453 | 7366.2401 | 0 | 0 | 41499.4855 | 46264.7994 | 46264.7994 | 18631.7129 | 64896.5123 | 64896.5123 | 83528.2252 | 0.63947 | 193947.9803 | 193947.9803 | 0.21397 | 74372.4354 | 28.8592 | 17657.1594 | High Efficiency Refrigeration Compressor - Scroll | Transportation Equipment | New
| IwaTgsd806 | 34133.2453 | 7366.2401 | 0 | 0 | 41499.4855 | 46264.7994 | 46264.7994 | 18631.7129 | 64896.5123 | 64896.5123 | 83528.2252 | 0.63947 | 193947.9803 | 193947.9803 | 0.21397 | 74372.4354 | 28.8592 | 17657.1594 | High Efficiency Refrigeration Compressor - Scroll | Water and Wastewater | Turnover
| IwaNgsd806 | 34133.2453 | 7366.2401 | 0 | 0 | 41499.4855 | 46264.7994 | 46264.7994 | 18631.7129 | 64896.5123 | 64896.5123 | 83528.2252 | 0.63947 | 193947.9803 | 193947.9803 | 0.21397 | 74372.4354 | 28.8592 | 17657.1594 | High Efficiency Refrigeration Compressor - Scroll | Water and Wastewater | New
| IagEgsd807 | 34133.2453 | 7366.2401 | 0 | 0 | 41499.4855 | 46264.7994 | 46264.7994 | 18631.7129 | 64896.5123 | 64896.5123 | 83528.2252 | 0.63947 | 109813.9458 | 109813.9458 | 0.37791 | 74372.4354 | 15.8038 | 9016.4578 | Process Cooling Ventilation Reduction | Agriculture and Assembly | Existing
| IagNgsd807 | 34133.2453 | 7366.2401 | 0 | 0 | 41499.4855 | 46264.7994 | 46264.7994 | 18631.7129 | 64896.5123 | 64896.5123 | 83528.2252 | 0.63947 | 109813.9458 | 109813.9458 | 0.37791 | 74372.4354 | 15.8038 | 9016.4578 | Process Cooling Ventilation Reduction | Agriculture and Assembly | New
| IchEgsd807 | 34133.2453 | 7366.2401 | 0 | 0 | 41499.4855 | 46264.7994 | 46264.7994 | 18631.7129 | 64896.5123 | 64896.5123 | 83528.2252 | 0.63947 | 109813.9458 | 109813.9458 | 0.37791 | 74372.4354 | 15.8038 | 9016.4581 | Process Cooling Ventilation Reduction | Chemicals and Plastics | Existing
| IchNgsd807 | 34133.2453 | 7366.2401 | 0 | 0 | 41499.4855 | 46264.7994 | 46264.7994 | 18631.7129 | 64896.5123 | 64896.5123 | 83528.2252 | 0.63947 | 109813.9458 | 109813.9458 | 0.37791 | 74372.4354 | 15.8038 | 9016.4581 | Process Cooling Ventilation Reduction | Chemicals and Plastics | New
| IcoEgsd807 | 34133.2453 | 7366.2401 | 0 | 0 | 41499.4855 | 46264.7994 | 46264.7994 | 18631.7129 | 64896.5123 | 64896.5123 | 83528.2252 | 0.63947 | 109813.7921 | 109813.7921 | 0.37791 | 74372.4354 | 15.8038 | 9016.4438 | Process Cooling Ventilation Reduction | Construction | Existing
| IcoNgsd807 | 34133.2453 | 7366.2401 | 0 | 0 | 41499.4855 | 46264.7994 | 46264.7994 | 18631.7129 | 64896.5123 | 64896.5123 | 83528.2252 | 0.63947 | 109813.7921 | 109813.7921 | 0.37791 | 74372.4354 | 15.8038 | 9016.4438 | Process Cooling Ventilation Reduction | Construction | New
| IelEgsd807 | 34133.2453 | 7366.2401 | 0 | 0 | 41499.4855 | 46264.7994 | 46264.7994 | 18631.7129 | 64896.5123 | 64896.5123 | 83528.2252 | 0.63947 | 109813.9458 | 109813.9458 | 0.37791 | 74372.4354 | 15.8038 | 9016.4578 | Process Cooling Ventilation Reduction | Electrical and Electronic Equip. | Existing
| IelNgsd807 | 34133.2453 | 7366.2401 | 0 | 0 | 41499.4855 | 46264.7994 | 46264.7994 | 18631.7129 | 64896.5123 | 64896.5123 | 83528.2252 | 0.63947 | 109813.9458 | 109813.9458 | 0.37791 | 74372.4354 | 15.8038 | 9016.4578 | Process Cooling Ventilation Reduction | Electrical and Electronic Equip. | New
| IluEgsd807 | 34133.2453 | 7366.2401 | 0 | 0 | 41499.4855 | 46264.7994 | 46264.7994 | 18631.7129 | 64896.5123 | 64896.5123 | 83528.2252 | 0.63947 | 109813.9253 | 109813.9253 | 0.37791 | 74372.4354 | 15.8038 | 9016.4566 | Process Cooling Ventilation Reduction | Lumber/Furniture/Pulp/Paper | Existing
| IluNgsd807 | 34133.2453 | 7366.2401 | 0 | 0 | 41499.4855 | 46264.7994 | 46264.7994 | 18631.7129 | 64896.5123 | 64896.5123 | 83528.2252 | 0.63947 | 109813.9253 | 109813.9253 | 0.37791 | 74372.4354 | 15.8038 | 9016.4566 | Process Cooling Ventilation Reduction | Lumber/Furniture/Pulp/Paper | New
| ImeEgsd807 | 34133.2453 | 7366.2401 | 0 | 0 | 41499.4855 | 46264.7994 | 46264.7994 | 18631.7129 | 64896.5123 | 64896.5123 | 83528.2252 | 0.63947 | 109813.9356 | 109813.9356 | 0.37791 | 74372.4354 | 15.8038 | 9016.4571 | Process Cooling Ventilation Reduction | Metal Products and Machinery | Existing
| ImeNgsd807 | 34133.2453 | 7366.2401 | 0 | 0 | 41499.4855 | 46264.7994 | 46264.7994 | 18631.7129 | 64896.5123 | 64896.5123 | 83528.2252 | 0.63947 | 109813.9356 | 109813.9356 | 0.37791 | 74372.4354 | 15.8038 | 9016.4571 | Process Cooling Ventilation Reduction | Metal Products and Machinery | New
| ImiEgsd807 | 34133.2453 | 7366.2401 | 0 | 0 | 41499.4855 | 46264.7994 | 46264.7994 | 18631.7129 | 64896.5123 | 64896.5123 | 83528.2252 | 0.63947 | 109813.7921 | 109813.7921 | 0.37791 | 74372.4354 | 15.8038 | 9016.4438 | Process Cooling Ventilation Reduction | Miscellaneous Manufacturing | Existing
| ImiNgsd807 | 34133.2453 | 7366.2401 | 0 | 0 | 41499.4855 | 46264.7994 | 46264.7994 | 18631.7129 | 64896.5123 | 64896.5123 | 83528.2252 | 0.63947 | 109813.7921 | 109813.7921 | 0.37791 | 74372.4354 | 15.8038 | 9016.4438 | Process Cooling Ventilation Reduction | Miscellaneous Manufacturing | New
| IprEgsd807 | 34133.2453 | 7366.2401 | 0 | 0 | 41499.4855 | 46264.7994 | 46264.7994 | 18631.7129 | 64896.5123 | 64896.5123 | 83528.2252 | 0.63947 | 109813.9356 | 109813.9356 | 0.37791 | 74372.4354 | 15.8038 | 9016.4571 | Process Cooling Ventilation Reduction | Primary Resources Industries | Existing
| IprNgsd807 | 34133.2453 | 7366.2401 | 0 | 0 | 41499.4855 | 46264.7994 | 46264.7994 | 18631.7129 | 64896.5123 | 64896.5123 | 83528.2252 | 0.63947 | 109813.9356 | 109813.9356 | 0.37791 | 74372.4354 | 15.8038 | 9016.4571 | Process Cooling Ventilation Reduction | Primary Resources Industries | New
| IstEgsd807 | 34133.2453 | 7366.2401 | 0 | 0 | 41499.4855 | 46264.7994 | 46264.7994 | 18631.7129 | 64896.5123 | 64896.5123 | 83528.2252 | 0.63947 | 109813.9663 | 109813.9663 | 0.37791 | 74372.4354 | 15.8038 | 9016.4598 | Process Cooling Ventilation Reduction | Stone/Clay/Glass/Concrete | Existing
| IstNgsd807 | 34133.2453 | 7366.2401 | 0 | 0 | 41499.4855 | 46264.7994 | 46264.7994 | 18631.7129 | 64896.5123 | 64896.5123 | 83528.2252 | 0.63947 | 109813.9663 | 109813.9663 | 0.37791 | 74372.4354 | 15.8038 | 9016.4598 | Process Cooling Ventilation Reduction | Stone/Clay/Glass/Concrete | New
| IteEgsd807 | 34133.2453 | 7366.2401 | 0 | 0 | 41499.4855 | 46264.7994 | 46264.7994 | 18631.7129 | 64896.5123 | 64896.5123 | 83528.2252 | 0.63947 | 109813.9356 | 109813.9356 | 0.37791 | 74372.4354 | 15.8038 | 9016.4576 | Process Cooling Ventilation Reduction | Textiles and Leather | Existing
| IteNgsd807 | 34133.2453 | 7366.2401 | 0 | 0 | 41499.4855 | 46264.7994 | 46264.7994 | 18631.7129 | 64896.5123 | 64896.5123 | 83528.2252 | 0.63947 | 109813.9356 | 109813.9356 | 0.37791 | 74372.4354 | 15.8038 | 9016.4576 | Process Cooling Ventilation Reduction | Textiles and Leather | New
| ItrEgsd807 | 34133.2453 | 7366.2401 | 0 | 0 | 41499.4855 | 46264.7994 | 46264.7994 | 18631.7129 | 64896.5123 | 64896.5123 | 83528.2252 | 0.63947 | 109813.9458 | 109813.9458 | 0.37791 | 74372.4354 | 15.8038 | 9016.4586 | Process Cooling Ventilation Reduction | Transportation Equipment | Existing
| ItrNgsd807 | 34133.2453 | 7366.2401 | 0 | 0 | 41499.4855 | 46264.7994 | 46264.7994 | 18631.7129 | 64896.5123 | 64896.5123 | 83528.2252 | 0.63947 | 109813.9458 | 109813.9458 | 0.37791 | 74372.4354 | 15.8038 | 9016.4586 | Process Cooling Ventilation Reduction | Transportation Equipment | New
| IwaEgsd807 | 34133.2453 | 7366.2401 | 0 | 0 | 41499.4855 | 46264.7994 | 46264.7994 | 18631.7129 | 64896.5123 | 64896.5123 | 83528.2252 | 0.63947 | 109813.9458 | 109813.9458 | 0.37791 | 74372.4354 | 15.8038 | 9016.4578 | Process Cooling Ventilation Reduction | Water and Wastewater | Existing
| IwaNgsd807 | 34133.2453 | 7366.2401 | 0 | 0 | 41499.4855 | 46264.7994 | 46264.7994 | 18631.7129 | 64896.5123 | 64896.5123 | 83528.2252 | 0.63947 | 109813.9458 | 109813.9458 | 0.37791 | 74372.4354 | 15.8038 | 9016.4578 | Process Cooling Ventilation Reduction | Water and Wastewater | New
| IagEgsd808 | 34133.2453 | 7366.2401 | 0 | 0 | 41499.4855 | 46264.7994 | 46264.7994 | 18631.7129 | 64896.5123 | 64896.5123 | 83528.2252 | 0.63947 | 27784.277 | 27784.277 | 1.4936 | 74372.4354 | 1.7113 | -310.7396 | Refrigeration Commissioning | Agriculture and Assembly | Existing
| IagNgsd808 | 34133.2453 | 7366.2401 | 0 | 0 | 41499.4855 | 46264.7994 | 46264.7994 | 18631.7129 | 64896.5123 | 64896.5123 | 83528.2252 | 0.63947 | 27784.277 | 27784.277 | 1.4936 | 74372.4354 | 1.7113 | -310.7396 | Refrigeration Commissioning | Agriculture and Assembly | New
| IchEgsd808 | 34133.2453 | 7366.2401 | 0 | 0 | 41499.4855 | 46264.7994 | 46264.7994 | 18631.7129 | 64896.5123 | 64896.5123 | 83528.2252 | 0.63947 | 40441.5569 | 40441.5569 | 1.0262 | 74372.4354 | 2.4908 | 205.2218 | Refrigeration Commissioning | Chemicals and Plastics | Existing
| IchNgsd808 | 34133.2453 | 7366.2401 | 0 | 0 | 41499.4855 | 46264.7994 | 46264.7994 | 18631.7129 | 64896.5123 | 64896.5123 | 83528.2252 | 0.63947 | 40441.5569 | 40441.5569 | 1.0262 | 74372.4354 | 2.4908 | 205.2218 | Refrigeration Commissioning | Chemicals and Plastics | New
| IcoEgsd808 | 34133.2453 | 7366.2401 | 0 | 0 | 41499.4855 | 46264.7994 | 46264.7994 | 18631.7129 | 64896.5123 | 64896.5123 | 83528.2252 | 0.63947 | 185357.1716 | 185357.1716 | 0.22389 | 74372.4354 | 11.4163 | 6112.5614 | Refrigeration Commissioning | Construction | Existing
| IcoNgsd808 | 34133.2453 | 7366.2401 | 0 | 0 | 41499.4855 | 46264.7994 | 46264.7994 | 18631.7129 | 64896.5123 | 64896.5123 | 83528.2252 | 0.63947 | 185357.1716 | 185357.1716 | 0.22389 | 74372.4354 | 11.4163 | 6112.5614 | Refrigeration Commissioning | Construction | New
| IelEgsd808 | 34133.2453 | 7366.2401 | 0 | 0 | 41499.4855 | 46264.7994 | 46264.7994 | 18631.7129 | 64896.5123 | 64896.5123 | 83528.2252 | 0.63947 | 82721.3797 | 82721.3797 | 0.50168 | 74372.4354 | 5.0949 | 1928.7162 | Refrigeration Commissioning | Electrical and Electronic Equip. | Existing
| IelNgsd808 | 34133.2453 | 7366.2401 | 0 | 0 | 41499.4855 | 46264.7994 | 46264.7994 | 18631.7129 | 64896.5123 | 64896.5123 | 83528.2252 | 0.63947 | 82721.3797 | 82721.3797 | 0.50168 | 74372.4354 | 5.0949 | 1928.7162 | Refrigeration Commissioning | Electrical and Electronic Equip. | New
| IluEgsd808 | 34133.2453 | 7366.2401 | 0 | 0 | 41499.4855 | 46264.7994 | 46264.7994 | 18631.7129 | 64896.5123 | 64896.5123 | 83528.2252 | 0.63947 | 363974.0393 | 363974.0393 | 0.11402 | 74372.4354 | 22.4175 | 13393.6988 | Refrigeration Commissioning | Lumber/Furniture/Pulp/Paper | Existing
| IluNgsd808 | 34133.2453 | 7366.2401 | 0 | 0 | 41499.4855 | 46264.7994 | 46264.7994 | 18631.7129 | 64896.5123 | 64896.5123 | 83528.2252 | 0.63947 | 363974.0393 | 363974.0393 | 0.11402 | 74372.4354 | 22.4175 | 13393.6988 | Refrigeration Commissioning | Lumber/Furniture/Pulp/Paper | New
| ImeEgsd808 | 34133.2453 | 7366.2401 | 0 | 0 | 41499.4855 | 46264.7994 | 46264.7994 | 18631.7129 | 64896.5123 | 64896.5123 | 83528.2252 | 0.63947 | 488257.7297 | 488257.7297 | 0.084995 | 74372.4354 | 30.0722 | 18459.998 | Refrigeration Commissioning | Metal Products and Machinery | Existing
| ImeNgsd808 | 34133.2453 | 7366.2401 | 0 | 0 | 41499.4855 | 46264.7994 | 46264.7994 | 18631.7129 | 64896.5123 | 64896.5123 | 83528.2252 | 0.63947 | 488257.7297 | 488257.7297 | 0.084995 | 74372.4354 | 30.0722 | 18459.998 | Refrigeration Commissioning | Metal Products and Machinery | New
| ImiEgsd808 | 34133.2453 | 7366.2401 | 0 | 0 | 41499.4855 | 46264.7994 | 46264.7994 | 18631.7129 | 64896.5123 | 64896.5123 | 83528.2252 | 0.63947 | 185357.1716 | 185357.1716 | 0.22389 | 74372.4354 | 11.4163 | 6112.5614 | Refrigeration Commissioning | Miscellaneous Manufacturing | Existing
| ImiNgsd808 | 34133.2453 | 7366.2401 | 0 | 0 | 41499.4855 | 46264.7994 | 46264.7994 | 18631.7129 | 64896.5123 | 64896.5123 | 83528.2252 | 0.63947 | 185357.1716 | 185357.1716 | 0.22389 | 74372.4354 | 11.4163 | 6112.5614 | Refrigeration Commissioning | Miscellaneous Manufacturing | New
| IprEgsd808 | 34133.2453 | 7366.2401 | 0 | 0 | 41499.4855 | 46264.7994 | 46264.7994 | 18631.7129 | 64896.5123 | 64896.5123 | 83528.2252 | 0.63947 | 139990.0124 | 139990.0124 | 0.29645 | 74372.4354 | 8.6221 | 4263.2147 | Refrigeration Commissioning | Primary Resources Industries | Existing
| IprNgsd808 | 34133.2453 | 7366.2401 | 0 | 0 | 41499.4855 | 46264.7994 | 46264.7994 | 18631.7129 | 64896.5123 | 64896.5123 | 83528.2252 | 0.63947 | 139990.0124 | 139990.0124 | 0.29645 | 74372.4354 | 8.6221 | 4263.2147 | Refrigeration Commissioning | Primary Resources Industries | New
| IstEgsd808 | 34133.2453 | 7366.2401 | 0 | 0 | 41499.4855 | 46264.7994 | 46264.7994 | 18631.7129 | 64896.5123 | 64896.5123 | 83528.2252 | 0.63947 | 130840.3318 | 130840.3318 | 0.31718 | 74372.4354 | 8.0586 | 3890.2368 | Refrigeration Commissioning | Stone/Clay/Glass/Concrete | Existing
| IstNgsd808 | 34133.2453 | 7366.2401 | 0 | 0 | 41499.4855 | 46264.7994 | 46264.7994 | 18631.7129 | 64896.5123 | 64896.5123 | 83528.2252 | 0.63947 | 130840.3318 | 130840.3318 | 0.31718 | 74372.4354 | 8.0586 | 3890.2368 | Refrigeration Commissioning | Stone/Clay/Glass/Concrete | New
| IteEgsd808 | 34133.2453 | 7366.2401 | 0 | 0 | 41499.4855 | 46264.7994 | 46264.7994 | 18631.7129 | 64896.5123 | 64896.5123 | 83528.2252 | 0.63947 | 97890.3275 | 97890.3275 | 0.42394 | 74372.4354 | 6.0291 | 2547.0633 | Refrigeration Commissioning | Textiles and Leather | Existing
| IteNgsd808 | 34133.2453 | 7366.2401 | 0 | 0 | 41499.4855 | 46264.7994 | 46264.7994 | 18631.7129 | 64896.5123 | 64896.5123 | 83528.2252 | 0.63947 | 97890.3275 | 97890.3275 | 0.42394 | 74372.4354 | 6.0291 | 2547.0633 | Refrigeration Commissioning | Textiles and Leather | New
| ItrEgsd808 | 34133.2453 | 7366.2401 | 0 | 0 | 41499.4855 | 46264.7994 | 46264.7994 | 18631.7129 | 64896.5123 | 64896.5123 | 83528.2252 | 0.63947 | 178737.2371 | 178737.2371 | 0.23218 | 74372.4354 | 11.0086 | 5842.7065 | Refrigeration Commissioning | Transportation Equipment | Existing
| ItrNgsd808 | 34133.2453 | 7366.2401 | 0 | 0 | 41499.4855 | 46264.7994 | 46264.7994 | 18631.7129 | 64896.5123 | 64896.5123 | 83528.2252 | 0.63947 | 178737.2371 | 178737.2371 | 0.23218 | 74372.4354 | 11.0086 | 5842.7065 | Refrigeration Commissioning | Transportation Equipment | New
| IwaEgsd808 | 34133.2453 | 7366.2401 | 0 | 0 | 41499.4855 | 46264.7994 | 46264.7994 | 18631.7129 | 64896.5123 | 64896.5123 | 83528.2252 | 0.63947 | 14443.4149 | 14443.4149 | 2.8732 | 74372.4354 | 0.88958 | -854.5664 | Refrigeration Commissioning | Water and Wastewater | Existing
| IwaNgsd808 | 34133.2453 | 7366.2401 | 0 | 0 | 41499.4855 | 46264.7994 | 46264.7994 | 18631.7129 | 64896.5123 | 64896.5123 | 83528.2252 | 0.63947 | 14443.4149 | 14443.4149 | 2.8732 | 74372.4354 | 0.88958 | -854.5664 | Refrigeration Commissioning | Water and Wastewater | New
| IagEgsd809 | 34133.2453 | 7366.2401 | 0 | 0 | 41499.4855 | 46264.7994 | 46264.7994 | 18631.7129 | 64896.5123 | 64896.5123 | 83528.2252 | 0.63947 | 39068.7831 | 39068.7831 | 1.0622 | 74372.4354 | 5.0897 | 1925.3188 | VSD Controlled Compressor | Agriculture and Assembly | Existing
| IagNgsd809 | 34133.2453 | 7366.2401 | 0 | 0 | 41499.4855 | 46264.7994 | 46264.7994 | 18631.7129 | 64896.5123 | 64896.5123 | 83528.2252 | 0.63947 | 39068.7831 | 39068.7831 | 1.0622 | 74372.4354 | 5.0897 | 1925.3188 | VSD Controlled Compressor | Agriculture and Assembly | New
| IchEgsd809 | 34133.2453 | 7366.2401 | 0 | 0 | 41499.4855 | 46264.7994 | 46264.7994 | 18631.7129 | 64896.5123 | 64896.5123 | 83528.2252 | 0.63947 | 39068.7831 | 39068.7831 | 1.0622 | 74372.4354 | 5.0897 | 1925.3188 | VSD Controlled Compressor | Chemicals and Plastics | Existing
| IchNgsd809 | 34133.2453 | 7366.2401 | 0 | 0 | 41499.4855 | 46264.7994 | 46264.7994 | 18631.7129 | 64896.5123 | 64896.5123 | 83528.2252 | 0.63947 | 39068.7831 | 39068.7831 | 1.0622 | 74372.4354 | 5.0897 | 1925.3188 | VSD Controlled Compressor | Chemicals and Plastics | New
| IcoEgsd809 | 34133.2453 | 7366.2401 | 0 | 0 | 41499.4855 | 46264.7994 | 46264.7994 | 18631.7129 | 64896.5123 | 64896.5123 | 83528.2252 | 0.63947 | 39068.7831 | 39068.7831 | 1.0622 | 74372.4354 | 5.0897 | 1925.3188 | VSD Controlled Compressor | Construction | Existing
| IcoNgsd809 | 34133.2453 | 7366.2401 | 0 | 0 | 41499.4855 | 46264.7994 | 46264.7994 | 18631.7129 | 64896.5123 | 64896.5123 | 83528.2252 | 0.63947 | 39068.7831 | 39068.7831 | 1.0622 | 74372.4354 | 5.0897 | 1925.3188 | VSD Controlled Compressor | Construction | New
| IelEgsd809 | 34133.2453 | 7366.2401 | 0 | 0 | 41499.4855 | 46264.7994 | 46264.7994 | 18631.7129 | 64896.5123 | 64896.5123 | 83528.2252 | 0.63947 | 39068.7831 | 39068.7831 | 1.0622 | 74372.4354 | 5.0897 | 1925.3188 | VSD Controlled Compressor | Electrical and Electronic Equip. | Existing
| IelNgsd809 | 34133.2453 | 7366.2401 | 0 | 0 | 41499.4855 | 46264.7994 | 46264.7994 | 18631.7129 | 64896.5123 | 64896.5123 | 83528.2252 | 0.63947 | 39068.7831 | 39068.7831 | 1.0622 | 74372.4354 | 5.0897 | 1925.3188 | VSD Controlled Compressor | Electrical and Electronic Equip. | New
| IluEgsd809 | 34133.2453 | 7366.2401 | 0 | 0 | 41499.4855 | 46264.7994 | 46264.7994 | 18631.7129 | 64896.5123 | 64896.5123 | 83528.2252 | 0.63947 | 39068.7831 | 39068.7831 | 1.0622 | 74372.4354 | 5.0897 | 1925.3188 | VSD Controlled Compressor | Lumber/Furniture/Pulp/Paper | Existing
| IluNgsd809 | 34133.2453 | 7366.2401 | 0 | 0 | 41499.4855 | 46264.7994 | 46264.7994 | 18631.7129 | 64896.5123 | 64896.5123 | 83528.2252 | 0.63947 | 39068.7831 | 39068.7831 | 1.0622 | 74372.4354 | 5.0897 | 1925.3188 | VSD Controlled Compressor | Lumber/Furniture/Pulp/Paper | New
| ImeEgsd809 | 34133.2453 | 7366.2401 | 0 | 0 | 41499.4855 | 46264.7994 | 46264.7994 | 18631.7129 | 64896.5123 | 64896.5123 | 83528.2252 | 0.63947 | 39068.7831 | 39068.7831 | 1.0622 | 74372.4354 | 5.0897 | 1925.3188 | VSD Controlled Compressor | Metal Products and Machinery | Existing
| ImeNgsd809 | 34133.2453 | 7366.2401 | 0 | 0 | 41499.4855 | 46264.7994 | 46264.7994 | 18631.7129 | 64896.5123 | 64896.5123 | 83528.2252 | 0.63947 | 39068.7831 | 39068.7831 | 1.0622 | 74372.4354 | 5.0897 | 1925.3188 | VSD Controlled Compressor | Metal Products and Machinery | New
| ImiEgsd809 | 34133.2453 | 7366.2401 | 0 | 0 | 41499.4855 | 46264.7994 | 46264.7994 | 18631.7129 | 64896.5123 | 64896.5123 | 83528.2252 | 0.63947 | 39068.7831 | 39068.7831 | 1.0622 | 74372.4354 | 5.0897 | 1925.3188 | VSD Controlled Compressor | Miscellaneous Manufacturing | Existing
| ImiNgsd809 | 34133.2453 | 7366.2401 | 0 | 0 | 41499.4855 | 46264.7994 | 46264.7994 | 18631.7129 | 64896.5123 | 64896.5123 | 83528.2252 | 0.63947 | 39068.7831 | 39068.7831 | 1.0622 | 74372.4354 | 5.0897 | 1925.3188 | VSD Controlled Compressor | Miscellaneous Manufacturing | New
| IprEgsd809 | 34133.2453 | 7366.2401 | 0 | 0 | 41499.4855 | 46264.7994 | 46264.7994 | 18631.7129 | 64896.5123 | 64896.5123 | 83528.2252 | 0.63947 | 39068.7831 | 39068.7831 | 1.0622 | 74372.4354 | 5.0897 | 1925.3188 | VSD Controlled Compressor | Primary Resources Industries | Existing
| IprNgsd809 | 34133.2453 | 7366.2401 | 0 | 0 | 41499.4855 | 46264.7994 | 46264.7994 | 18631.7129 | 64896.5123 | 64896.5123 | 83528.2252 | 0.63947 | 39068.7831 | 39068.7831 | 1.0622 | 74372.4354 | 5.0897 | 1925.3188 | VSD Controlled Compressor | Primary Resources Industries | New
| IstEgsd809 | 34133.2453 | 7366.2401 | 0 | 0 | 41499.4855 | 46264.7994 | 46264.7994 | 18631.7129 | 64896.5123 | 64896.5123 | 83528.2252 | 0.63947 | 39068.7831 | 39068.7831 | 1.0622 | 74372.4354 | 5.0897 | 1925.3188 | VSD Controlled Compressor | Stone/Clay/Glass/Concrete | Existing
| IstNgsd809 | 34133.2453 | 7366.2401 | 0 | 0 | 41499.4855 | 46264.7994 | 46264.7994 | 18631.7129 | 64896.5123 | 64896.5123 | 83528.2252 | 0.63947 | 39068.7831 | 39068.7831 | 1.0622 | 74372.4354 | 5.0897 | 1925.3188 | VSD Controlled Compressor | Stone/Clay/Glass/Concrete | New
| IteEgsd809 | 34133.2453 | 7366.2401 | 0 | 0 | 41499.4855 | 46264.7994 | 46264.7994 | 18631.7129 | 64896.5123 | 64896.5123 | 83528.2252 | 0.63947 | 39068.7831 | 39068.7831 | 1.0622 | 74372.4354 | 5.0897 | 1925.3188 | VSD Controlled Compressor | Textiles and Leather | Existing
| IteNgsd809 | 34133.2453 | 7366.2401 | 0 | 0 | 41499.4855 | 46264.7994 | 46264.7994 | 18631.7129 | 64896.5123 | 64896.5123 | 83528.2252 | 0.63947 | 39068.7831 | 39068.7831 | 1.0622 | 74372.4354 | 5.0897 | 1925.3188 | VSD Controlled Compressor | Textiles and Leather | New
| ItrEgsd809 | 34133.2453 | 7366.2401 | 0 | 0 | 41499.4855 | 46264.7994 | 46264.7994 | 18631.7129 | 64896.5123 | 64896.5123 | 83528.2252 | 0.63947 | 39068.7831 | 39068.7831 | 1.0622 | 74372.4354 | 5.0897 | 1925.3188 | VSD Controlled Compressor | Transportation Equipment | Existing
| ItrNgsd809 | 34133.2453 | 7366.2401 | 0 | 0 | 41499.4855 | 46264.7994 | 46264.7994 | 18631.7129 | 64896.5123 | 64896.5123 | 83528.2252 | 0.63947 | 39068.7831 | 39068.7831 | 1.0622 | 74372.4354 | 5.0897 | 1925.3188 | VSD Controlled Compressor | Transportation Equipment | New
| IwaEgsd809 | 34133.2453 | 7366.2401 | 0 | 0 | 41499.4855 | 46264.7994 | 46264.7994 | 18631.7129 | 64896.5123 | 64896.5123 | 83528.2252 | 0.63947 | 39068.7831 | 39068.7831 | 1.0622 | 74372.4354 | 5.0897 | 1925.3188 | VSD Controlled Compressor | Water and Wastewater | Existing
| IwaNgsd809 | 34133.2453 | 7366.2401 | 0 | 0 | 41499.4855 | 46264.7994 | 46264.7994 | 18631.7129 | 64896.5123 | 64896.5123 | 83528.2252 | 0.63947 | 39068.7831 | 39068.7831 | 1.0622 | 74372.4354 | 5.0897 | 1925.3188 | VSD Controlled Compressor | Water and Wastewater | New
| IagEgsd901 | 34133.2453 | 7366.2401 | 0 | 0 | 41499.4855 | 46264.7994 | 46264.7994 | 18631.7129 | 64896.5123 | 64896.5123 | 83528.2252 | 0.63947 | 83662.6783 | 83662.6783 | 0.49603 | 74372.4354 | 5.1529 | 1967.0873 | Insulated Pellet Dryer Tanks and Ducts | Agriculture and Assembly | Existing
| IagNgsd901 | 34133.2453 | 7366.2401 | 0 | 0 | 41499.4855 | 46264.7994 | 46264.7994 | 18631.7129 | 64896.5123 | 64896.5123 | 83528.2252 | 0.63947 | 83662.6783 | 83662.6783 | 0.49603 | 74372.4354 | 5.1529 | 1967.0873 | Insulated Pellet Dryer Tanks and Ducts | Agriculture and Assembly | New
| IchEgsd901 | 34133.2453 | 7366.2401 | 0 | 0 | 41499.4855 | 46264.7994 | 46264.7994 | 18631.7129 | 64896.5123 | 64896.5123 | 83528.2252 | 0.63947 | 83662.6783 | 83662.6783 | 0.49603 | 74372.4354 | 5.1529 | 1967.0873 | Insulated Pellet Dryer Tanks and Ducts | Chemicals and Plastics | Existing
| IchNgsd901 | 34133.2453 | 7366.2401 | 0 | 0 | 41499.4855 | 46264.7994 | 46264.7994 | 18631.7129 | 64896.5123 | 64896.5123 | 83528.2252 | 0.63947 | 83662.6783 | 83662.6783 | 0.49603 | 74372.4354 | 5.1529 | 1967.0873 | Insulated Pellet Dryer Tanks and Ducts | Chemicals and Plastics | New
| IcoEgsd901 | 34133.2453 | 7366.2401 | 0 | 0 | 41499.4855 | 46264.7994 | 46264.7994 | 18631.7129 | 64896.5123 | 64896.5123 | 83528.2252 | 0.63947 | 83662.6783 | 83662.6783 | 0.49603 | 74372.4354 | 5.1529 | 1967.0873 | Insulated Pellet Dryer Tanks and Ducts | Construction | Existing
| IcoNgsd901 | 34133.2453 | 7366.2401 | 0 | 0 | 41499.4855 | 46264.7994 | 46264.7994 | 18631.7129 | 64896.5123 | 64896.5123 | 83528.2252 | 0.63947 | 83662.6783 | 83662.6783 | 0.49603 | 74372.4354 | 5.1529 | 1967.0873 | Insulated Pellet Dryer Tanks and Ducts | Construction | New
| IelEgsd901 | 34133.2453 | 7366.2401 | 0 | 0 | 41499.4855 | 46264.7994 | 46264.7994 | 18631.7129 | 64896.5123 | 64896.5123 | 83528.2252 | 0.63947 | 83662.6783 | 83662.6783 | 0.49603 | 74372.4354 | 5.1529 | 1967.0873 | Insulated Pellet Dryer Tanks and Ducts | Electrical and Electronic Equip. | Existing
| IelNgsd901 | 34133.2453 | 7366.2401 | 0 | 0 | 41499.4855 | 46264.7994 | 46264.7994 | 18631.7129 | 64896.5123 | 64896.5123 | 83528.2252 | 0.63947 | 83662.6783 | 83662.6783 | 0.49603 | 74372.4354 | 5.1529 | 1967.0873 | Insulated Pellet Dryer Tanks and Ducts | Electrical and Electronic Equip. | New
| IluEgsd901 | 34133.2453 | 7366.2401 | 0 | 0 | 41499.4855 | 46264.7994 | 46264.7994 | 18631.7129 | 64896.5123 | 64896.5123 | 83528.2252 | 0.63947 | 87009.1852 | 87009.1852 | 0.47696 | 74372.4354 | 5.359 | 2103.5043 | Insulated Pellet Dryer Tanks and Ducts | Lumber/Furniture/Pulp/Paper | Existing
| IluNgsd901 | 34133.2453 | 7366.2401 | 0 | 0 | 41499.4855 | 46264.7994 | 46264.7994 | 18631.7129 | 64896.5123 | 64896.5123 | 83528.2252 | 0.63947 | 87009.1852 | 87009.1852 | 0.47696 | 74372.4354 | 5.359 | 2103.5043 | Insulated Pellet Dryer Tanks and Ducts | Lumber/Furniture/Pulp/Paper | New
| ImeEgsd901 | 34133.2453 | 7366.2401 | 0 | 0 | 41499.4855 | 46264.7994 | 46264.7994 | 18631.7129 | 64896.5123 | 64896.5123 | 83528.2252 | 0.63947 | 83662.6783 | 83662.6783 | 0.49603 | 74372.4354 | 5.1529 | 1967.0873 | Insulated Pellet Dryer Tanks and Ducts | Metal Products and Machinery | Existing
| ImeNgsd901 | 34133.2453 | 7366.2401 | 0 | 0 | 41499.4855 | 46264.7994 | 46264.7994 | 18631.7129 | 64896.5123 | 64896.5123 | 83528.2252 | 0.63947 | 83662.6783 | 83662.6783 | 0.49603 | 74372.4354 | 5.1529 | 1967.0873 | Insulated Pellet Dryer Tanks and Ducts | Metal Products and Machinery | New
| ImiEgsd901 | 34133.2453 | 7366.2401 | 0 | 0 | 41499.4855 | 46264.7994 | 46264.7994 | 18631.7129 | 64896.5123 | 64896.5123 | 83528.2252 | 0.63947 | 84969.9064 | 84969.9064 | 0.4884 | 74372.4354 | 5.2334 | 2020.3752 | Insulated Pellet Dryer Tanks and Ducts | Miscellaneous Manufacturing | Existing
| ImiNgsd901 | 34133.2453 | 7366.2401 | 0 | 0 | 41499.4855 | 46264.7994 | 46264.7994 | 18631.7129 | 64896.5123 | 64896.5123 | 83528.2252 | 0.63947 | 84969.9064 | 84969.9064 | 0.4884 | 74372.4354 | 5.2334 | 2020.3752 | Insulated Pellet Dryer Tanks and Ducts | Miscellaneous Manufacturing | New
| IprEgsd901 | 34133.2453 | 7366.2401 | 0 | 0 | 41499.4855 | 46264.7994 | 46264.7994 | 18631.7129 | 64896.5123 | 64896.5123 | 83528.2252 | 0.63947 | 83662.6783 | 83662.6783 | 0.49603 | 74372.4354 | 5.1529 | 1967.0873 | Insulated Pellet Dryer Tanks and Ducts | Primary Resources Industries | Existing
| IprNgsd901 | 34133.2453 | 7366.2401 | 0 | 0 | 41499.4855 | 46264.7994 | 46264.7994 | 18631.7129 | 64896.5123 | 64896.5123 | 83528.2252 | 0.63947 | 83662.6783 | 83662.6783 | 0.49603 | 74372.4354 | 5.1529 | 1967.0873 | Insulated Pellet Dryer Tanks and Ducts | Primary Resources Industries | New
| IstEgsd901 | 34133.2453 | 7366.2401 | 0 | 0 | 41499.4855 | 46264.7994 | 46264.7994 | 18631.7129 | 64896.5123 | 64896.5123 | 83528.2252 | 0.63947 | 83662.6783 | 83662.6783 | 0.49603 | 74372.4354 | 5.1529 | 1967.0873 | Insulated Pellet Dryer Tanks and Ducts | Stone/Clay/Glass/Concrete | Existing
| IstNgsd901 | 34133.2453 | 7366.2401 | 0 | 0 | 41499.4855 | 46264.7994 | 46264.7994 | 18631.7129 | 64896.5123 | 64896.5123 | 83528.2252 | 0.63947 | 83662.6783 | 83662.6783 | 0.49603 | 74372.4354 | 5.1529 | 1967.0873 | Insulated Pellet Dryer Tanks and Ducts | Stone/Clay/Glass/Concrete | New
| IteEgsd901 | 34133.2453 | 7366.2401 | 0 | 0 | 41499.4855 | 46264.7994 | 46264.7994 | 18631.7129 | 64896.5123 | 64896.5123 | 83528.2252 | 0.63947 | 83662.6783 | 83662.6783 | 0.49603 | 74372.4354 | 5.1529 | 1967.0873 | Insulated Pellet Dryer Tanks and Ducts | Textiles and Leather | Existing
| IteNgsd901 | 34133.2453 | 7366.2401 | 0 | 0 | 41499.4855 | 46264.7994 | 46264.7994 | 18631.7129 | 64896.5123 | 64896.5123 | 83528.2252 | 0.63947 | 83662.6783 | 83662.6783 | 0.49603 | 74372.4354 | 5.1529 | 1967.0873 | Insulated Pellet Dryer Tanks and Ducts | Textiles and Leather | New
| ItrEgsd901 | 34133.2453 | 7366.2401 | 0 | 0 | 41499.4855 | 46264.7994 | 46264.7994 | 18631.7129 | 64896.5123 | 64896.5123 | 83528.2252 | 0.63947 | 86318.6332 | 86318.6332 | 0.48077 | 74372.4354 | 5.3164 | 2075.3548 | Insulated Pellet Dryer Tanks and Ducts | Transportation Equipment | Existing
| ItrNgsd901 | 34133.2453 | 7366.2401 | 0 | 0 | 41499.4855 | 46264.7994 | 46264.7994 | 18631.7129 | 64896.5123 | 64896.5123 | 83528.2252 | 0.63947 | 86318.6332 | 86318.6332 | 0.48077 | 74372.4354 | 5.3164 | 2075.3548 | Insulated Pellet Dryer Tanks and Ducts | Transportation Equipment | New
| IwaEgsd901 | 34133.2453 | 7366.2401 | 0 | 0 | 41499.4855 | 46264.7994 | 46264.7994 | 18631.7129 | 64896.5123 | 64896.5123 | 83528.2252 | 0.63947 | 83662.6783 | 83662.6783 | 0.49603 | 74372.4354 | 5.1529 | 1967.0873 | Insulated Pellet Dryer Tanks and Ducts | Water and Wastewater | Existing
| IwaNgsd901 | 34133.2453 | 7366.2401 | 0 | 0 | 41499.4855 | 46264.7994 | 46264.7994 | 18631.7129 | 64896.5123 | 64896.5123 | 83528.2252 | 0.63947 | 83662.6783 | 83662.6783 | 0.49603 | 74372.4354 | 5.1529 | 1967.0873 | Insulated Pellet Dryer Tanks and Ducts | Water and Wastewater | New
| IagEgsd1001 | 33164.2204 | 7334.6828 | 0 | 0 | 40498.9032 | 44867.3405 | 44867.3405 | 18631.7129 | 63499.0534 | 63499.0534 | 82130.7663 | 0.63779 | 7617.4927 | 7617.4927 | 5.3166 | 72688.75 | 0.47991 | -1099.5159 | Drip Irrigation Nozzles | Agriculture and Assembly | Existing
| IagNgsd1001 | 33164.2204 | 7334.6828 | 0 | 0 | 40498.9032 | 44867.3405 | 44867.3405 | 18631.7129 | 63499.0534 | 63499.0534 | 82130.7663 | 0.63779 | 7617.4927 | 7617.4927 | 5.3166 | 72688.75 | 0.47991 | -1099.5159 | Drip Irrigation Nozzles | Agriculture and Assembly | New
| IchEgsd1001 | 33164.2204 | 7334.6828 | 0 | 0 | 40498.9032 | 44867.3405 | 44867.3405 | 18631.7129 | 63499.0534 | 63499.0534 | 82130.7663 | 0.63779 | 7617.4927 | 7617.4927 | 5.3166 | 72688.75 | 0.47991 | -1099.5159 | Drip Irrigation Nozzles | Chemicals and Plastics | Existing
| IchNgsd1001 | 33164.2204 | 7334.6828 | 0 | 0 | 40498.9032 | 44867.3405 | 44867.3405 | 18631.7129 | 63499.0534 | 63499.0534 | 82130.7663 | 0.63779 | 7617.4927 | 7617.4927 | 5.3166 | 72688.75 | 0.47991 | -1099.5159 | Drip Irrigation Nozzles | Chemicals and Plastics | New
| IcoEgsd1001 | 33164.2204 | 7334.6828 | 0 | 0 | 40498.9032 | 44867.3405 | 44867.3405 | 18631.7129 | 63499.0534 | 63499.0534 | 82130.7663 | 0.63779 | 7617.4927 | 7617.4927 | 5.3166 | 72688.75 | 0.47991 | -1099.5159 | Drip Irrigation Nozzles | Construction | Existing
| IcoNgsd1001 | 33164.2204 | 7334.6828 | 0 | 0 | 40498.9032 | 44867.3405 | 44867.3405 | 18631.7129 | 63499.0534 | 63499.0534 | 82130.7663 | 0.63779 | 7617.4927 | 7617.4927 | 5.3166 | 72688.75 | 0.47991 | -1099.5159 | Drip Irrigation Nozzles | Construction | New
| IelEgsd1001 | 33164.2204 | 7334.6828 | 0 | 0 | 40498.9032 | 44867.3405 | 44867.3405 | 18631.7129 | 63499.0534 | 63499.0534 | 82130.7663 | 0.63779 | 7617.4927 | 7617.4927 | 5.3166 | 72688.75 | 0.47991 | -1099.5159 | Drip Irrigation Nozzles | Electrical and Electronic Equip. | Existing
| IelNgsd1001 | 33164.2204 | 7334.6828 | 0 | 0 | 40498.9032 | 44867.3405 | 44867.3405 | 18631.7129 | 63499.0534 | 63499.0534 | 82130.7663 | 0.63779 | 7617.4927 | 7617.4927 | 5.3166 | 72688.75 | 0.47991 | -1099.5159 | Drip Irrigation Nozzles | Electrical and Electronic Equip. | New
| IluEgsd1001 | 33164.2204 | 7334.6828 | 0 | 0 | 40498.9032 | 44867.3405 | 44867.3405 | 18631.7129 | 63499.0534 | 63499.0534 | 82130.7663 | 0.63779 | 7617.4927 | 7617.4927 | 5.3166 | 72688.75 | 0.47991 | -1099.5159 | Drip Irrigation Nozzles | Lumber/Furniture/Pulp/Paper | Existing
| IluNgsd1001 | 33164.2204 | 7334.6828 | 0 | 0 | 40498.9032 | 44867.3405 | 44867.3405 | 18631.7129 | 63499.0534 | 63499.0534 | 82130.7663 | 0.63779 | 7617.4927 | 7617.4927 | 5.3166 | 72688.75 | 0.47991 | -1099.5159 | Drip Irrigation Nozzles | Lumber/Furniture/Pulp/Paper | New
| ImeEgsd1001 | 33164.2204 | 7334.6828 | 0 | 0 | 40498.9032 | 44867.3405 | 44867.3405 | 18631.7129 | 63499.0534 | 63499.0534 | 82130.7663 | 0.63779 | 7617.4927 | 7617.4927 | 5.3166 | 72688.75 | 0.47991 | -1099.5159 | Drip Irrigation Nozzles | Metal Products and Machinery | Existing
| ImeNgsd1001 | 33164.2204 | 7334.6828 | 0 | 0 | 40498.9032 | 44867.3405 | 44867.3405 | 18631.7129 | 63499.0534 | 63499.0534 | 82130.7663 | 0.63779 | 7617.4927 | 7617.4927 | 5.3166 | 72688.75 | 0.47991 | -1099.5159 | Drip Irrigation Nozzles | Metal Products and Machinery | New
| ImiEgsd1001 | 33164.2204 | 7334.6828 | 0 | 0 | 40498.9032 | 44867.3405 | 44867.3405 | 18631.7129 | 63499.0534 | 63499.0534 | 82130.7663 | 0.63779 | 7617.4927 | 7617.4927 | 5.3166 | 72688.75 | 0.47991 | -1099.5159 | Drip Irrigation Nozzles | Miscellaneous Manufacturing | Existing
| ImiNgsd1001 | 33164.2204 | 7334.6828 | 0 | 0 | 40498.9032 | 44867.3405 | 44867.3405 | 18631.7129 | 63499.0534 | 63499.0534 | 82130.7663 | 0.63779 | 7617.4927 | 7617.4927 | 5.3166 | 72688.75 | 0.47991 | -1099.5159 | Drip Irrigation Nozzles | Miscellaneous Manufacturing | New
| IprEgsd1001 | 33164.2204 | 7334.6828 | 0 | 0 | 40498.9032 | 44867.3405 | 44867.3405 | 18631.7129 | 63499.0534 | 63499.0534 | 82130.7663 | 0.63779 | 7617.4927 | 7617.4927 | 5.3166 | 72688.75 | 0.47991 | -1099.5159 | Drip Irrigation Nozzles | Primary Resources Industries | Existing
| IprNgsd1001 | 33164.2204 | 7334.6828 | 0 | 0 | 40498.9032 | 44867.3405 | 44867.3405 | 18631.7129 | 63499.0534 | 63499.0534 | 82130.7663 | 0.63779 | 7617.4927 | 7617.4927 | 5.3166 | 72688.75 | 0.47991 | -1099.5159 | Drip Irrigation Nozzles | Primary Resources Industries | New
| IstEgsd1001 | 33164.2204 | 7334.6828 | 0 | 0 | 40498.9032 | 44867.3405 | 44867.3405 | 18631.7129 | 63499.0534 | 63499.0534 | 82130.7663 | 0.63779 | 7617.4927 | 7617.4927 | 5.3166 | 72688.75 | 0.47991 | -1099.5159 | Drip Irrigation Nozzles | Stone/Clay/Glass/Concrete | Existing
| IstNgsd1001 | 33164.2204 | 7334.6828 | 0 | 0 | 40498.9032 | 44867.3405 | 44867.3405 | 18631.7129 | 63499.0534 | 63499.0534 | 82130.7663 | 0.63779 | 7617.4927 | 7617.4927 | 5.3166 | 72688.75 | 0.47991 | -1099.5159 | Drip Irrigation Nozzles | Stone/Clay/Glass/Concrete | New
| IteEgsd1001 | 33164.2204 | 7334.6828 | 0 | 0 | 40498.9032 | 44867.3405 | 44867.3405 | 18631.7129 | 63499.0534 | 63499.0534 | 82130.7663 | 0.63779 | 7617.4927 | 7617.4927 | 5.3166 | 72688.75 | 0.47991 | -1099.5159 | Drip Irrigation Nozzles | Textiles and Leather | Existing
| IteNgsd1001 | 33164.2204 | 7334.6828 | 0 | 0 | 40498.9032 | 44867.3405 | 44867.3405 | 18631.7129 | 63499.0534 | 63499.0534 | 82130.7663 | 0.63779 | 7617.4927 | 7617.4927 | 5.3166 | 72688.75 | 0.47991 | -1099.5159 | Drip Irrigation Nozzles | Textiles and Leather | New
| ItrEgsd1001 | 33164.2204 | 7334.6828 | 0 | 0 | 40498.9032 | 44867.3405 | 44867.3405 | 18631.7129 | 63499.0534 | 63499.0534 | 82130.7663 | 0.63779 | 7617.4927 | 7617.4927 | 5.3166 | 72688.75 | 0.47991 | -1099.5159 | Drip Irrigation Nozzles | Transportation Equipment | Existing
| ItrNgsd1001 | 33164.2204 | 7334.6828 | 0 | 0 | 40498.9032 | 44867.3405 | 44867.3405 | 18631.7129 | 63499.0534 | 63499.0534 | 82130.7663 | 0.63779 | 7617.4927 | 7617.4927 | 5.3166 | 72688.75 | 0.47991 | -1099.5159 | Drip Irrigation Nozzles | Transportation Equipment | New
| IwaEgsd1001 | 33164.2204 | 7334.6828 | 0 | 0 | 40498.9032 | 44867.3405 | 44867.3405 | 18631.7129 | 63499.0534 | 63499.0534 | 82130.7663 | 0.63779 | 7617.4927 | 7617.4927 | 5.3166 | 72688.75 | 0.47991 | -1099.5159 | Drip Irrigation Nozzles | Water and Wastewater | Existing
| IwaNgsd1001 | 33164.2204 | 7334.6828 | 0 | 0 | 40498.9032 | 44867.3405 | 44867.3405 | 18631.7129 | 63499.0534 | 63499.0534 | 82130.7663 | 0.63779 | 7617.4927 | 7617.4927 | 5.3166 | 72688.75 | 0.47991 | -1099.5159 | Drip Irrigation Nozzles | Water and Wastewater | New
| IagEgsd1002 | 33164.2204 | 7334.6828 | 0 | 0 | 40498.9032 | 44867.3405 | 44867.3405 | 18631.7129 | 63499.0534 | 63499.0534 | 82130.7663 | 0.63779 | 29440.2214 | 29440.2214 | 1.3756 | 72688.75 | 4.3339 | 1394.1505 | Grain Bin Aeration Control System | Agriculture and Assembly | Existing
| IagNgsd1002 | 33164.2204 | 7334.6828 | 0 | 0 | 40498.9032 | 44867.3405 | 44867.3405 | 18631.7129 | 63499.0534 | 63499.0534 | 82130.7663 | 0.63779 | 29440.2214 | 29440.2214 | 1.3756 | 72688.75 | 4.3339 | 1394.1505 | Grain Bin Aeration Control System | Agriculture and Assembly | New
| IchEgsd1002 | 33164.2204 | 7334.6828 | 0 | 0 | 40498.9032 | 44867.3405 | 44867.3405 | 18631.7129 | 63499.0534 | 63499.0534 | 82130.7663 | 0.63779 | 2027.2932 | 2027.2932 | 19.9768 | 72688.75 | 0.29844 | -1216.9354 | Grain Bin Aeration Control System | Chemicals and Plastics | Existing
| IchNgsd1002 | 33164.2204 | 7334.6828 | 0 | 0 | 40498.9032 | 44867.3405 | 44867.3405 | 18631.7129 | 63499.0534 | 63499.0534 | 82130.7663 | 0.63779 | 2027.2932 | 2027.2932 | 19.9768 | 72688.75 | 0.29844 | -1216.9354 | Grain Bin Aeration Control System | Chemicals and Plastics | New
| IcoEgsd1002 | 33164.2204 | 7334.6828 | 0 | 0 | 40498.9032 | 44867.3405 | 44867.3405 | 18631.7129 | 63499.0534 | 63499.0534 | 82130.7663 | 0.63779 | 108822.2111 | 108822.2111 | 0.37216 | 72688.75 | 16.0196 | 8955.2979 | Grain Bin Aeration Control System | Construction | Existing
| IcoNgsd1002 | 33164.2204 | 7334.6828 | 0 | 0 | 40498.9032 | 44867.3405 | 44867.3405 | 18631.7129 | 63499.0534 | 63499.0534 | 82130.7663 | 0.63779 | 108822.2111 | 108822.2111 | 0.37216 | 72688.75 | 16.0196 | 8955.2979 | Grain Bin Aeration Control System | Construction | New
| IelEgsd1002 | 33164.2204 | 7334.6828 | 0 | 0 | 40498.9032 | 44867.3405 | 44867.3405 | 18631.7129 | 63499.0534 | 63499.0534 | 82130.7663 | 0.63779 | 5282.4532 | 5282.4532 | 7.6667 | 72688.75 | 0.77763 | -906.8808 | Grain Bin Aeration Control System | Electrical and Electronic Equip. | Existing
| IelNgsd1002 | 33164.2204 | 7334.6828 | 0 | 0 | 40498.9032 | 44867.3405 | 44867.3405 | 18631.7129 | 63499.0534 | 63499.0534 | 82130.7663 | 0.63779 | 5282.4532 | 5282.4532 | 7.6667 | 72688.75 | 0.77763 | -906.8808 | Grain Bin Aeration Control System | Electrical and Electronic Equip. | New
| IluEgsd1002 | 33164.2204 | 7334.6828 | 0 | 0 | 40498.9032 | 44867.3405 | 44867.3405 | 18631.7129 | 63499.0534 | 63499.0534 | 82130.7663 | 0.63779 | 4531.8348 | 4531.8348 | 8.9365 | 72688.75 | 0.66713 | -978.3774 | Grain Bin Aeration Control System | Lumber/Furniture/Pulp/Paper | Existing
| IluNgsd1002 | 33164.2204 | 7334.6828 | 0 | 0 | 40498.9032 | 44867.3405 | 44867.3405 | 18631.7129 | 63499.0534 | 63499.0534 | 82130.7663 | 0.63779 | 4531.8348 | 4531.8348 | 8.9365 | 72688.75 | 0.66713 | -978.3774 | Grain Bin Aeration Control System | Lumber/Furniture/Pulp/Paper | New
| ImeEgsd1002 | 33164.2204 | 7334.6828 | 0 | 0 | 40498.9032 | 44867.3405 | 44867.3405 | 18631.7129 | 63499.0534 | 63499.0534 | 82130.7663 | 0.63779 | 27793.3604 | 27793.3604 | 1.4571 | 72688.75 | 4.0914 | 1237.2867 | Grain Bin Aeration Control System | Metal Products and Machinery | Existing
| ImeNgsd1002 | 33164.2204 | 7334.6828 | 0 | 0 | 40498.9032 | 44867.3405 | 44867.3405 | 18631.7129 | 63499.0534 | 63499.0534 | 82130.7663 | 0.63779 | 27793.3604 | 27793.3604 | 1.4571 | 72688.75 | 4.0914 | 1237.2867 | Grain Bin Aeration Control System | Metal Products and Machinery | New
| ImiEgsd1002 | 33164.2204 | 7334.6828 | 0 | 0 | 40498.9032 | 44867.3405 | 44867.3405 | 18631.7129 | 63499.0534 | 63499.0534 | 82130.7663 | 0.63779 | 108822.2111 | 108822.2111 | 0.37216 | 72688.75 | 16.0196 | 8955.2979 | Grain Bin Aeration Control System | Miscellaneous Manufacturing | Existing
| ImiNgsd1002 | 33164.2204 | 7334.6828 | 0 | 0 | 40498.9032 | 44867.3405 | 44867.3405 | 18631.7129 | 63499.0534 | 63499.0534 | 82130.7663 | 0.63779 | 108822.2111 | 108822.2111 | 0.37216 | 72688.75 | 16.0196 | 8955.2979 | Grain Bin Aeration Control System | Miscellaneous Manufacturing | New
| IprEgsd1002 | 33164.2204 | 7334.6828 | 0 | 0 | 40498.9032 | 44867.3405 | 44867.3405 | 18631.7129 | 63499.0534 | 63499.0534 | 82130.7663 | 0.63779 | 251.2955 | 251.2955 | 161.1605 | 72688.75 | 0.036993 | -1386.0994 | Grain Bin Aeration Control System | Primary Resources Industries | Existing
| IprNgsd1002 | 33164.2204 | 7334.6828 | 0 | 0 | 40498.9032 | 44867.3405 | 44867.3405 | 18631.7129 | 63499.0534 | 63499.0534 | 82130.7663 | 0.63779 | 251.2955 | 251.2955 | 161.1605 | 72688.75 | 0.036993 | -1386.0994 | Grain Bin Aeration Control System | Primary Resources Industries | New
| IstEgsd1002 | 33164.2204 | 7334.6828 | 0 | 0 | 40498.9032 | 44867.3405 | 44867.3405 | 18631.7129 | 63499.0534 | 63499.0534 | 82130.7663 | 0.63779 | 18206.1395 | 18206.1395 | 2.2245 | 72688.75 | 2.6801 | 324.1023 | Grain Bin Aeration Control System | Stone/Clay/Glass/Concrete | Existing
| IstNgsd1002 | 33164.2204 | 7334.6828 | 0 | 0 | 40498.9032 | 44867.3405 | 44867.3405 | 18631.7129 | 63499.0534 | 63499.0534 | 82130.7663 | 0.63779 | 18206.1395 | 18206.1395 | 2.2245 | 72688.75 | 2.6801 | 324.1023 | Grain Bin Aeration Control System | Stone/Clay/Glass/Concrete | New
| IteEgsd1002 | 33164.2204 | 7334.6828 | 0 | 0 | 40498.9032 | 44867.3405 | 44867.3405 | 18631.7129 | 63499.0534 | 63499.0534 | 82130.7663 | 0.63779 | 68466.5846 | 68466.5846 | 0.59151 | 72688.75 | 10.0789 | 5111.4179 | Grain Bin Aeration Control System | Textiles and Leather | Existing
| IteNgsd1002 | 33164.2204 | 7334.6828 | 0 | 0 | 40498.9032 | 44867.3405 | 44867.3405 | 18631.7129 | 63499.0534 | 63499.0534 | 82130.7663 | 0.63779 | 68466.5846 | 68466.5846 | 0.59151 | 72688.75 | 10.0789 | 5111.4179 | Grain Bin Aeration Control System | Textiles and Leather | New
| ItrEgsd1002 | 33164.2204 | 7334.6828 | 0 | 0 | 40498.9032 | 44867.3405 | 44867.3405 | 18631.7129 | 63499.0534 | 63499.0534 | 82130.7663 | 0.63779 | 6217.3144 | 6217.3144 | 6.5139 | 72688.75 | 0.91525 | -817.8352 | Grain Bin Aeration Control System | Transportation Equipment | Existing
| ItrNgsd1002 | 33164.2204 | 7334.6828 | 0 | 0 | 40498.9032 | 44867.3405 | 44867.3405 | 18631.7129 | 63499.0534 | 63499.0534 | 82130.7663 | 0.63779 | 6217.3144 | 6217.3144 | 6.5139 | 72688.75 | 0.91525 | -817.8352 | Grain Bin Aeration Control System | Transportation Equipment | New
| IwaEgsd1002 | 33164.2204 | 7334.6828 | 0 | 0 | 40498.9032 | 44867.3405 | 44867.3405 | 18631.7129 | 63499.0534 | 63499.0534 | 82130.7663 | 0.63779 | 8517.4991 | 8517.4991 | 4.7548 | 72688.75 | 1.2539 | -598.7422 | Grain Bin Aeration Control System | Water and Wastewater | Existing
| IwaNgsd1002 | 33164.2204 | 7334.6828 | 0 | 0 | 40498.9032 | 44867.3405 | 44867.3405 | 18631.7129 | 63499.0534 | 63499.0534 | 82130.7663 | 0.63779 | 8517.4991 | 8517.4991 | 4.7548 | 72688.75 | 1.2539 | -598.7422 | Grain Bin Aeration Control System | Water and Wastewater | New
| IagTgsd1003 | 33164.2204 | 7334.6828 | 0 | 0 | 40498.9032 | 44867.3405 | 44867.3405 | 18631.7129 | 63499.0534 | 63499.0534 | 82130.7663 | 0.63779 | 6077.7092 | 6077.7092 | 6.6635 | 72688.75 | 0.8947 | -831.1326 | High Efficiency Welder | Agriculture and Assembly | Turnover
| IagNgsd1003 | 33164.2204 | 7334.6828 | 0 | 0 | 40498.9032 | 44867.3405 | 44867.3405 | 18631.7129 | 63499.0534 | 63499.0534 | 82130.7663 | 0.63779 | 6077.7092 | 6077.7092 | 6.6635 | 72688.75 | 0.8947 | -831.1326 | High Efficiency Welder | Agriculture and Assembly | New
| IchTgsd1003 | 33164.2204 | 7334.6828 | 0 | 0 | 40498.9032 | 44867.3405 | 44867.3405 | 18631.7129 | 63499.0534 | 63499.0534 | 82130.7663 | 0.63779 | 6077.7092 | 6077.7092 | 6.6635 | 72688.75 | 0.8947 | -831.1326 | High Efficiency Welder | Chemicals and Plastics | Turnover
| IchNgsd1003 | 33164.2204 | 7334.6828 | 0 | 0 | 40498.9032 | 44867.3405 | 44867.3405 | 18631.7129 | 63499.0534 | 63499.0534 | 82130.7663 | 0.63779 | 6077.7092 | 6077.7092 | 6.6635 | 72688.75 | 0.8947 | -831.1326 | High Efficiency Welder | Chemicals and Plastics | New
| IcoTgsd1003 | 33164.2204 | 7334.6828 | 0 | 0 | 40498.9032 | 44867.3405 | 44867.3405 | 18631.7129 | 63499.0534 | 63499.0534 | 82130.7663 | 0.63779 | 6077.7092 | 6077.7092 | 6.6635 | 72688.75 | 0.8947 | -831.1326 | High Efficiency Welder | Construction | Turnover
| IcoNgsd1003 | 33164.2204 | 7334.6828 | 0 | 0 | 40498.9032 | 44867.3405 | 44867.3405 | 18631.7129 | 63499.0534 | 63499.0534 | 82130.7663 | 0.63779 | 6077.7092 | 6077.7092 | 6.6635 | 72688.75 | 0.8947 | -831.1326 | High Efficiency Welder | Construction | New
| IelTgsd1003 | 33164.2204 | 7334.6828 | 0 | 0 | 40498.9032 | 44867.3405 | 44867.3405 | 18631.7129 | 63499.0534 | 63499.0534 | 82130.7663 | 0.63779 | 6077.7092 | 6077.7092 | 6.6635 | 72688.75 | 0.8947 | -831.1326 | High Efficiency Welder | Electrical and Electronic Equip. | Turnover
| IelNgsd1003 | 33164.2204 | 7334.6828 | 0 | 0 | 40498.9032 | 44867.3405 | 44867.3405 | 18631.7129 | 63499.0534 | 63499.0534 | 82130.7663 | 0.63779 | 6077.7092 | 6077.7092 | 6.6635 | 72688.75 | 0.8947 | -831.1326 | High Efficiency Welder | Electrical and Electronic Equip. | New
| IluTgsd1003 | 33164.2204 | 7334.6828 | 0 | 0 | 40498.9032 | 44867.3405 | 44867.3405 | 18631.7129 | 63499.0534 | 63499.0534 | 82130.7663 | 0.63779 | 6077.7092 | 6077.7092 | 6.6635 | 72688.75 | 0.8947 | -831.1326 | High Efficiency Welder | Lumber/Furniture/Pulp/Paper | Turnover
| IluNgsd1003 | 33164.2204 | 7334.6828 | 0 | 0 | 40498.9032 | 44867.3405 | 44867.3405 | 18631.7129 | 63499.0534 | 63499.0534 | 82130.7663 | 0.63779 | 6077.7092 | 6077.7092 | 6.6635 | 72688.75 | 0.8947 | -831.1326 | High Efficiency Welder | Lumber/Furniture/Pulp/Paper | New
| ImeTgsd1003 | 33164.2204 | 7334.6828 | 0 | 0 | 40498.9032 | 44867.3405 | 44867.3405 | 18631.7129 | 63499.0534 | 63499.0534 | 82130.7663 | 0.63779 | 6077.7092 | 6077.7092 | 6.6635 | 72688.75 | 0.8947 | -831.1326 | High Efficiency Welder | Metal Products and Machinery | Turnover
| ImeNgsd1003 | 33164.2204 | 7334.6828 | 0 | 0 | 40498.9032 | 44867.3405 | 44867.3405 | 18631.7129 | 63499.0534 | 63499.0534 | 82130.7663 | 0.63779 | 6077.7092 | 6077.7092 | 6.6635 | 72688.75 | 0.8947 | -831.1326 | High Efficiency Welder | Metal Products and Machinery | New
| ImiTgsd1003 | 33164.2204 | 7334.6828 | 0 | 0 | 40498.9032 | 44867.3405 | 44867.3405 | 18631.7129 | 63499.0534 | 63499.0534 | 82130.7663 | 0.63779 | 6077.7092 | 6077.7092 | 6.6635 | 72688.75 | 0.8947 | -831.1326 | High Efficiency Welder | Miscellaneous Manufacturing | Turnover
| ImiNgsd1003 | 33164.2204 | 7334.6828 | 0 | 0 | 40498.9032 | 44867.3405 | 44867.3405 | 18631.7129 | 63499.0534 | 63499.0534 | 82130.7663 | 0.63779 | 6077.7092 | 6077.7092 | 6.6635 | 72688.75 | 0.8947 | -831.1326 | High Efficiency Welder | Miscellaneous Manufacturing | New
| IprTgsd1003 | 33164.2204 | 7334.6828 | 0 | 0 | 40498.9032 | 44867.3405 | 44867.3405 | 18631.7129 | 63499.0534 | 63499.0534 | 82130.7663 | 0.63779 | 6077.7092 | 6077.7092 | 6.6635 | 72688.75 | 0.8947 | -831.1326 | High Efficiency Welder | Primary Resources Industries | Turnover
| IprNgsd1003 | 33164.2204 | 7334.6828 | 0 | 0 | 40498.9032 | 44867.3405 | 44867.3405 | 18631.7129 | 63499.0534 | 63499.0534 | 82130.7663 | 0.63779 | 6077.7092 | 6077.7092 | 6.6635 | 72688.75 | 0.8947 | -831.1326 | High Efficiency Welder | Primary Resources Industries | New
| IstTgsd1003 | 33164.2204 | 7334.6828 | 0 | 0 | 40498.9032 | 44867.3405 | 44867.3405 | 18631.7129 | 63499.0534 | 63499.0534 | 82130.7663 | 0.63779 | 6077.7092 | 6077.7092 | 6.6635 | 72688.75 | 0.8947 | -831.1326 | High Efficiency Welder | Stone/Clay/Glass/Concrete | Turnover
| IstNgsd1003 | 33164.2204 | 7334.6828 | 0 | 0 | 40498.9032 | 44867.3405 | 44867.3405 | 18631.7129 | 63499.0534 | 63499.0534 | 82130.7663 | 0.63779 | 6077.7092 | 6077.7092 | 6.6635 | 72688.75 | 0.8947 | -831.1326 | High Efficiency Welder | Stone/Clay/Glass/Concrete | New
| IteTgsd1003 | 33164.2204 | 7334.6828 | 0 | 0 | 40498.9032 | 44867.3405 | 44867.3405 | 18631.7129 | 63499.0534 | 63499.0534 | 82130.7663 | 0.63779 | 6077.7092 | 6077.7092 | 6.6635 | 72688.75 | 0.8947 | -831.1326 | High Efficiency Welder | Textiles and Leather | Turnover
| IteNgsd1003 | 33164.2204 | 7334.6828 | 0 | 0 | 40498.9032 | 44867.3405 | 44867.3405 | 18631.7129 | 63499.0534 | 63499.0534 | 82130.7663 | 0.63779 | 6077.7092 | 6077.7092 | 6.6635 | 72688.75 | 0.8947 | -831.1326 | High Efficiency Welder | Textiles and Leather | New
| ItrTgsd1003 | 33164.2204 | 7334.6828 | 0 | 0 | 40498.9032 | 44867.3405 | 44867.3405 | 18631.7129 | 63499.0534 | 63499.0534 | 82130.7663 | 0.63779 | 6077.7092 | 6077.7092 | 6.6635 | 72688.75 | 0.8947 | -831.1326 | High Efficiency Welder | Transportation Equipment | Turnover
| ItrNgsd1003 | 33164.2204 | 7334.6828 | 0 | 0 | 40498.9032 | 44867.3405 | 44867.3405 | 18631.7129 | 63499.0534 | 63499.0534 | 82130.7663 | 0.63779 | 6077.7092 | 6077.7092 | 6.6635 | 72688.75 | 0.8947 | -831.1326 | High Efficiency Welder | Transportation Equipment | New
| IwaTgsd1003 | 33164.2204 | 7334.6828 | 0 | 0 | 40498.9032 | 44867.3405 | 44867.3405 | 18631.7129 | 63499.0534 | 63499.0534 | 82130.7663 | 0.63779 | 6077.7092 | 6077.7092 | 6.6635 | 72688.75 | 0.8947 | -831.1326 | High Efficiency Welder | Water and Wastewater | Turnover
| IwaNgsd1003 | 33164.2204 | 7334.6828 | 0 | 0 | 40498.9032 | 44867.3405 | 44867.3405 | 18631.7129 | 63499.0534 | 63499.0534 | 82130.7663 | 0.63779 | 6077.7092 | 6077.7092 | 6.6635 | 72688.75 | 0.8947 | -831.1326 | High Efficiency Welder | Water and Wastewater | New
| IagEgsd1004 | 33164.2204 | 7334.6828 | 0 | 0 | 40498.9032 | 44867.3405 | 44867.3405 | 18631.7129 | 63499.0534 | 63499.0534 | 82130.7663 | 0.63779 | 2152.9976 | 2152.9976 | 18.8105 | 72688.75 | 0.13564 | -1322.2706 | Injection Mold and Extruder Barrel Wraps | Agriculture and Assembly | Existing
| IagNgsd1004 | 33164.2204 | 7334.6828 | 0 | 0 | 40498.9032 | 44867.3405 | 44867.3405 | 18631.7129 | 63499.0534 | 63499.0534 | 82130.7663 | 0.63779 | 2152.9976 | 2152.9976 | 18.8105 | 72688.75 | 0.13564 | -1322.2706 | Injection Mold and Extruder Barrel Wraps | Agriculture and Assembly | New
| IchEgsd1004 | 33164.2204 | 7334.6828 | 0 | 0 | 40498.9032 | 44867.3405 | 44867.3405 | 18631.7129 | 63499.0534 | 63499.0534 | 82130.7663 | 0.63779 | 2152.9976 | 2152.9976 | 18.8105 | 72688.75 | 0.13564 | -1322.2706 | Injection Mold and Extruder Barrel Wraps | Chemicals and Plastics | Existing
| IchNgsd1004 | 33164.2204 | 7334.6828 | 0 | 0 | 40498.9032 | 44867.3405 | 44867.3405 | 18631.7129 | 63499.0534 | 63499.0534 | 82130.7663 | 0.63779 | 2152.9976 | 2152.9976 | 18.8105 | 72688.75 | 0.13564 | -1322.2706 | Injection Mold and Extruder Barrel Wraps | Chemicals and Plastics | New
| IcoEgsd1004 | 33164.2204 | 7334.6828 | 0 | 0 | 40498.9032 | 44867.3405 | 44867.3405 | 18631.7129 | 63499.0534 | 63499.0534 | 82130.7663 | 0.63779 | 2152.9976 | 2152.9976 | 18.8105 | 72688.75 | 0.13564 | -1322.2706 | Injection Mold and Extruder Barrel Wraps | Construction | Existing
| IcoNgsd1004 | 33164.2204 | 7334.6828 | 0 | 0 | 40498.9032 | 44867.3405 | 44867.3405 | 18631.7129 | 63499.0534 | 63499.0534 | 82130.7663 | 0.63779 | 2152.9976 | 2152.9976 | 18.8105 | 72688.75 | 0.13564 | -1322.2706 | Injection Mold and Extruder Barrel Wraps | Construction | New
| IelEgsd1004 | 33164.2204 | 7334.6828 | 0 | 0 | 40498.9032 | 44867.3405 | 44867.3405 | 18631.7129 | 63499.0534 | 63499.0534 | 82130.7663 | 0.63779 | 2152.9976 | 2152.9976 | 18.8105 | 72688.75 | 0.13564 | -1322.2706 | Injection Mold and Extruder Barrel Wraps | Electrical and Electronic Equip. | Existing
| IelNgsd1004 | 33164.2204 | 7334.6828 | 0 | 0 | 40498.9032 | 44867.3405 | 44867.3405 | 18631.7129 | 63499.0534 | 63499.0534 | 82130.7663 | 0.63779 | 2152.9976 | 2152.9976 | 18.8105 | 72688.75 | 0.13564 | -1322.2706 | Injection Mold and Extruder Barrel Wraps | Electrical and Electronic Equip. | New
| IluEgsd1004 | 33164.2204 | 7334.6828 | 0 | 0 | 40498.9032 | 44867.3405 | 44867.3405 | 18631.7129 | 63499.0534 | 63499.0534 | 82130.7663 | 0.63779 | 2239.116 | 2239.116 | 18.087 | 72688.75 | 0.14107 | -1318.76 | Injection Mold and Extruder Barrel Wraps | Lumber/Furniture/Pulp/Paper | Existing
| IluNgsd1004 | 33164.2204 | 7334.6828 | 0 | 0 | 40498.9032 | 44867.3405 | 44867.3405 | 18631.7129 | 63499.0534 | 63499.0534 | 82130.7663 | 0.63779 | 2239.116 | 2239.116 | 18.087 | 72688.75 | 0.14107 | -1318.76 | Injection Mold and Extruder Barrel Wraps | Lumber/Furniture/Pulp/Paper | New
| ImeEgsd1004 | 33164.2204 | 7334.6828 | 0 | 0 | 40498.9032 | 44867.3405 | 44867.3405 | 18631.7129 | 63499.0534 | 63499.0534 | 82130.7663 | 0.63779 | 2152.9976 | 2152.9976 | 18.8105 | 72688.75 | 0.13564 | -1322.2706 | Injection Mold and Extruder Barrel Wraps | Metal Products and Machinery | Existing
| ImeNgsd1004 | 33164.2204 | 7334.6828 | 0 | 0 | 40498.9032 | 44867.3405 | 44867.3405 | 18631.7129 | 63499.0534 | 63499.0534 | 82130.7663 | 0.63779 | 2152.9976 | 2152.9976 | 18.8105 | 72688.75 | 0.13564 | -1322.2706 | Injection Mold and Extruder Barrel Wraps | Metal Products and Machinery | New
| ImiEgsd1004 | 33164.2204 | 7334.6828 | 0 | 0 | 40498.9032 | 44867.3405 | 44867.3405 | 18631.7129 | 63499.0534 | 63499.0534 | 82130.7663 | 0.63779 | 2186.6376 | 2186.6376 | 18.5211 | 72688.75 | 0.13776 | -1320.8993 | Injection Mold and Extruder Barrel Wraps | Miscellaneous Manufacturing | Existing
| ImiNgsd1004 | 33164.2204 | 7334.6828 | 0 | 0 | 40498.9032 | 44867.3405 | 44867.3405 | 18631.7129 | 63499.0534 | 63499.0534 | 82130.7663 | 0.63779 | 2186.6376 | 2186.6376 | 18.5211 | 72688.75 | 0.13776 | -1320.8993 | Injection Mold and Extruder Barrel Wraps | Miscellaneous Manufacturing | New
| IprEgsd1004 | 33164.2204 | 7334.6828 | 0 | 0 | 40498.9032 | 44867.3405 | 44867.3405 | 18631.7129 | 63499.0534 | 63499.0534 | 82130.7663 | 0.63779 | 2152.9976 | 2152.9976 | 18.8105 | 72688.75 | 0.13564 | -1322.2706 | Injection Mold and Extruder Barrel Wraps | Primary Resources Industries | Existing
| IprNgsd1004 | 33164.2204 | 7334.6828 | 0 | 0 | 40498.9032 | 44867.3405 | 44867.3405 | 18631.7129 | 63499.0534 | 63499.0534 | 82130.7663 | 0.63779 | 2152.9976 | 2152.9976 | 18.8105 | 72688.75 | 0.13564 | -1322.2706 | Injection Mold and Extruder Barrel Wraps | Primary Resources Industries | New
| IstEgsd1004 | 33164.2204 | 7334.6828 | 0 | 0 | 40498.9032 | 44867.3405 | 44867.3405 | 18631.7129 | 63499.0534 | 63499.0534 | 82130.7663 | 0.63779 | 2152.9976 | 2152.9976 | 18.8105 | 72688.75 | 0.13564 | -1322.2706 | Injection Mold and Extruder Barrel Wraps | Stone/Clay/Glass/Concrete | Existing
| IstNgsd1004 | 33164.2204 | 7334.6828 | 0 | 0 | 40498.9032 | 44867.3405 | 44867.3405 | 18631.7129 | 63499.0534 | 63499.0534 | 82130.7663 | 0.63779 | 2152.9976 | 2152.9976 | 18.8105 | 72688.75 | 0.13564 | -1322.2706 | Injection Mold and Extruder Barrel Wraps | Stone/Clay/Glass/Concrete | New
| IteEgsd1004 | 33164.2204 | 7334.6828 | 0 | 0 | 40498.9032 | 44867.3405 | 44867.3405 | 18631.7129 | 63499.0534 | 63499.0534 | 82130.7663 | 0.63779 | 2152.9976 | 2152.9976 | 18.8105 | 72688.75 | 0.13564 | -1322.2706 | Injection Mold and Extruder Barrel Wraps | Textiles and Leather | Existing
| IteNgsd1004 | 33164.2204 | 7334.6828 | 0 | 0 | 40498.9032 | 44867.3405 | 44867.3405 | 18631.7129 | 63499.0534 | 63499.0534 | 82130.7663 | 0.63779 | 2152.9976 | 2152.9976 | 18.8105 | 72688.75 | 0.13564 | -1322.2706 | Injection Mold and Extruder Barrel Wraps | Textiles and Leather | New
| ItrEgsd1004 | 33164.2204 | 7334.6828 | 0 | 0 | 40498.9032 | 44867.3405 | 44867.3405 | 18631.7129 | 63499.0534 | 63499.0534 | 82130.7663 | 0.63779 | 2221.3455 | 2221.3455 | 18.2317 | 72688.75 | 0.13995 | -1319.4844 | Injection Mold and Extruder Barrel Wraps | Transportation Equipment | Existing
| ItrNgsd1004 | 33164.2204 | 7334.6828 | 0 | 0 | 40498.9032 | 44867.3405 | 44867.3405 | 18631.7129 | 63499.0534 | 63499.0534 | 82130.7663 | 0.63779 | 2221.3455 | 2221.3455 | 18.2317 | 72688.75 | 0.13995 | -1319.4844 | Injection Mold and Extruder Barrel Wraps | Transportation Equipment | New
| IwaEgsd1004 | 33164.2204 | 7334.6828 | 0 | 0 | 40498.9032 | 44867.3405 | 44867.3405 | 18631.7129 | 63499.0534 | 63499.0534 | 82130.7663 | 0.63779 | 2152.9976 | 2152.9976 | 18.8105 | 72688.75 | 0.13564 | -1322.2706 | Injection Mold and Extruder Barrel Wraps | Water and Wastewater | Existing
| IwaNgsd1004 | 33164.2204 | 7334.6828 | 0 | 0 | 40498.9032 | 44867.3405 | 44867.3405 | 18631.7129 | 63499.0534 | 63499.0534 | 82130.7663 | 0.63779 | 2152.9976 | 2152.9976 | 18.8105 | 72688.75 | 0.13564 | -1322.2706 | Injection Mold and Extruder Barrel Wraps | Water and Wastewater | New
| IagNgsd2001 | 33235.1503 | 7339.9645 | 0 | 0 | 40575.1148 | 44974.3125 | 44974.3125 | 18545.0605 | 63519.3731 | 63519.3731 | 82064.4336 | 0.63878 | 58793.4837 | 58793.4837 | 0.69013 | 72730.9788 | 10.3059 | 5260.7698 | LEED New Construction Whole Building | Agriculture and Assembly | New
| IchNgsd2001 | 33235.1503 | 7339.9645 | 0 | 0 | 40575.1148 | 44974.3125 | 44974.3125 | 18545.0605 | 63519.3731 | 63519.3731 | 82064.4336 | 0.63878 | 24353.479 | 24353.479 | 1.6661 | 72730.9788 | 4.2689 | 1352.5857 | LEED New Construction Whole Building | Chemicals and Plastics | New
| IcoNgsd2001 | 33235.1503 | 7339.9645 | 0 | 0 | 40575.1148 | 44974.3125 | 44974.3125 | 18545.0605 | 63519.3731 | 63519.3731 | 82064.4336 | 0.63878 | 150850.1587 | 150850.1587 | 0.26898 | 72730.9788 | 26.4424 | 15707.1798 | LEED New Construction Whole Building | Construction | New
| IelNgsd2001 | 33235.1503 | 7339.9645 | 0 | 0 | 40575.1148 | 44974.3125 | 44974.3125 | 18545.0605 | 63519.3731 | 63519.3731 | 82064.4336 | 0.63878 | 31051.9033 | 31051.9033 | 1.3067 | 72730.9788 | 5.4431 | 2112.7097 | LEED New Construction Whole Building | Electrical and Electronic Equip. | New
| IluNgsd2001 | 33235.1503 | 7339.9645 | 0 | 0 | 40575.1148 | 44974.3125 | 44974.3125 | 18545.0605 | 63519.3731 | 63519.3731 | 82064.4336 | 0.63878 | 52341.7861 | 52341.7861 | 0.7752 | 72730.9788 | 9.175 | 4528.6436 | LEED New Construction Whole Building | Lumber/Furniture/Pulp/Paper | New
| ImeNgsd2001 | 33235.1503 | 7339.9645 | 0 | 0 | 40575.1148 | 44974.3125 | 44974.3125 | 18545.0605 | 63519.3731 | 63519.3731 | 82064.4336 | 0.63878 | 135303.3124 | 135303.3124 | 0.29988 | 72730.9788 | 23.7172 | 13942.9542 | LEED New Construction Whole Building | Metal Products and Machinery | New
| ImiNgsd2001 | 33235.1503 | 7339.9645 | 0 | 0 | 40575.1148 | 44974.3125 | 44974.3125 | 18545.0605 | 63519.3731 | 63519.3731 | 82064.4336 | 0.63878 | 150850.1587 | 150850.1587 | 0.26898 | 72730.9788 | 26.4424 | 15707.1798 | LEED New Construction Whole Building | Miscellaneous Manufacturing | New
| IprNgsd2001 | 33235.1503 | 7339.9645 | 0 | 0 | 40575.1148 | 44974.3125 | 44974.3125 | 18545.0605 | 63519.3731 | 63519.3731 | 82064.4336 | 0.63878 | 18861.7022 | 18861.7022 | 2.1512 | 72730.9788 | 3.3063 | 729.3896 | LEED New Construction Whole Building | Primary Resources Industries | New
| IstNgsd2001 | 33235.1503 | 7339.9645 | 0 | 0 | 40575.1148 | 44974.3125 | 44974.3125 | 18545.0605 | 63519.3731 | 63519.3731 | 82064.4336 | 0.63878 | 100289.6877 | 100289.6877 | 0.40458 | 72730.9788 | 17.5797 | 9969.6777 | LEED New Construction Whole Building | Stone/Clay/Glass/Concrete | New
| IteNgsd2001 | 33235.1503 | 7339.9645 | 0 | 0 | 40575.1148 | 44974.3125 | 44974.3125 | 18545.0605 | 63519.3731 | 63519.3731 | 82064.4336 | 0.63878 | 56293.0601 | 56293.0601 | 0.72078 | 72730.9788 | 9.8676 | 4977.0267 | LEED New Construction Whole Building | Textiles and Leather | New
| ItrNgsd2001 | 33235.1503 | 7339.9645 | 0 | 0 | 40575.1148 | 44974.3125 | 44974.3125 | 18545.0605 | 63519.3731 | 63519.3731 | 82064.4336 | 0.63878 | 17151.2382 | 17151.2382 | 2.3657 | 72730.9788 | 3.0064 | 535.2895 | LEED New Construction Whole Building | Transportation Equipment | New
| IwaNgsd2001 | 33235.1503 | 7339.9645 | 0 | 0 | 40575.1148 | 44974.3125 | 44974.3125 | 18545.0605 | 63519.3731 | 63519.3731 | 82064.4336 | 0.63878 | 11747.1926 | 11747.1926 | 3.454 | 72730.9788 | 2.0592 | -77.9511 | LEED New Construction Whole Building | Water and Wastewater | New
| IagTgsld101 | 33164.3952 | 7334.8229 | 0 | 0 | 40499.2181 | 65115.6532 | 65115.6532 | 17324.0762 | 82439.7294 | 82439.7294 | 99763.8055 | 0.49126 | 7480.5952 | 7480.5952 | 5.4139 | 95776.671 | 1.1363 | -656.5367 | Compressed Air Desiccant Dryer | Agriculture and Assembly | Turnover
| IagNgsld101 | 33164.3952 | 7334.8229 | 0 | 0 | 40499.2181 | 65115.6532 | 65115.6532 | 17324.0762 | 82439.7294 | 82439.7294 | 99763.8055 | 0.49126 | 7480.5952 | 7480.5952 | 5.4139 | 95776.671 | 1.1363 | -656.5367 | Compressed Air Desiccant Dryer | Agriculture and Assembly | New
| IchTgsld101 | 33164.3952 | 7334.8229 | 0 | 0 | 40499.2181 | 65115.6532 | 65115.6532 | 17324.0762 | 82439.7294 | 82439.7294 | 99763.8055 | 0.49126 | 7480.5952 | 7480.5952 | 5.4139 | 95776.671 | 1.1363 | -656.5367 | Compressed Air Desiccant Dryer | Chemicals and Plastics | Turnover
| IchNgsld101 | 33164.3952 | 7334.8229 | 0 | 0 | 40499.2181 | 65115.6532 | 65115.6532 | 17324.0762 | 82439.7294 | 82439.7294 | 99763.8055 | 0.49126 | 7480.5952 | 7480.5952 | 5.4139 | 95776.671 | 1.1363 | -656.5367 | Compressed Air Desiccant Dryer | Chemicals and Plastics | New
| IcoTgsld101 | 33164.3952 | 7334.8229 | 0 | 0 | 40499.2181 | 65115.6532 | 65115.6532 | 17324.0762 | 82439.7294 | 82439.7294 | 99763.8055 | 0.49126 | 7480.5952 | 7480.5952 | 5.4139 | 95776.671 | 1.1363 | -656.5367 | Compressed Air Desiccant Dryer | Construction | Turnover
| IcoNgsld101 | 33164.3952 | 7334.8229 | 0 | 0 | 40499.2181 | 65115.6532 | 65115.6532 | 17324.0762 | 82439.7294 | 82439.7294 | 99763.8055 | 0.49126 | 7480.5952 | 7480.5952 | 5.4139 | 95776.671 | 1.1363 | -656.5367 | Compressed Air Desiccant Dryer | Construction | New
| IelTgsld101 | 33164.3952 | 7334.8229 | 0 | 0 | 40499.2181 | 65115.6532 | 65115.6532 | 17324.0762 | 82439.7294 | 82439.7294 | 99763.8055 | 0.49126 | 7480.5952 | 7480.5952 | 5.4139 | 95776.671 | 1.1363 | -656.5367 | Compressed Air Desiccant Dryer | Electrical and Electronic Equip. | Turnover
| IelNgsld101 | 33164.3952 | 7334.8229 | 0 | 0 | 40499.2181 | 65115.6532 | 65115.6532 | 17324.0762 | 82439.7294 | 82439.7294 | 99763.8055 | 0.49126 | 7480.5952 | 7480.5952 | 5.4139 | 95776.671 | 1.1363 | -656.5367 | Compressed Air Desiccant Dryer | Electrical and Electronic Equip. | New
| IluTgsld101 | 33164.3952 | 7334.8229 | 0 | 0 | 40499.2181 | 65115.6532 | 65115.6532 | 17324.0762 | 82439.7294 | 82439.7294 | 99763.8055 | 0.49126 | 7778.9641 | 7778.9641 | 5.2062 | 95776.671 | 1.1816 | -628.1171 | Compressed Air Desiccant Dryer | Lumber/Furniture/Pulp/Paper | Turnover
| IluNgsld101 | 33164.3952 | 7334.8229 | 0 | 0 | 40499.2181 | 65115.6532 | 65115.6532 | 17324.0762 | 82439.7294 | 82439.7294 | 99763.8055 | 0.49126 | 7778.9641 | 7778.9641 | 5.2062 | 95776.671 | 1.1816 | -628.1171 | Compressed Air Desiccant Dryer | Lumber/Furniture/Pulp/Paper | New
| ImeTgsld101 | 33164.3952 | 7334.8229 | 0 | 0 | 40499.2181 | 65115.6532 | 65115.6532 | 17324.0762 | 82439.7294 | 82439.7294 | 99763.8055 | 0.49126 | 7480.5952 | 7480.5952 | 5.4139 | 95776.671 | 1.1363 | -656.5367 | Compressed Air Desiccant Dryer | Metal Products and Machinery | Turnover
| ImeNgsld101 | 33164.3952 | 7334.8229 | 0 | 0 | 40499.2181 | 65115.6532 | 65115.6532 | 17324.0762 | 82439.7294 | 82439.7294 | 99763.8055 | 0.49126 | 7480.5952 | 7480.5952 | 5.4139 | 95776.671 | 1.1363 | -656.5367 | Compressed Air Desiccant Dryer | Metal Products and Machinery | New
| ImiTgsld101 | 33164.3952 | 7334.8229 | 0 | 0 | 40499.2181 | 65115.6532 | 65115.6532 | 17324.0762 | 82439.7294 | 82439.7294 | 99763.8055 | 0.49126 | 7597.4782 | 7597.4782 | 5.3306 | 95776.671 | 1.154 | -645.4036 | Compressed Air Desiccant Dryer | Miscellaneous Manufacturing | Turnover
| ImiNgsld101 | 33164.3952 | 7334.8229 | 0 | 0 | 40499.2181 | 65115.6532 | 65115.6532 | 17324.0762 | 82439.7294 | 82439.7294 | 99763.8055 | 0.49126 | 7597.4782 | 7597.4782 | 5.3306 | 95776.671 | 1.154 | -645.4036 | Compressed Air Desiccant Dryer | Miscellaneous Manufacturing | New
| IprTgsld101 | 33164.3952 | 7334.8229 | 0 | 0 | 40499.2181 | 65115.6532 | 65115.6532 | 17324.0762 | 82439.7294 | 82439.7294 | 99763.8055 | 0.49126 | 7480.5952 | 7480.5952 | 5.4139 | 95776.671 | 1.1363 | -656.5367 | Compressed Air Desiccant Dryer | Primary Resources Industries | Turnover
| IprNgsld101 | 33164.3952 | 7334.8229 | 0 | 0 | 40499.2181 | 65115.6532 | 65115.6532 | 17324.0762 | 82439.7294 | 82439.7294 | 99763.8055 | 0.49126 | 7480.5952 | 7480.5952 | 5.4139 | 95776.671 | 1.1363 | -656.5367 | Compressed Air Desiccant Dryer | Primary Resources Industries | New
| IstTgsld101 | 33164.3952 | 7334.8229 | 0 | 0 | 40499.2181 | 65115.6532 | 65115.6532 | 17324.0762 | 82439.7294 | 82439.7294 | 99763.8055 | 0.49126 | 7480.5952 | 7480.5952 | 5.4139 | 95776.671 | 1.1363 | -656.5367 | Compressed Air Desiccant Dryer | Stone/Clay/Glass/Concrete | Turnover
| IstNgsld101 | 33164.3952 | 7334.8229 | 0 | 0 | 40499.2181 | 65115.6532 | 65115.6532 | 17324.0762 | 82439.7294 | 82439.7294 | 99763.8055 | 0.49126 | 7480.5952 | 7480.5952 | 5.4139 | 95776.671 | 1.1363 | -656.5367 | Compressed Air Desiccant Dryer | Stone/Clay/Glass/Concrete | New
| IteTgsld101 | 33164.3952 | 7334.8229 | 0 | 0 | 40499.2181 | 65115.6532 | 65115.6532 | 17324.0762 | 82439.7294 | 82439.7294 | 99763.8055 | 0.49126 | 7480.5952 | 7480.5952 | 5.4139 | 95776.671 | 1.1363 | -656.5367 | Compressed Air Desiccant Dryer | Textiles and Leather | Turnover
| IteNgsld101 | 33164.3952 | 7334.8229 | 0 | 0 | 40499.2181 | 65115.6532 | 65115.6532 | 17324.0762 | 82439.7294 | 82439.7294 | 99763.8055 | 0.49126 | 7480.5952 | 7480.5952 | 5.4139 | 95776.671 | 1.1363 | -656.5367 | Compressed Air Desiccant Dryer | Textiles and Leather | New
| ItrTgsld101 | 33164.3952 | 7334.8229 | 0 | 0 | 40499.2181 | 65115.6532 | 65115.6532 | 17324.0762 | 82439.7294 | 82439.7294 | 99763.8055 | 0.49126 | 7718.0719 | 7718.0719 | 5.2473 | 95776.671 | 1.1724 | -633.917 | Compressed Air Desiccant Dryer | Transportation Equipment | Turnover
| ItrNgsld101 | 33164.3952 | 7334.8229 | 0 | 0 | 40499.2181 | 65115.6532 | 65115.6532 | 17324.0762 | 82439.7294 | 82439.7294 | 99763.8055 | 0.49126 | 7718.0719 | 7718.0719 | 5.2473 | 95776.671 | 1.1724 | -633.917 | Compressed Air Desiccant Dryer | Transportation Equipment | New
| IwaTgsld101 | 33164.3952 | 7334.8229 | 0 | 0 | 40499.2181 | 65115.6532 | 65115.6532 | 17324.0762 | 82439.7294 | 82439.7294 | 99763.8055 | 0.49126 | 7480.5952 | 7480.5952 | 5.4139 | 95776.671 | 1.1363 | -656.5367 | Compressed Air Desiccant Dryer | Water and Wastewater | Turnover
| IwaNgsld101 | 33164.3952 | 7334.8229 | 0 | 0 | 40499.2181 | 65115.6532 | 65115.6532 | 17324.0762 | 82439.7294 | 82439.7294 | 99763.8055 | 0.49126 | 7480.5952 | 7480.5952 | 5.4139 | 95776.671 | 1.1363 | -656.5367 | Compressed Air Desiccant Dryer | Water and Wastewater | New
| IagEgsld102 | 33164.3952 | 7334.8229 | 0 | 0 | 40499.2181 | 65115.6532 | 65115.6532 | 17324.0762 | 82439.7294 | 82439.7294 | 99763.8055 | 0.49126 | 18401.4076 | 18401.4076 | 2.2009 | 95776.671 | 2.0974 | -53.8584 | Compressed Air No-Loss Condensate Drains | Agriculture and Assembly | Existing
| IagNgsld102 | 33164.3952 | 7334.8229 | 0 | 0 | 40499.2181 | 65115.6532 | 65115.6532 | 17324.0762 | 82439.7294 | 82439.7294 | 99763.8055 | 0.49126 | 18401.4076 | 18401.4076 | 2.2009 | 95776.671 | 2.0974 | -53.8584 | Compressed Air No-Loss Condensate Drains | Agriculture and Assembly | New
| IchEgsld102 | 33164.3952 | 7334.8229 | 0 | 0 | 40499.2181 | 65115.6532 | 65115.6532 | 17324.0762 | 82439.7294 | 82439.7294 | 99763.8055 | 0.49126 | 18401.4076 | 18401.4076 | 2.2009 | 95776.671 | 2.0974 | -53.8584 | Compressed Air No-Loss Condensate Drains | Chemicals and Plastics | Existing
| IchNgsld102 | 33164.3952 | 7334.8229 | 0 | 0 | 40499.2181 | 65115.6532 | 65115.6532 | 17324.0762 | 82439.7294 | 82439.7294 | 99763.8055 | 0.49126 | 18401.4076 | 18401.4076 | 2.2009 | 95776.671 | 2.0974 | -53.8584 | Compressed Air No-Loss Condensate Drains | Chemicals and Plastics | New
| IcoEgsld102 | 33164.3952 | 7334.8229 | 0 | 0 | 40499.2181 | 65115.6532 | 65115.6532 | 17324.0762 | 82439.7294 | 82439.7294 | 99763.8055 | 0.49126 | 18401.4076 | 18401.4076 | 2.2009 | 95776.671 | 2.0974 | -53.8584 | Compressed Air No-Loss Condensate Drains | Construction | Existing
| IcoNgsld102 | 33164.3952 | 7334.8229 | 0 | 0 | 40499.2181 | 65115.6532 | 65115.6532 | 17324.0762 | 82439.7294 | 82439.7294 | 99763.8055 | 0.49126 | 18401.4076 | 18401.4076 | 2.2009 | 95776.671 | 2.0974 | -53.8584 | Compressed Air No-Loss Condensate Drains | Construction | New
| IelEgsld102 | 33164.3952 | 7334.8229 | 0 | 0 | 40499.2181 | 65115.6532 | 65115.6532 | 17324.0762 | 82439.7294 | 82439.7294 | 99763.8055 | 0.49126 | 18401.4076 | 18401.4076 | 2.2009 | 95776.671 | 2.0974 | -53.8584 | Compressed Air No-Loss Condensate Drains | Electrical and Electronic Equip. | Existing
| IelNgsld102 | 33164.3952 | 7334.8229 | 0 | 0 | 40499.2181 | 65115.6532 | 65115.6532 | 17324.0762 | 82439.7294 | 82439.7294 | 99763.8055 | 0.49126 | 18401.4076 | 18401.4076 | 2.2009 | 95776.671 | 2.0974 | -53.8584 | Compressed Air No-Loss Condensate Drains | Electrical and Electronic Equip. | New
| IluEgsld102 | 33164.3952 | 7334.8229 | 0 | 0 | 40499.2181 | 65115.6532 | 65115.6532 | 17324.0762 | 82439.7294 | 82439.7294 | 99763.8055 | 0.49126 | 19135.4676 | 19135.4676 | 2.1164 | 95776.671 | 2.181 | -1.3927 | Compressed Air No-Loss Condensate Drains | Lumber/Furniture/Pulp/Paper | Existing
| IluNgsld102 | 33164.3952 | 7334.8229 | 0 | 0 | 40499.2181 | 65115.6532 | 65115.6532 | 17324.0762 | 82439.7294 | 82439.7294 | 99763.8055 | 0.49126 | 19135.4676 | 19135.4676 | 2.1164 | 95776.671 | 2.181 | -1.3927 | Compressed Air No-Loss Condensate Drains | Lumber/Furniture/Pulp/Paper | New
| ImeEgsld102 | 33164.3952 | 7334.8229 | 0 | 0 | 40499.2181 | 65115.6532 | 65115.6532 | 17324.0762 | 82439.7294 | 82439.7294 | 99763.8055 | 0.49126 | 18401.4076 | 18401.4076 | 2.2009 | 95776.671 | 2.0974 | -53.8584 | Compressed Air No-Loss Condensate Drains | Metal Products and Machinery | Existing
| ImeNgsld102 | 33164.3952 | 7334.8229 | 0 | 0 | 40499.2181 | 65115.6532 | 65115.6532 | 17324.0762 | 82439.7294 | 82439.7294 | 99763.8055 | 0.49126 | 18401.4076 | 18401.4076 | 2.2009 | 95776.671 | 2.0974 | -53.8584 | Compressed Air No-Loss Condensate Drains | Metal Products and Machinery | New
| ImiEgsld102 | 33164.3952 | 7334.8229 | 0 | 0 | 40499.2181 | 65115.6532 | 65115.6532 | 17324.0762 | 82439.7294 | 82439.7294 | 99763.8055 | 0.49126 | 18689.016 | 18689.016 | 2.167 | 95776.671 | 2.1302 | -33.3021 | Compressed Air No-Loss Condensate Drains | Miscellaneous Manufacturing | Existing
| ImiNgsld102 | 33164.3952 | 7334.8229 | 0 | 0 | 40499.2181 | 65115.6532 | 65115.6532 | 17324.0762 | 82439.7294 | 82439.7294 | 99763.8055 | 0.49126 | 18689.016 | 18689.016 | 2.167 | 95776.671 | 2.1302 | -33.3021 | Compressed Air No-Loss Condensate Drains | Miscellaneous Manufacturing | New
| IprEgsld102 | 33164.3952 | 7334.8229 | 0 | 0 | 40499.2181 | 65115.6532 | 65115.6532 | 17324.0762 | 82439.7294 | 82439.7294 | 99763.8055 | 0.49126 | 18401.4076 | 18401.4076 | 2.2009 | 95776.671 | 2.0974 | -53.8584 | Compressed Air No-Loss Condensate Drains | Primary Resources Industries | Existing
| IprNgsld102 | 33164.3952 | 7334.8229 | 0 | 0 | 40499.2181 | 65115.6532 | 65115.6532 | 17324.0762 | 82439.7294 | 82439.7294 | 99763.8055 | 0.49126 | 18401.4076 | 18401.4076 | 2.2009 | 95776.671 | 2.0974 | -53.8584 | Compressed Air No-Loss Condensate Drains | Primary Resources Industries | New
| IstEgsld102 | 33164.3952 | 7334.8229 | 0 | 0 | 40499.2181 | 65115.6532 | 65115.6532 | 17324.0762 | 82439.7294 | 82439.7294 | 99763.8055 | 0.49126 | 18401.4076 | 18401.4076 | 2.2009 | 95776.671 | 2.0974 | -53.8584 | Compressed Air No-Loss Condensate Drains | Stone/Clay/Glass/Concrete | Existing
| IstNgsld102 | 33164.3952 | 7334.8229 | 0 | 0 | 40499.2181 | 65115.6532 | 65115.6532 | 17324.0762 | 82439.7294 | 82439.7294 | 99763.8055 | 0.49126 | 18401.4076 | 18401.4076 | 2.2009 | 95776.671 | 2.0974 | -53.8584 | Compressed Air No-Loss Condensate Drains | Stone/Clay/Glass/Concrete | New
| IteEgsld102 | 33164.3952 | 7334.8229 | 0 | 0 | 40499.2181 | 65115.6532 | 65115.6532 | 17324.0762 | 82439.7294 | 82439.7294 | 99763.8055 | 0.49126 | 18401.4076 | 18401.4076 | 2.2009 | 95776.671 | 2.0974 | -53.8584 | Compressed Air No-Loss Condensate Drains | Textiles and Leather | Existing
| IteNgsld102 | 33164.3952 | 7334.8229 | 0 | 0 | 40499.2181 | 65115.6532 | 65115.6532 | 17324.0762 | 82439.7294 | 82439.7294 | 99763.8055 | 0.49126 | 18401.4076 | 18401.4076 | 2.2009 | 95776.671 | 2.0974 | -53.8584 | Compressed Air No-Loss Condensate Drains | Textiles and Leather | New
| ItrEgsld102 | 33164.3952 | 7334.8229 | 0 | 0 | 40499.2181 | 65115.6532 | 65115.6532 | 17324.0762 | 82439.7294 | 82439.7294 | 99763.8055 | 0.49126 | 18985.6285 | 18985.6285 | 2.1332 | 95776.671 | 2.164 | -12.1022 | Compressed Air No-Loss Condensate Drains | Transportation Equipment | Existing
| ItrNgsld102 | 33164.3952 | 7334.8229 | 0 | 0 | 40499.2181 | 65115.6532 | 65115.6532 | 17324.0762 | 82439.7294 | 82439.7294 | 99763.8055 | 0.49126 | 18985.6285 | 18985.6285 | 2.1332 | 95776.671 | 2.164 | -12.1022 | Compressed Air No-Loss Condensate Drains | Transportation Equipment | New
| IwaEgsld102 | 33164.3952 | 7334.8229 | 0 | 0 | 40499.2181 | 65115.6532 | 65115.6532 | 17324.0762 | 82439.7294 | 82439.7294 | 99763.8055 | 0.49126 | 18401.4076 | 18401.4076 | 2.2009 | 95776.671 | 2.0974 | -53.8584 | Compressed Air No-Loss Condensate Drains | Water and Wastewater | Existing
| IwaNgsld102 | 33164.3952 | 7334.8229 | 0 | 0 | 40499.2181 | 65115.6532 | 65115.6532 | 17324.0762 | 82439.7294 | 82439.7294 | 99763.8055 | 0.49126 | 18401.4076 | 18401.4076 | 2.2009 | 95776.671 | 2.0974 | -53.8584 | Compressed Air No-Loss Condensate Drains | Water and Wastewater | New
| IagEgsld103 | 33235.2382 | 7340.0349 | 0 | 0 | 40575.2731 | 65270.901 | 65270.901 | 17324.0762 | 82594.9771 | 82594.9771 | 99919.0533 | 0.49126 | 8518.1255 | 8518.1255 | 4.7634 | 95963.7165 | 0.96931 | -762.5676 | Compressed Air Storage Tank | Agriculture and Assembly | Existing
| IagNgsld103 | 33235.2382 | 7340.0349 | 0 | 0 | 40575.2731 | 65270.901 | 65270.901 | 17324.0762 | 82594.9771 | 82594.9771 | 99919.0533 | 0.49126 | 8518.1255 | 8518.1255 | 4.7634 | 95963.7165 | 0.96931 | -762.5676 | Compressed Air Storage Tank | Agriculture and Assembly | New
| IchEgsld103 | 33235.2382 | 7340.0349 | 0 | 0 | 40575.2731 | 65270.901 | 65270.901 | 17324.0762 | 82594.9771 | 82594.9771 | 99919.0533 | 0.49126 | 8518.1255 | 8518.1255 | 4.7634 | 95963.7165 | 0.96931 | -762.5676 | Compressed Air Storage Tank | Chemicals and Plastics | Existing
| IchNgsld103 | 33235.2382 | 7340.0349 | 0 | 0 | 40575.2731 | 65270.901 | 65270.901 | 17324.0762 | 82594.9771 | 82594.9771 | 99919.0533 | 0.49126 | 8518.1255 | 8518.1255 | 4.7634 | 95963.7165 | 0.96931 | -762.5676 | Compressed Air Storage Tank | Chemicals and Plastics | New
| IcoEgsld103 | 33235.2382 | 7340.0349 | 0 | 0 | 40575.2731 | 65270.901 | 65270.901 | 17324.0762 | 82594.9771 | 82594.9771 | 99919.0533 | 0.49126 | 8518.1255 | 8518.1255 | 4.7634 | 95963.7165 | 0.96931 | -762.5676 | Compressed Air Storage Tank | Construction | Existing
| IcoNgsld103 | 33235.2382 | 7340.0349 | 0 | 0 | 40575.2731 | 65270.901 | 65270.901 | 17324.0762 | 82594.9771 | 82594.9771 | 99919.0533 | 0.49126 | 8518.1255 | 8518.1255 | 4.7634 | 95963.7165 | 0.96931 | -762.5676 | Compressed Air Storage Tank | Construction | New
| IelEgsld103 | 33235.2382 | 7340.0349 | 0 | 0 | 40575.2731 | 65270.901 | 65270.901 | 17324.0762 | 82594.9771 | 82594.9771 | 99919.0533 | 0.49126 | 8518.1255 | 8518.1255 | 4.7634 | 95963.7165 | 0.96931 | -762.5676 | Compressed Air Storage Tank | Electrical and Electronic Equip. | Existing
| IelNgsld103 | 33235.2382 | 7340.0349 | 0 | 0 | 40575.2731 | 65270.901 | 65270.901 | 17324.0762 | 82594.9771 | 82594.9771 | 99919.0533 | 0.49126 | 8518.1255 | 8518.1255 | 4.7634 | 95963.7165 | 0.96931 | -762.5676 | Compressed Air Storage Tank | Electrical and Electronic Equip. | New
| IluEgsld103 | 33235.2382 | 7340.0349 | 0 | 0 | 40575.2731 | 65270.901 | 65270.901 | 17324.0762 | 82594.9771 | 82594.9771 | 99919.0533 | 0.49126 | 8858.8561 | 8858.8561 | 4.5802 | 95963.7165 | 1.0081 | -738.2145 | Compressed Air Storage Tank | Lumber/Furniture/Pulp/Paper | Existing
| IluNgsld103 | 33235.2382 | 7340.0349 | 0 | 0 | 40575.2731 | 65270.901 | 65270.901 | 17324.0762 | 82594.9771 | 82594.9771 | 99919.0533 | 0.49126 | 8858.8561 | 8858.8561 | 4.5802 | 95963.7165 | 1.0081 | -738.2145 | Compressed Air Storage Tank | Lumber/Furniture/Pulp/Paper | New
| ImeEgsld103 | 33235.2382 | 7340.0349 | 0 | 0 | 40575.2731 | 65270.901 | 65270.901 | 17324.0762 | 82594.9771 | 82594.9771 | 99919.0533 | 0.49126 | 8518.1255 | 8518.1255 | 4.7634 | 95963.7165 | 0.96931 | -762.5676 | Compressed Air Storage Tank | Metal Products and Machinery | Existing
| ImeNgsld103 | 33235.2382 | 7340.0349 | 0 | 0 | 40575.2731 | 65270.901 | 65270.901 | 17324.0762 | 82594.9771 | 82594.9771 | 99919.0533 | 0.49126 | 8518.1255 | 8518.1255 | 4.7634 | 95963.7165 | 0.96931 | -762.5676 | Compressed Air Storage Tank | Metal Products and Machinery | New
| ImiEgsld103 | 33235.2382 | 7340.0349 | 0 | 0 | 40575.2731 | 65270.901 | 65270.901 | 17324.0762 | 82594.9771 | 82594.9771 | 99919.0533 | 0.49126 | 8651.2458 | 8651.2458 | 4.6901 | 95963.7165 | 0.98446 | -753.0531 | Compressed Air Storage Tank | Miscellaneous Manufacturing | Existing
| ImiNgsld103 | 33235.2382 | 7340.0349 | 0 | 0 | 40575.2731 | 65270.901 | 65270.901 | 17324.0762 | 82594.9771 | 82594.9771 | 99919.0533 | 0.49126 | 8651.2458 | 8651.2458 | 4.6901 | 95963.7165 | 0.98446 | -753.0531 | Compressed Air Storage Tank | Miscellaneous Manufacturing | New
| IprEgsld103 | 33235.2382 | 7340.0349 | 0 | 0 | 40575.2731 | 65270.901 | 65270.901 | 17324.0762 | 82594.9771 | 82594.9771 | 99919.0533 | 0.49126 | 8518.1255 | 8518.1255 | 4.7634 | 95963.7165 | 0.96931 | -762.5676 | Compressed Air Storage Tank | Primary Resources Industries | Existing
| IprNgsld103 | 33235.2382 | 7340.0349 | 0 | 0 | 40575.2731 | 65270.901 | 65270.901 | 17324.0762 | 82594.9771 | 82594.9771 | 99919.0533 | 0.49126 | 8518.1255 | 8518.1255 | 4.7634 | 95963.7165 | 0.96931 | -762.5676 | Compressed Air Storage Tank | Primary Resources Industries | New
| IstEgsld103 | 33235.2382 | 7340.0349 | 0 | 0 | 40575.2731 | 65270.901 | 65270.901 | 17324.0762 | 82594.9771 | 82594.9771 | 99919.0533 | 0.49126 | 8518.1255 | 8518.1255 | 4.7634 | 95963.7165 | 0.96931 | -762.5676 | Compressed Air Storage Tank | Stone/Clay/Glass/Concrete | Existing
| IstNgsld103 | 33235.2382 | 7340.0349 | 0 | 0 | 40575.2731 | 65270.901 | 65270.901 | 17324.0762 | 82594.9771 | 82594.9771 | 99919.0533 | 0.49126 | 8518.1255 | 8518.1255 | 4.7634 | 95963.7165 | 0.96931 | -762.5676 | Compressed Air Storage Tank | Stone/Clay/Glass/Concrete | New
| IteEgsld103 | 33235.2382 | 7340.0349 | 0 | 0 | 40575.2731 | 65270.901 | 65270.901 | 17324.0762 | 82594.9771 | 82594.9771 | 99919.0533 | 0.49126 | 8518.1255 | 8518.1255 | 4.7634 | 95963.7165 | 0.96931 | -762.5676 | Compressed Air Storage Tank | Textiles and Leather | Existing
| IteNgsld103 | 33235.2382 | 7340.0349 | 0 | 0 | 40575.2731 | 65270.901 | 65270.901 | 17324.0762 | 82594.9771 | 82594.9771 | 99919.0533 | 0.49126 | 8518.1255 | 8518.1255 | 4.7634 | 95963.7165 | 0.96931 | -762.5676 | Compressed Air Storage Tank | Textiles and Leather | New
| ItrEgsld103 | 33235.2382 | 7340.0349 | 0 | 0 | 40575.2731 | 65270.901 | 65270.901 | 17324.0762 | 82594.9771 | 82594.9771 | 99919.0533 | 0.49126 | 8788.5599 | 8788.5599 | 4.6168 | 95963.7165 | 1.0001 | -743.2388 | Compressed Air Storage Tank | Transportation Equipment | Existing
| ItrNgsld103 | 33235.2382 | 7340.0349 | 0 | 0 | 40575.2731 | 65270.901 | 65270.901 | 17324.0762 | 82594.9771 | 82594.9771 | 99919.0533 | 0.49126 | 8788.5599 | 8788.5599 | 4.6168 | 95963.7165 | 1.0001 | -743.2388 | Compressed Air Storage Tank | Transportation Equipment | New
| IwaEgsld103 | 33164.3952 | 7334.8229 | 0 | 0 | 40499.2181 | 65115.6532 | 65115.6532 | 17324.0762 | 82439.7294 | 82439.7294 | 99763.8055 | 0.49126 | 8497.8653 | 8497.8653 | 4.7658 | 95776.671 | 0.96858 | -761.6955 | Compressed Air Storage Tank | Water and Wastewater | Existing
| IwaNgsld103 | 33164.3952 | 7334.8229 | 0 | 0 | 40499.2181 | 65115.6532 | 65115.6532 | 17324.0762 | 82439.7294 | 82439.7294 | 99763.8055 | 0.49126 | 8497.8653 | 8497.8653 | 4.7658 | 95776.671 | 0.96858 | -761.6955 | Compressed Air Storage Tank | Water and Wastewater | New
| IagEgsld104 | 33235.2382 | 7340.0349 | 0 | 0 | 40575.2731 | 65270.901 | 65270.901 | 17324.0762 | 82594.9771 | 82594.9771 | 99919.0533 | 0.49126 | 1091.8916 | 1091.8916 | 37.1605 | 95963.7165 | 0.16559 | -1267.3819 | Efficient Compressed Air Nozzles | Agriculture and Assembly | Existing
| IagNgsld104 | 33235.2382 | 7340.0349 | 0 | 0 | 40575.2731 | 65270.901 | 65270.901 | 17324.0762 | 82594.9771 | 82594.9771 | 99919.0533 | 0.49126 | 1091.8916 | 1091.8916 | 37.1605 | 95963.7165 | 0.16559 | -1267.3819 | Efficient Compressed Air Nozzles | Agriculture and Assembly | New
| IchEgsld104 | 33235.2382 | 7340.0349 | 0 | 0 | 40575.2731 | 65270.901 | 65270.901 | 17324.0762 | 82594.9771 | 82594.9771 | 99919.0533 | 0.49126 | 1091.8916 | 1091.8916 | 37.1605 | 95963.7165 | 0.16559 | -1267.3819 | Efficient Compressed Air Nozzles | Chemicals and Plastics | Existing
| IchNgsld104 | 33235.2382 | 7340.0349 | 0 | 0 | 40575.2731 | 65270.901 | 65270.901 | 17324.0762 | 82594.9771 | 82594.9771 | 99919.0533 | 0.49126 | 1091.8916 | 1091.8916 | 37.1605 | 95963.7165 | 0.16559 | -1267.3819 | Efficient Compressed Air Nozzles | Chemicals and Plastics | New
| IcoEgsld104 | 33235.2382 | 7340.0349 | 0 | 0 | 40575.2731 | 65270.901 | 65270.901 | 17324.0762 | 82594.9771 | 82594.9771 | 99919.0533 | 0.49126 | 1613.6999 | 1613.6999 | 25.1443 | 95963.7165 | 0.24472 | -1217.6796 | Efficient Compressed Air Nozzles | Construction | Existing
| IcoNgsld104 | 33235.2382 | 7340.0349 | 0 | 0 | 40575.2731 | 65270.901 | 65270.901 | 17324.0762 | 82594.9771 | 82594.9771 | 99919.0533 | 0.49126 | 1613.6999 | 1613.6999 | 25.1443 | 95963.7165 | 0.24472 | -1217.6796 | Efficient Compressed Air Nozzles | Construction | New
| IelEgsld104 | 33235.2382 | 7340.0349 | 0 | 0 | 40575.2731 | 65270.901 | 65270.901 | 17324.0762 | 82594.9771 | 82594.9771 | 99919.0533 | 0.49126 | 1091.8916 | 1091.8916 | 37.1605 | 95963.7165 | 0.16559 | -1267.3819 | Efficient Compressed Air Nozzles | Electrical and Electronic Equip. | Existing
| IelNgsld104 | 33235.2382 | 7340.0349 | 0 | 0 | 40575.2731 | 65270.901 | 65270.901 | 17324.0762 | 82594.9771 | 82594.9771 | 99919.0533 | 0.49126 | 1091.8916 | 1091.8916 | 37.1605 | 95963.7165 | 0.16559 | -1267.3819 | Efficient Compressed Air Nozzles | Electrical and Electronic Equip. | New
| IluEgsld104 | 33235.2382 | 7340.0349 | 0 | 0 | 40575.2731 | 65270.901 | 65270.901 | 17324.0762 | 82594.9771 | 82594.9771 | 99919.0533 | 0.49126 | 1091.8916 | 1091.8916 | 37.1605 | 95963.7165 | 0.16559 | -1267.3819 | Efficient Compressed Air Nozzles | Lumber/Furniture/Pulp/Paper | Existing
| IluNgsld104 | 33235.2382 | 7340.0349 | 0 | 0 | 40575.2731 | 65270.901 | 65270.901 | 17324.0762 | 82594.9771 | 82594.9771 | 99919.0533 | 0.49126 | 1091.8916 | 1091.8916 | 37.1605 | 95963.7165 | 0.16559 | -1267.3819 | Efficient Compressed Air Nozzles | Lumber/Furniture/Pulp/Paper | New
| ImeEgsld104 | 33235.2382 | 7340.0349 | 0 | 0 | 40575.2731 | 65270.901 | 65270.901 | 17324.0762 | 82594.9771 | 82594.9771 | 99919.0533 | 0.49126 | 1140.2921 | 1140.2921 | 35.5832 | 95963.7165 | 0.17293 | -1262.7718 | Efficient Compressed Air Nozzles | Metal Products and Machinery | Existing
| ImeNgsld104 | 33235.2382 | 7340.0349 | 0 | 0 | 40575.2731 | 65270.901 | 65270.901 | 17324.0762 | 82594.9771 | 82594.9771 | 99919.0533 | 0.49126 | 1140.2921 | 1140.2921 | 35.5832 | 95963.7165 | 0.17293 | -1262.7718 | Efficient Compressed Air Nozzles | Metal Products and Machinery | New
| ImiEgsld104 | 33235.2382 | 7340.0349 | 0 | 0 | 40575.2731 | 65270.901 | 65270.901 | 17324.0762 | 82594.9771 | 82594.9771 | 99919.0533 | 0.49126 | 1507.339 | 1507.339 | 26.9185 | 95963.7165 | 0.22859 | -1227.8105 | Efficient Compressed Air Nozzles | Miscellaneous Manufacturing | Existing
| ImiNgsld104 | 33235.2382 | 7340.0349 | 0 | 0 | 40575.2731 | 65270.901 | 65270.901 | 17324.0762 | 82594.9771 | 82594.9771 | 99919.0533 | 0.49126 | 1507.339 | 1507.339 | 26.9185 | 95963.7165 | 0.22859 | -1227.8105 | Efficient Compressed Air Nozzles | Miscellaneous Manufacturing | New
| IprEgsld104 | 33235.2382 | 7340.0349 | 0 | 0 | 40575.2731 | 65270.901 | 65270.901 | 17324.0762 | 82594.9771 | 82594.9771 | 99919.0533 | 0.49126 | 1091.8916 | 1091.8916 | 37.1605 | 95963.7165 | 0.16559 | -1267.3819 | Efficient Compressed Air Nozzles | Primary Resources Industries | Existing
| IprNgsld104 | 33235.2382 | 7340.0349 | 0 | 0 | 40575.2731 | 65270.901 | 65270.901 | 17324.0762 | 82594.9771 | 82594.9771 | 99919.0533 | 0.49126 | 1091.8916 | 1091.8916 | 37.1605 | 95963.7165 | 0.16559 | -1267.3819 | Efficient Compressed Air Nozzles | Primary Resources Industries | New
| IstEgsld104 | 33235.2382 | 7340.0349 | 0 | 0 | 40575.2731 | 65270.901 | 65270.901 | 17324.0762 | 82594.9771 | 82594.9771 | 99919.0533 | 0.49126 | 1091.8916 | 1091.8916 | 37.1605 | 95963.7165 | 0.16559 | -1267.3819 | Efficient Compressed Air Nozzles | Stone/Clay/Glass/Concrete | Existing
| IstNgsld104 | 33235.2382 | 7340.0349 | 0 | 0 | 40575.2731 | 65270.901 | 65270.901 | 17324.0762 | 82594.9771 | 82594.9771 | 99919.0533 | 0.49126 | 1091.8916 | 1091.8916 | 37.1605 | 95963.7165 | 0.16559 | -1267.3819 | Efficient Compressed Air Nozzles | Stone/Clay/Glass/Concrete | New
| IteEgsld104 | 33235.2382 | 7340.0349 | 0 | 0 | 40575.2731 | 65270.901 | 65270.901 | 17324.0762 | 82594.9771 | 82594.9771 | 99919.0533 | 0.49126 | 1091.8916 | 1091.8916 | 37.1605 | 95963.7165 | 0.16559 | -1267.3819 | Efficient Compressed Air Nozzles | Textiles and Leather | Existing
| IteNgsld104 | 33235.2382 | 7340.0349 | 0 | 0 | 40575.2731 | 65270.901 | 65270.901 | 17324.0762 | 82594.9771 | 82594.9771 | 99919.0533 | 0.49126 | 1091.8916 | 1091.8916 | 37.1605 | 95963.7165 | 0.16559 | -1267.3819 | Efficient Compressed Air Nozzles | Textiles and Leather | New
| ItrEgsld104 | 33235.2382 | 7340.0349 | 0 | 0 | 40575.2731 | 65270.901 | 65270.901 | 17324.0762 | 82594.9771 | 82594.9771 | 99919.0533 | 0.49126 | 1091.8916 | 1091.8916 | 37.1605 | 95963.7165 | 0.16559 | -1267.3819 | Efficient Compressed Air Nozzles | Transportation Equipment | Existing
| ItrNgsld104 | 33235.2382 | 7340.0349 | 0 | 0 | 40575.2731 | 65270.901 | 65270.901 | 17324.0762 | 82594.9771 | 82594.9771 | 99919.0533 | 0.49126 | 1091.8916 | 1091.8916 | 37.1605 | 95963.7165 | 0.16559 | -1267.3819 | Efficient Compressed Air Nozzles | Transportation Equipment | New
| IwaEgsld104 | 33164.3952 | 7334.8229 | 0 | 0 | 40499.2181 | 65115.6532 | 65115.6532 | 17324.0762 | 82439.7294 | 82439.7294 | 99763.8055 | 0.49126 | 1089.2945 | 1089.2945 | 37.1793 | 95776.671 | 0.16546 | -1265.3091 | Efficient Compressed Air Nozzles | Water and Wastewater | Existing
| IwaNgsld104 | 33164.3952 | 7334.8229 | 0 | 0 | 40499.2181 | 65115.6532 | 65115.6532 | 17324.0762 | 82439.7294 | 82439.7294 | 99763.8055 | 0.49126 | 1089.2945 | 1089.2945 | 37.1793 | 95776.671 | 0.16546 | -1265.3091 | Efficient Compressed Air Nozzles | Water and Wastewater | New
| IagEgsld105 | 33235.2382 | 7340.0349 | 0 | 0 | 40575.2731 | 65270.901 | 65270.901 | 17324.0762 | 82594.9771 | 82594.9771 | 99919.0533 | 0.49126 | 27366.0445 | 27366.0445 | 1.4827 | 95963.7165 | 4.1501 | 1235.2355 | High Efficiency Air Compressor | Agriculture and Assembly | Existing
| IagNgsld105 | 33235.2382 | 7340.0349 | 0 | 0 | 40575.2731 | 65270.901 | 65270.901 | 17324.0762 | 82594.9771 | 82594.9771 | 99919.0533 | 0.49126 | 27366.0445 | 27366.0445 | 1.4827 | 95963.7165 | 4.1501 | 1235.2355 | High Efficiency Air Compressor | Agriculture and Assembly | New
| IchEgsld105 | 33235.2382 | 7340.0349 | 0 | 0 | 40575.2731 | 65270.901 | 65270.901 | 17324.0762 | 82594.9771 | 82594.9771 | 99919.0533 | 0.49126 | 27366.0445 | 27366.0445 | 1.4827 | 95963.7165 | 4.1501 | 1235.2355 | High Efficiency Air Compressor | Chemicals and Plastics | Existing
| IchNgsld105 | 33235.2382 | 7340.0349 | 0 | 0 | 40575.2731 | 65270.901 | 65270.901 | 17324.0762 | 82594.9771 | 82594.9771 | 99919.0533 | 0.49126 | 27366.0445 | 27366.0445 | 1.4827 | 95963.7165 | 4.1501 | 1235.2355 | High Efficiency Air Compressor | Chemicals and Plastics | New
| IcoEgsld105 | 33235.2382 | 7340.0349 | 0 | 0 | 40575.2731 | 65270.901 | 65270.901 | 17324.0762 | 82594.9771 | 82594.9771 | 99919.0533 | 0.49126 | 27366.0445 | 27366.0445 | 1.4827 | 95963.7165 | 4.1501 | 1235.2355 | High Efficiency Air Compressor | Construction | Existing
| IcoNgsld105 | 33235.2382 | 7340.0349 | 0 | 0 | 40575.2731 | 65270.901 | 65270.901 | 17324.0762 | 82594.9771 | 82594.9771 | 99919.0533 | 0.49126 | 27366.0445 | 27366.0445 | 1.4827 | 95963.7165 | 4.1501 | 1235.2355 | High Efficiency Air Compressor | Construction | New
| IelEgsld105 | 33235.2382 | 7340.0349 | 0 | 0 | 40575.2731 | 65270.901 | 65270.901 | 17324.0762 | 82594.9771 | 82594.9771 | 99919.0533 | 0.49126 | 27366.0445 | 27366.0445 | 1.4827 | 95963.7165 | 4.1501 | 1235.2355 | High Efficiency Air Compressor | Electrical and Electronic Equip. | Existing
| IelNgsld105 | 33235.2382 | 7340.0349 | 0 | 0 | 40575.2731 | 65270.901 | 65270.901 | 17324.0762 | 82594.9771 | 82594.9771 | 99919.0533 | 0.49126 | 27366.0445 | 27366.0445 | 1.4827 | 95963.7165 | 4.1501 | 1235.2355 | High Efficiency Air Compressor | Electrical and Electronic Equip. | New
| IluEgsld105 | 33235.2382 | 7340.0349 | 0 | 0 | 40575.2731 | 65270.901 | 65270.901 | 17324.0762 | 82594.9771 | 82594.9771 | 99919.0533 | 0.49126 | 28457.5858 | 28457.5858 | 1.4258 | 95963.7165 | 4.3156 | 1339.2048 | High Efficiency Air Compressor | Lumber/Furniture/Pulp/Paper | Existing
| IluNgsld105 | 33235.2382 | 7340.0349 | 0 | 0 | 40575.2731 | 65270.901 | 65270.901 | 17324.0762 | 82594.9771 | 82594.9771 | 99919.0533 | 0.49126 | 28457.5858 | 28457.5858 | 1.4258 | 95963.7165 | 4.3156 | 1339.2048 | High Efficiency Air Compressor | Lumber/Furniture/Pulp/Paper | New
| ImeEgsld105 | 33235.2382 | 7340.0349 | 0 | 0 | 40575.2731 | 65270.901 | 65270.901 | 17324.0762 | 82594.9771 | 82594.9771 | 99919.0533 | 0.49126 | 27366.0445 | 27366.0445 | 1.4827 | 95963.7165 | 4.1501 | 1235.2355 | High Efficiency Air Compressor | Metal Products and Machinery | Existing
| ImeNgsld105 | 33235.2382 | 7340.0349 | 0 | 0 | 40575.2731 | 65270.901 | 65270.901 | 17324.0762 | 82594.9771 | 82594.9771 | 99919.0533 | 0.49126 | 27366.0445 | 27366.0445 | 1.4827 | 95963.7165 | 4.1501 | 1235.2355 | High Efficiency Air Compressor | Metal Products and Machinery | New
| ImiEgsld105 | 33235.2382 | 7340.0349 | 0 | 0 | 40575.2731 | 65270.901 | 65270.901 | 17324.0762 | 82594.9771 | 82594.9771 | 99919.0533 | 0.49126 | 27793.65 | 27793.65 | 1.4599 | 95963.7165 | 4.2149 | 1275.9649 | High Efficiency Air Compressor | Miscellaneous Manufacturing | Existing
| ImiNgsld105 | 33235.2382 | 7340.0349 | 0 | 0 | 40575.2731 | 65270.901 | 65270.901 | 17324.0762 | 82594.9771 | 82594.9771 | 99919.0533 | 0.49126 | 27793.65 | 27793.65 | 1.4599 | 95963.7165 | 4.2149 | 1275.9649 | High Efficiency Air Compressor | Miscellaneous Manufacturing | New
| IprEgsld105 | 33235.2382 | 7340.0349 | 0 | 0 | 40575.2731 | 65270.901 | 65270.901 | 17324.0762 | 82594.9771 | 82594.9771 | 99919.0533 | 0.49126 | 27366.0445 | 27366.0445 | 1.4827 | 95963.7165 | 4.1501 | 1235.2355 | High Efficiency Air Compressor | Primary Resources Industries | Existing
| IprNgsld105 | 33235.2382 | 7340.0349 | 0 | 0 | 40575.2731 | 65270.901 | 65270.901 | 17324.0762 | 82594.9771 | 82594.9771 | 99919.0533 | 0.49126 | 27366.0445 | 27366.0445 | 1.4827 | 95963.7165 | 4.1501 | 1235.2355 | High Efficiency Air Compressor | Primary Resources Industries | New
| IstEgsld105 | 33235.2382 | 7340.0349 | 0 | 0 | 40575.2731 | 65270.901 | 65270.901 | 17324.0762 | 82594.9771 | 82594.9771 | 99919.0533 | 0.49126 | 27366.0445 | 27366.0445 | 1.4827 | 95963.7165 | 4.1501 | 1235.2355 | High Efficiency Air Compressor | Stone/Clay/Glass/Concrete | Existing
| IstNgsld105 | 33235.2382 | 7340.0349 | 0 | 0 | 40575.2731 | 65270.901 | 65270.901 | 17324.0762 | 82594.9771 | 82594.9771 | 99919.0533 | 0.49126 | 27366.0445 | 27366.0445 | 1.4827 | 95963.7165 | 4.1501 | 1235.2355 | High Efficiency Air Compressor | Stone/Clay/Glass/Concrete | New
| IteEgsld105 | 33235.2382 | 7340.0349 | 0 | 0 | 40575.2731 | 65270.901 | 65270.901 | 17324.0762 | 82594.9771 | 82594.9771 | 99919.0533 | 0.49126 | 27366.0445 | 27366.0445 | 1.4827 | 95963.7165 | 4.1501 | 1235.2355 | High Efficiency Air Compressor | Textiles and Leather | Existing
| IteNgsld105 | 33235.2382 | 7340.0349 | 0 | 0 | 40575.2731 | 65270.901 | 65270.901 | 17324.0762 | 82594.9771 | 82594.9771 | 99919.0533 | 0.49126 | 27366.0445 | 27366.0445 | 1.4827 | 95963.7165 | 4.1501 | 1235.2355 | High Efficiency Air Compressor | Textiles and Leather | New
| ItrEgsld105 | 33235.2382 | 7340.0349 | 0 | 0 | 40575.2731 | 65270.901 | 65270.901 | 17324.0762 | 82594.9771 | 82594.9771 | 99919.0533 | 0.49126 | 28234.812 | 28234.812 | 1.4371 | 95963.7165 | 4.2818 | 1317.9856 | High Efficiency Air Compressor | Transportation Equipment | Existing
| ItrNgsld105 | 33235.2382 | 7340.0349 | 0 | 0 | 40575.2731 | 65270.901 | 65270.901 | 17324.0762 | 82594.9771 | 82594.9771 | 99919.0533 | 0.49126 | 28234.812 | 28234.812 | 1.4371 | 95963.7165 | 4.2818 | 1317.9856 | High Efficiency Air Compressor | Transportation Equipment | New
| IwaEgsld105 | 33164.3952 | 7334.8229 | 0 | 0 | 40499.2181 | 65115.6532 | 65115.6532 | 17324.0762 | 82439.7294 | 82439.7294 | 99763.8055 | 0.49126 | 27300.9559 | 27300.9559 | 1.4834 | 95776.671 | 4.1469 | 1231.3557 | High Efficiency Air Compressor | Water and Wastewater | Existing
| IwaNgsld105 | 33164.3952 | 7334.8229 | 0 | 0 | 40499.2181 | 65115.6532 | 65115.6532 | 17324.0762 | 82439.7294 | 82439.7294 | 99763.8055 | 0.49126 | 27300.9559 | 27300.9559 | 1.4834 | 95776.671 | 4.1469 | 1231.3557 | High Efficiency Air Compressor | Water and Wastewater | New
| IagEgsld106 | 33235.2382 | 7340.0349 | 0 | 0 | 40575.2731 | 65270.901 | 65270.901 | 17324.0762 | 82594.9771 | 82594.9771 | 99919.0533 | 0.49126 | 32528.6629 | 32528.6629 | 1.2474 | 95963.7165 | 3.7016 | 953.5408 | Low Pressure-drop Filters | Agriculture and Assembly | Existing
| IagNgsld106 | 33235.2382 | 7340.0349 | 0 | 0 | 40575.2731 | 65270.901 | 65270.901 | 17324.0762 | 82594.9771 | 82594.9771 | 99919.0533 | 0.49126 | 32528.6629 | 32528.6629 | 1.2474 | 95963.7165 | 3.7016 | 953.5408 | Low Pressure-drop Filters | Agriculture and Assembly | New
| IchEgsld106 | 33235.2382 | 7340.0349 | 0 | 0 | 40575.2731 | 65270.901 | 65270.901 | 17324.0762 | 82594.9771 | 82594.9771 | 99919.0533 | 0.49126 | 32528.6629 | 32528.6629 | 1.2474 | 95963.7165 | 3.7016 | 953.5408 | Low Pressure-drop Filters | Chemicals and Plastics | Existing
| IchNgsld106 | 33235.2382 | 7340.0349 | 0 | 0 | 40575.2731 | 65270.901 | 65270.901 | 17324.0762 | 82594.9771 | 82594.9771 | 99919.0533 | 0.49126 | 32528.6629 | 32528.6629 | 1.2474 | 95963.7165 | 3.7016 | 953.5408 | Low Pressure-drop Filters | Chemicals and Plastics | New
| IcoEgsld106 | 33235.2382 | 7340.0349 | 0 | 0 | 40575.2731 | 65270.901 | 65270.901 | 17324.0762 | 82594.9771 | 82594.9771 | 99919.0533 | 0.49126 | 32528.6629 | 32528.6629 | 1.2474 | 95963.7165 | 3.7016 | 953.5408 | Low Pressure-drop Filters | Construction | Existing
| IcoNgsld106 | 33235.2382 | 7340.0349 | 0 | 0 | 40575.2731 | 65270.901 | 65270.901 | 17324.0762 | 82594.9771 | 82594.9771 | 99919.0533 | 0.49126 | 32528.6629 | 32528.6629 | 1.2474 | 95963.7165 | 3.7016 | 953.5408 | Low Pressure-drop Filters | Construction | New
| IelEgsld106 | 33235.2382 | 7340.0349 | 0 | 0 | 40575.2731 | 65270.901 | 65270.901 | 17324.0762 | 82594.9771 | 82594.9771 | 99919.0533 | 0.49126 | 32528.6629 | 32528.6629 | 1.2474 | 95963.7165 | 3.7016 | 953.5408 | Low Pressure-drop Filters | Electrical and Electronic Equip. | Existing
| IelNgsld106 | 33235.2382 | 7340.0349 | 0 | 0 | 40575.2731 | 65270.901 | 65270.901 | 17324.0762 | 82594.9771 | 82594.9771 | 99919.0533 | 0.49126 | 32528.6629 | 32528.6629 | 1.2474 | 95963.7165 | 3.7016 | 953.5408 | Low Pressure-drop Filters | Electrical and Electronic Equip. | New
| IluEgsld106 | 33235.2382 | 7340.0349 | 0 | 0 | 40575.2731 | 65270.901 | 65270.901 | 17324.0762 | 82594.9771 | 82594.9771 | 99919.0533 | 0.49126 | 33829.8613 | 33829.8613 | 1.1994 | 95963.7165 | 3.8496 | 1046.5414 | Low Pressure-drop Filters | Lumber/Furniture/Pulp/Paper | Existing
| IluNgsld106 | 33235.2382 | 7340.0349 | 0 | 0 | 40575.2731 | 65270.901 | 65270.901 | 17324.0762 | 82594.9771 | 82594.9771 | 99919.0533 | 0.49126 | 33829.8613 | 33829.8613 | 1.1994 | 95963.7165 | 3.8496 | 1046.5414 | Low Pressure-drop Filters | Lumber/Furniture/Pulp/Paper | New
| ImeEgsld106 | 33235.2382 | 7340.0349 | 0 | 0 | 40575.2731 | 65270.901 | 65270.901 | 17324.0762 | 82594.9771 | 82594.9771 | 99919.0533 | 0.49126 | 32528.6629 | 32528.6629 | 1.2474 | 95963.7165 | 3.7016 | 953.5408 | Low Pressure-drop Filters | Metal Products and Machinery | Existing
| ImeNgsld106 | 33235.2382 | 7340.0349 | 0 | 0 | 40575.2731 | 65270.901 | 65270.901 | 17324.0762 | 82594.9771 | 82594.9771 | 99919.0533 | 0.49126 | 32528.6629 | 32528.6629 | 1.2474 | 95963.7165 | 3.7016 | 953.5408 | Low Pressure-drop Filters | Metal Products and Machinery | New
| ImiEgsld106 | 33235.2382 | 7340.0349 | 0 | 0 | 40575.2731 | 65270.901 | 65270.901 | 17324.0762 | 82594.9771 | 82594.9771 | 99919.0533 | 0.49126 | 33036.943 | 33036.943 | 1.2282 | 95963.7165 | 3.7594 | 989.8692 | Low Pressure-drop Filters | Miscellaneous Manufacturing | Existing
| ImiNgsld106 | 33235.2382 | 7340.0349 | 0 | 0 | 40575.2731 | 65270.901 | 65270.901 | 17324.0762 | 82594.9771 | 82594.9771 | 99919.0533 | 0.49126 | 33036.943 | 33036.943 | 1.2282 | 95963.7165 | 3.7594 | 989.8692 | Low Pressure-drop Filters | Miscellaneous Manufacturing | New
| IprEgsld106 | 33235.2382 | 7340.0349 | 0 | 0 | 40575.2731 | 65270.901 | 65270.901 | 17324.0762 | 82594.9771 | 82594.9771 | 99919.0533 | 0.49126 | 32528.6629 | 32528.6629 | 1.2474 | 95963.7165 | 3.7016 | 953.5408 | Low Pressure-drop Filters | Primary Resources Industries | Existing
| IprNgsld106 | 33235.2382 | 7340.0349 | 0 | 0 | 40575.2731 | 65270.901 | 65270.901 | 17324.0762 | 82594.9771 | 82594.9771 | 99919.0533 | 0.49126 | 32528.6629 | 32528.6629 | 1.2474 | 95963.7165 | 3.7016 | 953.5408 | Low Pressure-drop Filters | Primary Resources Industries | New
| IstEgsld106 | 33235.2382 | 7340.0349 | 0 | 0 | 40575.2731 | 65270.901 | 65270.901 | 17324.0762 | 82594.9771 | 82594.9771 | 99919.0533 | 0.49126 | 32528.6629 | 32528.6629 | 1.2474 | 95963.7165 | 3.7016 | 953.5408 | Low Pressure-drop Filters | Stone/Clay/Glass/Concrete | Existing
| IstNgsld106 | 33235.2382 | 7340.0349 | 0 | 0 | 40575.2731 | 65270.901 | 65270.901 | 17324.0762 | 82594.9771 | 82594.9771 | 99919.0533 | 0.49126 | 32528.6629 | 32528.6629 | 1.2474 | 95963.7165 | 3.7016 | 953.5408 | Low Pressure-drop Filters | Stone/Clay/Glass/Concrete | New
| IteEgsld106 | 33235.2382 | 7340.0349 | 0 | 0 | 40575.2731 | 65270.901 | 65270.901 | 17324.0762 | 82594.9771 | 82594.9771 | 99919.0533 | 0.49126 | 32528.6629 | 32528.6629 | 1.2474 | 95963.7165 | 3.7016 | 953.5408 | Low Pressure-drop Filters | Textiles and Leather | Existing
| IteNgsld106 | 33235.2382 | 7340.0349 | 0 | 0 | 40575.2731 | 65270.901 | 65270.901 | 17324.0762 | 82594.9771 | 82594.9771 | 99919.0533 | 0.49126 | 32528.6629 | 32528.6629 | 1.2474 | 95963.7165 | 3.7016 | 953.5408 | Low Pressure-drop Filters | Textiles and Leather | New
| ItrEgsld106 | 33235.2382 | 7340.0349 | 0 | 0 | 40575.2731 | 65270.901 | 65270.901 | 17324.0762 | 82594.9771 | 82594.9771 | 99919.0533 | 0.49126 | 33561.3594 | 33561.3594 | 1.209 | 95963.7165 | 3.8191 | 1027.3508 | Low Pressure-drop Filters | Transportation Equipment | Existing
| ItrNgsld106 | 33235.2382 | 7340.0349 | 0 | 0 | 40575.2731 | 65270.901 | 65270.901 | 17324.0762 | 82594.9771 | 82594.9771 | 99919.0533 | 0.49126 | 33561.3594 | 33561.3594 | 1.209 | 95963.7165 | 3.8191 | 1027.3508 | Low Pressure-drop Filters | Transportation Equipment | New
| IwaEgsld106 | 33164.3952 | 7334.8229 | 0 | 0 | 40499.2181 | 65115.6532 | 65115.6532 | 17324.0762 | 82439.7294 | 82439.7294 | 99763.8055 | 0.49126 | 32451.2942 | 32451.2942 | 1.248 | 95776.671 | 3.6988 | 950.3311 | Low Pressure-drop Filters | Water and Wastewater | Existing
| IwaNgsld106 | 33164.3952 | 7334.8229 | 0 | 0 | 40499.2181 | 65115.6532 | 65115.6532 | 17324.0762 | 82439.7294 | 82439.7294 | 99763.8055 | 0.49126 | 32451.2942 | 32451.2942 | 1.248 | 95776.671 | 3.6988 | 950.3311 | Low Pressure-drop Filters | Water and Wastewater | New
| IagEgsld107 | 33235.2382 | 7340.0349 | 0 | 0 | 40575.2731 | 65270.901 | 65270.901 | 17324.0762 | 82594.9771 | 82594.9771 | 99919.0533 | 0.49126 | 3605.0333 | 3605.0333 | 11.2552 | 95963.7165 | 0.4949 | -1060.5453 | VFD on Air Compressor | Agriculture and Assembly | Existing
| IagNgsld107 | 33235.2382 | 7340.0349 | 0 | 0 | 40575.2731 | 65270.901 | 65270.901 | 17324.0762 | 82594.9771 | 82594.9771 | 99919.0533 | 0.49126 | 3605.0333 | 3605.0333 | 11.2552 | 95963.7165 | 0.4949 | -1060.5453 | VFD on Air Compressor | Agriculture and Assembly | New
| IchEgsld107 | 33235.2382 | 7340.0349 | 0 | 0 | 40575.2731 | 65270.901 | 65270.901 | 17324.0762 | 82594.9771 | 82594.9771 | 99919.0533 | 0.49126 | 3605.0333 | 3605.0333 | 11.2552 | 95963.7165 | 0.4949 | -1060.5453 | VFD on Air Compressor | Chemicals and Plastics | Existing
| IchNgsld107 | 33235.2382 | 7340.0349 | 0 | 0 | 40575.2731 | 65270.901 | 65270.901 | 17324.0762 | 82594.9771 | 82594.9771 | 99919.0533 | 0.49126 | 3605.0333 | 3605.0333 | 11.2552 | 95963.7165 | 0.4949 | -1060.5453 | VFD on Air Compressor | Chemicals and Plastics | New
| IcoEgsld107 | 33235.2382 | 7340.0349 | 0 | 0 | 40575.2731 | 65270.901 | 65270.901 | 17324.0762 | 82594.9771 | 82594.9771 | 99919.0533 | 0.49126 | 3605.0333 | 3605.0333 | 11.2552 | 95963.7165 | 0.4949 | -1060.5453 | VFD on Air Compressor | Construction | Existing
| IcoNgsld107 | 33235.2382 | 7340.0349 | 0 | 0 | 40575.2731 | 65270.901 | 65270.901 | 17324.0762 | 82594.9771 | 82594.9771 | 99919.0533 | 0.49126 | 3605.0333 | 3605.0333 | 11.2552 | 95963.7165 | 0.4949 | -1060.5453 | VFD on Air Compressor | Construction | New
| IelEgsld107 | 33235.2382 | 7340.0349 | 0 | 0 | 40575.2731 | 65270.901 | 65270.901 | 17324.0762 | 82594.9771 | 82594.9771 | 99919.0533 | 0.49126 | 3605.0333 | 3605.0333 | 11.2552 | 95963.7165 | 0.4949 | -1060.5453 | VFD on Air Compressor | Electrical and Electronic Equip. | Existing
| IelNgsld107 | 33235.2382 | 7340.0349 | 0 | 0 | 40575.2731 | 65270.901 | 65270.901 | 17324.0762 | 82594.9771 | 82594.9771 | 99919.0533 | 0.49126 | 3605.0333 | 3605.0333 | 11.2552 | 95963.7165 | 0.4949 | -1060.5453 | VFD on Air Compressor | Electrical and Electronic Equip. | New
| IluEgsld107 | 33235.2382 | 7340.0349 | 0 | 0 | 40575.2731 | 65270.901 | 65270.901 | 17324.0762 | 82594.9771 | 82594.9771 | 99919.0533 | 0.49126 | 3749.2348 | 3749.2348 | 10.8223 | 95963.7165 | 0.51469 | -1048.1117 | VFD on Air Compressor | Lumber/Furniture/Pulp/Paper | Existing
| IluNgsld107 | 33235.2382 | 7340.0349 | 0 | 0 | 40575.2731 | 65270.901 | 65270.901 | 17324.0762 | 82594.9771 | 82594.9771 | 99919.0533 | 0.49126 | 3749.2348 | 3749.2348 | 10.8223 | 95963.7165 | 0.51469 | -1048.1117 | VFD on Air Compressor | Lumber/Furniture/Pulp/Paper | New
| ImeEgsld107 | 33235.2382 | 7340.0349 | 0 | 0 | 40575.2731 | 65270.901 | 65270.901 | 17324.0762 | 82594.9771 | 82594.9771 | 99919.0533 | 0.49126 | 3605.0333 | 3605.0333 | 11.2552 | 95963.7165 | 0.4949 | -1060.5453 | VFD on Air Compressor | Metal Products and Machinery | Existing
| ImeNgsld107 | 33235.2382 | 7340.0349 | 0 | 0 | 40575.2731 | 65270.901 | 65270.901 | 17324.0762 | 82594.9771 | 82594.9771 | 99919.0533 | 0.49126 | 3605.0333 | 3605.0333 | 11.2552 | 95963.7165 | 0.4949 | -1060.5453 | VFD on Air Compressor | Metal Products and Machinery | New
| ImiEgsld107 | 33235.2382 | 7340.0349 | 0 | 0 | 40575.2731 | 65270.901 | 65270.901 | 17324.0762 | 82594.9771 | 82594.9771 | 99919.0533 | 0.49126 | 3661.3635 | 3661.3635 | 11.082 | 95963.7165 | 0.50263 | -1055.6883 | VFD on Air Compressor | Miscellaneous Manufacturing | Existing
| ImiNgsld107 | 33235.2382 | 7340.0349 | 0 | 0 | 40575.2731 | 65270.901 | 65270.901 | 17324.0762 | 82594.9771 | 82594.9771 | 99919.0533 | 0.49126 | 3661.3635 | 3661.3635 | 11.082 | 95963.7165 | 0.50263 | -1055.6883 | VFD on Air Compressor | Miscellaneous Manufacturing | New
| IprEgsld107 | 33235.2382 | 7340.0349 | 0 | 0 | 40575.2731 | 65270.901 | 65270.901 | 17324.0762 | 82594.9771 | 82594.9771 | 99919.0533 | 0.49126 | 3605.0333 | 3605.0333 | 11.2552 | 95963.7165 | 0.4949 | -1060.5453 | VFD on Air Compressor | Primary Resources Industries | Existing
| IprNgsld107 | 33235.2382 | 7340.0349 | 0 | 0 | 40575.2731 | 65270.901 | 65270.901 | 17324.0762 | 82594.9771 | 82594.9771 | 99919.0533 | 0.49126 | 3605.0333 | 3605.0333 | 11.2552 | 95963.7165 | 0.4949 | -1060.5453 | VFD on Air Compressor | Primary Resources Industries | New
| IstEgsld107 | 33235.2382 | 7340.0349 | 0 | 0 | 40575.2731 | 65270.901 | 65270.901 | 17324.0762 | 82594.9771 | 82594.9771 | 99919.0533 | 0.49126 | 3605.0333 | 3605.0333 | 11.2552 | 95963.7165 | 0.4949 | -1060.5453 | VFD on Air Compressor | Stone/Clay/Glass/Concrete | Existing
| IstNgsld107 | 33235.2382 | 7340.0349 | 0 | 0 | 40575.2731 | 65270.901 | 65270.901 | 17324.0762 | 82594.9771 | 82594.9771 | 99919.0533 | 0.49126 | 3605.0333 | 3605.0333 | 11.2552 | 95963.7165 | 0.4949 | -1060.5453 | VFD on Air Compressor | Stone/Clay/Glass/Concrete | New
| IteEgsld107 | 33235.2382 | 7340.0349 | 0 | 0 | 40575.2731 | 65270.901 | 65270.901 | 17324.0762 | 82594.9771 | 82594.9771 | 99919.0533 | 0.49126 | 3605.0333 | 3605.0333 | 11.2552 | 95963.7165 | 0.4949 | -1060.5453 | VFD on Air Compressor | Textiles and Leather | Existing
| IteNgsld107 | 33235.2382 | 7340.0349 | 0 | 0 | 40575.2731 | 65270.901 | 65270.901 | 17324.0762 | 82594.9771 | 82594.9771 | 99919.0533 | 0.49126 | 3605.0333 | 3605.0333 | 11.2552 | 95963.7165 | 0.4949 | -1060.5453 | VFD on Air Compressor | Textiles and Leather | New
| ItrEgsld107 | 33235.2382 | 7340.0349 | 0 | 0 | 40575.2731 | 65270.901 | 65270.901 | 17324.0762 | 82594.9771 | 82594.9771 | 99919.0533 | 0.49126 | 3719.4796 | 3719.4796 | 10.9089 | 95963.7165 | 0.51061 | -1050.6773 | VFD on Air Compressor | Transportation Equipment | Existing
| ItrNgsld107 | 33235.2382 | 7340.0349 | 0 | 0 | 40575.2731 | 65270.901 | 65270.901 | 17324.0762 | 82594.9771 | 82594.9771 | 99919.0533 | 0.49126 | 3719.4796 | 3719.4796 | 10.9089 | 95963.7165 | 0.51061 | -1050.6773 | VFD on Air Compressor | Transportation Equipment | New
| IwaEgsld107 | 33164.3952 | 7334.8229 | 0 | 0 | 40499.2181 | 65115.6532 | 65115.6532 | 17324.0762 | 82439.7294 | 82439.7294 | 99763.8055 | 0.49126 | 3596.4589 | 3596.4589 | 11.2609 | 95776.671 | 0.49452 | -1058.9645 | VFD on Air Compressor | Water and Wastewater | Existing
| IwaNgsld107 | 33164.3952 | 7334.8229 | 0 | 0 | 40499.2181 | 65115.6532 | 65115.6532 | 17324.0762 | 82439.7294 | 82439.7294 | 99763.8055 | 0.49126 | 3596.4589 | 3596.4589 | 11.2609 | 95776.671 | 0.49452 | -1058.9645 | VFD on Air Compressor | Water and Wastewater | New
| IagEgsld108 | 33235.2382 | 7340.0349 | 0 | 0 | 40575.2731 | 65270.901 | 65270.901 | 17324.0762 | 82594.9771 | 82594.9771 | 99919.0533 | 0.49126 | 2431.0096 | 2431.0096 | 16.6907 | 95963.7165 | 0.15778 | -1272.2871 | Dew Point Sensor Control for Dessicant CA Dryer | Agriculture and Assembly | Existing
| IagNgsld108 | 33235.2382 | 7340.0349 | 0 | 0 | 40575.2731 | 65270.901 | 65270.901 | 17324.0762 | 82594.9771 | 82594.9771 | 99919.0533 | 0.49126 | 2431.0096 | 2431.0096 | 16.6907 | 95963.7165 | 0.15778 | -1272.2871 | Dew Point Sensor Control for Dessicant CA Dryer | Agriculture and Assembly | New
| IchEgsld108 | 33235.2382 | 7340.0349 | 0 | 0 | 40575.2731 | 65270.901 | 65270.901 | 17324.0762 | 82594.9771 | 82594.9771 | 99919.0533 | 0.49126 | 2431.0096 | 2431.0096 | 16.6907 | 95963.7165 | 0.15778 | -1272.2871 | Dew Point Sensor Control for Dessicant CA Dryer | Chemicals and Plastics | Existing
| IchNgsld108 | 33235.2382 | 7340.0349 | 0 | 0 | 40575.2731 | 65270.901 | 65270.901 | 17324.0762 | 82594.9771 | 82594.9771 | 99919.0533 | 0.49126 | 2431.0096 | 2431.0096 | 16.6907 | 95963.7165 | 0.15778 | -1272.2871 | Dew Point Sensor Control for Dessicant CA Dryer | Chemicals and Plastics | New
| IcoEgsld108 | 33235.2382 | 7340.0349 | 0 | 0 | 40575.2731 | 65270.901 | 65270.901 | 17324.0762 | 82594.9771 | 82594.9771 | 99919.0533 | 0.49126 | 2431.0096 | 2431.0096 | 16.6907 | 95963.7165 | 0.15778 | -1272.2871 | Dew Point Sensor Control for Dessicant CA Dryer | Construction | Existing
| IcoNgsld108 | 33235.2382 | 7340.0349 | 0 | 0 | 40575.2731 | 65270.901 | 65270.901 | 17324.0762 | 82594.9771 | 82594.9771 | 99919.0533 | 0.49126 | 2431.0096 | 2431.0096 | 16.6907 | 95963.7165 | 0.15778 | -1272.2871 | Dew Point Sensor Control for Dessicant CA Dryer | Construction | New
| IelEgsld108 | 33235.2382 | 7340.0349 | 0 | 0 | 40575.2731 | 65270.901 | 65270.901 | 17324.0762 | 82594.9771 | 82594.9771 | 99919.0533 | 0.49126 | 2431.0096 | 2431.0096 | 16.6907 | 95963.7165 | 0.15778 | -1272.2871 | Dew Point Sensor Control for Dessicant CA Dryer | Electrical and Electronic Equip. | Existing
| IelNgsld108 | 33235.2382 | 7340.0349 | 0 | 0 | 40575.2731 | 65270.901 | 65270.901 | 17324.0762 | 82594.9771 | 82594.9771 | 99919.0533 | 0.49126 | 2431.0096 | 2431.0096 | 16.6907 | 95963.7165 | 0.15778 | -1272.2871 | Dew Point Sensor Control for Dessicant CA Dryer | Electrical and Electronic Equip. | New
| IluEgsld108 | 33235.2382 | 7340.0349 | 0 | 0 | 40575.2731 | 65270.901 | 65270.901 | 17324.0762 | 82594.9771 | 82594.9771 | 99919.0533 | 0.49126 | 2528.2499 | 2528.2499 | 16.0488 | 95963.7165 | 0.16409 | -1268.3232 | Dew Point Sensor Control for Dessicant CA Dryer | Lumber/Furniture/Pulp/Paper | Existing
| IluNgsld108 | 33235.2382 | 7340.0349 | 0 | 0 | 40575.2731 | 65270.901 | 65270.901 | 17324.0762 | 82594.9771 | 82594.9771 | 99919.0533 | 0.49126 | 2528.2499 | 2528.2499 | 16.0488 | 95963.7165 | 0.16409 | -1268.3232 | Dew Point Sensor Control for Dessicant CA Dryer | Lumber/Furniture/Pulp/Paper | New
| ImeEgsld108 | 33235.2382 | 7340.0349 | 0 | 0 | 40575.2731 | 65270.901 | 65270.901 | 17324.0762 | 82594.9771 | 82594.9771 | 99919.0533 | 0.49126 | 2431.0096 | 2431.0096 | 16.6907 | 95963.7165 | 0.15778 | -1272.2871 | Dew Point Sensor Control for Dessicant CA Dryer | Metal Products and Machinery | Existing
| ImeNgsld108 | 33235.2382 | 7340.0349 | 0 | 0 | 40575.2731 | 65270.901 | 65270.901 | 17324.0762 | 82594.9771 | 82594.9771 | 99919.0533 | 0.49126 | 2431.0096 | 2431.0096 | 16.6907 | 95963.7165 | 0.15778 | -1272.2871 | Dew Point Sensor Control for Dessicant CA Dryer | Metal Products and Machinery | New
| ImiEgsld108 | 33235.2382 | 7340.0349 | 0 | 0 | 40575.2731 | 65270.901 | 65270.901 | 17324.0762 | 82594.9771 | 82594.9771 | 99919.0533 | 0.49126 | 2468.9941 | 2468.9941 | 16.4339 | 95963.7165 | 0.16024 | -1270.7387 | Dew Point Sensor Control for Dessicant CA Dryer | Miscellaneous Manufacturing | Existing
| ImiNgsld108 | 33235.2382 | 7340.0349 | 0 | 0 | 40575.2731 | 65270.901 | 65270.901 | 17324.0762 | 82594.9771 | 82594.9771 | 99919.0533 | 0.49126 | 2468.9941 | 2468.9941 | 16.4339 | 95963.7165 | 0.16024 | -1270.7387 | Dew Point Sensor Control for Dessicant CA Dryer | Miscellaneous Manufacturing | New
| IprEgsld108 | 33235.2382 | 7340.0349 | 0 | 0 | 40575.2731 | 65270.901 | 65270.901 | 17324.0762 | 82594.9771 | 82594.9771 | 99919.0533 | 0.49126 | 2431.0096 | 2431.0096 | 16.6907 | 95963.7165 | 0.15778 | -1272.2871 | Dew Point Sensor Control for Dessicant CA Dryer | Primary Resources Industries | Existing
| IprNgsld108 | 33235.2382 | 7340.0349 | 0 | 0 | 40575.2731 | 65270.901 | 65270.901 | 17324.0762 | 82594.9771 | 82594.9771 | 99919.0533 | 0.49126 | 2431.0096 | 2431.0096 | 16.6907 | 95963.7165 | 0.15778 | -1272.2871 | Dew Point Sensor Control for Dessicant CA Dryer | Primary Resources Industries | New
| IstEgsld108 | 33235.2382 | 7340.0349 | 0 | 0 | 40575.2731 | 65270.901 | 65270.901 | 17324.0762 | 82594.9771 | 82594.9771 | 99919.0533 | 0.49126 | 2431.0096 | 2431.0096 | 16.6907 | 95963.7165 | 0.15778 | -1272.2871 | Dew Point Sensor Control for Dessicant CA Dryer | Stone/Clay/Glass/Concrete | Existing
| IstNgsld108 | 33235.2382 | 7340.0349 | 0 | 0 | 40575.2731 | 65270.901 | 65270.901 | 17324.0762 | 82594.9771 | 82594.9771 | 99919.0533 | 0.49126 | 2431.0096 | 2431.0096 | 16.6907 | 95963.7165 | 0.15778 | -1272.2871 | Dew Point Sensor Control for Dessicant CA Dryer | Stone/Clay/Glass/Concrete | New
| IteEgsld108 | 33235.2382 | 7340.0349 | 0 | 0 | 40575.2731 | 65270.901 | 65270.901 | 17324.0762 | 82594.9771 | 82594.9771 | 99919.0533 | 0.49126 | 2431.0096 | 2431.0096 | 16.6907 | 95963.7165 | 0.15778 | -1272.2871 | Dew Point Sensor Control for Dessicant CA Dryer | Textiles and Leather | Existing
| IteNgsld108 | 33235.2382 | 7340.0349 | 0 | 0 | 40575.2731 | 65270.901 | 65270.901 | 17324.0762 | 82594.9771 | 82594.9771 | 99919.0533 | 0.49126 | 2431.0096 | 2431.0096 | 16.6907 | 95963.7165 | 0.15778 | -1272.2871 | Dew Point Sensor Control for Dessicant CA Dryer | Textiles and Leather | New
| ItrEgsld108 | 33235.2382 | 7340.0349 | 0 | 0 | 40575.2731 | 65270.901 | 65270.901 | 17324.0762 | 82594.9771 | 82594.9771 | 99919.0533 | 0.49126 | 2508.1845 | 2508.1845 | 16.1771 | 95963.7165 | 0.16278 | -1269.1411 | Dew Point Sensor Control for Dessicant CA Dryer | Transportation Equipment | Existing
| ItrNgsld108 | 33235.2382 | 7340.0349 | 0 | 0 | 40575.2731 | 65270.901 | 65270.901 | 17324.0762 | 82594.9771 | 82594.9771 | 99919.0533 | 0.49126 | 2508.1845 | 2508.1845 | 16.1771 | 95963.7165 | 0.16278 | -1269.1411 | Dew Point Sensor Control for Dessicant CA Dryer | Transportation Equipment | New
| IwaEgsld108 | 33164.3952 | 7334.8229 | 0 | 0 | 40499.2181 | 65115.6532 | 65115.6532 | 17324.0762 | 82439.7294 | 82439.7294 | 99763.8055 | 0.49126 | 2425.2273 | 2425.2273 | 16.6991 | 95776.671 | 0.15766 | -1270.2027 | Dew Point Sensor Control for Dessicant CA Dryer | Water and Wastewater | Existing
| IwaNgsld108 | 33164.3952 | 7334.8229 | 0 | 0 | 40499.2181 | 65115.6532 | 65115.6532 | 17324.0762 | 82439.7294 | 82439.7294 | 99763.8055 | 0.49126 | 2425.2273 | 2425.2273 | 16.6991 | 95776.671 | 0.15766 | -1270.2027 | Dew Point Sensor Control for Dessicant CA Dryer | Water and Wastewater | New
| IagEgsld109 | 33235.2382 | 7340.0349 | 0 | 0 | 40575.2731 | 65270.901 | 65270.901 | 17324.0762 | 82594.9771 | 82594.9771 | 99919.0533 | 0.49126 | 58333.7985 | 58333.7985 | 0.69557 | 95963.7165 | 2.4001 | 136.1245 | Air Compressor Optimization | Agriculture and Assembly | Existing
| IagNgsld109 | 33235.2382 | 7340.0349 | 0 | 0 | 40575.2731 | 65270.901 | 65270.901 | 17324.0762 | 82594.9771 | 82594.9771 | 99919.0533 | 0.49126 | 58333.7985 | 58333.7985 | 0.69557 | 95963.7165 | 2.4001 | 136.1245 | Air Compressor Optimization | Agriculture and Assembly | New
| IchEgsld109 | 33235.2382 | 7340.0349 | 0 | 0 | 40575.2731 | 65270.901 | 65270.901 | 17324.0762 | 82594.9771 | 82594.9771 | 99919.0533 | 0.49126 | 58333.7985 | 58333.7985 | 0.69557 | 95963.7165 | 2.4001 | 136.1245 | Air Compressor Optimization | Chemicals and Plastics | Existing
| IchNgsld109 | 33235.2382 | 7340.0349 | 0 | 0 | 40575.2731 | 65270.901 | 65270.901 | 17324.0762 | 82594.9771 | 82594.9771 | 99919.0533 | 0.49126 | 58333.7985 | 58333.7985 | 0.69557 | 95963.7165 | 2.4001 | 136.1245 | Air Compressor Optimization | Chemicals and Plastics | New
| IcoEgsld109 | 33235.2382 | 7340.0349 | 0 | 0 | 40575.2731 | 65270.901 | 65270.901 | 17324.0762 | 82594.9771 | 82594.9771 | 99919.0533 | 0.49126 | 58333.7985 | 58333.7985 | 0.69557 | 95963.7165 | 2.4001 | 136.1245 | Air Compressor Optimization | Construction | Existing
| IcoNgsld109 | 33235.2382 | 7340.0349 | 0 | 0 | 40575.2731 | 65270.901 | 65270.901 | 17324.0762 | 82594.9771 | 82594.9771 | 99919.0533 | 0.49126 | 58333.7985 | 58333.7985 | 0.69557 | 95963.7165 | 2.4001 | 136.1245 | Air Compressor Optimization | Construction | New
| IelEgsld109 | 33235.2382 | 7340.0349 | 0 | 0 | 40575.2731 | 65270.901 | 65270.901 | 17324.0762 | 82594.9771 | 82594.9771 | 99919.0533 | 0.49126 | 58333.7985 | 58333.7985 | 0.69557 | 95963.7165 | 2.4001 | 136.1245 | Air Compressor Optimization | Electrical and Electronic Equip. | Existing
| IelNgsld109 | 33235.2382 | 7340.0349 | 0 | 0 | 40575.2731 | 65270.901 | 65270.901 | 17324.0762 | 82594.9771 | 82594.9771 | 99919.0533 | 0.49126 | 58333.7985 | 58333.7985 | 0.69557 | 95963.7165 | 2.4001 | 136.1245 | Air Compressor Optimization | Electrical and Electronic Equip. | New
| IluEgsld109 | 33235.2382 | 7340.0349 | 0 | 0 | 40575.2731 | 65270.901 | 65270.901 | 17324.0762 | 82594.9771 | 82594.9771 | 99919.0533 | 0.49126 | 60660.4683 | 60660.4683 | 0.66889 | 95963.7165 | 2.4959 | 196.2522 | Air Compressor Optimization | Lumber/Furniture/Pulp/Paper | Existing
| IluNgsld109 | 33235.2382 | 7340.0349 | 0 | 0 | 40575.2731 | 65270.901 | 65270.901 | 17324.0762 | 82594.9771 | 82594.9771 | 99919.0533 | 0.49126 | 60660.4683 | 60660.4683 | 0.66889 | 95963.7165 | 2.4959 | 196.2522 | Air Compressor Optimization | Lumber/Furniture/Pulp/Paper | New
| ImeEgsld109 | 33235.2382 | 7340.0349 | 0 | 0 | 40575.2731 | 65270.901 | 65270.901 | 17324.0762 | 82594.9771 | 82594.9771 | 99919.0533 | 0.49126 | 58333.7985 | 58333.7985 | 0.69557 | 95963.7165 | 2.4001 | 136.1245 | Air Compressor Optimization | Metal Products and Machinery | Existing
| ImeNgsld109 | 33235.2382 | 7340.0349 | 0 | 0 | 40575.2731 | 65270.901 | 65270.901 | 17324.0762 | 82594.9771 | 82594.9771 | 99919.0533 | 0.49126 | 58333.7985 | 58333.7985 | 0.69557 | 95963.7165 | 2.4001 | 136.1245 | Air Compressor Optimization | Metal Products and Machinery | New
| ImiEgsld109 | 33235.2382 | 7340.0349 | 0 | 0 | 40575.2731 | 65270.901 | 65270.901 | 17324.0762 | 82594.9771 | 82594.9771 | 99919.0533 | 0.49126 | 59245.2962 | 59245.2962 | 0.68487 | 95963.7165 | 2.4376 | 159.6802 | Air Compressor Optimization | Miscellaneous Manufacturing | Existing
| ImiNgsld109 | 33235.2382 | 7340.0349 | 0 | 0 | 40575.2731 | 65270.901 | 65270.901 | 17324.0762 | 82594.9771 | 82594.9771 | 99919.0533 | 0.49126 | 59245.2962 | 59245.2962 | 0.68487 | 95963.7165 | 2.4376 | 159.6802 | Air Compressor Optimization | Miscellaneous Manufacturing | New
| IprEgsld109 | 33235.2382 | 7340.0349 | 0 | 0 | 40575.2731 | 65270.901 | 65270.901 | 17324.0762 | 82594.9771 | 82594.9771 | 99919.0533 | 0.49126 | 58333.7985 | 58333.7985 | 0.69557 | 95963.7165 | 2.4001 | 136.1245 | Air Compressor Optimization | Primary Resources Industries | Existing
| IprNgsld109 | 33235.2382 | 7340.0349 | 0 | 0 | 40575.2731 | 65270.901 | 65270.901 | 17324.0762 | 82594.9771 | 82594.9771 | 99919.0533 | 0.49126 | 58333.7985 | 58333.7985 | 0.69557 | 95963.7165 | 2.4001 | 136.1245 | Air Compressor Optimization | Primary Resources Industries | New
| IstEgsld109 | 33235.2382 | 7340.0349 | 0 | 0 | 40575.2731 | 65270.901 | 65270.901 | 17324.0762 | 82594.9771 | 82594.9771 | 99919.0533 | 0.49126 | 58333.7985 | 58333.7985 | 0.69557 | 95963.7165 | 2.4001 | 136.1245 | Air Compressor Optimization | Stone/Clay/Glass/Concrete | Existing
| IstNgsld109 | 33235.2382 | 7340.0349 | 0 | 0 | 40575.2731 | 65270.901 | 65270.901 | 17324.0762 | 82594.9771 | 82594.9771 | 99919.0533 | 0.49126 | 58333.7985 | 58333.7985 | 0.69557 | 95963.7165 | 2.4001 | 136.1245 | Air Compressor Optimization | Stone/Clay/Glass/Concrete | New
| IteEgsld109 | 33235.2382 | 7340.0349 | 0 | 0 | 40575.2731 | 65270.901 | 65270.901 | 17324.0762 | 82594.9771 | 82594.9771 | 99919.0533 | 0.49126 | 58333.7985 | 58333.7985 | 0.69557 | 95963.7165 | 2.4001 | 136.1245 | Air Compressor Optimization | Textiles and Leather | Existing
| IteNgsld109 | 33235.2382 | 7340.0349 | 0 | 0 | 40575.2731 | 65270.901 | 65270.901 | 17324.0762 | 82594.9771 | 82594.9771 | 99919.0533 | 0.49126 | 58333.7985 | 58333.7985 | 0.69557 | 95963.7165 | 2.4001 | 136.1245 | Air Compressor Optimization | Textiles and Leather | New
| ItrEgsld109 | 33235.2382 | 7340.0349 | 0 | 0 | 40575.2731 | 65270.901 | 65270.901 | 17324.0762 | 82594.9771 | 82594.9771 | 99919.0533 | 0.49126 | 60185.6456 | 60185.6456 | 0.67417 | 95963.7165 | 2.4763 | 183.9815 | Air Compressor Optimization | Transportation Equipment | Existing
| ItrNgsld109 | 33235.2382 | 7340.0349 | 0 | 0 | 40575.2731 | 65270.901 | 65270.901 | 17324.0762 | 82594.9771 | 82594.9771 | 99919.0533 | 0.49126 | 60185.6456 | 60185.6456 | 0.67417 | 95963.7165 | 2.4763 | 183.9815 | Air Compressor Optimization | Transportation Equipment | New
| IwaEgsld109 | 33164.3952 | 7334.8229 | 0 | 0 | 40499.2181 | 65115.6532 | 65115.6532 | 17324.0762 | 82439.7294 | 82439.7294 | 99763.8055 | 0.49126 | 58195.0483 | 58195.0483 | 0.69592 | 95776.671 | 2.3983 | 134.859 | Air Compressor Optimization | Water and Wastewater | Existing
| IwaNgsld109 | 33164.3952 | 7334.8229 | 0 | 0 | 40499.2181 | 65115.6532 | 65115.6532 | 17324.0762 | 82439.7294 | 82439.7294 | 99763.8055 | 0.49126 | 58195.0483 | 58195.0483 | 0.69592 | 95776.671 | 2.3983 | 134.859 | Air Compressor Optimization | Water and Wastewater | New
| IagEgsld201 | 33234.5575 | 7339.4894 | 0 | 0 | 40574.0469 | 65270.901 | 65270.901 | 17974.6992 | 83245.6002 | 83245.6002 | 101220.2994 | 0.4874 | 107674.6607 | 107674.6607 | 0.37682 | 96614.3395 | 19.2248 | 10832.4538 | Energy Star windows | Agriculture and Assembly | Existing
| IagNgsld201 | 33234.5575 | 7339.4894 | 0 | 0 | 40574.0469 | 65270.901 | 65270.901 | 17974.6992 | 83245.6002 | 83245.6002 | 101220.2994 | 0.4874 | 107674.6607 | 107674.6607 | 0.37682 | 96614.3395 | 19.2248 | 10832.4538 | Energy Star windows | Agriculture and Assembly | New
| IchEgsld201 | 33234.5575 | 7339.4894 | 0 | 0 | 40574.0469 | 65270.901 | 65270.901 | 17974.6992 | 83245.6002 | 83245.6002 | 101220.2994 | 0.4874 | 67569.5574 | 67569.5574 | 0.60048 | 96614.3395 | 12.0642 | 6281.4055 | Energy Star windows | Chemicals and Plastics | Existing
| IchNgsld201 | 33234.5575 | 7339.4894 | 0 | 0 | 40574.0469 | 65270.901 | 65270.901 | 17974.6992 | 83245.6002 | 83245.6002 | 101220.2994 | 0.4874 | 67569.5574 | 67569.5574 | 0.60048 | 96614.3395 | 12.0642 | 6281.4055 | Energy Star windows | Chemicals and Plastics | New
| IcoEgsld201 | 33234.5575 | 7339.4894 | 0 | 0 | 40574.0469 | 65270.901 | 65270.901 | 17974.6992 | 83245.6002 | 83245.6002 | 101220.2994 | 0.4874 | 109159.8996 | 109159.8996 | 0.37169 | 96614.3395 | 19.49 | 11000.9961 | Energy Star windows | Construction | Existing
| IcoNgsld201 | 33234.5575 | 7339.4894 | 0 | 0 | 40574.0469 | 65270.901 | 65270.901 | 17974.6992 | 83245.6002 | 83245.6002 | 101220.2994 | 0.4874 | 109159.8996 | 109159.8996 | 0.37169 | 96614.3395 | 19.49 | 11000.9961 | Energy Star windows | Construction | New
| IelEgsld201 | 33234.5575 | 7339.4894 | 0 | 0 | 40574.0469 | 65270.901 | 65270.901 | 17974.6992 | 83245.6002 | 83245.6002 | 101220.2994 | 0.4874 | 60240.4142 | 60240.4142 | 0.67354 | 96614.3395 | 10.7557 | 5449.7087 | Energy Star windows | Electrical and Electronic Equip. | Existing
| IelNgsld201 | 33234.5575 | 7339.4894 | 0 | 0 | 40574.0469 | 65270.901 | 65270.901 | 17974.6992 | 83245.6002 | 83245.6002 | 101220.2994 | 0.4874 | 60240.4142 | 60240.4142 | 0.67354 | 96614.3395 | 10.7557 | 5449.7087 | Energy Star windows | Electrical and Electronic Equip. | New
| IluEgsld201 | 33234.5575 | 7339.4894 | 0 | 0 | 40574.0469 | 65270.901 | 65270.901 | 17974.6992 | 83245.6002 | 83245.6002 | 101220.2994 | 0.4874 | 200356.6417 | 200356.6417 | 0.20251 | 96614.3395 | 35.7728 | 21349.8228 | Energy Star windows | Lumber/Furniture/Pulp/Paper | Existing
| IluNgsld201 | 33234.5575 | 7339.4894 | 0 | 0 | 40574.0469 | 65270.901 | 65270.901 | 17974.6992 | 83245.6002 | 83245.6002 | 101220.2994 | 0.4874 | 200356.6417 | 200356.6417 | 0.20251 | 96614.3395 | 35.7728 | 21349.8228 | Energy Star windows | Lumber/Furniture/Pulp/Paper | New
| ImeEgsld201 | 33234.5575 | 7339.4894 | 0 | 0 | 40574.0469 | 65270.901 | 65270.901 | 17974.6992 | 83245.6002 | 83245.6002 | 101220.2994 | 0.4874 | 186763.066 | 186763.066 | 0.21725 | 96614.3395 | 33.3457 | 19807.2513 | Energy Star windows | Metal Products and Machinery | Existing
| ImeNgsld201 | 33234.5575 | 7339.4894 | 0 | 0 | 40574.0469 | 65270.901 | 65270.901 | 17974.6992 | 83245.6002 | 83245.6002 | 101220.2994 | 0.4874 | 186763.066 | 186763.066 | 0.21725 | 96614.3395 | 33.3457 | 19807.2513 | Energy Star windows | Metal Products and Machinery | New
| ImiEgsld201 | 33234.5575 | 7339.4894 | 0 | 0 | 40574.0469 | 65270.901 | 65270.901 | 17974.6992 | 83245.6002 | 83245.6002 | 101220.2994 | 0.4874 | 109159.8996 | 109159.8996 | 0.37169 | 96614.3395 | 19.49 | 11000.9961 | Energy Star windows | Miscellaneous Manufacturing | Existing
| ImiNgsld201 | 33234.5575 | 7339.4894 | 0 | 0 | 40574.0469 | 65270.901 | 65270.901 | 17974.6992 | 83245.6002 | 83245.6002 | 101220.2994 | 0.4874 | 109159.8996 | 109159.8996 | 0.37169 | 96614.3395 | 19.49 | 11000.9961 | Energy Star windows | Miscellaneous Manufacturing | New
| IprEgsld201 | 33234.5575 | 7339.4894 | 0 | 0 | 40574.0469 | 65270.901 | 65270.901 | 17974.6992 | 83245.6002 | 83245.6002 | 101220.2994 | 0.4874 | 95494.2508 | 95494.2508 | 0.42488 | 96614.3395 | 17.0501 | 9450.2445 | Energy Star windows | Primary Resources Industries | Existing
| IprNgsld201 | 33234.5575 | 7339.4894 | 0 | 0 | 40574.0469 | 65270.901 | 65270.901 | 17974.6992 | 83245.6002 | 83245.6002 | 101220.2994 | 0.4874 | 95494.2508 | 95494.2508 | 0.42488 | 96614.3395 | 17.0501 | 9450.2445 | Energy Star windows | Primary Resources Industries | New
| IstEgsld201 | 33234.5575 | 7339.4894 | 0 | 0 | 40574.0469 | 65270.901 | 65270.901 | 17974.6992 | 83245.6002 | 83245.6002 | 101220.2994 | 0.4874 | 124877.1913 | 124877.1913 | 0.32491 | 96614.3395 | 22.2963 | 12784.5633 | Energy Star windows | Stone/Clay/Glass/Concrete | Existing
| IstNgsld201 | 33234.5575 | 7339.4894 | 0 | 0 | 40574.0469 | 65270.901 | 65270.901 | 17974.6992 | 83245.6002 | 83245.6002 | 101220.2994 | 0.4874 | 124877.1913 | 124877.1913 | 0.32491 | 96614.3395 | 22.2963 | 12784.5633 | Energy Star windows | Stone/Clay/Glass/Concrete | New
| IteEgsld201 | 33234.5575 | 7339.4894 | 0 | 0 | 40574.0469 | 65270.901 | 65270.901 | 17974.6992 | 83245.6002 | 83245.6002 | 101220.2994 | 0.4874 | 82011.2331 | 82011.2331 | 0.49474 | 96614.3395 | 14.6427 | 7920.2181 | Energy Star windows | Textiles and Leather | Existing
| IteNgsld201 | 33234.5575 | 7339.4894 | 0 | 0 | 40574.0469 | 65270.901 | 65270.901 | 17974.6992 | 83245.6002 | 83245.6002 | 101220.2994 | 0.4874 | 82011.2331 | 82011.2331 | 0.49474 | 96614.3395 | 14.6427 | 7920.2181 | Energy Star windows | Textiles and Leather | New
| ItrEgsld201 | 33234.5575 | 7339.4894 | 0 | 0 | 40574.0469 | 65270.901 | 65270.901 | 17974.6992 | 83245.6002 | 83245.6002 | 101220.2994 | 0.4874 | 75732.8809 | 75732.8809 | 0.53575 | 96614.3395 | 13.5218 | 7207.7635 | Energy Star windows | Transportation Equipment | Existing
| ItrNgsld201 | 33234.5575 | 7339.4894 | 0 | 0 | 40574.0469 | 65270.901 | 65270.901 | 17974.6992 | 83245.6002 | 83245.6002 | 101220.2994 | 0.4874 | 75732.8809 | 75732.8809 | 0.53575 | 96614.3395 | 13.5218 | 7207.7635 | Energy Star windows | Transportation Equipment | New
| IwaEgsld201 | 33234.5575 | 7339.4894 | 0 | 0 | 40574.0469 | 65270.901 | 65270.901 | 17974.6992 | 83245.6002 | 83245.6002 | 101220.2994 | 0.4874 | 8500.6308 | 8500.6308 | 4.7731 | 96614.3395 | 1.5177 | -421.6203 | Energy Star windows | Water and Wastewater | Existing
| IwaNgsld201 | 33234.5575 | 7339.4894 | 0 | 0 | 40574.0469 | 65270.901 | 65270.901 | 17974.6992 | 83245.6002 | 83245.6002 | 101220.2994 | 0.4874 | 8500.6308 | 8500.6308 | 4.7731 | 96614.3395 | 1.5177 | -421.6203 | Energy Star windows | Water and Wastewater | New
| IagEgsld202 | 33234.5575 | 7339.4894 | 0 | 0 | 40574.0469 | 65270.901 | 65270.901 | 17974.6992 | 83245.6002 | 83245.6002 | 101220.2994 | 0.4874 | 39959.2575 | 39959.2575 | 1.0154 | 96614.3395 | 7.1345 | 3148.243 | Industrial Duct Sealing | Agriculture and Assembly | Existing
| IagNgsld202 | 33234.5575 | 7339.4894 | 0 | 0 | 40574.0469 | 65270.901 | 65270.901 | 17974.6992 | 83245.6002 | 83245.6002 | 101220.2994 | 0.4874 | 39959.2575 | 39959.2575 | 1.0154 | 96614.3395 | 7.1345 | 3148.243 | Industrial Duct Sealing | Agriculture and Assembly | New
| IchEgsld202 | 33234.5575 | 7339.4894 | 0 | 0 | 40574.0469 | 65270.901 | 65270.901 | 17974.6992 | 83245.6002 | 83245.6002 | 101220.2994 | 0.4874 | 25075.8212 | 25075.8212 | 1.6181 | 96614.3395 | 4.4772 | 1459.2999 | Industrial Duct Sealing | Chemicals and Plastics | Existing
| IchNgsld202 | 33234.5575 | 7339.4894 | 0 | 0 | 40574.0469 | 65270.901 | 65270.901 | 17974.6992 | 83245.6002 | 83245.6002 | 101220.2994 | 0.4874 | 25075.8212 | 25075.8212 | 1.6181 | 96614.3395 | 4.4772 | 1459.2999 | Industrial Duct Sealing | Chemicals and Plastics | New
| IcoEgsld202 | 33234.5575 | 7339.4894 | 0 | 0 | 40574.0469 | 65270.901 | 65270.901 | 17974.6992 | 83245.6002 | 83245.6002 | 101220.2994 | 0.4874 | 40510.425 | 40510.425 | 1.0016 | 96614.3395 | 7.233 | 3210.7884 | Industrial Duct Sealing | Construction | Existing
| IcoNgsld202 | 33234.5575 | 7339.4894 | 0 | 0 | 40574.0469 | 65270.901 | 65270.901 | 17974.6992 | 83245.6002 | 83245.6002 | 101220.2994 | 0.4874 | 40510.425 | 40510.425 | 1.0016 | 96614.3395 | 7.233 | 3210.7884 | Industrial Duct Sealing | Construction | New
| IelEgsld202 | 33234.5575 | 7339.4894 | 0 | 0 | 40574.0469 | 65270.901 | 65270.901 | 17974.6992 | 83245.6002 | 83245.6002 | 101220.2994 | 0.4874 | 22355.8931 | 22355.8931 | 1.8149 | 96614.3395 | 3.9915 | 1150.6478 | Industrial Duct Sealing | Electrical and Electronic Equip. | Existing
| IelNgsld202 | 33234.5575 | 7339.4894 | 0 | 0 | 40574.0469 | 65270.901 | 65270.901 | 17974.6992 | 83245.6002 | 83245.6002 | 101220.2994 | 0.4874 | 22355.8931 | 22355.8931 | 1.8149 | 96614.3395 | 3.9915 | 1150.6478 | Industrial Duct Sealing | Electrical and Electronic Equip. | New
| IluEgsld202 | 33234.5575 | 7339.4894 | 0 | 0 | 40574.0469 | 65270.901 | 65270.901 | 17974.6992 | 83245.6002 | 83245.6002 | 101220.2994 | 0.4874 | 74354.5769 | 74354.5769 | 0.54568 | 96614.3395 | 13.2757 | 7051.3559 | Industrial Duct Sealing | Lumber/Furniture/Pulp/Paper | Existing
| IluNgsld202 | 33234.5575 | 7339.4894 | 0 | 0 | 40574.0469 | 65270.901 | 65270.901 | 17974.6992 | 83245.6002 | 83245.6002 | 101220.2994 | 0.4874 | 74354.5769 | 74354.5769 | 0.54568 | 96614.3395 | 13.2757 | 7051.3559 | Industrial Duct Sealing | Lumber/Furniture/Pulp/Paper | New
| ImeEgsld202 | 33234.5575 | 7339.4894 | 0 | 0 | 40574.0469 | 65270.901 | 65270.901 | 17974.6992 | 83245.6002 | 83245.6002 | 101220.2994 | 0.4874 | 69309.8575 | 69309.8575 | 0.5854 | 96614.3395 | 12.375 | 6478.8915 | Industrial Duct Sealing | Metal Products and Machinery | Existing
| ImeNgsld202 | 33234.5575 | 7339.4894 | 0 | 0 | 40574.0469 | 65270.901 | 65270.901 | 17974.6992 | 83245.6002 | 83245.6002 | 101220.2994 | 0.4874 | 69309.8575 | 69309.8575 | 0.5854 | 96614.3395 | 12.375 | 6478.8915 | Industrial Duct Sealing | Metal Products and Machinery | New
| ImiEgsld202 | 33234.5575 | 7339.4894 | 0 | 0 | 40574.0469 | 65270.901 | 65270.901 | 17974.6992 | 83245.6002 | 83245.6002 | 101220.2994 | 0.4874 | 40510.425 | 40510.425 | 1.0016 | 96614.3395 | 7.233 | 3210.7884 | Industrial Duct Sealing | Miscellaneous Manufacturing | Existing
| ImiNgsld202 | 33234.5575 | 7339.4894 | 0 | 0 | 40574.0469 | 65270.901 | 65270.901 | 17974.6992 | 83245.6002 | 83245.6002 | 101220.2994 | 0.4874 | 40510.425 | 40510.425 | 1.0016 | 96614.3395 | 7.233 | 3210.7884 | Industrial Duct Sealing | Miscellaneous Manufacturing | New
| IprEgsld202 | 33234.5575 | 7339.4894 | 0 | 0 | 40574.0469 | 65270.901 | 65270.901 | 17974.6992 | 83245.6002 | 83245.6002 | 101220.2994 | 0.4874 | 35438.9806 | 35438.9806 | 1.1449 | 96614.3395 | 6.3275 | 2635.2907 | Industrial Duct Sealing | Primary Resources Industries | Existing
| IprNgsld202 | 33234.5575 | 7339.4894 | 0 | 0 | 40574.0469 | 65270.901 | 65270.901 | 17974.6992 | 83245.6002 | 83245.6002 | 101220.2994 | 0.4874 | 35438.9806 | 35438.9806 | 1.1449 | 96614.3395 | 6.3275 | 2635.2907 | Industrial Duct Sealing | Primary Resources Industries | New
| IstEgsld202 | 33234.5575 | 7339.4894 | 0 | 0 | 40574.0469 | 65270.901 | 65270.901 | 17974.6992 | 83245.6002 | 83245.6002 | 101220.2994 | 0.4874 | 46343.2796 | 46343.2796 | 0.87551 | 96614.3395 | 8.2744 | 3872.6893 | Industrial Duct Sealing | Stone/Clay/Glass/Concrete | Existing
| IstNgsld202 | 33234.5575 | 7339.4894 | 0 | 0 | 40574.0469 | 65270.901 | 65270.901 | 17974.6992 | 83245.6002 | 83245.6002 | 101220.2994 | 0.4874 | 46343.2796 | 46343.2796 | 0.87551 | 96614.3395 | 8.2744 | 3872.6893 | Industrial Duct Sealing | Stone/Clay/Glass/Concrete | New
| IteEgsld202 | 33234.5575 | 7339.4894 | 0 | 0 | 40574.0469 | 65270.901 | 65270.901 | 17974.6992 | 83245.6002 | 83245.6002 | 101220.2994 | 0.4874 | 30435.2891 | 30435.2891 | 1.3331 | 96614.3395 | 5.4341 | 2067.4816 | Industrial Duct Sealing | Textiles and Leather | Existing
| IteNgsld202 | 33234.5575 | 7339.4894 | 0 | 0 | 40574.0469 | 65270.901 | 65270.901 | 17974.6992 | 83245.6002 | 83245.6002 | 101220.2994 | 0.4874 | 30435.2891 | 30435.2891 | 1.3331 | 96614.3395 | 5.4341 | 2067.4816 | Industrial Duct Sealing | Textiles and Leather | New
| ItrEgsld202 | 33234.5575 | 7339.4894 | 0 | 0 | 40574.0469 | 65270.901 | 65270.901 | 17974.6992 | 83245.6002 | 83245.6002 | 101220.2994 | 0.4874 | 28105.3172 | 28105.3172 | 1.4436 | 96614.3395 | 5.0181 | 1803.081 | Industrial Duct Sealing | Transportation Equipment | Existing
| ItrNgsld202 | 33234.5575 | 7339.4894 | 0 | 0 | 40574.0469 | 65270.901 | 65270.901 | 17974.6992 | 83245.6002 | 83245.6002 | 101220.2994 | 0.4874 | 28105.3172 | 28105.3172 | 1.4436 | 96614.3395 | 5.0181 | 1803.081 | Industrial Duct Sealing | Transportation Equipment | New
| IwaEgsld202 | 33234.5575 | 7339.4894 | 0 | 0 | 40574.0469 | 65270.901 | 65270.901 | 17974.6992 | 83245.6002 | 83245.6002 | 101220.2994 | 0.4874 | 3154.6783 | 3154.6783 | 12.8615 | 96614.3395 | 0.56325 | -1028.2685 | Industrial Duct Sealing | Water and Wastewater | Existing
| IwaNgsld202 | 33234.5575 | 7339.4894 | 0 | 0 | 40574.0469 | 65270.901 | 65270.901 | 17974.6992 | 83245.6002 | 83245.6002 | 101220.2994 | 0.4874 | 3154.6783 | 3154.6783 | 12.8615 | 96614.3395 | 0.56325 | -1028.2685 | Industrial Duct Sealing | Water and Wastewater | New
| IagEgsld203 | 33234.5575 | 7339.4894 | 0 | 0 | 40574.0469 | 65270.901 | 65270.901 | 17974.6992 | 83245.6002 | 83245.6002 | 101220.2994 | 0.4874 | 303609.4805 | 303609.4805 | 0.13364 | 96614.3395 | 45.5007 | 27532.5971 | Reflective Roof Treatment | Agriculture and Assembly | Existing
| IagNgsld203 | 33234.5575 | 7339.4894 | 0 | 0 | 40574.0469 | 65270.901 | 65270.901 | 17974.6992 | 83245.6002 | 83245.6002 | 101220.2994 | 0.4874 | 303609.4805 | 303609.4805 | 0.13364 | 96614.3395 | 45.5007 | 27532.5971 | Reflective Roof Treatment | Agriculture and Assembly | New
| IchEgsld203 | 33234.5575 | 7339.4894 | 0 | 0 | 40574.0469 | 65270.901 | 65270.901 | 17974.6992 | 83245.6002 | 83245.6002 | 101220.2994 | 0.4874 | 459961.2522 | 459961.2522 | 0.088212 | 96614.3395 | 68.9325 | 42425.127 | Reflective Roof Treatment | Chemicals and Plastics | Existing
| IchNgsld203 | 33234.5575 | 7339.4894 | 0 | 0 | 40574.0469 | 65270.901 | 65270.901 | 17974.6992 | 83245.6002 | 83245.6002 | 101220.2994 | 0.4874 | 459961.2522 | 459961.2522 | 0.088212 | 96614.3395 | 68.9325 | 42425.127 | Reflective Roof Treatment | Chemicals and Plastics | New
| IcoEgsld203 | 33234.5575 | 7339.4894 | 0 | 0 | 40574.0469 | 65270.901 | 65270.901 | 17974.6992 | 83245.6002 | 83245.6002 | 101220.2994 | 0.4874 | 119963.2173 | 119963.2173 | 0.33822 | 96614.3395 | 17.9784 | 10040.2605 | Reflective Roof Treatment | Construction | Existing
| IcoNgsld203 | 33234.5575 | 7339.4894 | 0 | 0 | 40574.0469 | 65270.901 | 65270.901 | 17974.6992 | 83245.6002 | 83245.6002 | 101220.2994 | 0.4874 | 119963.2173 | 119963.2173 | 0.33822 | 96614.3395 | 17.9784 | 10040.2605 | Reflective Roof Treatment | Construction | New
| IelEgsld203 | 33234.5575 | 7339.4894 | 0 | 0 | 40574.0469 | 65270.901 | 65270.901 | 17974.6992 | 83245.6002 | 83245.6002 | 101220.2994 | 0.4874 | 321611.0087 | 321611.0087 | 0.12616 | 96614.3395 | 48.1985 | 29247.2457 | Reflective Roof Treatment | Electrical and Electronic Equip. | Existing
| IelNgsld203 | 33234.5575 | 7339.4894 | 0 | 0 | 40574.0469 | 65270.901 | 65270.901 | 17974.6992 | 83245.6002 | 83245.6002 | 101220.2994 | 0.4874 | 321611.0087 | 321611.0087 | 0.12616 | 96614.3395 | 48.1985 | 29247.2457 | Reflective Roof Treatment | Electrical and Electronic Equip. | New
| IluEgsld203 | 33234.5575 | 7339.4894 | 0 | 0 | 40574.0469 | 65270.901 | 65270.901 | 17974.6992 | 83245.6002 | 83245.6002 | 101220.2994 | 0.4874 | 634579.8075 | 634579.8075 | 0.063938 | 96614.3395 | 95.1019 | 59057.573 | Reflective Roof Treatment | Lumber/Furniture/Pulp/Paper | Existing
| IluNgsld203 | 33234.5575 | 7339.4894 | 0 | 0 | 40574.0469 | 65270.901 | 65270.901 | 17974.6992 | 83245.6002 | 83245.6002 | 101220.2994 | 0.4874 | 634579.8075 | 634579.8075 | 0.063938 | 96614.3395 | 95.1019 | 59057.573 | Reflective Roof Treatment | Lumber/Furniture/Pulp/Paper | New
| ImeEgsld203 | 33234.5575 | 7339.4894 | 0 | 0 | 40574.0469 | 65270.901 | 65270.901 | 17974.6992 | 83245.6002 | 83245.6002 | 101220.2994 | 0.4874 | 228830.4066 | 228830.4066 | 0.17731 | 96614.3395 | 34.2939 | 20409.8769 | Reflective Roof Treatment | Metal Products and Machinery | Existing
| ImeNgsld203 | 33234.5575 | 7339.4894 | 0 | 0 | 40574.0469 | 65270.901 | 65270.901 | 17974.6992 | 83245.6002 | 83245.6002 | 101220.2994 | 0.4874 | 228830.4066 | 228830.4066 | 0.17731 | 96614.3395 | 34.2939 | 20409.8769 | Reflective Roof Treatment | Metal Products and Machinery | New
| ImiEgsld203 | 33234.5575 | 7339.4894 | 0 | 0 | 40574.0469 | 65270.901 | 65270.901 | 17974.6992 | 83245.6002 | 83245.6002 | 101220.2994 | 0.4874 | 119963.2173 | 119963.2173 | 0.33822 | 96614.3395 | 17.9784 | 10040.2605 | Reflective Roof Treatment | Miscellaneous Manufacturing | Existing
| ImiNgsld203 | 33234.5575 | 7339.4894 | 0 | 0 | 40574.0469 | 65270.901 | 65270.901 | 17974.6992 | 83245.6002 | 83245.6002 | 101220.2994 | 0.4874 | 119963.2173 | 119963.2173 | 0.33822 | 96614.3395 | 17.9784 | 10040.2605 | Reflective Roof Treatment | Miscellaneous Manufacturing | New
| IprEgsld203 | 33234.5575 | 7339.4894 | 0 | 0 | 40574.0469 | 65270.901 | 65270.901 | 17974.6992 | 83245.6002 | 83245.6002 | 101220.2994 | 0.4874 | 839319.7034 | 839319.7034 | 0.048342 | 96614.3395 | 125.7854 | 78559.0845 | Reflective Roof Treatment | Primary Resources Industries | Existing
| IprNgsld203 | 33234.5575 | 7339.4894 | 0 | 0 | 40574.0469 | 65270.901 | 65270.901 | 17974.6992 | 83245.6002 | 83245.6002 | 101220.2994 | 0.4874 | 839319.7034 | 839319.7034 | 0.048342 | 96614.3395 | 125.7854 | 78559.0845 | Reflective Roof Treatment | Primary Resources Industries | New
| IstEgsld203 | 33234.5575 | 7339.4894 | 0 | 0 | 40574.0469 | 65270.901 | 65270.901 | 17974.6992 | 83245.6002 | 83245.6002 | 101220.2994 | 0.4874 | 206422.7793 | 206422.7793 | 0.19656 | 96614.3395 | 30.9357 | 18275.5481 | Reflective Roof Treatment | Stone/Clay/Glass/Concrete | Existing
| IstNgsld203 | 33234.5575 | 7339.4894 | 0 | 0 | 40574.0469 | 65270.901 | 65270.901 | 17974.6992 | 83245.6002 | 83245.6002 | 101220.2994 | 0.4874 | 206422.7793 | 206422.7793 | 0.19656 | 96614.3395 | 30.9357 | 18275.5481 | Reflective Roof Treatment | Stone/Clay/Glass/Concrete | New
| IteEgsld203 | 33234.5575 | 7339.4894 | 0 | 0 | 40574.0469 | 65270.901 | 65270.901 | 17974.6992 | 83245.6002 | 83245.6002 | 101220.2994 | 0.4874 | 241518.0903 | 241518.0903 | 0.168 | 96614.3395 | 36.1953 | 21618.3823 | Reflective Roof Treatment | Textiles and Leather | Existing
| IteNgsld203 | 33234.5575 | 7339.4894 | 0 | 0 | 40574.0469 | 65270.901 | 65270.901 | 17974.6992 | 83245.6002 | 83245.6002 | 101220.2994 | 0.4874 | 241518.0903 | 241518.0903 | 0.168 | 96614.3395 | 36.1953 | 21618.3823 | Reflective Roof Treatment | Textiles and Leather | New
| ItrEgsld203 | 33234.5575 | 7339.4894 | 0 | 0 | 40574.0469 | 65270.901 | 65270.901 | 17974.6992 | 83245.6002 | 83245.6002 | 101220.2994 | 0.4874 | 732015.1755 | 732015.1755 | 0.055428 | 96614.3395 | 109.7041 | 68338.3106 | Reflective Roof Treatment | Transportation Equipment | Existing
| ItrNgsld203 | 33234.5575 | 7339.4894 | 0 | 0 | 40574.0469 | 65270.901 | 65270.901 | 17974.6992 | 83245.6002 | 83245.6002 | 101220.2994 | 0.4874 | 732015.1755 | 732015.1755 | 0.055428 | 96614.3395 | 109.7041 | 68338.3106 | Reflective Roof Treatment | Transportation Equipment | New
| IwaEgsld203 | 33234.5575 | 7339.4894 | 0 | 0 | 40574.0469 | 65270.901 | 65270.901 | 17974.6992 | 83245.6002 | 83245.6002 | 101220.2994 | 0.4874 | 119963.2173 | 119963.2173 | 0.33822 | 96614.3395 | 17.9784 | 10040.2605 | Reflective Roof Treatment | Water and Wastewater | Existing
| IwaNgsld203 | 33234.5575 | 7339.4894 | 0 | 0 | 40574.0469 | 65270.901 | 65270.901 | 17974.6992 | 83245.6002 | 83245.6002 | 101220.2994 | 0.4874 | 119963.2173 | 119963.2173 | 0.33822 | 96614.3395 | 17.9784 | 10040.2605 | Reflective Roof Treatment | Water and Wastewater | New
| IagEgsld204 | 33234.5575 | 7339.4894 | 0 | 0 | 40574.0469 | 65270.901 | 65270.901 | 17974.6992 | 83245.6002 | 83245.6002 | 101220.2994 | 0.4874 | 345915.0528 | 345915.0528 | 0.11729 | 96614.3395 | 75.1974 | 46406.8885 | Roof insulation | Agriculture and Assembly | Existing
| IagNgsld204 | 33234.5575 | 7339.4894 | 0 | 0 | 40574.0469 | 65270.901 | 65270.901 | 17974.6992 | 83245.6002 | 83245.6002 | 101220.2994 | 0.4874 | 345915.0528 | 345915.0528 | 0.11729 | 96614.3395 | 75.1974 | 46406.8885 | Roof insulation | Agriculture and Assembly | New
| IchEgsld204 | 33234.5575 | 7339.4894 | 0 | 0 | 40574.0469 | 65270.901 | 65270.901 | 17974.6992 | 83245.6002 | 83245.6002 | 101220.2994 | 0.4874 | 345915.1942 | 345915.1942 | 0.11729 | 96614.3395 | 75.1974 | 46406.9093 | Roof insulation | Chemicals and Plastics | Existing
| IchNgsld204 | 33234.5575 | 7339.4894 | 0 | 0 | 40574.0469 | 65270.901 | 65270.901 | 17974.6992 | 83245.6002 | 83245.6002 | 101220.2994 | 0.4874 | 345915.1942 | 345915.1942 | 0.11729 | 96614.3395 | 75.1974 | 46406.9093 | Roof insulation | Chemicals and Plastics | New
| IcoEgsld204 | 33234.5575 | 7339.4894 | 0 | 0 | 40574.0469 | 65270.901 | 65270.901 | 17974.6992 | 83245.6002 | 83245.6002 | 101220.2994 | 0.4874 | 345915.3073 | 345915.3073 | 0.11729 | 96614.3395 | 75.1974 | 46406.9246 | Roof insulation | Construction | Existing
| IcoNgsld204 | 33234.5575 | 7339.4894 | 0 | 0 | 40574.0469 | 65270.901 | 65270.901 | 17974.6992 | 83245.6002 | 83245.6002 | 101220.2994 | 0.4874 | 345915.3073 | 345915.3073 | 0.11729 | 96614.3395 | 75.1974 | 46406.9246 | Roof insulation | Construction | New
| IelEgsld204 | 33234.5575 | 7339.4894 | 0 | 0 | 40574.0469 | 65270.901 | 65270.901 | 17974.6992 | 83245.6002 | 83245.6002 | 101220.2994 | 0.4874 | 345915.0811 | 345915.0811 | 0.11729 | 96614.3395 | 75.1974 | 46406.8923 | Roof insulation | Electrical and Electronic Equip. | Existing
| IelNgsld204 | 33234.5575 | 7339.4894 | 0 | 0 | 40574.0469 | 65270.901 | 65270.901 | 17974.6992 | 83245.6002 | 83245.6002 | 101220.2994 | 0.4874 | 345915.0811 | 345915.0811 | 0.11729 | 96614.3395 | 75.1974 | 46406.8923 | Roof insulation | Electrical and Electronic Equip. | New
| IluEgsld204 | 33234.5575 | 7339.4894 | 0 | 0 | 40574.0469 | 65270.901 | 65270.901 | 17974.6992 | 83245.6002 | 83245.6002 | 101220.2994 | 0.4874 | 345915.1377 | 345915.1377 | 0.11729 | 96614.3395 | 75.1974 | 46406.9003 | Roof insulation | Lumber/Furniture/Pulp/Paper | Existing
| IluNgsld204 | 33234.5575 | 7339.4894 | 0 | 0 | 40574.0469 | 65270.901 | 65270.901 | 17974.6992 | 83245.6002 | 83245.6002 | 101220.2994 | 0.4874 | 345915.1377 | 345915.1377 | 0.11729 | 96614.3395 | 75.1974 | 46406.9003 | Roof insulation | Lumber/Furniture/Pulp/Paper | New
| ImeEgsld204 | 33234.5575 | 7339.4894 | 0 | 0 | 40574.0469 | 65270.901 | 65270.901 | 17974.6992 | 83245.6002 | 83245.6002 | 101220.2994 | 0.4874 | 345915.1094 | 345915.1094 | 0.11729 | 96614.3395 | 75.1974 | 46406.8962 | Roof insulation | Metal Products and Machinery | Existing
| ImeNgsld204 | 33234.5575 | 7339.4894 | 0 | 0 | 40574.0469 | 65270.901 | 65270.901 | 17974.6992 | 83245.6002 | 83245.6002 | 101220.2994 | 0.4874 | 345915.1094 | 345915.1094 | 0.11729 | 96614.3395 | 75.1974 | 46406.8962 | Roof insulation | Metal Products and Machinery | New
| ImiEgsld204 | 33234.5575 | 7339.4894 | 0 | 0 | 40574.0469 | 65270.901 | 65270.901 | 17974.6992 | 83245.6002 | 83245.6002 | 101220.2994 | 0.4874 | 345915.3073 | 345915.3073 | 0.11729 | 96614.3395 | 75.1974 | 46406.9246 | Roof insulation | Miscellaneous Manufacturing | Existing
| ImiNgsld204 | 33234.5575 | 7339.4894 | 0 | 0 | 40574.0469 | 65270.901 | 65270.901 | 17974.6992 | 83245.6002 | 83245.6002 | 101220.2994 | 0.4874 | 345915.3073 | 345915.3073 | 0.11729 | 96614.3395 | 75.1974 | 46406.9246 | Roof insulation | Miscellaneous Manufacturing | New
| IprEgsld204 | 33234.5575 | 7339.4894 | 0 | 0 | 40574.0469 | 65270.901 | 65270.901 | 17974.6992 | 83245.6002 | 83245.6002 | 101220.2994 | 0.4874 | 345915.1377 | 345915.1377 | 0.11729 | 96614.3395 | 75.1974 | 46406.9027 | Roof insulation | Primary Resources Industries | Existing
| IprNgsld204 | 33234.5575 | 7339.4894 | 0 | 0 | 40574.0469 | 65270.901 | 65270.901 | 17974.6992 | 83245.6002 | 83245.6002 | 101220.2994 | 0.4874 | 345915.1377 | 345915.1377 | 0.11729 | 96614.3395 | 75.1974 | 46406.9027 | Roof insulation | Primary Resources Industries | New
| IstEgsld204 | 33234.5575 | 7339.4894 | 0 | 0 | 40574.0469 | 65270.901 | 65270.901 | 17974.6992 | 83245.6002 | 83245.6002 | 101220.2994 | 0.4874 | 345915.1377 | 345915.1377 | 0.11729 | 96614.3395 | 75.1974 | 46406.9009 | Roof insulation | Stone/Clay/Glass/Concrete | Existing
| IstNgsld204 | 33234.5575 | 7339.4894 | 0 | 0 | 40574.0469 | 65270.901 | 65270.901 | 17974.6992 | 83245.6002 | 83245.6002 | 101220.2994 | 0.4874 | 345915.1377 | 345915.1377 | 0.11729 | 96614.3395 | 75.1974 | 46406.9009 | Roof insulation | Stone/Clay/Glass/Concrete | New
| IteEgsld204 | 33234.5575 | 7339.4894 | 0 | 0 | 40574.0469 | 65270.901 | 65270.901 | 17974.6992 | 83245.6002 | 83245.6002 | 101220.2994 | 0.4874 | 345915.1942 | 345915.1942 | 0.11729 | 96614.3395 | 75.1974 | 46406.9095 | Roof insulation | Textiles and Leather | Existing
| IteNgsld204 | 33234.5575 | 7339.4894 | 0 | 0 | 40574.0469 | 65270.901 | 65270.901 | 17974.6992 | 83245.6002 | 83245.6002 | 101220.2994 | 0.4874 | 345915.1942 | 345915.1942 | 0.11729 | 96614.3395 | 75.1974 | 46406.9095 | Roof insulation | Textiles and Leather | New
| ItrEgsld204 | 33234.5575 | 7339.4894 | 0 | 0 | 40574.0469 | 65270.901 | 65270.901 | 17974.6992 | 83245.6002 | 83245.6002 | 101220.2994 | 0.4874 | 345915.1659 | 345915.1659 | 0.11729 | 96614.3395 | 75.1974 | 46406.9067 | Roof insulation | Transportation Equipment | Existing
| ItrNgsld204 | 33234.5575 | 7339.4894 | 0 | 0 | 40574.0469 | 65270.901 | 65270.901 | 17974.6992 | 83245.6002 | 83245.6002 | 101220.2994 | 0.4874 | 345915.1659 | 345915.1659 | 0.11729 | 96614.3395 | 75.1974 | 46406.9067 | Roof insulation | Transportation Equipment | New
| IwaEgsld204 | 33234.5575 | 7339.4894 | 0 | 0 | 40574.0469 | 65270.901 | 65270.901 | 17974.6992 | 83245.6002 | 83245.6002 | 101220.2994 | 0.4874 | 345915.3073 | 345915.3073 | 0.11729 | 96614.3395 | 75.1974 | 46406.9246 | Roof insulation | Water and Wastewater | Existing
| IwaNgsld204 | 33234.5575 | 7339.4894 | 0 | 0 | 40574.0469 | 65270.901 | 65270.901 | 17974.6992 | 83245.6002 | 83245.6002 | 101220.2994 | 0.4874 | 345915.3073 | 345915.3073 | 0.11729 | 96614.3395 | 75.1974 | 46406.9246 | Roof insulation | Water and Wastewater | New
| IagEgsld205 | 33234.5575 | 7339.4894 | 0 | 0 | 40574.0469 | 65270.901 | 65270.901 | 17974.6992 | 83245.6002 | 83245.6002 | 101220.2994 | 0.4874 | 3797549.6491 | 3797549.6491 | 0.010684 | 96614.3395 | 427.0545 | 270036.5151 | Window shade film | Agriculture and Assembly | Existing
| IagNgsld205 | 33234.5575 | 7339.4894 | 0 | 0 | 40574.0469 | 65270.901 | 65270.901 | 17974.6992 | 83245.6002 | 83245.6002 | 101220.2994 | 0.4874 | 3797549.6491 | 3797549.6491 | 0.010684 | 96614.3395 | 427.0545 | 270036.5151 | Window shade film | Agriculture and Assembly | New
| IchEgsld205 | 33234.5575 | 7339.4894 | 0 | 0 | 40574.0469 | 65270.901 | 65270.901 | 17974.6992 | 83245.6002 | 83245.6002 | 101220.2994 | 0.4874 | 5753198.7711 | 5753198.7711 | 0.0070524 | 96614.3395 | 646.9776 | 409812.9067 | Window shade film | Chemicals and Plastics | Existing
| IchNgsld205 | 33234.5575 | 7339.4894 | 0 | 0 | 40574.0469 | 65270.901 | 65270.901 | 17974.6992 | 83245.6002 | 83245.6002 | 101220.2994 | 0.4874 | 5753198.7711 | 5753198.7711 | 0.0070524 | 96614.3395 | 646.9776 | 409812.9067 | Window shade film | Chemicals and Plastics | New
| IcoEgsld205 | 33234.5575 | 7339.4894 | 0 | 0 | 40574.0469 | 65270.901 | 65270.901 | 17974.6992 | 83245.6002 | 83245.6002 | 101220.2994 | 0.4874 | 1500500.5107 | 1500500.5107 | 0.02704 | 96614.3395 | 168.7392 | 105859.2183 | Window shade film | Construction | Existing
| IcoNgsld205 | 33234.5575 | 7339.4894 | 0 | 0 | 40574.0469 | 65270.901 | 65270.901 | 17974.6992 | 83245.6002 | 83245.6002 | 101220.2994 | 0.4874 | 1500500.5107 | 1500500.5107 | 0.02704 | 96614.3395 | 168.7392 | 105859.2183 | Window shade film | Construction | New
| IelEgsld205 | 33234.5575 | 7339.4894 | 0 | 0 | 40574.0469 | 65270.901 | 65270.901 | 17974.6992 | 83245.6002 | 83245.6002 | 101220.2994 | 0.4874 | 4022712.9199 | 4022712.9199 | 0.010086 | 96614.3395 | 452.3753 | 286129.6436 | Window shade film | Electrical and Electronic Equip. | Existing
| IelNgsld205 | 33234.5575 | 7339.4894 | 0 | 0 | 40574.0469 | 65270.901 | 65270.901 | 17974.6992 | 83245.6002 | 83245.6002 | 101220.2994 | 0.4874 | 4022712.9199 | 4022712.9199 | 0.010086 | 96614.3395 | 452.3753 | 286129.6436 | Window shade film | Electrical and Electronic Equip. | New
| IluEgsld205 | 33234.5575 | 7339.4894 | 0 | 0 | 40574.0469 | 65270.901 | 65270.901 | 17974.6992 | 83245.6002 | 83245.6002 | 101220.2994 | 0.4874 | 7937329.2812 | 7937329.2812 | 0.0051118 | 96614.3395 | 892.5946 | 565919.5299 | Window shade film | Lumber/Furniture/Pulp/Paper | Existing
| IluNgsld205 | 33234.5575 | 7339.4894 | 0 | 0 | 40574.0469 | 65270.901 | 65270.901 | 17974.6992 | 83245.6002 | 83245.6002 | 101220.2994 | 0.4874 | 7937329.2812 | 7937329.2812 | 0.0051118 | 96614.3395 | 892.5946 | 565919.5299 | Window shade film | Lumber/Furniture/Pulp/Paper | New
| ImeEgsld205 | 33234.5575 | 7339.4894 | 0 | 0 | 40574.0469 | 65270.901 | 65270.901 | 17974.6992 | 83245.6002 | 83245.6002 | 101220.2994 | 0.4874 | 2862212.8613 | 2862212.8613 | 0.014176 | 96614.3395 | 321.871 | 203185.0725 | Window shade film | Metal Products and Machinery | Existing
| ImeNgsld205 | 33234.5575 | 7339.4894 | 0 | 0 | 40574.0469 | 65270.901 | 65270.901 | 17974.6992 | 83245.6002 | 83245.6002 | 101220.2994 | 0.4874 | 2862212.8613 | 2862212.8613 | 0.014176 | 96614.3395 | 321.871 | 203185.0725 | Window shade film | Metal Products and Machinery | New
| ImiEgsld205 | 33234.5575 | 7339.4894 | 0 | 0 | 40574.0469 | 65270.901 | 65270.901 | 17974.6992 | 83245.6002 | 83245.6002 | 101220.2994 | 0.4874 | 1500500.5107 | 1500500.5107 | 0.02704 | 96614.3395 | 168.7392 | 105859.2183 | Window shade film | Miscellaneous Manufacturing | Existing
| ImiNgsld205 | 33234.5575 | 7339.4894 | 0 | 0 | 40574.0469 | 65270.901 | 65270.901 | 17974.6992 | 83245.6002 | 83245.6002 | 101220.2994 | 0.4874 | 1500500.5107 | 1500500.5107 | 0.02704 | 96614.3395 | 168.7392 | 105859.2183 | Window shade film | Miscellaneous Manufacturing | New
| IprEgsld205 | 33234.5575 | 7339.4894 | 0 | 0 | 40574.0469 | 65270.901 | 65270.901 | 17974.6992 | 83245.6002 | 83245.6002 | 101220.2994 | 0.4874 | 10498218.0446 | 10498218.0446 | 0.0038649 | 96614.3395 | 1180.58 | 748954.2903 | Window shade film | Primary Resources Industries | Existing
| IprNgsld205 | 33234.5575 | 7339.4894 | 0 | 0 | 40574.0469 | 65270.901 | 65270.901 | 17974.6992 | 83245.6002 | 83245.6002 | 101220.2994 | 0.4874 | 10498218.0446 | 10498218.0446 | 0.0038649 | 96614.3395 | 1180.58 | 748954.2903 | Window shade film | Primary Resources Industries | New
| IstEgsld205 | 33234.5575 | 7339.4894 | 0 | 0 | 40574.0469 | 65270.901 | 65270.901 | 17974.6992 | 83245.6002 | 83245.6002 | 101220.2994 | 0.4874 | 2581938.1932 | 2581938.1932 | 0.015715 | 96614.3395 | 290.3526 | 183152.9596 | Window shade film | Stone/Clay/Glass/Concrete | Existing
| IstNgsld205 | 33234.5575 | 7339.4894 | 0 | 0 | 40574.0469 | 65270.901 | 65270.901 | 17974.6992 | 83245.6002 | 83245.6002 | 101220.2994 | 0.4874 | 2581938.1932 | 2581938.1932 | 0.015715 | 96614.3395 | 290.3526 | 183152.9596 | Window shade film | Stone/Clay/Glass/Concrete | New
| IteEgsld205 | 33234.5575 | 7339.4894 | 0 | 0 | 40574.0469 | 65270.901 | 65270.901 | 17974.6992 | 83245.6002 | 83245.6002 | 101220.2994 | 0.4874 | 3020909.944 | 3020909.944 | 0.013431 | 96614.3395 | 339.7173 | 214527.6499 | Window shade film | Textiles and Leather | Existing
| IteNgsld205 | 33234.5575 | 7339.4894 | 0 | 0 | 40574.0469 | 65270.901 | 65270.901 | 17974.6992 | 83245.6002 | 83245.6002 | 101220.2994 | 0.4874 | 3020909.944 | 3020909.944 | 0.013431 | 96614.3395 | 339.7173 | 214527.6499 | Window shade film | Textiles and Leather | New
| ItrEgsld205 | 33234.5575 | 7339.4894 | 0 | 0 | 40574.0469 | 65270.901 | 65270.901 | 17974.6992 | 83245.6002 | 83245.6002 | 101220.2994 | 0.4874 | 9156052.046 | 9156052.046 | 0.0044314 | 96614.3395 | 1029.6464 | 653025.5021 | Window shade film | Transportation Equipment | Existing
| ItrNgsld205 | 33234.5575 | 7339.4894 | 0 | 0 | 40574.0469 | 65270.901 | 65270.901 | 17974.6992 | 83245.6002 | 83245.6002 | 101220.2994 | 0.4874 | 9156052.046 | 9156052.046 | 0.0044314 | 96614.3395 | 1029.6464 | 653025.5021 | Window shade film | Transportation Equipment | New
| IwaEgsld205 | 33234.5575 | 7339.4894 | 0 | 0 | 40574.0469 | 65270.901 | 65270.901 | 17974.6992 | 83245.6002 | 83245.6002 | 101220.2994 | 0.4874 | 1500500.5107 | 1500500.5107 | 0.02704 | 96614.3395 | 168.7392 | 105859.2183 | Window shade film | Water and Wastewater | Existing
| IwaNgsld205 | 33234.5575 | 7339.4894 | 0 | 0 | 40574.0469 | 65270.901 | 65270.901 | 17974.6992 | 83245.6002 | 83245.6002 | 101220.2994 | 0.4874 | 1500500.5107 | 1500500.5107 | 0.02704 | 96614.3395 | 168.7392 | 105859.2183 | Window shade film | Water and Wastewater | New
| IagEgsld206 | 33234.5575 | 7339.4894 | 0 | 0 | 40574.0469 | 65270.901 | 65270.901 | 17974.6992 | 83245.6002 | 83245.6002 | 101220.2994 | 0.4874 | 93522.6859 | 93522.6859 | 0.43384 | 96614.3395 | 14.0159 | 7521.7957 | Advanced Rooftop Controller | Agriculture and Assembly | Existing
| IagNgsld206 | 33234.5575 | 7339.4894 | 0 | 0 | 40574.0469 | 65270.901 | 65270.901 | 17974.6992 | 83245.6002 | 83245.6002 | 101220.2994 | 0.4874 | 93522.6859 | 93522.6859 | 0.43384 | 96614.3395 | 14.0159 | 7521.7957 | Advanced Rooftop Controller | Agriculture and Assembly | New
| IchEgsld206 | 33234.5575 | 7339.4894 | 0 | 0 | 40574.0469 | 65270.901 | 65270.901 | 17974.6992 | 83245.6002 | 83245.6002 | 101220.2994 | 0.4874 | 93522.6859 | 93522.6859 | 0.43384 | 96614.3395 | 14.0159 | 7521.7957 | Advanced Rooftop Controller | Chemicals and Plastics | Existing
| IchNgsld206 | 33234.5575 | 7339.4894 | 0 | 0 | 40574.0469 | 65270.901 | 65270.901 | 17974.6992 | 83245.6002 | 83245.6002 | 101220.2994 | 0.4874 | 93522.6859 | 93522.6859 | 0.43384 | 96614.3395 | 14.0159 | 7521.7957 | Advanced Rooftop Controller | Chemicals and Plastics | New
| IcoEgsld206 | 33234.5575 | 7339.4894 | 0 | 0 | 40574.0469 | 65270.901 | 65270.901 | 17974.6992 | 83245.6002 | 83245.6002 | 101220.2994 | 0.4874 | 93523.1062 | 93523.1062 | 0.43384 | 96614.3395 | 14.0159 | 7521.8357 | Advanced Rooftop Controller | Construction | Existing
| IcoNgsld206 | 33234.5575 | 7339.4894 | 0 | 0 | 40574.0469 | 65270.901 | 65270.901 | 17974.6992 | 83245.6002 | 83245.6002 | 101220.2994 | 0.4874 | 93523.1062 | 93523.1062 | 0.43384 | 96614.3395 | 14.0159 | 7521.8357 | Advanced Rooftop Controller | Construction | New
| IelEgsld206 | 33234.5575 | 7339.4894 | 0 | 0 | 40574.0469 | 65270.901 | 65270.901 | 17974.6992 | 83245.6002 | 83245.6002 | 101220.2994 | 0.4874 | 93523.1062 | 93523.1062 | 0.43384 | 96614.3395 | 14.0159 | 7521.8357 | Advanced Rooftop Controller | Electrical and Electronic Equip. | Existing
| IelNgsld206 | 33234.5575 | 7339.4894 | 0 | 0 | 40574.0469 | 65270.901 | 65270.901 | 17974.6992 | 83245.6002 | 83245.6002 | 101220.2994 | 0.4874 | 93523.1062 | 93523.1062 | 0.43384 | 96614.3395 | 14.0159 | 7521.8357 | Advanced Rooftop Controller | Electrical and Electronic Equip. | New
| IluEgsld206 | 33234.5575 | 7339.4894 | 0 | 0 | 40574.0469 | 65270.901 | 65270.901 | 17974.6992 | 83245.6002 | 83245.6002 | 101220.2994 | 0.4874 | 93523.1062 | 93523.1062 | 0.43384 | 96614.3395 | 14.0159 | 7521.8357 | Advanced Rooftop Controller | Lumber/Furniture/Pulp/Paper | Existing
| IluNgsld206 | 33234.5575 | 7339.4894 | 0 | 0 | 40574.0469 | 65270.901 | 65270.901 | 17974.6992 | 83245.6002 | 83245.6002 | 101220.2994 | 0.4874 | 93523.1062 | 93523.1062 | 0.43384 | 96614.3395 | 14.0159 | 7521.8357 | Advanced Rooftop Controller | Lumber/Furniture/Pulp/Paper | New
| ImeEgsld206 | 33234.5575 | 7339.4894 | 0 | 0 | 40574.0469 | 65270.901 | 65270.901 | 17974.6992 | 83245.6002 | 83245.6002 | 101220.2994 | 0.4874 | 93523.1062 | 93523.1062 | 0.43384 | 96614.3395 | 14.0159 | 7521.8357 | Advanced Rooftop Controller | Metal Products and Machinery | Existing
| ImeNgsld206 | 33234.5575 | 7339.4894 | 0 | 0 | 40574.0469 | 65270.901 | 65270.901 | 17974.6992 | 83245.6002 | 83245.6002 | 101220.2994 | 0.4874 | 93523.1062 | 93523.1062 | 0.43384 | 96614.3395 | 14.0159 | 7521.8357 | Advanced Rooftop Controller | Metal Products and Machinery | New
| ImiEgsld206 | 33234.5575 | 7339.4894 | 0 | 0 | 40574.0469 | 65270.901 | 65270.901 | 17974.6992 | 83245.6002 | 83245.6002 | 101220.2994 | 0.4874 | 93523.1062 | 93523.1062 | 0.43384 | 96614.3395 | 14.0159 | 7521.8357 | Advanced Rooftop Controller | Miscellaneous Manufacturing | Existing
| ImiNgsld206 | 33234.5575 | 7339.4894 | 0 | 0 | 40574.0469 | 65270.901 | 65270.901 | 17974.6992 | 83245.6002 | 83245.6002 | 101220.2994 | 0.4874 | 93523.1062 | 93523.1062 | 0.43384 | 96614.3395 | 14.0159 | 7521.8357 | Advanced Rooftop Controller | Miscellaneous Manufacturing | New
| IprEgsld206 | 33234.5575 | 7339.4894 | 0 | 0 | 40574.0469 | 65270.901 | 65270.901 | 17974.6992 | 83245.6002 | 83245.6002 | 101220.2994 | 0.4874 | 93522.6859 | 93522.6859 | 0.43384 | 96614.3395 | 14.0159 | 7521.7957 | Advanced Rooftop Controller | Primary Resources Industries | Existing
| IprNgsld206 | 33234.5575 | 7339.4894 | 0 | 0 | 40574.0469 | 65270.901 | 65270.901 | 17974.6992 | 83245.6002 | 83245.6002 | 101220.2994 | 0.4874 | 93522.6859 | 93522.6859 | 0.43384 | 96614.3395 | 14.0159 | 7521.7957 | Advanced Rooftop Controller | Primary Resources Industries | New
| IstEgsld206 | 33234.5575 | 7339.4894 | 0 | 0 | 40574.0469 | 65270.901 | 65270.901 | 17974.6992 | 83245.6002 | 83245.6002 | 101220.2994 | 0.4874 | 93523.1062 | 93523.1062 | 0.43384 | 96614.3395 | 14.0159 | 7521.8357 | Advanced Rooftop Controller | Stone/Clay/Glass/Concrete | Existing
| IstNgsld206 | 33234.5575 | 7339.4894 | 0 | 0 | 40574.0469 | 65270.901 | 65270.901 | 17974.6992 | 83245.6002 | 83245.6002 | 101220.2994 | 0.4874 | 93523.1062 | 93523.1062 | 0.43384 | 96614.3395 | 14.0159 | 7521.8357 | Advanced Rooftop Controller | Stone/Clay/Glass/Concrete | New
| IteEgsld206 | 33234.5575 | 7339.4894 | 0 | 0 | 40574.0469 | 65270.901 | 65270.901 | 17974.6992 | 83245.6002 | 83245.6002 | 101220.2994 | 0.4874 | 93522.6859 | 93522.6859 | 0.43384 | 96614.3395 | 14.0159 | 7521.7957 | Advanced Rooftop Controller | Textiles and Leather | Existing
| IteNgsld206 | 33234.5575 | 7339.4894 | 0 | 0 | 40574.0469 | 65270.901 | 65270.901 | 17974.6992 | 83245.6002 | 83245.6002 | 101220.2994 | 0.4874 | 93522.6859 | 93522.6859 | 0.43384 | 96614.3395 | 14.0159 | 7521.7957 | Advanced Rooftop Controller | Textiles and Leather | New
| ItrEgsld206 | 33234.5575 | 7339.4894 | 0 | 0 | 40574.0469 | 65270.901 | 65270.901 | 17974.6992 | 83245.6002 | 83245.6002 | 101220.2994 | 0.4874 | 93522.6859 | 93522.6859 | 0.43384 | 96614.3395 | 14.0159 | 7521.7957 | Advanced Rooftop Controller | Transportation Equipment | Existing
| ItrNgsld206 | 33234.5575 | 7339.4894 | 0 | 0 | 40574.0469 | 65270.901 | 65270.901 | 17974.6992 | 83245.6002 | 83245.6002 | 101220.2994 | 0.4874 | 93522.6859 | 93522.6859 | 0.43384 | 96614.3395 | 14.0159 | 7521.7957 | Advanced Rooftop Controller | Transportation Equipment | New
| IwaEgsld206 | 33234.5575 | 7339.4894 | 0 | 0 | 40574.0469 | 65270.901 | 65270.901 | 17974.6992 | 83245.6002 | 83245.6002 | 101220.2994 | 0.4874 | 93523.1062 | 93523.1062 | 0.43384 | 96614.3395 | 14.0159 | 7521.8357 | Advanced Rooftop Controller | Water and Wastewater | Existing
| IwaNgsld206 | 33234.5575 | 7339.4894 | 0 | 0 | 40574.0469 | 65270.901 | 65270.901 | 17974.6992 | 83245.6002 | 83245.6002 | 101220.2994 | 0.4874 | 93523.1062 | 93523.1062 | 0.43384 | 96614.3395 | 14.0159 | 7521.8357 | Advanced Rooftop Controller | Water and Wastewater | New
| IagEgsld207 | 33234.5575 | 7339.4894 | 0 | 0 | 40574.0469 | 65270.901 | 65270.901 | 17974.6992 | 83245.6002 | 83245.6002 | 101220.2994 | 0.4874 | 33491.0649 | 33491.0649 | 1.2115 | 96614.3395 | 3.7662 | 1007.4563 | Airside economizer | Agriculture and Assembly | Existing
| IagNgsld207 | 33234.5575 | 7339.4894 | 0 | 0 | 40574.0469 | 65270.901 | 65270.901 | 17974.6992 | 83245.6002 | 83245.6002 | 101220.2994 | 0.4874 | 33491.0649 | 33491.0649 | 1.2115 | 96614.3395 | 3.7662 | 1007.4563 | Airside economizer | Agriculture and Assembly | New
| IchEgsld207 | 33234.5575 | 7339.4894 | 0 | 0 | 40574.0469 | 65270.901 | 65270.901 | 17974.6992 | 83245.6002 | 83245.6002 | 101220.2994 | 0.4874 | 13872.6935 | 13872.6935 | 2.9247 | 96614.3395 | 1.5601 | -394.7303 | Airside economizer | Chemicals and Plastics | Existing
| IchNgsld207 | 33234.5575 | 7339.4894 | 0 | 0 | 40574.0469 | 65270.901 | 65270.901 | 17974.6992 | 83245.6002 | 83245.6002 | 101220.2994 | 0.4874 | 13872.6935 | 13872.6935 | 2.9247 | 96614.3395 | 1.5601 | -394.7303 | Airside economizer | Chemicals and Plastics | New
| IcoEgsld207 | 33234.5575 | 7339.4894 | 0 | 0 | 40574.0469 | 65270.901 | 65270.901 | 17974.6992 | 83245.6002 | 83245.6002 | 101220.2994 | 0.4874 | 85930.1021 | 85930.1021 | 0.47218 | 96614.3395 | 9.6633 | 4755.4385 | Airside economizer | Construction | Existing
| IcoNgsld207 | 33234.5575 | 7339.4894 | 0 | 0 | 40574.0469 | 65270.901 | 65270.901 | 17974.6992 | 83245.6002 | 83245.6002 | 101220.2994 | 0.4874 | 85930.1021 | 85930.1021 | 0.47218 | 96614.3395 | 9.6633 | 4755.4385 | Airside economizer | Construction | New
| IelEgsld207 | 33234.5575 | 7339.4894 | 0 | 0 | 40574.0469 | 65270.901 | 65270.901 | 17974.6992 | 83245.6002 | 83245.6002 | 101220.2994 | 0.4874 | 17688.3788 | 17688.3788 | 2.2938 | 96614.3395 | 1.9892 | -122.0113 | Airside economizer | Electrical and Electronic Equip. | Existing
| IelNgsld207 | 33234.5575 | 7339.4894 | 0 | 0 | 40574.0469 | 65270.901 | 65270.901 | 17974.6992 | 83245.6002 | 83245.6002 | 101220.2994 | 0.4874 | 17688.3788 | 17688.3788 | 2.2938 | 96614.3395 | 1.9892 | -122.0113 | Airside economizer | Electrical and Electronic Equip. | New
| IluEgsld207 | 33234.5575 | 7339.4894 | 0 | 0 | 40574.0469 | 65270.901 | 65270.901 | 17974.6992 | 83245.6002 | 83245.6002 | 101220.2994 | 0.4874 | 29815.9242 | 29815.9242 | 1.3608 | 96614.3395 | 3.353 | 744.7824 | Airside economizer | Lumber/Furniture/Pulp/Paper | Existing
| IluNgsld207 | 33234.5575 | 7339.4894 | 0 | 0 | 40574.0469 | 65270.901 | 65270.901 | 17974.6992 | 83245.6002 | 83245.6002 | 101220.2994 | 0.4874 | 29815.9242 | 29815.9242 | 1.3608 | 96614.3395 | 3.353 | 744.7824 | Airside economizer | Lumber/Furniture/Pulp/Paper | New
| ImeEgsld207 | 33234.5575 | 7339.4894 | 0 | 0 | 40574.0469 | 65270.901 | 65270.901 | 17974.6992 | 83245.6002 | 83245.6002 | 101220.2994 | 0.4874 | 77074.0444 | 77074.0444 | 0.52643 | 96614.3395 | 8.6674 | 4122.4683 | Airside economizer | Metal Products and Machinery | Existing
| ImeNgsld207 | 33234.5575 | 7339.4894 | 0 | 0 | 40574.0469 | 65270.901 | 65270.901 | 17974.6992 | 83245.6002 | 83245.6002 | 101220.2994 | 0.4874 | 77074.0444 | 77074.0444 | 0.52643 | 96614.3395 | 8.6674 | 4122.4683 | Airside economizer | Metal Products and Machinery | New
| ImiEgsld207 | 33234.5575 | 7339.4894 | 0 | 0 | 40574.0469 | 65270.901 | 65270.901 | 17974.6992 | 83245.6002 | 83245.6002 | 101220.2994 | 0.4874 | 85930.1021 | 85930.1021 | 0.47218 | 96614.3395 | 9.6633 | 4755.4385 | Airside economizer | Miscellaneous Manufacturing | Existing
| ImiNgsld207 | 33234.5575 | 7339.4894 | 0 | 0 | 40574.0469 | 65270.901 | 65270.901 | 17974.6992 | 83245.6002 | 83245.6002 | 101220.2994 | 0.4874 | 85930.1021 | 85930.1021 | 0.47218 | 96614.3395 | 9.6633 | 4755.4385 | Airside economizer | Miscellaneous Manufacturing | New
| IprEgsld207 | 33234.5575 | 7339.4894 | 0 | 0 | 40574.0469 | 65270.901 | 65270.901 | 17974.6992 | 83245.6002 | 83245.6002 | 101220.2994 | 0.4874 | 10744.3635 | 10744.3635 | 3.7763 | 96614.3395 | 1.2083 | -618.3218 | Airside economizer | Primary Resources Industries | Existing
| IprNgsld207 | 33234.5575 | 7339.4894 | 0 | 0 | 40574.0469 | 65270.901 | 65270.901 | 17974.6992 | 83245.6002 | 83245.6002 | 101220.2994 | 0.4874 | 10744.3635 | 10744.3635 | 3.7763 | 96614.3395 | 1.2083 | -618.3218 | Airside economizer | Primary Resources Industries | New
| IstEgsld207 | 33234.5575 | 7339.4894 | 0 | 0 | 40574.0469 | 65270.901 | 65270.901 | 17974.6992 | 83245.6002 | 83245.6002 | 101220.2994 | 0.4874 | 57128.9276 | 57128.9276 | 0.71022 | 96614.3395 | 6.4244 | 2696.9285 | Airside economizer | Stone/Clay/Glass/Concrete | Existing
| IstNgsld207 | 33234.5575 | 7339.4894 | 0 | 0 | 40574.0469 | 65270.901 | 65270.901 | 17974.6992 | 83245.6002 | 83245.6002 | 101220.2994 | 0.4874 | 57128.9276 | 57128.9276 | 0.71022 | 96614.3395 | 6.4244 | 2696.9285 | Airside economizer | Stone/Clay/Glass/Concrete | New
| IteEgsld207 | 33234.5575 | 7339.4894 | 0 | 0 | 40574.0469 | 65270.901 | 65270.901 | 17974.6992 | 83245.6002 | 83245.6002 | 101220.2994 | 0.4874 | 32066.7255 | 32066.7255 | 1.2653 | 96614.3395 | 3.6061 | 905.6542 | Airside economizer | Textiles and Leather | Existing
| IteNgsld207 | 33234.5575 | 7339.4894 | 0 | 0 | 40574.0469 | 65270.901 | 65270.901 | 17974.6992 | 83245.6002 | 83245.6002 | 101220.2994 | 0.4874 | 32066.7255 | 32066.7255 | 1.2653 | 96614.3395 | 3.6061 | 905.6542 | Airside economizer | Textiles and Leather | New
| ItrEgsld207 | 33234.5575 | 7339.4894 | 0 | 0 | 40574.0469 | 65270.901 | 65270.901 | 17974.6992 | 83245.6002 | 83245.6002 | 101220.2994 | 0.4874 | 9770.0146 | 9770.0146 | 4.1529 | 96614.3395 | 1.0987 | -687.9616 | Airside economizer | Transportation Equipment | Existing
| ItrNgsld207 | 33234.5575 | 7339.4894 | 0 | 0 | 40574.0469 | 65270.901 | 65270.901 | 17974.6992 | 83245.6002 | 83245.6002 | 101220.2994 | 0.4874 | 9770.0146 | 9770.0146 | 4.1529 | 96614.3395 | 1.0987 | -687.9616 | Airside economizer | Transportation Equipment | New
| IwaEgsld207 | 33234.5575 | 7339.4894 | 0 | 0 | 40574.0469 | 65270.901 | 65270.901 | 17974.6992 | 83245.6002 | 83245.6002 | 101220.2994 | 0.4874 | 6691.66 | 6691.66 | 6.0634 | 96614.3395 | 0.75251 | -907.9812 | Airside economizer | Water and Wastewater | Existing
| IwaNgsld207 | 33234.5575 | 7339.4894 | 0 | 0 | 40574.0469 | 65270.901 | 65270.901 | 17974.6992 | 83245.6002 | 83245.6002 | 101220.2994 | 0.4874 | 6691.66 | 6691.66 | 6.0634 | 96614.3395 | 0.75251 | -907.9812 | Airside economizer | Water and Wastewater | New
| IagEgsld208 | 33234.5575 | 7339.4894 | 0 | 0 | 40574.0469 | 65270.901 | 65270.901 | 17974.6992 | 83245.6002 | 83245.6002 | 101220.2994 | 0.4874 | 5668.4344 | 5668.4344 | 7.1579 | 96614.3395 | 0.63745 | -981.1144 | Chilled Water Reset | Agriculture and Assembly | Existing
| IagNgsld208 | 33234.5575 | 7339.4894 | 0 | 0 | 40574.0469 | 65270.901 | 65270.901 | 17974.6992 | 83245.6002 | 83245.6002 | 101220.2994 | 0.4874 | 5668.4344 | 5668.4344 | 7.1579 | 96614.3395 | 0.63745 | -981.1144 | Chilled Water Reset | Agriculture and Assembly | New
| IchEgsld208 | 33234.5575 | 7339.4894 | 0 | 0 | 40574.0469 | 65270.901 | 65270.901 | 17974.6992 | 83245.6002 | 83245.6002 | 101220.2994 | 0.4874 | 3741.5988 | 3741.5988 | 10.844 | 96614.3395 | 0.42076 | -1118.8314 | Chilled Water Reset | Chemicals and Plastics | Existing
| IchNgsld208 | 33234.5575 | 7339.4894 | 0 | 0 | 40574.0469 | 65270.901 | 65270.901 | 17974.6992 | 83245.6002 | 83245.6002 | 101220.2994 | 0.4874 | 3741.5988 | 3741.5988 | 10.844 | 96614.3395 | 0.42076 | -1118.8314 | Chilled Water Reset | Chemicals and Plastics | New
| IcoEgsld208 | 33234.5575 | 7339.4894 | 0 | 0 | 40574.0469 | 65270.901 | 65270.901 | 17974.6992 | 83245.6002 | 83245.6002 | 101220.2994 | 0.4874 | 14345.9851 | 14345.9851 | 2.8283 | 96614.3395 | 1.6133 | -360.9027 | Chilled Water Reset | Construction | Existing
| IcoNgsld208 | 33234.5575 | 7339.4894 | 0 | 0 | 40574.0469 | 65270.901 | 65270.901 | 17974.6992 | 83245.6002 | 83245.6002 | 101220.2994 | 0.4874 | 14345.9851 | 14345.9851 | 2.8283 | 96614.3395 | 1.6133 | -360.9027 | Chilled Water Reset | Construction | New
| IelEgsld208 | 33234.5575 | 7339.4894 | 0 | 0 | 40574.0469 | 65270.901 | 65270.901 | 17974.6992 | 83245.6002 | 83245.6002 | 101220.2994 | 0.4874 | 5351.1551 | 5351.1551 | 7.5823 | 96614.3395 | 0.60177 | -1003.7913 | Chilled Water Reset | Electrical and Electronic Equip. | Existing
| IelNgsld208 | 33234.5575 | 7339.4894 | 0 | 0 | 40574.0469 | 65270.901 | 65270.901 | 17974.6992 | 83245.6002 | 83245.6002 | 101220.2994 | 0.4874 | 5351.1551 | 5351.1551 | 7.5823 | 96614.3395 | 0.60177 | -1003.7913 | Chilled Water Reset | Electrical and Electronic Equip. | New
| IluEgsld208 | 33234.5575 | 7339.4894 | 0 | 0 | 40574.0469 | 65270.901 | 65270.901 | 17974.6992 | 83245.6002 | 83245.6002 | 101220.2994 | 0.4874 | 2712.0158 | 2712.0158 | 14.9608 | 96614.3395 | 0.30498 | -1192.4189 | Chilled Water Reset | Lumber/Furniture/Pulp/Paper | Existing
| IluNgsld208 | 33234.5575 | 7339.4894 | 0 | 0 | 40574.0469 | 65270.901 | 65270.901 | 17974.6992 | 83245.6002 | 83245.6002 | 101220.2994 | 0.4874 | 2712.0158 | 2712.0158 | 14.9608 | 96614.3395 | 0.30498 | -1192.4189 | Chilled Water Reset | Lumber/Furniture/Pulp/Paper | New
| ImeEgsld208 | 33234.5575 | 7339.4894 | 0 | 0 | 40574.0469 | 65270.901 | 65270.901 | 17974.6992 | 83245.6002 | 83245.6002 | 101220.2994 | 0.4874 | 7520.8119 | 7520.8119 | 5.3949 | 96614.3395 | 0.84576 | -848.7191 | Chilled Water Reset | Metal Products and Machinery | Existing
| ImeNgsld208 | 33234.5575 | 7339.4894 | 0 | 0 | 40574.0469 | 65270.901 | 65270.901 | 17974.6992 | 83245.6002 | 83245.6002 | 101220.2994 | 0.4874 | 7520.8119 | 7520.8119 | 5.3949 | 96614.3395 | 0.84576 | -848.7191 | Chilled Water Reset | Metal Products and Machinery | New
| ImiEgsld208 | 33234.5575 | 7339.4894 | 0 | 0 | 40574.0469 | 65270.901 | 65270.901 | 17974.6992 | 83245.6002 | 83245.6002 | 101220.2994 | 0.4874 | 14345.9851 | 14345.9851 | 2.8283 | 96614.3395 | 1.6133 | -360.9027 | Chilled Water Reset | Miscellaneous Manufacturing | Existing
| ImiNgsld208 | 33234.5575 | 7339.4894 | 0 | 0 | 40574.0469 | 65270.901 | 65270.901 | 17974.6992 | 83245.6002 | 83245.6002 | 101220.2994 | 0.4874 | 14345.9851 | 14345.9851 | 2.8283 | 96614.3395 | 1.6133 | -360.9027 | Chilled Water Reset | Miscellaneous Manufacturing | New
| IprEgsld208 | 33234.5575 | 7339.4894 | 0 | 0 | 40574.0469 | 65270.901 | 65270.901 | 17974.6992 | 83245.6002 | 83245.6002 | 101220.2994 | 0.4874 | 2050.4588 | 2050.4588 | 19.7878 | 96614.3395 | 0.23058 | -1239.7025 | Chilled Water Reset | Primary Resources Industries | Existing
| IprNgsld208 | 33234.5575 | 7339.4894 | 0 | 0 | 40574.0469 | 65270.901 | 65270.901 | 17974.6992 | 83245.6002 | 83245.6002 | 101220.2994 | 0.4874 | 2050.4588 | 2050.4588 | 19.7878 | 96614.3395 | 0.23058 | -1239.7025 | Chilled Water Reset | Primary Resources Industries | New
| IstEgsld208 | 33234.5575 | 7339.4894 | 0 | 0 | 40574.0469 | 65270.901 | 65270.901 | 17974.6992 | 83245.6002 | 83245.6002 | 101220.2994 | 0.4874 | 8337.2116 | 8337.2116 | 4.8666 | 96614.3395 | 0.93756 | -790.3685 | Chilled Water Reset | Stone/Clay/Glass/Concrete | Existing
| IstNgsld208 | 33234.5575 | 7339.4894 | 0 | 0 | 40574.0469 | 65270.901 | 65270.901 | 17974.6992 | 83245.6002 | 83245.6002 | 101220.2994 | 0.4874 | 8337.2116 | 8337.2116 | 4.8666 | 96614.3395 | 0.93756 | -790.3685 | Chilled Water Reset | Stone/Clay/Glass/Concrete | New
| IteEgsld208 | 33234.5575 | 7339.4894 | 0 | 0 | 40574.0469 | 65270.901 | 65270.901 | 17974.6992 | 83245.6002 | 83245.6002 | 101220.2994 | 0.4874 | 7125.7203 | 7125.7203 | 5.694 | 96614.3395 | 0.80132 | -876.9576 | Chilled Water Reset | Textiles and Leather | Existing
| IteNgsld208 | 33234.5575 | 7339.4894 | 0 | 0 | 40574.0469 | 65270.901 | 65270.901 | 17974.6992 | 83245.6002 | 83245.6002 | 101220.2994 | 0.4874 | 7125.7203 | 7125.7203 | 5.694 | 96614.3395 | 0.80132 | -876.9576 | Chilled Water Reset | Textiles and Leather | New
| ItrEgsld208 | 33234.5575 | 7339.4894 | 0 | 0 | 40574.0469 | 65270.901 | 65270.901 | 17974.6992 | 83245.6002 | 83245.6002 | 101220.2994 | 0.4874 | 2351.0309 | 2351.0309 | 17.258 | 96614.3395 | 0.26439 | -1218.2196 | Chilled Water Reset | Transportation Equipment | Existing
| ItrNgsld208 | 33234.5575 | 7339.4894 | 0 | 0 | 40574.0469 | 65270.901 | 65270.901 | 17974.6992 | 83245.6002 | 83245.6002 | 101220.2994 | 0.4874 | 2351.0309 | 2351.0309 | 17.258 | 96614.3395 | 0.26439 | -1218.2196 | Chilled Water Reset | Transportation Equipment | New
| IwaEgsld208 | 33234.5575 | 7339.4894 | 0 | 0 | 40574.0469 | 65270.901 | 65270.901 | 17974.6992 | 83245.6002 | 83245.6002 | 101220.2994 | 0.4874 | 14345.9851 | 14345.9851 | 2.8283 | 96614.3395 | 1.6133 | -360.9027 | Chilled Water Reset | Water and Wastewater | Existing
| IwaNgsld208 | 33234.5575 | 7339.4894 | 0 | 0 | 40574.0469 | 65270.901 | 65270.901 | 17974.6992 | 83245.6002 | 83245.6002 | 101220.2994 | 0.4874 | 14345.9851 | 14345.9851 | 2.8283 | 96614.3395 | 1.6133 | -360.9027 | Chilled Water Reset | Water and Wastewater | New
| IagEgsld209 | 33234.5575 | 7339.4894 | 0 | 0 | 40574.0469 | 65270.901 | 65270.901 | 17974.6992 | 83245.6002 | 83245.6002 | 101220.2994 | 0.4874 | 92169.5599 | 92169.5599 | 0.44021 | 96614.3395 | 10.365 | 5201.3925 | Demand Controlled Ventilation | Agriculture and Assembly | Existing
| IagNgsld209 | 33234.5575 | 7339.4894 | 0 | 0 | 40574.0469 | 65270.901 | 65270.901 | 17974.6992 | 83245.6002 | 83245.6002 | 101220.2994 | 0.4874 | 92169.5599 | 92169.5599 | 0.44021 | 96614.3395 | 10.365 | 5201.3925 | Demand Controlled Ventilation | Agriculture and Assembly | New
| IchEgsld209 | 33234.5575 | 7339.4894 | 0 | 0 | 40574.0469 | 65270.901 | 65270.901 | 17974.6992 | 83245.6002 | 83245.6002 | 101220.2994 | 0.4874 | 92169.5804 | 92169.5804 | 0.44021 | 96614.3395 | 10.365 | 5201.3935 | Demand Controlled Ventilation | Chemicals and Plastics | Existing
| IchNgsld209 | 33234.5575 | 7339.4894 | 0 | 0 | 40574.0469 | 65270.901 | 65270.901 | 17974.6992 | 83245.6002 | 83245.6002 | 101220.2994 | 0.4874 | 92169.5804 | 92169.5804 | 0.44021 | 96614.3395 | 10.365 | 5201.3935 | Demand Controlled Ventilation | Chemicals and Plastics | New
| IcoEgsld209 | 33234.5575 | 7339.4894 | 0 | 0 | 40574.0469 | 65270.901 | 65270.901 | 17974.6992 | 83245.6002 | 83245.6002 | 101220.2994 | 0.4874 | 92169.5804 | 92169.5804 | 0.44021 | 96614.3395 | 10.365 | 5201.3936 | Demand Controlled Ventilation | Construction | Existing
| IcoNgsld209 | 33234.5575 | 7339.4894 | 0 | 0 | 40574.0469 | 65270.901 | 65270.901 | 17974.6992 | 83245.6002 | 83245.6002 | 101220.2994 | 0.4874 | 92169.5804 | 92169.5804 | 0.44021 | 96614.3395 | 10.365 | 5201.3936 | Demand Controlled Ventilation | Construction | New
| IelEgsld209 | 33234.5575 | 7339.4894 | 0 | 0 | 40574.0469 | 65270.901 | 65270.901 | 17974.6992 | 83245.6002 | 83245.6002 | 101220.2994 | 0.4874 | 92169.5668 | 92169.5668 | 0.44021 | 96614.3395 | 10.365 | 5201.3929 | Demand Controlled Ventilation | Electrical and Electronic Equip. | Existing
| IelNgsld209 | 33234.5575 | 7339.4894 | 0 | 0 | 40574.0469 | 65270.901 | 65270.901 | 17974.6992 | 83245.6002 | 83245.6002 | 101220.2994 | 0.4874 | 92169.5668 | 92169.5668 | 0.44021 | 96614.3395 | 10.365 | 5201.3929 | Demand Controlled Ventilation | Electrical and Electronic Equip. | New
| IluEgsld209 | 33234.5575 | 7339.4894 | 0 | 0 | 40574.0469 | 65270.901 | 65270.901 | 17974.6992 | 83245.6002 | 83245.6002 | 101220.2994 | 0.4874 | 92169.5668 | 92169.5668 | 0.44021 | 96614.3395 | 10.365 | 5201.3927 | Demand Controlled Ventilation | Lumber/Furniture/Pulp/Paper | Existing
| IluNgsld209 | 33234.5575 | 7339.4894 | 0 | 0 | 40574.0469 | 65270.901 | 65270.901 | 17974.6992 | 83245.6002 | 83245.6002 | 101220.2994 | 0.4874 | 92169.5668 | 92169.5668 | 0.44021 | 96614.3395 | 10.365 | 5201.3927 | Demand Controlled Ventilation | Lumber/Furniture/Pulp/Paper | New
| ImeEgsld209 | 33234.5575 | 7339.4894 | 0 | 0 | 40574.0469 | 65270.901 | 65270.901 | 17974.6992 | 83245.6002 | 83245.6002 | 101220.2994 | 0.4874 | 92169.5668 | 92169.5668 | 0.44021 | 96614.3395 | 10.365 | 5201.3928 | Demand Controlled Ventilation | Metal Products and Machinery | Existing
| ImeNgsld209 | 33234.5575 | 7339.4894 | 0 | 0 | 40574.0469 | 65270.901 | 65270.901 | 17974.6992 | 83245.6002 | 83245.6002 | 101220.2994 | 0.4874 | 92169.5668 | 92169.5668 | 0.44021 | 96614.3395 | 10.365 | 5201.3928 | Demand Controlled Ventilation | Metal Products and Machinery | New
| ImiEgsld209 | 33234.5575 | 7339.4894 | 0 | 0 | 40574.0469 | 65270.901 | 65270.901 | 17974.6992 | 83245.6002 | 83245.6002 | 101220.2994 | 0.4874 | 92169.5804 | 92169.5804 | 0.44021 | 96614.3395 | 10.365 | 5201.3936 | Demand Controlled Ventilation | Miscellaneous Manufacturing | Existing
| ImiNgsld209 | 33234.5575 | 7339.4894 | 0 | 0 | 40574.0469 | 65270.901 | 65270.901 | 17974.6992 | 83245.6002 | 83245.6002 | 101220.2994 | 0.4874 | 92169.5804 | 92169.5804 | 0.44021 | 96614.3395 | 10.365 | 5201.3936 | Demand Controlled Ventilation | Miscellaneous Manufacturing | New
| IprEgsld209 | 33234.5575 | 7339.4894 | 0 | 0 | 40574.0469 | 65270.901 | 65270.901 | 17974.6992 | 83245.6002 | 83245.6002 | 101220.2994 | 0.4874 | 92169.5736 | 92169.5736 | 0.44021 | 96614.3395 | 10.365 | 5201.3932 | Demand Controlled Ventilation | Primary Resources Industries | Existing
| IprNgsld209 | 33234.5575 | 7339.4894 | 0 | 0 | 40574.0469 | 65270.901 | 65270.901 | 17974.6992 | 83245.6002 | 83245.6002 | 101220.2994 | 0.4874 | 92169.5736 | 92169.5736 | 0.44021 | 96614.3395 | 10.365 | 5201.3932 | Demand Controlled Ventilation | Primary Resources Industries | New
| IstEgsld209 | 33234.5575 | 7339.4894 | 0 | 0 | 40574.0469 | 65270.901 | 65270.901 | 17974.6992 | 83245.6002 | 83245.6002 | 101220.2994 | 0.4874 | 92169.5873 | 92169.5873 | 0.44021 | 96614.3395 | 10.365 | 5201.3941 | Demand Controlled Ventilation | Stone/Clay/Glass/Concrete | Existing
| IstNgsld209 | 33234.5575 | 7339.4894 | 0 | 0 | 40574.0469 | 65270.901 | 65270.901 | 17974.6992 | 83245.6002 | 83245.6002 | 101220.2994 | 0.4874 | 92169.5873 | 92169.5873 | 0.44021 | 96614.3395 | 10.365 | 5201.3941 | Demand Controlled Ventilation | Stone/Clay/Glass/Concrete | New
| IteEgsld209 | 33234.5575 | 7339.4894 | 0 | 0 | 40574.0469 | 65270.901 | 65270.901 | 17974.6992 | 83245.6002 | 83245.6002 | 101220.2994 | 0.4874 | 92169.5736 | 92169.5736 | 0.44021 | 96614.3395 | 10.365 | 5201.3933 | Demand Controlled Ventilation | Textiles and Leather | Existing
| IteNgsld209 | 33234.5575 | 7339.4894 | 0 | 0 | 40574.0469 | 65270.901 | 65270.901 | 17974.6992 | 83245.6002 | 83245.6002 | 101220.2994 | 0.4874 | 92169.5736 | 92169.5736 | 0.44021 | 96614.3395 | 10.365 | 5201.3933 | Demand Controlled Ventilation | Textiles and Leather | New
| ItrEgsld209 | 33234.5575 | 7339.4894 | 0 | 0 | 40574.0469 | 65270.901 | 65270.901 | 17974.6992 | 83245.6002 | 83245.6002 | 101220.2994 | 0.4874 | 92169.5736 | 92169.5736 | 0.44021 | 96614.3395 | 10.365 | 5201.3935 | Demand Controlled Ventilation | Transportation Equipment | Existing
| ItrNgsld209 | 33234.5575 | 7339.4894 | 0 | 0 | 40574.0469 | 65270.901 | 65270.901 | 17974.6992 | 83245.6002 | 83245.6002 | 101220.2994 | 0.4874 | 92169.5736 | 92169.5736 | 0.44021 | 96614.3395 | 10.365 | 5201.3935 | Demand Controlled Ventilation | Transportation Equipment | New
| IwaEgsld209 | 33234.5575 | 7339.4894 | 0 | 0 | 40574.0469 | 65270.901 | 65270.901 | 17974.6992 | 83245.6002 | 83245.6002 | 101220.2994 | 0.4874 | 92169.5804 | 92169.5804 | 0.44021 | 96614.3395 | 10.365 | 5201.3936 | Demand Controlled Ventilation | Water and Wastewater | Existing
| IwaNgsld209 | 33234.5575 | 7339.4894 | 0 | 0 | 40574.0469 | 65270.901 | 65270.901 | 17974.6992 | 83245.6002 | 83245.6002 | 101220.2994 | 0.4874 | 92169.5804 | 92169.5804 | 0.44021 | 96614.3395 | 10.365 | 5201.3936 | Demand Controlled Ventilation | Water and Wastewater | New
| IagEgsld210 | 34132.7377 | 7365.8334 | 0 | 0 | 41498.5711 | 67143.7754 | 67143.7754 | 17974.6992 | 85118.4746 | 85118.4746 | 103093.1738 | 0.48754 | 75357.4289 | 75357.4289 | 0.55069 | 98870.8147 | 8.3133 | 3971.7867 | Dual Enthalpy Economizer | Agriculture and Assembly | Existing
| IagNgsld210 | 34132.7377 | 7365.8334 | 0 | 0 | 41498.5711 | 67143.7754 | 67143.7754 | 17974.6992 | 85118.4746 | 85118.4746 | 103093.1738 | 0.48754 | 75357.4289 | 75357.4289 | 0.55069 | 98870.8147 | 8.3133 | 3971.7867 | Dual Enthalpy Economizer | Agriculture and Assembly | New
| IchEgsld210 | 34132.7377 | 7365.8334 | 0 | 0 | 41498.5711 | 67143.7754 | 67143.7754 | 17974.6992 | 85118.4746 | 85118.4746 | 103093.1738 | 0.48754 | 72401.8686 | 72401.8686 | 0.57317 | 98870.8147 | 7.9873 | 3760.5439 | Dual Enthalpy Economizer | Chemicals and Plastics | Existing
| IchNgsld210 | 34132.7377 | 7365.8334 | 0 | 0 | 41498.5711 | 67143.7754 | 67143.7754 | 17974.6992 | 85118.4746 | 85118.4746 | 103093.1738 | 0.48754 | 72401.8686 | 72401.8686 | 0.57317 | 98870.8147 | 7.9873 | 3760.5439 | Dual Enthalpy Economizer | Chemicals and Plastics | New
| IcoEgsld210 | 34132.7377 | 7365.8334 | 0 | 0 | 41498.5711 | 67143.7754 | 67143.7754 | 17974.6992 | 85118.4746 | 85118.4746 | 103093.1738 | 0.48754 | 1272319.8256 | 1272319.8256 | 0.032616 | 98870.8147 | 140.3607 | 89522.443 | Dual Enthalpy Economizer | Construction | Existing
| IcoNgsld210 | 34132.7377 | 7365.8334 | 0 | 0 | 41498.5711 | 67143.7754 | 67143.7754 | 17974.6992 | 85118.4746 | 85118.4746 | 103093.1738 | 0.48754 | 1272319.8256 | 1272319.8256 | 0.032616 | 98870.8147 | 140.3607 | 89522.443 | Dual Enthalpy Economizer | Construction | New
| IelEgsld210 | 34132.7377 | 7365.8334 | 0 | 0 | 41498.5711 | 67143.7754 | 67143.7754 | 17974.6992 | 85118.4746 | 85118.4746 | 103093.1738 | 0.48754 | 211801.9897 | 211801.9897 | 0.19593 | 98870.8147 | 23.3657 | 13723.907 | Dual Enthalpy Economizer | Electrical and Electronic Equip. | Existing
| IelNgsld210 | 34132.7377 | 7365.8334 | 0 | 0 | 41498.5711 | 67143.7754 | 67143.7754 | 17974.6992 | 85118.4746 | 85118.4746 | 103093.1738 | 0.48754 | 211801.9897 | 211801.9897 | 0.19593 | 98870.8147 | 23.3657 | 13723.907 | Dual Enthalpy Economizer | Electrical and Electronic Equip. | New
| IluEgsld210 | 34132.7377 | 7365.8334 | 0 | 0 | 41498.5711 | 67143.7754 | 67143.7754 | 17974.6992 | 85118.4746 | 85118.4746 | 103093.1738 | 0.48754 | 472303.6036 | 472303.6036 | 0.087864 | 98870.8147 | 52.1039 | 32342.7731 | Dual Enthalpy Economizer | Lumber/Furniture/Pulp/Paper | Existing
| IluNgsld210 | 34132.7377 | 7365.8334 | 0 | 0 | 41498.5711 | 67143.7754 | 67143.7754 | 17974.6992 | 85118.4746 | 85118.4746 | 103093.1738 | 0.48754 | 472303.6036 | 472303.6036 | 0.087864 | 98870.8147 | 52.1039 | 32342.7731 | Dual Enthalpy Economizer | Lumber/Furniture/Pulp/Paper | New
| ImeEgsld210 | 34132.7377 | 7365.8334 | 0 | 0 | 41498.5711 | 67143.7754 | 67143.7754 | 17974.6992 | 85118.4746 | 85118.4746 | 103093.1738 | 0.48754 | 1757100.5275 | 1757100.5275 | 0.023618 | 98870.8147 | 193.8411 | 124171.2406 | Dual Enthalpy Economizer | Metal Products and Machinery | Existing
| ImeNgsld210 | 34132.7377 | 7365.8334 | 0 | 0 | 41498.5711 | 67143.7754 | 67143.7754 | 17974.6992 | 85118.4746 | 85118.4746 | 103093.1738 | 0.48754 | 1757100.5275 | 1757100.5275 | 0.023618 | 98870.8147 | 193.8411 | 124171.2406 | Dual Enthalpy Economizer | Metal Products and Machinery | New
| ImiEgsld210 | 34132.7377 | 7365.8334 | 0 | 0 | 41498.5711 | 67143.7754 | 67143.7754 | 17974.6992 | 85118.4746 | 85118.4746 | 103093.1738 | 0.48754 | 1272319.8256 | 1272319.8256 | 0.032616 | 98870.8147 | 140.3607 | 89522.443 | Dual Enthalpy Economizer | Miscellaneous Manufacturing | Existing
| ImiNgsld210 | 34132.7377 | 7365.8334 | 0 | 0 | 41498.5711 | 67143.7754 | 67143.7754 | 17974.6992 | 85118.4746 | 85118.4746 | 103093.1738 | 0.48754 | 1272319.8256 | 1272319.8256 | 0.032616 | 98870.8147 | 140.3607 | 89522.443 | Dual Enthalpy Economizer | Miscellaneous Manufacturing | New
| IprEgsld210 | 34132.7377 | 7365.8334 | 0 | 0 | 41498.5711 | 67143.7754 | 67143.7754 | 17974.6992 | 85118.4746 | 85118.4746 | 103093.1738 | 0.48754 | 137344.9141 | 137344.9141 | 0.30215 | 98870.8147 | 15.1517 | 8402.2265 | Dual Enthalpy Economizer | Primary Resources Industries | Existing
| IprNgsld210 | 34132.7377 | 7365.8334 | 0 | 0 | 41498.5711 | 67143.7754 | 67143.7754 | 17974.6992 | 85118.4746 | 85118.4746 | 103093.1738 | 0.48754 | 137344.9141 | 137344.9141 | 0.30215 | 98870.8147 | 15.1517 | 8402.2265 | Dual Enthalpy Economizer | Primary Resources Industries | New
| IstEgsld210 | 34132.7377 | 7365.8334 | 0 | 0 | 41498.5711 | 67143.7754 | 67143.7754 | 17974.6992 | 85118.4746 | 85118.4746 | 103093.1738 | 0.48754 | 521951.1363 | 521951.1363 | 0.079507 | 98870.8147 | 57.581 | 35891.2399 | Dual Enthalpy Economizer | Stone/Clay/Glass/Concrete | Existing
| IstNgsld210 | 34132.7377 | 7365.8334 | 0 | 0 | 41498.5711 | 67143.7754 | 67143.7754 | 17974.6992 | 85118.4746 | 85118.4746 | 103093.1738 | 0.48754 | 521951.1363 | 521951.1363 | 0.079507 | 98870.8147 | 57.581 | 35891.2399 | Dual Enthalpy Economizer | Stone/Clay/Glass/Concrete | New
| IteEgsld210 | 34132.7377 | 7365.8334 | 0 | 0 | 41498.5711 | 67143.7754 | 67143.7754 | 17974.6992 | 85118.4746 | 85118.4746 | 103093.1738 | 0.48754 | 333759.6895 | 333759.6895 | 0.12434 | 98870.8147 | 36.8199 | 22440.6065 | Dual Enthalpy Economizer | Textiles and Leather | Existing
| IteNgsld210 | 34132.7377 | 7365.8334 | 0 | 0 | 41498.5711 | 67143.7754 | 67143.7754 | 17974.6992 | 85118.4746 | 85118.4746 | 103093.1738 | 0.48754 | 333759.6895 | 333759.6895 | 0.12434 | 98870.8147 | 36.8199 | 22440.6065 | Dual Enthalpy Economizer | Textiles and Leather | New
| ItrEgsld210 | 34132.7377 | 7365.8334 | 0 | 0 | 41498.5711 | 67143.7754 | 67143.7754 | 17974.6992 | 85118.4746 | 85118.4746 | 103093.1738 | 0.48754 | 201065.4109 | 201065.4109 | 0.20639 | 98870.8147 | 22.1813 | 12956.5302 | Dual Enthalpy Economizer | Transportation Equipment | Existing
| ItrNgsld210 | 34132.7377 | 7365.8334 | 0 | 0 | 41498.5711 | 67143.7754 | 67143.7754 | 17974.6992 | 85118.4746 | 85118.4746 | 103093.1738 | 0.48754 | 201065.4109 | 201065.4109 | 0.20639 | 98870.8147 | 22.1813 | 12956.5302 | Dual Enthalpy Economizer | Transportation Equipment | New
| IwaEgsld210 | 34132.7377 | 7365.8334 | 0 | 0 | 41498.5711 | 67143.7754 | 67143.7754 | 17974.6992 | 85118.4746 | 85118.4746 | 103093.1738 | 0.48754 | 99143.4843 | 99143.4843 | 0.41857 | 98870.8147 | 10.9374 | 5671.851 | Dual Enthalpy Economizer | Water and Wastewater | Existing
| IwaNgsld210 | 34132.7377 | 7365.8334 | 0 | 0 | 41498.5711 | 67143.7754 | 67143.7754 | 17974.6992 | 85118.4746 | 85118.4746 | 103093.1738 | 0.48754 | 99143.4843 | 99143.4843 | 0.41857 | 98870.8147 | 10.9374 | 5671.851 | Dual Enthalpy Economizer | Water and Wastewater | New
| IagEgsld211 | 33234.5575 | 7339.4894 | 0 | 0 | 40574.0469 | 65270.901 | 65270.901 | 17974.6992 | 83245.6002 | 83245.6002 | 101220.2994 | 0.4874 | 109494.2593 | 109494.2593 | 0.37056 | 96614.3395 | 16.4095 | 9043.0903 | Facility Energy Management System | Agriculture and Assembly | Existing
| IagNgsld211 | 33234.5575 | 7339.4894 | 0 | 0 | 40574.0469 | 65270.901 | 65270.901 | 17974.6992 | 83245.6002 | 83245.6002 | 101220.2994 | 0.4874 | 109494.2593 | 109494.2593 | 0.37056 | 96614.3395 | 16.4095 | 9043.0903 | Facility Energy Management System | Agriculture and Assembly | New
| IchEgsld211 | 33234.5575 | 7339.4894 | 0 | 0 | 40574.0469 | 65270.901 | 65270.901 | 17974.6992 | 83245.6002 | 83245.6002 | 101220.2994 | 0.4874 | 68711.4476 | 68711.4476 | 0.5905 | 96614.3395 | 10.2975 | 5158.5212 | Facility Energy Management System | Chemicals and Plastics | Existing
| IchNgsld211 | 33234.5575 | 7339.4894 | 0 | 0 | 40574.0469 | 65270.901 | 65270.901 | 17974.6992 | 83245.6002 | 83245.6002 | 101220.2994 | 0.4874 | 68711.4476 | 68711.4476 | 0.5905 | 96614.3395 | 10.2975 | 5158.5212 | Facility Energy Management System | Chemicals and Plastics | New
| IcoEgsld211 | 33234.5575 | 7339.4894 | 0 | 0 | 40574.0469 | 65270.901 | 65270.901 | 17974.6992 | 83245.6002 | 83245.6002 | 101220.2994 | 0.4874 | 111004.5299 | 111004.5299 | 0.36552 | 96614.3395 | 16.6358 | 9186.944 | Facility Energy Management System | Construction | Existing
| IcoNgsld211 | 33234.5575 | 7339.4894 | 0 | 0 | 40574.0469 | 65270.901 | 65270.901 | 17974.6992 | 83245.6002 | 83245.6002 | 101220.2994 | 0.4874 | 111004.5299 | 111004.5299 | 0.36552 | 96614.3395 | 16.6358 | 9186.944 | Facility Energy Management System | Construction | New
| IelEgsld211 | 33234.5575 | 7339.4894 | 0 | 0 | 40574.0469 | 65270.901 | 65270.901 | 17974.6992 | 83245.6002 | 83245.6002 | 101220.2994 | 0.4874 | 61258.4479 | 61258.4479 | 0.66234 | 96614.3395 | 9.1806 | 4448.6217 | Facility Energy Management System | Electrical and Electronic Equip. | Existing
| IelNgsld211 | 33234.5575 | 7339.4894 | 0 | 0 | 40574.0469 | 65270.901 | 65270.901 | 17974.6992 | 83245.6002 | 83245.6002 | 101220.2994 | 0.4874 | 61258.4479 | 61258.4479 | 0.66234 | 96614.3395 | 9.1806 | 4448.6217 | Facility Energy Management System | Electrical and Electronic Equip. | New
| IluEgsld211 | 33234.5575 | 7339.4894 | 0 | 0 | 40574.0469 | 65270.901 | 65270.901 | 17974.6992 | 83245.6002 | 83245.6002 | 101220.2994 | 0.4874 | 203742.4812 | 203742.4812 | 0.19914 | 96614.3395 | 30.534 | 18020.249 | Facility Energy Management System | Lumber/Furniture/Pulp/Paper | Existing
| IluNgsld211 | 33234.5575 | 7339.4894 | 0 | 0 | 40574.0469 | 65270.901 | 65270.901 | 17974.6992 | 83245.6002 | 83245.6002 | 101220.2994 | 0.4874 | 203742.4812 | 203742.4812 | 0.19914 | 96614.3395 | 30.534 | 18020.249 | Facility Energy Management System | Lumber/Furniture/Pulp/Paper | New
| ImeEgsld211 | 33234.5575 | 7339.4894 | 0 | 0 | 40574.0469 | 65270.901 | 65270.901 | 17974.6992 | 83245.6002 | 83245.6002 | 101220.2994 | 0.4874 | 189919.2596 | 189919.2596 | 0.21364 | 96614.3395 | 28.4624 | 16703.5837 | Facility Energy Management System | Metal Products and Machinery | Existing
| ImeNgsld211 | 33234.5575 | 7339.4894 | 0 | 0 | 40574.0469 | 65270.901 | 65270.901 | 17974.6992 | 83245.6002 | 83245.6002 | 101220.2994 | 0.4874 | 189919.2596 | 189919.2596 | 0.21364 | 96614.3395 | 28.4624 | 16703.5837 | Facility Energy Management System | Metal Products and Machinery | New
| ImiEgsld211 | 33234.5575 | 7339.4894 | 0 | 0 | 40574.0469 | 65270.901 | 65270.901 | 17974.6992 | 83245.6002 | 83245.6002 | 101220.2994 | 0.4874 | 111004.5299 | 111004.5299 | 0.36552 | 96614.3395 | 16.6358 | 9186.944 | Facility Energy Management System | Miscellaneous Manufacturing | Existing
| ImiNgsld211 | 33234.5575 | 7339.4894 | 0 | 0 | 40574.0469 | 65270.901 | 65270.901 | 17974.6992 | 83245.6002 | 83245.6002 | 101220.2994 | 0.4874 | 111004.5299 | 111004.5299 | 0.36552 | 96614.3395 | 16.6358 | 9186.944 | Facility Energy Management System | Miscellaneous Manufacturing | New
| IprEgsld211 | 33234.5575 | 7339.4894 | 0 | 0 | 40574.0469 | 65270.901 | 65270.901 | 17974.6992 | 83245.6002 | 83245.6002 | 101220.2994 | 0.4874 | 97108.0329 | 97108.0329 | 0.41782 | 96614.3395 | 14.5532 | 7863.3008 | Facility Energy Management System | Primary Resources Industries | Existing
| IprNgsld211 | 33234.5575 | 7339.4894 | 0 | 0 | 40574.0469 | 65270.901 | 65270.901 | 17974.6992 | 83245.6002 | 83245.6002 | 101220.2994 | 0.4874 | 97108.0329 | 97108.0329 | 0.41782 | 96614.3395 | 14.5532 | 7863.3008 | Facility Energy Management System | Primary Resources Industries | New
| IstEgsld211 | 33234.5575 | 7339.4894 | 0 | 0 | 40574.0469 | 65270.901 | 65270.901 | 17974.6992 | 83245.6002 | 83245.6002 | 101220.2994 | 0.4874 | 126987.4324 | 126987.4324 | 0.31951 | 96614.3395 | 19.0311 | 10709.318 | Facility Energy Management System | Stone/Clay/Glass/Concrete | Existing
| IstNgsld211 | 33234.5575 | 7339.4894 | 0 | 0 | 40574.0469 | 65270.901 | 65270.901 | 17974.6992 | 83245.6002 | 83245.6002 | 101220.2994 | 0.4874 | 126987.4324 | 126987.4324 | 0.31951 | 96614.3395 | 19.0311 | 10709.318 | Facility Energy Management System | Stone/Clay/Glass/Concrete | New
| IteEgsld211 | 33234.5575 | 7339.4894 | 0 | 0 | 40574.0469 | 65270.901 | 65270.901 | 17974.6992 | 83245.6002 | 83245.6002 | 101220.2994 | 0.4874 | 83397.1902 | 83397.1902 | 0.48652 | 96614.3395 | 12.4984 | 6557.3405 | Facility Energy Management System | Textiles and Leather | Existing
| IteNgsld211 | 33234.5575 | 7339.4894 | 0 | 0 | 40574.0469 | 65270.901 | 65270.901 | 17974.6992 | 83245.6002 | 83245.6002 | 101220.2994 | 0.4874 | 83397.1902 | 83397.1902 | 0.48652 | 96614.3395 | 12.4984 | 6557.3405 | Facility Energy Management System | Textiles and Leather | New
| ItrEgsld211 | 33234.5575 | 7339.4894 | 0 | 0 | 40574.0469 | 65270.901 | 65270.901 | 17974.6992 | 83245.6002 | 83245.6002 | 101220.2994 | 0.4874 | 77012.7121 | 77012.7121 | 0.52685 | 96614.3395 | 11.5416 | 5949.2178 | Facility Energy Management System | Transportation Equipment | Existing
| ItrNgsld211 | 33234.5575 | 7339.4894 | 0 | 0 | 40574.0469 | 65270.901 | 65270.901 | 17974.6992 | 83245.6002 | 83245.6002 | 101220.2994 | 0.4874 | 77012.7121 | 77012.7121 | 0.52685 | 96614.3395 | 11.5416 | 5949.2178 | Facility Energy Management System | Transportation Equipment | New
| IwaEgsld211 | 33234.5575 | 7339.4894 | 0 | 0 | 40574.0469 | 65270.901 | 65270.901 | 17974.6992 | 83245.6002 | 83245.6002 | 101220.2994 | 0.4874 | 8644.2841 | 8644.2841 | 4.6937 | 96614.3395 | 1.2955 | -562.8857 | Facility Energy Management System | Water and Wastewater | Existing
| IwaNgsld211 | 33234.5575 | 7339.4894 | 0 | 0 | 40574.0469 | 65270.901 | 65270.901 | 17974.6992 | 83245.6002 | 83245.6002 | 101220.2994 | 0.4874 | 8644.2841 | 8644.2841 | 4.6937 | 96614.3395 | 1.2955 | -562.8857 | Facility Energy Management System | Water and Wastewater | New
| IagEgsld212 | 33234.5575 | 7339.4894 | 0 | 0 | 40574.0469 | 65270.901 | 65270.901 | 17974.6992 | 83245.6002 | 83245.6002 | 101220.2994 | 0.4874 | 2859.2581 | 2859.2581 | 14.1904 | 96614.3395 | 0.42851 | -1113.9104 | Fan Thermostat Controller | Agriculture and Assembly | Existing
| IagNgsld212 | 33234.5575 | 7339.4894 | 0 | 0 | 40574.0469 | 65270.901 | 65270.901 | 17974.6992 | 83245.6002 | 83245.6002 | 101220.2994 | 0.4874 | 2859.2581 | 2859.2581 | 14.1904 | 96614.3395 | 0.42851 | -1113.9104 | Fan Thermostat Controller | Agriculture and Assembly | New
| IchEgsld212 | 33234.5575 | 7339.4894 | 0 | 0 | 40574.0469 | 65270.901 | 65270.901 | 17974.6992 | 83245.6002 | 83245.6002 | 101220.2994 | 0.4874 | 2859.2513 | 2859.2513 | 14.1904 | 96614.3395 | 0.4285 | -1113.911 | Fan Thermostat Controller | Chemicals and Plastics | Existing
| IchNgsld212 | 33234.5575 | 7339.4894 | 0 | 0 | 40574.0469 | 65270.901 | 65270.901 | 17974.6992 | 83245.6002 | 83245.6002 | 101220.2994 | 0.4874 | 2859.2513 | 2859.2513 | 14.1904 | 96614.3395 | 0.4285 | -1113.911 | Fan Thermostat Controller | Chemicals and Plastics | New
| IcoEgsld212 | 33234.5575 | 7339.4894 | 0 | 0 | 40574.0469 | 65270.901 | 65270.901 | 17974.6992 | 83245.6002 | 83245.6002 | 101220.2994 | 0.4874 | 2859.2504 | 2859.2504 | 14.1904 | 96614.3395 | 0.4285 | -1113.9111 | Fan Thermostat Controller | Construction | Existing
| IcoNgsld212 | 33234.5575 | 7339.4894 | 0 | 0 | 40574.0469 | 65270.901 | 65270.901 | 17974.6992 | 83245.6002 | 83245.6002 | 101220.2994 | 0.4874 | 2859.2504 | 2859.2504 | 14.1904 | 96614.3395 | 0.4285 | -1113.9111 | Fan Thermostat Controller | Construction | New
| IelEgsld212 | 33234.5575 | 7339.4894 | 0 | 0 | 40574.0469 | 65270.901 | 65270.901 | 17974.6992 | 83245.6002 | 83245.6002 | 101220.2994 | 0.4874 | 2859.2491 | 2859.2491 | 14.1905 | 96614.3395 | 0.4285 | -1113.9112 | Fan Thermostat Controller | Electrical and Electronic Equip. | Existing
| IelNgsld212 | 33234.5575 | 7339.4894 | 0 | 0 | 40574.0469 | 65270.901 | 65270.901 | 17974.6992 | 83245.6002 | 83245.6002 | 101220.2994 | 0.4874 | 2859.2491 | 2859.2491 | 14.1905 | 96614.3395 | 0.4285 | -1113.9112 | Fan Thermostat Controller | Electrical and Electronic Equip. | New
| IluEgsld212 | 33234.5575 | 7339.4894 | 0 | 0 | 40574.0469 | 65270.901 | 65270.901 | 17974.6992 | 83245.6002 | 83245.6002 | 101220.2994 | 0.4874 | 2859.2494 | 2859.2494 | 14.1905 | 96614.3395 | 0.4285 | -1113.9112 | Fan Thermostat Controller | Lumber/Furniture/Pulp/Paper | Existing
| IluNgsld212 | 33234.5575 | 7339.4894 | 0 | 0 | 40574.0469 | 65270.901 | 65270.901 | 17974.6992 | 83245.6002 | 83245.6002 | 101220.2994 | 0.4874 | 2859.2494 | 2859.2494 | 14.1905 | 96614.3395 | 0.4285 | -1113.9112 | Fan Thermostat Controller | Lumber/Furniture/Pulp/Paper | New
| ImeEgsld212 | 33234.5575 | 7339.4894 | 0 | 0 | 40574.0469 | 65270.901 | 65270.901 | 17974.6992 | 83245.6002 | 83245.6002 | 101220.2994 | 0.4874 | 2859.242 | 2859.242 | 14.1905 | 96614.3395 | 0.4285 | -1113.9119 | Fan Thermostat Controller | Metal Products and Machinery | Existing
| ImeNgsld212 | 33234.5575 | 7339.4894 | 0 | 0 | 40574.0469 | 65270.901 | 65270.901 | 17974.6992 | 83245.6002 | 83245.6002 | 101220.2994 | 0.4874 | 2859.242 | 2859.242 | 14.1905 | 96614.3395 | 0.4285 | -1113.9119 | Fan Thermostat Controller | Metal Products and Machinery | New
| ImiEgsld212 | 33234.5575 | 7339.4894 | 0 | 0 | 40574.0469 | 65270.901 | 65270.901 | 17974.6992 | 83245.6002 | 83245.6002 | 101220.2994 | 0.4874 | 2859.2504 | 2859.2504 | 14.1904 | 96614.3395 | 0.4285 | -1113.9111 | Fan Thermostat Controller | Miscellaneous Manufacturing | Existing
| ImiNgsld212 | 33234.5575 | 7339.4894 | 0 | 0 | 40574.0469 | 65270.901 | 65270.901 | 17974.6992 | 83245.6002 | 83245.6002 | 101220.2994 | 0.4874 | 2859.2504 | 2859.2504 | 14.1904 | 96614.3395 | 0.4285 | -1113.9111 | Fan Thermostat Controller | Miscellaneous Manufacturing | New
| IprEgsld212 | 33234.5575 | 7339.4894 | 0 | 0 | 40574.0469 | 65270.901 | 65270.901 | 17974.6992 | 83245.6002 | 83245.6002 | 101220.2994 | 0.4874 | 2859.2549 | 2859.2549 | 14.1904 | 96614.3395 | 0.4285 | -1113.9107 | Fan Thermostat Controller | Primary Resources Industries | Existing
| IprNgsld212 | 33234.5575 | 7339.4894 | 0 | 0 | 40574.0469 | 65270.901 | 65270.901 | 17974.6992 | 83245.6002 | 83245.6002 | 101220.2994 | 0.4874 | 2859.2549 | 2859.2549 | 14.1904 | 96614.3395 | 0.4285 | -1113.9107 | Fan Thermostat Controller | Primary Resources Industries | New
| IstEgsld212 | 33234.5575 | 7339.4894 | 0 | 0 | 40574.0469 | 65270.901 | 65270.901 | 17974.6992 | 83245.6002 | 83245.6002 | 101220.2994 | 0.4874 | 2859.2549 | 2859.2549 | 14.1904 | 96614.3395 | 0.4285 | -1113.9107 | Fan Thermostat Controller | Stone/Clay/Glass/Concrete | Existing
| IstNgsld212 | 33234.5575 | 7339.4894 | 0 | 0 | 40574.0469 | 65270.901 | 65270.901 | 17974.6992 | 83245.6002 | 83245.6002 | 101220.2994 | 0.4874 | 2859.2549 | 2859.2549 | 14.1904 | 96614.3395 | 0.4285 | -1113.9107 | Fan Thermostat Controller | Stone/Clay/Glass/Concrete | New
| IteEgsld212 | 33234.5575 | 7339.4894 | 0 | 0 | 40574.0469 | 65270.901 | 65270.901 | 17974.6992 | 83245.6002 | 83245.6002 | 101220.2994 | 0.4874 | 2859.2459 | 2859.2459 | 14.1905 | 96614.3395 | 0.4285 | -1113.9115 | Fan Thermostat Controller | Textiles and Leather | Existing
| IteNgsld212 | 33234.5575 | 7339.4894 | 0 | 0 | 40574.0469 | 65270.901 | 65270.901 | 17974.6992 | 83245.6002 | 83245.6002 | 101220.2994 | 0.4874 | 2859.2459 | 2859.2459 | 14.1905 | 96614.3395 | 0.4285 | -1113.9115 | Fan Thermostat Controller | Textiles and Leather | New
| ItrEgsld212 | 33234.5575 | 7339.4894 | 0 | 0 | 40574.0469 | 65270.901 | 65270.901 | 17974.6992 | 83245.6002 | 83245.6002 | 101220.2994 | 0.4874 | 2859.2555 | 2859.2555 | 14.1904 | 96614.3395 | 0.4285 | -1113.9106 | Fan Thermostat Controller | Transportation Equipment | Existing
| ItrNgsld212 | 33234.5575 | 7339.4894 | 0 | 0 | 40574.0469 | 65270.901 | 65270.901 | 17974.6992 | 83245.6002 | 83245.6002 | 101220.2994 | 0.4874 | 2859.2555 | 2859.2555 | 14.1904 | 96614.3395 | 0.4285 | -1113.9106 | Fan Thermostat Controller | Transportation Equipment | New
| IwaEgsld212 | 33234.5575 | 7339.4894 | 0 | 0 | 40574.0469 | 65270.901 | 65270.901 | 17974.6992 | 83245.6002 | 83245.6002 | 101220.2994 | 0.4874 | 2859.2536 | 2859.2536 | 14.1904 | 96614.3395 | 0.4285 | -1113.9108 | Fan Thermostat Controller | Water and Wastewater | Existing
| IwaNgsld212 | 33234.5575 | 7339.4894 | 0 | 0 | 40574.0469 | 65270.901 | 65270.901 | 17974.6992 | 83245.6002 | 83245.6002 | 101220.2994 | 0.4874 | 2859.2536 | 2859.2536 | 14.1904 | 96614.3395 | 0.4285 | -1113.9108 | Fan Thermostat Controller | Water and Wastewater | New
| IagEgsld213 | 33234.5575 | 7339.4894 | 0 | 0 | 40574.0469 | 65270.901 | 65270.901 | 17974.6992 | 83245.6002 | 83245.6002 | 101220.2994 | 0.4874 | 1268.9986 | 1268.9986 | 31.9733 | 96614.3395 | 0.15362 | -1288.6171 | Programmable thermostat | Agriculture and Assembly | Existing
| IagNgsld213 | 33234.5575 | 7339.4894 | 0 | 0 | 40574.0469 | 65270.901 | 65270.901 | 17974.6992 | 83245.6002 | 83245.6002 | 101220.2994 | 0.4874 | 1268.9986 | 1268.9986 | 31.9733 | 96614.3395 | 0.15362 | -1288.6171 | Programmable thermostat | Agriculture and Assembly | New
| IchEgsld213 | 33234.5575 | 7339.4894 | 0 | 0 | 40574.0469 | 65270.901 | 65270.901 | 17974.6992 | 83245.6002 | 83245.6002 | 101220.2994 | 0.4874 | 792.9229 | 792.9229 | 51.1702 | 96614.3395 | 0.09599 | -1325.2468 | Programmable thermostat | Chemicals and Plastics | Existing
| IchNgsld213 | 33234.5575 | 7339.4894 | 0 | 0 | 40574.0469 | 65270.901 | 65270.901 | 17974.6992 | 83245.6002 | 83245.6002 | 101220.2994 | 0.4874 | 792.9229 | 792.9229 | 51.1702 | 96614.3395 | 0.09599 | -1325.2468 | Programmable thermostat | Chemicals and Plastics | New
| IcoEgsld213 | 33234.5575 | 7339.4894 | 0 | 0 | 40574.0469 | 65270.901 | 65270.901 | 17974.6992 | 83245.6002 | 83245.6002 | 101220.2994 | 0.4874 | 1324.4543 | 1324.4543 | 30.6345 | 96614.3395 | 0.16034 | -1284.3503 | Programmable thermostat | Construction | Existing
| IcoNgsld213 | 33234.5575 | 7339.4894 | 0 | 0 | 40574.0469 | 65270.901 | 65270.901 | 17974.6992 | 83245.6002 | 83245.6002 | 101220.2994 | 0.4874 | 1324.4543 | 1324.4543 | 30.6345 | 96614.3395 | 0.16034 | -1284.3503 | Programmable thermostat | Construction | New
| IelEgsld213 | 33234.5575 | 7339.4894 | 0 | 0 | 40574.0469 | 65270.901 | 65270.901 | 17974.6992 | 83245.6002 | 83245.6002 | 101220.2994 | 0.4874 | 704.3034 | 704.3034 | 57.6088 | 96614.3395 | 0.085262 | -1332.0653 | Programmable thermostat | Electrical and Electronic Equip. | Existing
| IelNgsld213 | 33234.5575 | 7339.4894 | 0 | 0 | 40574.0469 | 65270.901 | 65270.901 | 17974.6992 | 83245.6002 | 83245.6002 | 101220.2994 | 0.4874 | 704.3034 | 704.3034 | 57.6088 | 96614.3395 | 0.085262 | -1332.0653 | Programmable thermostat | Electrical and Electronic Equip. | New
| IluEgsld213 | 33234.5575 | 7339.4894 | 0 | 0 | 40574.0469 | 65270.901 | 65270.901 | 17974.6992 | 83245.6002 | 83245.6002 | 101220.2994 | 0.4874 | 2355.2307 | 2355.2307 | 17.2272 | 96614.3395 | 0.28512 | -1205.0412 | Programmable thermostat | Lumber/Furniture/Pulp/Paper | Existing
| IluNgsld213 | 33234.5575 | 7339.4894 | 0 | 0 | 40574.0469 | 65270.901 | 65270.901 | 17974.6992 | 83245.6002 | 83245.6002 | 101220.2994 | 0.4874 | 2355.2307 | 2355.2307 | 17.2272 | 96614.3395 | 0.28512 | -1205.0412 | Programmable thermostat | Lumber/Furniture/Pulp/Paper | New
| ImeEgsld213 | 33234.5575 | 7339.4894 | 0 | 0 | 40574.0469 | 65270.901 | 65270.901 | 17974.6992 | 83245.6002 | 83245.6002 | 101220.2994 | 0.4874 | 2227.4128 | 2227.4128 | 18.2158 | 96614.3395 | 0.26965 | -1214.8757 | Programmable thermostat | Metal Products and Machinery | Existing
| ImeNgsld213 | 33234.5575 | 7339.4894 | 0 | 0 | 40574.0469 | 65270.901 | 65270.901 | 17974.6992 | 83245.6002 | 83245.6002 | 101220.2994 | 0.4874 | 2227.4128 | 2227.4128 | 18.2158 | 96614.3395 | 0.26965 | -1214.8757 | Programmable thermostat | Metal Products and Machinery | New
| ImiEgsld213 | 33234.5575 | 7339.4894 | 0 | 0 | 40574.0469 | 65270.901 | 65270.901 | 17974.6992 | 83245.6002 | 83245.6002 | 101220.2994 | 0.4874 | 1324.4543 | 1324.4543 | 30.6345 | 96614.3395 | 0.16034 | -1284.3503 | Programmable thermostat | Miscellaneous Manufacturing | Existing
| ImiNgsld213 | 33234.5575 | 7339.4894 | 0 | 0 | 40574.0469 | 65270.901 | 65270.901 | 17974.6992 | 83245.6002 | 83245.6002 | 101220.2994 | 0.4874 | 1324.4543 | 1324.4543 | 30.6345 | 96614.3395 | 0.16034 | -1284.3503 | Programmable thermostat | Miscellaneous Manufacturing | New
| IprEgsld213 | 33234.5575 | 7339.4894 | 0 | 0 | 40574.0469 | 65270.901 | 65270.901 | 17974.6992 | 83245.6002 | 83245.6002 | 101220.2994 | 0.4874 | 1117.8301 | 1117.8301 | 36.2971 | 96614.3395 | 0.13532 | -1300.2481 | Programmable thermostat | Primary Resources Industries | Existing
| IprNgsld213 | 33234.5575 | 7339.4894 | 0 | 0 | 40574.0469 | 65270.901 | 65270.901 | 17974.6992 | 83245.6002 | 83245.6002 | 101220.2994 | 0.4874 | 1117.8301 | 1117.8301 | 36.2971 | 96614.3395 | 0.13532 | -1300.2481 | Programmable thermostat | Primary Resources Industries | New
| IstEgsld213 | 33234.5575 | 7339.4894 | 0 | 0 | 40574.0469 | 65270.901 | 65270.901 | 17974.6992 | 83245.6002 | 83245.6002 | 101220.2994 | 0.4874 | 1467.561 | 1467.561 | 27.6473 | 96614.3395 | 0.17766 | -1273.3395 | Programmable thermostat | Stone/Clay/Glass/Concrete | Existing
| IstNgsld213 | 33234.5575 | 7339.4894 | 0 | 0 | 40574.0469 | 65270.901 | 65270.901 | 17974.6992 | 83245.6002 | 83245.6002 | 101220.2994 | 0.4874 | 1467.561 | 1467.561 | 27.6473 | 96614.3395 | 0.17766 | -1273.3395 | Programmable thermostat | Stone/Clay/Glass/Concrete | New
| IteEgsld213 | 33234.5575 | 7339.4894 | 0 | 0 | 40574.0469 | 65270.901 | 65270.901 | 17974.6992 | 83245.6002 | 83245.6002 | 101220.2994 | 0.4874 | 967.9049 | 967.9049 | 41.9195 | 96614.3395 | 0.11717 | -1311.7835 | Programmable thermostat | Textiles and Leather | Existing
| IteNgsld213 | 33234.5575 | 7339.4894 | 0 | 0 | 40574.0469 | 65270.901 | 65270.901 | 17974.6992 | 83245.6002 | 83245.6002 | 101220.2994 | 0.4874 | 967.9049 | 967.9049 | 41.9195 | 96614.3395 | 0.11717 | -1311.7835 | Programmable thermostat | Textiles and Leather | New
| ItrEgsld213 | 33234.5575 | 7339.4894 | 0 | 0 | 40574.0469 | 65270.901 | 65270.901 | 17974.6992 | 83245.6002 | 83245.6002 | 101220.2994 | 0.4874 | 890.9713 | 890.9713 | 45.5391 | 96614.3395 | 0.10786 | -1317.7029 | Programmable thermostat | Transportation Equipment | Existing
| ItrNgsld213 | 33234.5575 | 7339.4894 | 0 | 0 | 40574.0469 | 65270.901 | 65270.901 | 17974.6992 | 83245.6002 | 83245.6002 | 101220.2994 | 0.4874 | 890.9713 | 890.9713 | 45.5391 | 96614.3395 | 0.10786 | -1317.7029 | Programmable thermostat | Transportation Equipment | New
| IwaEgsld213 | 33234.5575 | 7339.4894 | 0 | 0 | 40574.0469 | 65270.901 | 65270.901 | 17974.6992 | 83245.6002 | 83245.6002 | 101220.2994 | 0.4874 | 103.1395 | 103.1395 | 393.3898 | 96614.3395 | 0.012486 | -1378.3195 | Programmable thermostat | Water and Wastewater | Existing
| IwaNgsld213 | 33234.5575 | 7339.4894 | 0 | 0 | 40574.0469 | 65270.901 | 65270.901 | 17974.6992 | 83245.6002 | 83245.6002 | 101220.2994 | 0.4874 | 103.1395 | 103.1395 | 393.3898 | 96614.3395 | 0.012486 | -1378.3195 | Programmable thermostat | Water and Wastewater | New
| IagEgsld214 | 33234.5575 | 7339.4894 | 0 | 0 | 40574.0469 | 65270.901 | 65270.901 | 17974.6992 | 83245.6002 | 83245.6002 | 101220.2994 | 0.4874 | 25634.2796 | 25634.2796 | 1.5828 | 96614.3395 | 3.1032 | 586.0735 | Smart thermostat | Agriculture and Assembly | Existing
| IagNgsld214 | 33234.5575 | 7339.4894 | 0 | 0 | 40574.0469 | 65270.901 | 65270.901 | 17974.6992 | 83245.6002 | 83245.6002 | 101220.2994 | 0.4874 | 25634.2796 | 25634.2796 | 1.5828 | 96614.3395 | 3.1032 | 586.0735 | Smart thermostat | Agriculture and Assembly | New
| IchEgsld214 | 33234.5575 | 7339.4894 | 0 | 0 | 40574.0469 | 65270.901 | 65270.901 | 17974.6992 | 83245.6002 | 83245.6002 | 101220.2994 | 0.4874 | 16017.3592 | 16017.3592 | 2.5331 | 96614.3395 | 1.939 | -153.8626 | Smart thermostat | Chemicals and Plastics | Existing
| IchNgsld214 | 33234.5575 | 7339.4894 | 0 | 0 | 40574.0469 | 65270.901 | 65270.901 | 17974.6992 | 83245.6002 | 83245.6002 | 101220.2994 | 0.4874 | 16017.3592 | 16017.3592 | 2.5331 | 96614.3395 | 1.939 | -153.8626 | Smart thermostat | Chemicals and Plastics | New
| IcoEgsld214 | 33234.5575 | 7339.4894 | 0 | 0 | 40574.0469 | 65270.901 | 65270.901 | 17974.6992 | 83245.6002 | 83245.6002 | 101220.2994 | 0.4874 | 26754.5028 | 26754.5028 | 1.5165 | 96614.3395 | 3.2389 | 672.2646 | Smart thermostat | Construction | Existing
| IcoNgsld214 | 33234.5575 | 7339.4894 | 0 | 0 | 40574.0469 | 65270.901 | 65270.901 | 17974.6992 | 83245.6002 | 83245.6002 | 101220.2994 | 0.4874 | 26754.5028 | 26754.5028 | 1.5165 | 96614.3395 | 3.2389 | 672.2646 | Smart thermostat | Construction | New
| IelEgsld214 | 33234.5575 | 7339.4894 | 0 | 0 | 40574.0469 | 65270.901 | 65270.901 | 17974.6992 | 83245.6002 | 83245.6002 | 101220.2994 | 0.4874 | 14227.2118 | 14227.2118 | 2.8519 | 96614.3395 | 1.7223 | -291.5984 | Smart thermostat | Electrical and Electronic Equip. | Existing
| IelNgsld214 | 33234.5575 | 7339.4894 | 0 | 0 | 40574.0469 | 65270.901 | 65270.901 | 17974.6992 | 83245.6002 | 83245.6002 | 101220.2994 | 0.4874 | 14227.2118 | 14227.2118 | 2.8519 | 96614.3395 | 1.7223 | -291.5984 | Smart thermostat | Electrical and Electronic Equip. | New
| IluEgsld214 | 33234.5575 | 7339.4894 | 0 | 0 | 40574.0469 | 65270.901 | 65270.901 | 17974.6992 | 83245.6002 | 83245.6002 | 101220.2994 | 0.4874 | 47576.6161 | 47576.6161 | 0.85281 | 96614.3395 | 5.7596 | 2274.3399 | Smart thermostat | Lumber/Furniture/Pulp/Paper | Existing
| IluNgsld214 | 33234.5575 | 7339.4894 | 0 | 0 | 40574.0469 | 65270.901 | 65270.901 | 17974.6992 | 83245.6002 | 83245.6002 | 101220.2994 | 0.4874 | 47576.6161 | 47576.6161 | 0.85281 | 96614.3395 | 5.7596 | 2274.3399 | Smart thermostat | Lumber/Furniture/Pulp/Paper | New
| ImeEgsld214 | 33234.5575 | 7339.4894 | 0 | 0 | 40574.0469 | 65270.901 | 65270.901 | 17974.6992 | 83245.6002 | 83245.6002 | 101220.2994 | 0.4874 | 44994.6535 | 44994.6535 | 0.90175 | 96614.3395 | 5.447 | 2075.6811 | Smart thermostat | Metal Products and Machinery | Existing
| ImeNgsld214 | 33234.5575 | 7339.4894 | 0 | 0 | 40574.0469 | 65270.901 | 65270.901 | 17974.6992 | 83245.6002 | 83245.6002 | 101220.2994 | 0.4874 | 44994.6535 | 44994.6535 | 0.90175 | 96614.3395 | 5.447 | 2075.6811 | Smart thermostat | Metal Products and Machinery | New
| ImiEgsld214 | 33234.5575 | 7339.4894 | 0 | 0 | 40574.0469 | 65270.901 | 65270.901 | 17974.6992 | 83245.6002 | 83245.6002 | 101220.2994 | 0.4874 | 26754.5028 | 26754.5028 | 1.5165 | 96614.3395 | 3.2389 | 672.2646 | Smart thermostat | Miscellaneous Manufacturing | Existing
| ImiNgsld214 | 33234.5575 | 7339.4894 | 0 | 0 | 40574.0469 | 65270.901 | 65270.901 | 17974.6992 | 83245.6002 | 83245.6002 | 101220.2994 | 0.4874 | 26754.5028 | 26754.5028 | 1.5165 | 96614.3395 | 3.2389 | 672.2646 | Smart thermostat | Miscellaneous Manufacturing | New
| IprEgsld214 | 33234.5575 | 7339.4894 | 0 | 0 | 40574.0469 | 65270.901 | 65270.901 | 17974.6992 | 83245.6002 | 83245.6002 | 101220.2994 | 0.4874 | 22580.6155 | 22580.6155 | 1.7969 | 96614.3395 | 2.7336 | 351.1213 | Smart thermostat | Primary Resources Industries | Existing
| IprNgsld214 | 33234.5575 | 7339.4894 | 0 | 0 | 40574.0469 | 65270.901 | 65270.901 | 17974.6992 | 83245.6002 | 83245.6002 | 101220.2994 | 0.4874 | 22580.6155 | 22580.6155 | 1.7969 | 96614.3395 | 2.7336 | 351.1213 | Smart thermostat | Primary Resources Industries | New
| IstEgsld214 | 33234.5575 | 7339.4894 | 0 | 0 | 40574.0469 | 65270.901 | 65270.901 | 17974.6992 | 83245.6002 | 83245.6002 | 101220.2994 | 0.4874 | 29645.3178 | 29645.3178 | 1.3686 | 96614.3395 | 3.5888 | 894.6869 | Smart thermostat | Stone/Clay/Glass/Concrete | Existing
| IstNgsld214 | 33234.5575 | 7339.4894 | 0 | 0 | 40574.0469 | 65270.901 | 65270.901 | 17974.6992 | 83245.6002 | 83245.6002 | 101220.2994 | 0.4874 | 29645.3178 | 29645.3178 | 1.3686 | 96614.3395 | 3.5888 | 894.6869 | Smart thermostat | Stone/Clay/Glass/Concrete | New
| IteEgsld214 | 33234.5575 | 7339.4894 | 0 | 0 | 40574.0469 | 65270.901 | 65270.901 | 17974.6992 | 83245.6002 | 83245.6002 | 101220.2994 | 0.4874 | 19552.0632 | 19552.0632 | 2.0752 | 96614.3395 | 2.3669 | 118.1012 | Smart thermostat | Textiles and Leather | Existing
| IteNgsld214 | 33234.5575 | 7339.4894 | 0 | 0 | 40574.0469 | 65270.901 | 65270.901 | 17974.6992 | 83245.6002 | 83245.6002 | 101220.2994 | 0.4874 | 19552.0632 | 19552.0632 | 2.0752 | 96614.3395 | 2.3669 | 118.1012 | Smart thermostat | Textiles and Leather | New
| ItrEgsld214 | 33234.5575 | 7339.4894 | 0 | 0 | 40574.0469 | 65270.901 | 65270.901 | 17974.6992 | 83245.6002 | 83245.6002 | 101220.2994 | 0.4874 | 17997.9775 | 17997.9775 | 2.2544 | 96614.3395 | 2.1788 | -1.4717 | Smart thermostat | Transportation Equipment | Existing
| ItrNgsld214 | 33234.5575 | 7339.4894 | 0 | 0 | 40574.0469 | 65270.901 | 65270.901 | 17974.6992 | 83245.6002 | 83245.6002 | 101220.2994 | 0.4874 | 17997.9775 | 17997.9775 | 2.2544 | 96614.3395 | 2.1788 | -1.4717 | Smart thermostat | Transportation Equipment | New
| IwaEgsld214 | 33234.5575 | 7339.4894 | 0 | 0 | 40574.0469 | 65270.901 | 65270.901 | 17974.6992 | 83245.6002 | 83245.6002 | 101220.2994 | 0.4874 | 2083.4602 | 2083.4602 | 19.4744 | 96614.3395 | 0.25222 | -1225.9515 | Smart thermostat | Water and Wastewater | Existing
| IwaNgsld214 | 33234.5575 | 7339.4894 | 0 | 0 | 40574.0469 | 65270.901 | 65270.901 | 17974.6992 | 83245.6002 | 83245.6002 | 101220.2994 | 0.4874 | 2083.4602 | 2083.4602 | 19.4744 | 96614.3395 | 0.25222 | -1225.9515 | Smart thermostat | Water and Wastewater | New
| IagEgsld215 | 33234.5575 | 7339.4894 | 0 | 0 | 40574.0469 | 65270.901 | 65270.901 | 17974.6992 | 83245.6002 | 83245.6002 | 101220.2994 | 0.4874 | 21965.7641 | 21965.7641 | 1.8471 | 96614.3395 | 2.4702 | 183.7069 | Strategic Energy Management | Agriculture and Assembly | Existing
| IagNgsld215 | 33234.5575 | 7339.4894 | 0 | 0 | 40574.0469 | 65270.901 | 65270.901 | 17974.6992 | 83245.6002 | 83245.6002 | 101220.2994 | 0.4874 | 21965.7641 | 21965.7641 | 1.8471 | 96614.3395 | 2.4702 | 183.7069 | Strategic Energy Management | Agriculture and Assembly | New
| IchEgsld215 | 33234.5575 | 7339.4894 | 0 | 0 | 40574.0469 | 65270.901 | 65270.901 | 17974.6992 | 83245.6002 | 83245.6002 | 101220.2994 | 0.4874 | 7445.9351 | 7445.9351 | 5.4492 | 96614.3395 | 0.83733 | -854.0708 | Strategic Energy Management | Chemicals and Plastics | Existing
| IchNgsld215 | 33234.5575 | 7339.4894 | 0 | 0 | 40574.0469 | 65270.901 | 65270.901 | 17974.6992 | 83245.6002 | 83245.6002 | 101220.2994 | 0.4874 | 7445.9351 | 7445.9351 | 5.4492 | 96614.3395 | 0.83733 | -854.0708 | Strategic Energy Management | Chemicals and Plastics | New
| IcoEgsld215 | 33234.5575 | 7339.4894 | 0 | 0 | 40574.0469 | 65270.901 | 65270.901 | 17974.6992 | 83245.6002 | 83245.6002 | 101220.2994 | 0.4874 | 137525.1884 | 137525.1884 | 0.29503 | 96614.3395 | 15.4654 | 8443.1012 | Strategic Energy Management | Construction | Existing
| IcoNgsld215 | 33234.5575 | 7339.4894 | 0 | 0 | 40574.0469 | 65270.901 | 65270.901 | 17974.6992 | 83245.6002 | 83245.6002 | 101220.2994 | 0.4874 | 137525.1884 | 137525.1884 | 0.29503 | 96614.3395 | 15.4654 | 8443.1012 | Strategic Energy Management | Construction | New
| IelEgsld215 | 33234.5575 | 7339.4894 | 0 | 0 | 40574.0469 | 65270.901 | 65270.901 | 17974.6992 | 83245.6002 | 83245.6002 | 101220.2994 | 0.4874 | 30042.4899 | 30042.4899 | 1.3506 | 96614.3395 | 3.3784 | 760.9759 | Strategic Energy Management | Electrical and Electronic Equip. | Existing
| IelNgsld215 | 33234.5575 | 7339.4894 | 0 | 0 | 40574.0469 | 65270.901 | 65270.901 | 17974.6992 | 83245.6002 | 83245.6002 | 101220.2994 | 0.4874 | 30042.4899 | 30042.4899 | 1.3506 | 96614.3395 | 3.3784 | 760.9759 | Strategic Energy Management | Electrical and Electronic Equip. | New
| IluEgsld215 | 33234.5575 | 7339.4894 | 0 | 0 | 40574.0469 | 65270.901 | 65270.901 | 17974.6992 | 83245.6002 | 83245.6002 | 101220.2994 | 0.4874 | 12831.1926 | 12831.1926 | 3.1621 | 96614.3395 | 1.4429 | -469.1696 | Strategic Energy Management | Lumber/Furniture/Pulp/Paper | Existing
| IluNgsld215 | 33234.5575 | 7339.4894 | 0 | 0 | 40574.0469 | 65270.901 | 65270.901 | 17974.6992 | 83245.6002 | 83245.6002 | 101220.2994 | 0.4874 | 12831.1926 | 12831.1926 | 3.1621 | 96614.3395 | 1.4429 | -469.1696 | Strategic Energy Management | Lumber/Furniture/Pulp/Paper | New
| ImeEgsld215 | 33234.5575 | 7339.4894 | 0 | 0 | 40574.0469 | 65270.901 | 65270.901 | 17974.6992 | 83245.6002 | 83245.6002 | 101220.2994 | 0.4874 | 85032.4405 | 85032.4405 | 0.47716 | 96614.3395 | 9.5623 | 4691.2802 | Strategic Energy Management | Metal Products and Machinery | Existing
| ImeNgsld215 | 33234.5575 | 7339.4894 | 0 | 0 | 40574.0469 | 65270.901 | 65270.901 | 17974.6992 | 83245.6002 | 83245.6002 | 101220.2994 | 0.4874 | 85032.4405 | 85032.4405 | 0.47716 | 96614.3395 | 9.5623 | 4691.2802 | Strategic Energy Management | Metal Products and Machinery | New
| ImiEgsld215 | 33234.5575 | 7339.4894 | 0 | 0 | 40574.0469 | 65270.901 | 65270.901 | 17974.6992 | 83245.6002 | 83245.6002 | 101220.2994 | 0.4874 | 128460.8397 | 128460.8397 | 0.31585 | 96614.3395 | 14.4461 | 7795.2443 | Strategic Energy Management | Miscellaneous Manufacturing | Existing
| ImiNgsld215 | 33234.5575 | 7339.4894 | 0 | 0 | 40574.0469 | 65270.901 | 65270.901 | 17974.6992 | 83245.6002 | 83245.6002 | 101220.2994 | 0.4874 | 128460.8397 | 128460.8397 | 0.31585 | 96614.3395 | 14.4461 | 7795.2443 | Strategic Energy Management | Miscellaneous Manufacturing | New
| IprEgsld215 | 33234.5575 | 7339.4894 | 0 | 0 | 40574.0469 | 65270.901 | 65270.901 | 17974.6992 | 83245.6002 | 83245.6002 | 101220.2994 | 0.4874 | 2782.7149 | 2782.7149 | 14.5807 | 96614.3395 | 0.31293 | -1187.3658 | Strategic Energy Management | Primary Resources Industries | Existing
| IprNgsld215 | 33234.5575 | 7339.4894 | 0 | 0 | 40574.0469 | 65270.901 | 65270.901 | 17974.6992 | 83245.6002 | 83245.6002 | 101220.2994 | 0.4874 | 2782.7149 | 2782.7149 | 14.5807 | 96614.3395 | 0.31293 | -1187.3658 | Strategic Energy Management | Primary Resources Industries | New
| IstEgsld215 | 33234.5575 | 7339.4894 | 0 | 0 | 40574.0469 | 65270.901 | 65270.901 | 17974.6992 | 83245.6002 | 83245.6002 | 101220.2994 | 0.4874 | 27236.9122 | 27236.9122 | 1.4897 | 96614.3395 | 3.0629 | 560.4523 | Strategic Energy Management | Stone/Clay/Glass/Concrete | Existing
| IstNgsld215 | 33234.5575 | 7339.4894 | 0 | 0 | 40574.0469 | 65270.901 | 65270.901 | 17974.6992 | 83245.6002 | 83245.6002 | 101220.2994 | 0.4874 | 27236.9122 | 27236.9122 | 1.4897 | 96614.3395 | 3.0629 | 560.4523 | Strategic Energy Management | Stone/Clay/Glass/Concrete | New
| IteEgsld215 | 33234.5575 | 7339.4894 | 0 | 0 | 40574.0469 | 65270.901 | 65270.901 | 17974.6992 | 83245.6002 | 83245.6002 | 101220.2994 | 0.4874 | 36740.1994 | 36740.1994 | 1.1044 | 96614.3395 | 4.1316 | 1239.682 | Strategic Energy Management | Textiles and Leather | Existing
| IteNgsld215 | 33234.5575 | 7339.4894 | 0 | 0 | 40574.0469 | 65270.901 | 65270.901 | 17974.6992 | 83245.6002 | 83245.6002 | 101220.2994 | 0.4874 | 36740.1994 | 36740.1994 | 1.1044 | 96614.3395 | 4.1316 | 1239.682 | Strategic Energy Management | Textiles and Leather | New
| ItrEgsld215 | 33234.5575 | 7339.4894 | 0 | 0 | 40574.0469 | 65270.901 | 65270.901 | 17974.6992 | 83245.6002 | 83245.6002 | 101220.2994 | 0.4874 | 13975.412 | 13975.412 | 2.9032 | 96614.3395 | 1.5716 | -387.3887 | Strategic Energy Management | Transportation Equipment | Existing
| ItrNgsld215 | 33234.5575 | 7339.4894 | 0 | 0 | 40574.0469 | 65270.901 | 65270.901 | 17974.6992 | 83245.6002 | 83245.6002 | 101220.2994 | 0.4874 | 13975.412 | 13975.412 | 2.9032 | 96614.3395 | 1.5716 | -387.3887 | Strategic Energy Management | Transportation Equipment | New
| IwaEgsld215 | 33234.5575 | 7339.4894 | 0 | 0 | 40574.0469 | 65270.901 | 65270.901 | 17974.6992 | 83245.6002 | 83245.6002 | 101220.2994 | 0.4874 | 10010.9481 | 10010.9481 | 4.053 | 96614.3395 | 1.1258 | -670.7413 | Strategic Energy Management | Water and Wastewater | Existing
| IwaNgsld215 | 33234.5575 | 7339.4894 | 0 | 0 | 40574.0469 | 65270.901 | 65270.901 | 17974.6992 | 83245.6002 | 83245.6002 | 101220.2994 | 0.4874 | 10010.9481 | 10010.9481 | 4.053 | 96614.3395 | 1.1258 | -670.7413 | Strategic Energy Management | Water and Wastewater | New
| IagEgsld216 | 34241.0375 | 7367.8051 | 0 | 0 | 41608.8426 | 67389.7955 | 67389.7955 | 17974.6992 | 85364.4947 | 85364.4947 | 103339.194 | 0.48743 | 51761.0013 | 51761.0013 | 0.80386 | 99167.2245 | 7.5909 | 3512.322 | VFD on HVAC Pump | Agriculture and Assembly | Existing
| IagNgsld216 | 34241.0375 | 7367.8051 | 0 | 0 | 41608.8426 | 67389.7955 | 67389.7955 | 17974.6992 | 85364.4947 | 85364.4947 | 103339.194 | 0.48743 | 51761.0013 | 51761.0013 | 0.80386 | 99167.2245 | 7.5909 | 3512.322 | VFD on HVAC Pump | Agriculture and Assembly | New
| IchEgsld216 | 34241.0375 | 7367.8051 | 0 | 0 | 41608.8426 | 67389.7955 | 67389.7955 | 17974.6992 | 85364.4947 | 85364.4947 | 103339.194 | 0.48743 | 51761.0013 | 51761.0013 | 0.80386 | 99167.2245 | 7.5909 | 3512.322 | VFD on HVAC Pump | Chemicals and Plastics | Existing
| IchNgsld216 | 34241.0375 | 7367.8051 | 0 | 0 | 41608.8426 | 67389.7955 | 67389.7955 | 17974.6992 | 85364.4947 | 85364.4947 | 103339.194 | 0.48743 | 51761.0013 | 51761.0013 | 0.80386 | 99167.2245 | 7.5909 | 3512.322 | VFD on HVAC Pump | Chemicals and Plastics | New
| IcoEgsld216 | 34241.0375 | 7367.8051 | 0 | 0 | 41608.8426 | 67389.7955 | 67389.7955 | 17974.6992 | 85364.4947 | 85364.4947 | 103339.194 | 0.48743 | 51761.0013 | 51761.0013 | 0.80386 | 99167.2245 | 7.5909 | 3512.322 | VFD on HVAC Pump | Construction | Existing
| IcoNgsld216 | 34241.0375 | 7367.8051 | 0 | 0 | 41608.8426 | 67389.7955 | 67389.7955 | 17974.6992 | 85364.4947 | 85364.4947 | 103339.194 | 0.48743 | 51761.0013 | 51761.0013 | 0.80386 | 99167.2245 | 7.5909 | 3512.322 | VFD on HVAC Pump | Construction | New
| IelEgsld216 | 34241.0375 | 7367.8051 | 0 | 0 | 41608.8426 | 67389.7955 | 67389.7955 | 17974.6992 | 85364.4947 | 85364.4947 | 103339.194 | 0.48743 | 51761.0013 | 51761.0013 | 0.80386 | 99167.2245 | 7.5909 | 3512.322 | VFD on HVAC Pump | Electrical and Electronic Equip. | Existing
| IelNgsld216 | 34241.0375 | 7367.8051 | 0 | 0 | 41608.8426 | 67389.7955 | 67389.7955 | 17974.6992 | 85364.4947 | 85364.4947 | 103339.194 | 0.48743 | 51761.0013 | 51761.0013 | 0.80386 | 99167.2245 | 7.5909 | 3512.322 | VFD on HVAC Pump | Electrical and Electronic Equip. | New
| IluEgsld216 | 34241.0375 | 7367.8051 | 0 | 0 | 41608.8426 | 67389.7955 | 67389.7955 | 17974.6992 | 85364.4947 | 85364.4947 | 103339.194 | 0.48743 | 51761.0013 | 51761.0013 | 0.80386 | 99167.2245 | 7.5909 | 3512.322 | VFD on HVAC Pump | Lumber/Furniture/Pulp/Paper | Existing
| IluNgsld216 | 34241.0375 | 7367.8051 | 0 | 0 | 41608.8426 | 67389.7955 | 67389.7955 | 17974.6992 | 85364.4947 | 85364.4947 | 103339.194 | 0.48743 | 51761.0013 | 51761.0013 | 0.80386 | 99167.2245 | 7.5909 | 3512.322 | VFD on HVAC Pump | Lumber/Furniture/Pulp/Paper | New
| ImeEgsld216 | 34241.0375 | 7367.8051 | 0 | 0 | 41608.8426 | 67389.7955 | 67389.7955 | 17974.6992 | 85364.4947 | 85364.4947 | 103339.194 | 0.48743 | 51761.0013 | 51761.0013 | 0.80386 | 99167.2245 | 7.5909 | 3512.322 | VFD on HVAC Pump | Metal Products and Machinery | Existing
| ImeNgsld216 | 34241.0375 | 7367.8051 | 0 | 0 | 41608.8426 | 67389.7955 | 67389.7955 | 17974.6992 | 85364.4947 | 85364.4947 | 103339.194 | 0.48743 | 51761.0013 | 51761.0013 | 0.80386 | 99167.2245 | 7.5909 | 3512.322 | VFD on HVAC Pump | Metal Products and Machinery | New
| ImiEgsld216 | 34241.0375 | 7367.8051 | 0 | 0 | 41608.8426 | 67389.7955 | 67389.7955 | 17974.6992 | 85364.4947 | 85364.4947 | 103339.194 | 0.48743 | 51761.0013 | 51761.0013 | 0.80386 | 99167.2245 | 7.5909 | 3512.322 | VFD on HVAC Pump | Miscellaneous Manufacturing | Existing
| ImiNgsld216 | 34241.0375 | 7367.8051 | 0 | 0 | 41608.8426 | 67389.7955 | 67389.7955 | 17974.6992 | 85364.4947 | 85364.4947 | 103339.194 | 0.48743 | 51761.0013 | 51761.0013 | 0.80386 | 99167.2245 | 7.5909 | 3512.322 | VFD on HVAC Pump | Miscellaneous Manufacturing | New
| IprEgsld216 | 34241.0375 | 7367.8051 | 0 | 0 | 41608.8426 | 67389.7955 | 67389.7955 | 17974.6992 | 85364.4947 | 85364.4947 | 103339.194 | 0.48743 | 51761.0013 | 51761.0013 | 0.80386 | 99167.2245 | 7.5909 | 3512.322 | VFD on HVAC Pump | Primary Resources Industries | Existing
| IprNgsld216 | 34241.0375 | 7367.8051 | 0 | 0 | 41608.8426 | 67389.7955 | 67389.7955 | 17974.6992 | 85364.4947 | 85364.4947 | 103339.194 | 0.48743 | 51761.0013 | 51761.0013 | 0.80386 | 99167.2245 | 7.5909 | 3512.322 | VFD on HVAC Pump | Primary Resources Industries | New
| IstEgsld216 | 34241.0375 | 7367.8051 | 0 | 0 | 41608.8426 | 67389.7955 | 67389.7955 | 17974.6992 | 85364.4947 | 85364.4947 | 103339.194 | 0.48743 | 51761.0013 | 51761.0013 | 0.80386 | 99167.2245 | 7.5909 | 3512.322 | VFD on HVAC Pump | Stone/Clay/Glass/Concrete | Existing
| IstNgsld216 | 34241.0375 | 7367.8051 | 0 | 0 | 41608.8426 | 67389.7955 | 67389.7955 | 17974.6992 | 85364.4947 | 85364.4947 | 103339.194 | 0.48743 | 51761.0013 | 51761.0013 | 0.80386 | 99167.2245 | 7.5909 | 3512.322 | VFD on HVAC Pump | Stone/Clay/Glass/Concrete | New
| IteEgsld216 | 34241.0375 | 7367.8051 | 0 | 0 | 41608.8426 | 67389.7955 | 67389.7955 | 17974.6992 | 85364.4947 | 85364.4947 | 103339.194 | 0.48743 | 51761.0013 | 51761.0013 | 0.80386 | 99167.2245 | 7.5909 | 3512.322 | VFD on HVAC Pump | Textiles and Leather | Existing
| IteNgsld216 | 34241.0375 | 7367.8051 | 0 | 0 | 41608.8426 | 67389.7955 | 67389.7955 | 17974.6992 | 85364.4947 | 85364.4947 | 103339.194 | 0.48743 | 51761.0013 | 51761.0013 | 0.80386 | 99167.2245 | 7.5909 | 3512.322 | VFD on HVAC Pump | Textiles and Leather | New
| ItrEgsld216 | 34241.0375 | 7367.8051 | 0 | 0 | 41608.8426 | 67389.7955 | 67389.7955 | 17974.6992 | 85364.4947 | 85364.4947 | 103339.194 | 0.48743 | 51761.0013 | 51761.0013 | 0.80386 | 99167.2245 | 7.5909 | 3512.322 | VFD on HVAC Pump | Transportation Equipment | Existing
| ItrNgsld216 | 34241.0375 | 7367.8051 | 0 | 0 | 41608.8426 | 67389.7955 | 67389.7955 | 17974.6992 | 85364.4947 | 85364.4947 | 103339.194 | 0.48743 | 51761.0013 | 51761.0013 | 0.80386 | 99167.2245 | 7.5909 | 3512.322 | VFD on HVAC Pump | Transportation Equipment | New
| IwaEgsld216 | 34132.7377 | 7365.8334 | 0 | 0 | 41498.5711 | 67143.7754 | 67143.7754 | 17974.6992 | 85118.4746 | 85118.4746 | 103093.1738 | 0.48754 | 51572.0355 | 51572.0355 | 0.80467 | 98870.8147 | 7.582 | 3498 | VFD on HVAC Pump | Water and Wastewater | Existing
| IwaNgsld216 | 34132.7377 | 7365.8334 | 0 | 0 | 41498.5711 | 67143.7754 | 67143.7754 | 17974.6992 | 85118.4746 | 85118.4746 | 103093.1738 | 0.48754 | 51572.0355 | 51572.0355 | 0.80467 | 98870.8147 | 7.582 | 3498 | VFD on HVAC Pump | Water and Wastewater | New
| IagEgsld217 | 33234.5575 | 7339.4894 | 0 | 0 | 40574.0469 | 65270.901 | 65270.901 | 17974.6992 | 83245.6002 | 83245.6002 | 101220.2994 | 0.4874 | 87868.8018 | 87868.8018 | 0.46176 | 96614.3395 | 9.8813 | 4894.0037 | Waterside economizer | Agriculture and Assembly | Existing
| IagNgsld217 | 33234.5575 | 7339.4894 | 0 | 0 | 40574.0469 | 65270.901 | 65270.901 | 17974.6992 | 83245.6002 | 83245.6002 | 101220.2994 | 0.4874 | 87868.8018 | 87868.8018 | 0.46176 | 96614.3395 | 9.8813 | 4894.0037 | Waterside economizer | Agriculture and Assembly | New
| IchEgsld217 | 33234.5575 | 7339.4894 | 0 | 0 | 40574.0469 | 65270.901 | 65270.901 | 17974.6992 | 83245.6002 | 83245.6002 | 101220.2994 | 0.4874 | 87868.8018 | 87868.8018 | 0.46176 | 96614.3395 | 9.8813 | 4894.0037 | Waterside economizer | Chemicals and Plastics | Existing
| IchNgsld217 | 33234.5575 | 7339.4894 | 0 | 0 | 40574.0469 | 65270.901 | 65270.901 | 17974.6992 | 83245.6002 | 83245.6002 | 101220.2994 | 0.4874 | 87868.8018 | 87868.8018 | 0.46176 | 96614.3395 | 9.8813 | 4894.0037 | Waterside economizer | Chemicals and Plastics | New
| IcoEgsld217 | 33234.5575 | 7339.4894 | 0 | 0 | 40574.0469 | 65270.901 | 65270.901 | 17974.6992 | 83245.6002 | 83245.6002 | 101220.2994 | 0.4874 | 87868.8018 | 87868.8018 | 0.46176 | 96614.3395 | 9.8813 | 4894.0037 | Waterside economizer | Construction | Existing
| IcoNgsld217 | 33234.5575 | 7339.4894 | 0 | 0 | 40574.0469 | 65270.901 | 65270.901 | 17974.6992 | 83245.6002 | 83245.6002 | 101220.2994 | 0.4874 | 87868.8018 | 87868.8018 | 0.46176 | 96614.3395 | 9.8813 | 4894.0037 | Waterside economizer | Construction | New
| IelEgsld217 | 33234.5575 | 7339.4894 | 0 | 0 | 40574.0469 | 65270.901 | 65270.901 | 17974.6992 | 83245.6002 | 83245.6002 | 101220.2994 | 0.4874 | 87868.8018 | 87868.8018 | 0.46176 | 96614.3395 | 9.8813 | 4894.0037 | Waterside economizer | Electrical and Electronic Equip. | Existing
| IelNgsld217 | 33234.5575 | 7339.4894 | 0 | 0 | 40574.0469 | 65270.901 | 65270.901 | 17974.6992 | 83245.6002 | 83245.6002 | 101220.2994 | 0.4874 | 87868.8018 | 87868.8018 | 0.46176 | 96614.3395 | 9.8813 | 4894.0037 | Waterside economizer | Electrical and Electronic Equip. | New
| IluEgsld217 | 33234.5575 | 7339.4894 | 0 | 0 | 40574.0469 | 65270.901 | 65270.901 | 17974.6992 | 83245.6002 | 83245.6002 | 101220.2994 | 0.4874 | 87868.8018 | 87868.8018 | 0.46176 | 96614.3395 | 9.8813 | 4894.0037 | Waterside economizer | Lumber/Furniture/Pulp/Paper | Existing
| IluNgsld217 | 33234.5575 | 7339.4894 | 0 | 0 | 40574.0469 | 65270.901 | 65270.901 | 17974.6992 | 83245.6002 | 83245.6002 | 101220.2994 | 0.4874 | 87868.8018 | 87868.8018 | 0.46176 | 96614.3395 | 9.8813 | 4894.0037 | Waterside economizer | Lumber/Furniture/Pulp/Paper | New
| ImeEgsld217 | 33234.5575 | 7339.4894 | 0 | 0 | 40574.0469 | 65270.901 | 65270.901 | 17974.6992 | 83245.6002 | 83245.6002 | 101220.2994 | 0.4874 | 87868.8018 | 87868.8018 | 0.46176 | 96614.3395 | 9.8813 | 4894.0037 | Waterside economizer | Metal Products and Machinery | Existing
| ImeNgsld217 | 33234.5575 | 7339.4894 | 0 | 0 | 40574.0469 | 65270.901 | 65270.901 | 17974.6992 | 83245.6002 | 83245.6002 | 101220.2994 | 0.4874 | 87868.8018 | 87868.8018 | 0.46176 | 96614.3395 | 9.8813 | 4894.0037 | Waterside economizer | Metal Products and Machinery | New
| ImiEgsld217 | 33234.5575 | 7339.4894 | 0 | 0 | 40574.0469 | 65270.901 | 65270.901 | 17974.6992 | 83245.6002 | 83245.6002 | 101220.2994 | 0.4874 | 87868.8018 | 87868.8018 | 0.46176 | 96614.3395 | 9.8813 | 4894.0037 | Waterside economizer | Miscellaneous Manufacturing | Existing
| ImiNgsld217 | 33234.5575 | 7339.4894 | 0 | 0 | 40574.0469 | 65270.901 | 65270.901 | 17974.6992 | 83245.6002 | 83245.6002 | 101220.2994 | 0.4874 | 87868.8018 | 87868.8018 | 0.46176 | 96614.3395 | 9.8813 | 4894.0037 | Waterside economizer | Miscellaneous Manufacturing | New
| IprEgsld217 | 33234.5575 | 7339.4894 | 0 | 0 | 40574.0469 | 65270.901 | 65270.901 | 17974.6992 | 83245.6002 | 83245.6002 | 101220.2994 | 0.4874 | 87868.8018 | 87868.8018 | 0.46176 | 96614.3395 | 9.8813 | 4894.0037 | Waterside economizer | Primary Resources Industries | Existing
| IprNgsld217 | 33234.5575 | 7339.4894 | 0 | 0 | 40574.0469 | 65270.901 | 65270.901 | 17974.6992 | 83245.6002 | 83245.6002 | 101220.2994 | 0.4874 | 87868.8018 | 87868.8018 | 0.46176 | 96614.3395 | 9.8813 | 4894.0037 | Waterside economizer | Primary Resources Industries | New
| IstEgsld217 | 33234.5575 | 7339.4894 | 0 | 0 | 40574.0469 | 65270.901 | 65270.901 | 17974.6992 | 83245.6002 | 83245.6002 | 101220.2994 | 0.4874 | 87868.8018 | 87868.8018 | 0.46176 | 96614.3395 | 9.8813 | 4894.0037 | Waterside economizer | Stone/Clay/Glass/Concrete | Existing
| IstNgsld217 | 33234.5575 | 7339.4894 | 0 | 0 | 40574.0469 | 65270.901 | 65270.901 | 17974.6992 | 83245.6002 | 83245.6002 | 101220.2994 | 0.4874 | 87868.8018 | 87868.8018 | 0.46176 | 96614.3395 | 9.8813 | 4894.0037 | Waterside economizer | Stone/Clay/Glass/Concrete | New
| IteEgsld217 | 33234.5575 | 7339.4894 | 0 | 0 | 40574.0469 | 65270.901 | 65270.901 | 17974.6992 | 83245.6002 | 83245.6002 | 101220.2994 | 0.4874 | 87868.8018 | 87868.8018 | 0.46176 | 96614.3395 | 9.8813 | 4894.0037 | Waterside economizer | Textiles and Leather | Existing
| IteNgsld217 | 33234.5575 | 7339.4894 | 0 | 0 | 40574.0469 | 65270.901 | 65270.901 | 17974.6992 | 83245.6002 | 83245.6002 | 101220.2994 | 0.4874 | 87868.8018 | 87868.8018 | 0.46176 | 96614.3395 | 9.8813 | 4894.0037 | Waterside economizer | Textiles and Leather | New
| ItrEgsld217 | 33234.5575 | 7339.4894 | 0 | 0 | 40574.0469 | 65270.901 | 65270.901 | 17974.6992 | 83245.6002 | 83245.6002 | 101220.2994 | 0.4874 | 87868.8018 | 87868.8018 | 0.46176 | 96614.3395 | 9.8813 | 4894.0037 | Waterside economizer | Transportation Equipment | Existing
| ItrNgsld217 | 33234.5575 | 7339.4894 | 0 | 0 | 40574.0469 | 65270.901 | 65270.901 | 17974.6992 | 83245.6002 | 83245.6002 | 101220.2994 | 0.4874 | 87868.8018 | 87868.8018 | 0.46176 | 96614.3395 | 9.8813 | 4894.0037 | Waterside economizer | Transportation Equipment | New
| IwaEgsld217 | 33234.5575 | 7339.4894 | 0 | 0 | 40574.0469 | 65270.901 | 65270.901 | 17974.6992 | 83245.6002 | 83245.6002 | 101220.2994 | 0.4874 | 87868.8018 | 87868.8018 | 0.46176 | 96614.3395 | 9.8813 | 4894.0037 | Waterside economizer | Water and Wastewater | Existing
| IwaNgsld217 | 33234.5575 | 7339.4894 | 0 | 0 | 40574.0469 | 65270.901 | 65270.901 | 17974.6992 | 83245.6002 | 83245.6002 | 101220.2994 | 0.4874 | 87868.8018 | 87868.8018 | 0.46176 | 96614.3395 | 9.8813 | 4894.0037 | Waterside economizer | Water and Wastewater | New
| IagEgsld218 | 33234.5575 | 7339.4894 | 0 | 0 | 40574.0469 | 65270.901 | 65270.901 | 17974.6992 | 83245.6002 | 83245.6002 | 101220.2994 | 0.4874 | 3836360.0303 | 3836360.0303 | 0.010576 | 96614.3395 | 574.9394 | 364027.6434 | Air curtains | Agriculture and Assembly | Existing
| IagNgsld218 | 33234.5575 | 7339.4894 | 0 | 0 | 40574.0469 | 65270.901 | 65270.901 | 17974.6992 | 83245.6002 | 83245.6002 | 101220.2994 | 0.4874 | 3836360.0303 | 3836360.0303 | 0.010576 | 96614.3395 | 574.9394 | 364027.6434 | Air curtains | Agriculture and Assembly | New
| IchEgsld218 | 33234.5575 | 7339.4894 | 0 | 0 | 40574.0469 | 65270.901 | 65270.901 | 17974.6992 | 83245.6002 | 83245.6002 | 101220.2994 | 0.4874 | 3836360.0303 | 3836360.0303 | 0.010576 | 96614.3395 | 574.9394 | 364027.6434 | Air curtains | Chemicals and Plastics | Existing
| IchNgsld218 | 33234.5575 | 7339.4894 | 0 | 0 | 40574.0469 | 65270.901 | 65270.901 | 17974.6992 | 83245.6002 | 83245.6002 | 101220.2994 | 0.4874 | 3836360.0303 | 3836360.0303 | 0.010576 | 96614.3395 | 574.9394 | 364027.6434 | Air curtains | Chemicals and Plastics | New
| IcoEgsld218 | 33234.5575 | 7339.4894 | 0 | 0 | 40574.0469 | 65270.901 | 65270.901 | 17974.6992 | 83245.6002 | 83245.6002 | 101220.2994 | 0.4874 | 3836360.0303 | 3836360.0303 | 0.010576 | 96614.3395 | 574.9394 | 364027.6434 | Air curtains | Construction | Existing
| IcoNgsld218 | 33234.5575 | 7339.4894 | 0 | 0 | 40574.0469 | 65270.901 | 65270.901 | 17974.6992 | 83245.6002 | 83245.6002 | 101220.2994 | 0.4874 | 3836360.0303 | 3836360.0303 | 0.010576 | 96614.3395 | 574.9394 | 364027.6434 | Air curtains | Construction | New
| IelEgsld218 | 33234.5575 | 7339.4894 | 0 | 0 | 40574.0469 | 65270.901 | 65270.901 | 17974.6992 | 83245.6002 | 83245.6002 | 101220.2994 | 0.4874 | 3836360.0303 | 3836360.0303 | 0.010576 | 96614.3395 | 574.9394 | 364027.6434 | Air curtains | Electrical and Electronic Equip. | Existing
| IelNgsld218 | 33234.5575 | 7339.4894 | 0 | 0 | 40574.0469 | 65270.901 | 65270.901 | 17974.6992 | 83245.6002 | 83245.6002 | 101220.2994 | 0.4874 | 3836360.0303 | 3836360.0303 | 0.010576 | 96614.3395 | 574.9394 | 364027.6434 | Air curtains | Electrical and Electronic Equip. | New
| IluEgsld218 | 33234.5575 | 7339.4894 | 0 | 0 | 40574.0469 | 65270.901 | 65270.901 | 17974.6992 | 83245.6002 | 83245.6002 | 101220.2994 | 0.4874 | 3836360.0303 | 3836360.0303 | 0.010576 | 96614.3395 | 574.9394 | 364027.6434 | Air curtains | Lumber/Furniture/Pulp/Paper | Existing
| IluNgsld218 | 33234.5575 | 7339.4894 | 0 | 0 | 40574.0469 | 65270.901 | 65270.901 | 17974.6992 | 83245.6002 | 83245.6002 | 101220.2994 | 0.4874 | 3836360.0303 | 3836360.0303 | 0.010576 | 96614.3395 | 574.9394 | 364027.6434 | Air curtains | Lumber/Furniture/Pulp/Paper | New
| ImeEgsld218 | 33234.5575 | 7339.4894 | 0 | 0 | 40574.0469 | 65270.901 | 65270.901 | 17974.6992 | 83245.6002 | 83245.6002 | 101220.2994 | 0.4874 | 3836360.0303 | 3836360.0303 | 0.010576 | 96614.3395 | 574.9394 | 364027.6434 | Air curtains | Metal Products and Machinery | Existing
| ImeNgsld218 | 33234.5575 | 7339.4894 | 0 | 0 | 40574.0469 | 65270.901 | 65270.901 | 17974.6992 | 83245.6002 | 83245.6002 | 101220.2994 | 0.4874 | 3836360.0303 | 3836360.0303 | 0.010576 | 96614.3395 | 574.9394 | 364027.6434 | Air curtains | Metal Products and Machinery | New
| ImiEgsld218 | 33234.5575 | 7339.4894 | 0 | 0 | 40574.0469 | 65270.901 | 65270.901 | 17974.6992 | 83245.6002 | 83245.6002 | 101220.2994 | 0.4874 | 3836360.0303 | 3836360.0303 | 0.010576 | 96614.3395 | 574.9394 | 364027.6434 | Air curtains | Miscellaneous Manufacturing | Existing
| ImiNgsld218 | 33234.5575 | 7339.4894 | 0 | 0 | 40574.0469 | 65270.901 | 65270.901 | 17974.6992 | 83245.6002 | 83245.6002 | 101220.2994 | 0.4874 | 3836360.0303 | 3836360.0303 | 0.010576 | 96614.3395 | 574.9394 | 364027.6434 | Air curtains | Miscellaneous Manufacturing | New
| IprEgsld218 | 33234.5575 | 7339.4894 | 0 | 0 | 40574.0469 | 65270.901 | 65270.901 | 17974.6992 | 83245.6002 | 83245.6002 | 101220.2994 | 0.4874 | 3836360.0303 | 3836360.0303 | 0.010576 | 96614.3395 | 574.9394 | 364027.6434 | Air curtains | Primary Resources Industries | Existing
| IprNgsld218 | 33234.5575 | 7339.4894 | 0 | 0 | 40574.0469 | 65270.901 | 65270.901 | 17974.6992 | 83245.6002 | 83245.6002 | 101220.2994 | 0.4874 | 3836360.0303 | 3836360.0303 | 0.010576 | 96614.3395 | 574.9394 | 364027.6434 | Air curtains | Primary Resources Industries | New
| IstEgsld218 | 33234.5575 | 7339.4894 | 0 | 0 | 40574.0469 | 65270.901 | 65270.901 | 17974.6992 | 83245.6002 | 83245.6002 | 101220.2994 | 0.4874 | 3836360.0303 | 3836360.0303 | 0.010576 | 96614.3395 | 574.9394 | 364027.6434 | Air curtains | Stone/Clay/Glass/Concrete | Existing
| IstNgsld218 | 33234.5575 | 7339.4894 | 0 | 0 | 40574.0469 | 65270.901 | 65270.901 | 17974.6992 | 83245.6002 | 83245.6002 | 101220.2994 | 0.4874 | 3836360.0303 | 3836360.0303 | 0.010576 | 96614.3395 | 574.9394 | 364027.6434 | Air curtains | Stone/Clay/Glass/Concrete | New
| IteEgsld218 | 33234.5575 | 7339.4894 | 0 | 0 | 40574.0469 | 65270.901 | 65270.901 | 17974.6992 | 83245.6002 | 83245.6002 | 101220.2994 | 0.4874 | 3836360.0303 | 3836360.0303 | 0.010576 | 96614.3395 | 574.9394 | 364027.6434 | Air curtains | Textiles and Leather | Existing
| IteNgsld218 | 33234.5575 | 7339.4894 | 0 | 0 | 40574.0469 | 65270.901 | 65270.901 | 17974.6992 | 83245.6002 | 83245.6002 | 101220.2994 | 0.4874 | 3836360.0303 | 3836360.0303 | 0.010576 | 96614.3395 | 574.9394 | 364027.6434 | Air curtains | Textiles and Leather | New
| ItrEgsld218 | 33234.5575 | 7339.4894 | 0 | 0 | 40574.0469 | 65270.901 | 65270.901 | 17974.6992 | 83245.6002 | 83245.6002 | 101220.2994 | 0.4874 | 3836360.0303 | 3836360.0303 | 0.010576 | 96614.3395 | 574.9394 | 364027.6434 | Air curtains | Transportation Equipment | Existing
| ItrNgsld218 | 33234.5575 | 7339.4894 | 0 | 0 | 40574.0469 | 65270.901 | 65270.901 | 17974.6992 | 83245.6002 | 83245.6002 | 101220.2994 | 0.4874 | 3836360.0303 | 3836360.0303 | 0.010576 | 96614.3395 | 574.9394 | 364027.6434 | Air curtains | Transportation Equipment | New
| IwaEgsld218 | 33234.5575 | 7339.4894 | 0 | 0 | 40574.0469 | 65270.901 | 65270.901 | 17974.6992 | 83245.6002 | 83245.6002 | 101220.2994 | 0.4874 | 3836360.0303 | 3836360.0303 | 0.010576 | 96614.3395 | 574.9394 | 364027.6434 | Air curtains | Water and Wastewater | Existing
| IwaNgsld218 | 33234.5575 | 7339.4894 | 0 | 0 | 40574.0469 | 65270.901 | 65270.901 | 17974.6992 | 83245.6002 | 83245.6002 | 101220.2994 | 0.4874 | 3836360.0303 | 3836360.0303 | 0.010576 | 96614.3395 | 574.9394 | 364027.6434 | Air curtains | Water and Wastewater | New
| IagTgsld219 | 33234.5575 | 7339.4894 | 0 | 0 | 40574.0469 | 65270.901 | 65270.901 | 17974.6992 | 83245.6002 | 83245.6002 | 101220.2994 | 0.4874 | 31911.4048 | 31911.4048 | 1.2715 | 96614.3395 | 4.7824 | 1653.3113 | Custom Measure - Non-Lighting | Agriculture and Assembly | Turnover
| IagNgsld219 | 33234.5575 | 7339.4894 | 0 | 0 | 40574.0469 | 65270.901 | 65270.901 | 17974.6992 | 83245.6002 | 83245.6002 | 101220.2994 | 0.4874 | 31911.4048 | 31911.4048 | 1.2715 | 96614.3395 | 4.7824 | 1653.3113 | Custom Measure - Non-Lighting | Agriculture and Assembly | New
| IchTgsld219 | 33234.5575 | 7339.4894 | 0 | 0 | 40574.0469 | 65270.901 | 65270.901 | 17974.6992 | 83245.6002 | 83245.6002 | 101220.2994 | 0.4874 | 31911.3843 | 31911.3843 | 1.2715 | 96614.3395 | 4.7824 | 1653.3094 | Custom Measure - Non-Lighting | Chemicals and Plastics | Turnover
| IchNgsld219 | 33234.5575 | 7339.4894 | 0 | 0 | 40574.0469 | 65270.901 | 65270.901 | 17974.6992 | 83245.6002 | 83245.6002 | 101220.2994 | 0.4874 | 31911.3843 | 31911.3843 | 1.2715 | 96614.3395 | 4.7824 | 1653.3094 | Custom Measure - Non-Lighting | Chemicals and Plastics | New
| IcoTgsld219 | 33234.5575 | 7339.4894 | 0 | 0 | 40574.0469 | 65270.901 | 65270.901 | 17974.6992 | 83245.6002 | 83245.6002 | 101220.2994 | 0.4874 | 31911.4048 | 31911.4048 | 1.2715 | 96614.3395 | 4.7824 | 1653.3113 | Custom Measure - Non-Lighting | Construction | Turnover
| IcoNgsld219 | 33234.5575 | 7339.4894 | 0 | 0 | 40574.0469 | 65270.901 | 65270.901 | 17974.6992 | 83245.6002 | 83245.6002 | 101220.2994 | 0.4874 | 31911.4048 | 31911.4048 | 1.2715 | 96614.3395 | 4.7824 | 1653.3113 | Custom Measure - Non-Lighting | Construction | New
| IelTgsld219 | 33234.5575 | 7339.4894 | 0 | 0 | 40574.0469 | 65270.901 | 65270.901 | 17974.6992 | 83245.6002 | 83245.6002 | 101220.2994 | 0.4874 | 31911.3971 | 31911.3971 | 1.2715 | 96614.3395 | 4.7824 | 1653.3104 | Custom Measure - Non-Lighting | Electrical and Electronic Equip. | Turnover
| IelNgsld219 | 33234.5575 | 7339.4894 | 0 | 0 | 40574.0469 | 65270.901 | 65270.901 | 17974.6992 | 83245.6002 | 83245.6002 | 101220.2994 | 0.4874 | 31911.3971 | 31911.3971 | 1.2715 | 96614.3395 | 4.7824 | 1653.3104 | Custom Measure - Non-Lighting | Electrical and Electronic Equip. | New
| IluTgsld219 | 33234.5575 | 7339.4894 | 0 | 0 | 40574.0469 | 65270.901 | 65270.901 | 17974.6992 | 83245.6002 | 83245.6002 | 101220.2994 | 0.4874 | 31911.3714 | 31911.3714 | 1.2715 | 96614.3395 | 4.7824 | 1653.3079 | Custom Measure - Non-Lighting | Lumber/Furniture/Pulp/Paper | Turnover
| IluNgsld219 | 33234.5575 | 7339.4894 | 0 | 0 | 40574.0469 | 65270.901 | 65270.901 | 17974.6992 | 83245.6002 | 83245.6002 | 101220.2994 | 0.4874 | 31911.3714 | 31911.3714 | 1.2715 | 96614.3395 | 4.7824 | 1653.3079 | Custom Measure - Non-Lighting | Lumber/Furniture/Pulp/Paper | New
| ImeTgsld219 | 33234.5575 | 7339.4894 | 0 | 0 | 40574.0469 | 65270.901 | 65270.901 | 17974.6992 | 83245.6002 | 83245.6002 | 101220.2994 | 0.4874 | 31911.3509 | 31911.3509 | 1.2715 | 96614.3395 | 4.7824 | 1653.3061 | Custom Measure - Non-Lighting | Metal Products and Machinery | Turnover
| ImeNgsld219 | 33234.5575 | 7339.4894 | 0 | 0 | 40574.0469 | 65270.901 | 65270.901 | 17974.6992 | 83245.6002 | 83245.6002 | 101220.2994 | 0.4874 | 31911.3509 | 31911.3509 | 1.2715 | 96614.3395 | 4.7824 | 1653.3061 | Custom Measure - Non-Lighting | Metal Products and Machinery | New
| ImiTgsld219 | 33234.5575 | 7339.4894 | 0 | 0 | 40574.0469 | 65270.901 | 65270.901 | 17974.6992 | 83245.6002 | 83245.6002 | 101220.2994 | 0.4874 | 31911.4048 | 31911.4048 | 1.2715 | 96614.3395 | 4.7824 | 1653.3113 | Custom Measure - Non-Lighting | Miscellaneous Manufacturing | Turnover
| ImiNgsld219 | 33234.5575 | 7339.4894 | 0 | 0 | 40574.0469 | 65270.901 | 65270.901 | 17974.6992 | 83245.6002 | 83245.6002 | 101220.2994 | 0.4874 | 31911.4048 | 31911.4048 | 1.2715 | 96614.3395 | 4.7824 | 1653.3113 | Custom Measure - Non-Lighting | Miscellaneous Manufacturing | New
| IprTgsld219 | 33234.5575 | 7339.4894 | 0 | 0 | 40574.0469 | 65270.901 | 65270.901 | 17974.6992 | 83245.6002 | 83245.6002 | 101220.2994 | 0.4874 | 31911.392 | 31911.392 | 1.2715 | 96614.3395 | 4.7824 | 1653.31 | Custom Measure - Non-Lighting | Primary Resources Industries | Turnover
| IprNgsld219 | 33234.5575 | 7339.4894 | 0 | 0 | 40574.0469 | 65270.901 | 65270.901 | 17974.6992 | 83245.6002 | 83245.6002 | 101220.2994 | 0.4874 | 31911.392 | 31911.392 | 1.2715 | 96614.3395 | 4.7824 | 1653.31 | Custom Measure - Non-Lighting | Primary Resources Industries | New
| IstTgsld219 | 33234.5575 | 7339.4894 | 0 | 0 | 40574.0469 | 65270.901 | 65270.901 | 17974.6992 | 83245.6002 | 83245.6002 | 101220.2994 | 0.4874 | 31911.3945 | 31911.3945 | 1.2715 | 96614.3395 | 4.7824 | 1653.3104 | Custom Measure - Non-Lighting | Stone/Clay/Glass/Concrete | Turnover
| IstNgsld219 | 33234.5575 | 7339.4894 | 0 | 0 | 40574.0469 | 65270.901 | 65270.901 | 17974.6992 | 83245.6002 | 83245.6002 | 101220.2994 | 0.4874 | 31911.3945 | 31911.3945 | 1.2715 | 96614.3395 | 4.7824 | 1653.3104 | Custom Measure - Non-Lighting | Stone/Clay/Glass/Concrete | New
| IteTgsld219 | 33234.5575 | 7339.4894 | 0 | 0 | 40574.0469 | 65270.901 | 65270.901 | 17974.6992 | 83245.6002 | 83245.6002 | 101220.2994 | 0.4874 | 31911.3843 | 31911.3843 | 1.2715 | 96614.3395 | 4.7824 | 1653.3094 | Custom Measure - Non-Lighting | Textiles and Leather | Turnover
| IteNgsld219 | 33234.5575 | 7339.4894 | 0 | 0 | 40574.0469 | 65270.901 | 65270.901 | 17974.6992 | 83245.6002 | 83245.6002 | 101220.2994 | 0.4874 | 31911.3843 | 31911.3843 | 1.2715 | 96614.3395 | 4.7824 | 1653.3094 | Custom Measure - Non-Lighting | Textiles and Leather | New
| ItrTgsld219 | 33234.5575 | 7339.4894 | 0 | 0 | 40574.0469 | 65270.901 | 65270.901 | 17974.6992 | 83245.6002 | 83245.6002 | 101220.2994 | 0.4874 | 31911.3894 | 31911.3894 | 1.2715 | 96614.3395 | 4.7824 | 1653.3099 | Custom Measure - Non-Lighting | Transportation Equipment | Turnover
| ItrNgsld219 | 33234.5575 | 7339.4894 | 0 | 0 | 40574.0469 | 65270.901 | 65270.901 | 17974.6992 | 83245.6002 | 83245.6002 | 101220.2994 | 0.4874 | 31911.3894 | 31911.3894 | 1.2715 | 96614.3395 | 4.7824 | 1653.3099 | Custom Measure - Non-Lighting | Transportation Equipment | New
| IwaTgsld219 | 33234.5575 | 7339.4894 | 0 | 0 | 40574.0469 | 65270.901 | 65270.901 | 17974.6992 | 83245.6002 | 83245.6002 | 101220.2994 | 0.4874 | 31911.3868 | 31911.3868 | 1.2715 | 96614.3395 | 4.7824 | 1653.3094 | Custom Measure - Non-Lighting | Water and Wastewater | Turnover
| IwaNgsld219 | 33234.5575 | 7339.4894 | 0 | 0 | 40574.0469 | 65270.901 | 65270.901 | 17974.6992 | 83245.6002 | 83245.6002 | 101220.2994 | 0.4874 | 31911.3868 | 31911.3868 | 1.2715 | 96614.3395 | 4.7824 | 1653.3094 | Custom Measure - Non-Lighting | Water and Wastewater | New
| IagTgsld220 | 33234.5575 | 7339.4894 | 0 | 0 | 40574.0469 | 65270.901 | 65270.901 | 17974.6992 | 83245.6002 | 83245.6002 | 101220.2994 | 0.4874 | 455387.318 | 455387.318 | 0.089098 | 96614.3395 | 68.247 | 41989.4611 | Dedicated Outside Air System (DOAS) | Agriculture and Assembly | Turnover
| IagNgsld220 | 33234.5575 | 7339.4894 | 0 | 0 | 40574.0469 | 65270.901 | 65270.901 | 17974.6992 | 83245.6002 | 83245.6002 | 101220.2994 | 0.4874 | 455387.318 | 455387.318 | 0.089098 | 96614.3395 | 68.247 | 41989.4611 | Dedicated Outside Air System (DOAS) | Agriculture and Assembly | New
| IchTgsld220 | 33234.5575 | 7339.4894 | 0 | 0 | 40574.0469 | 65270.901 | 65270.901 | 17974.6992 | 83245.6002 | 83245.6002 | 101220.2994 | 0.4874 | 285771.3379 | 285771.3379 | 0.14198 | 96614.3395 | 42.8274 | 25833.5102 | Dedicated Outside Air System (DOAS) | Chemicals and Plastics | Turnover
| IchNgsld220 | 33234.5575 | 7339.4894 | 0 | 0 | 40574.0469 | 65270.901 | 65270.901 | 17974.6992 | 83245.6002 | 83245.6002 | 101220.2994 | 0.4874 | 285771.3379 | 285771.3379 | 0.14198 | 96614.3395 | 42.8274 | 25833.5102 | Dedicated Outside Air System (DOAS) | Chemicals and Plastics | New
| IcoTgsld220 | 33234.5575 | 7339.4894 | 0 | 0 | 40574.0469 | 65270.901 | 65270.901 | 17974.6992 | 83245.6002 | 83245.6002 | 101220.2994 | 0.4874 | 461668.5164 | 461668.5164 | 0.087886 | 96614.3395 | 69.1884 | 42587.7457 | Dedicated Outside Air System (DOAS) | Construction | Turnover
| IcoNgsld220 | 33234.5575 | 7339.4894 | 0 | 0 | 40574.0469 | 65270.901 | 65270.901 | 17974.6992 | 83245.6002 | 83245.6002 | 101220.2994 | 0.4874 | 461668.5164 | 461668.5164 | 0.087886 | 96614.3395 | 69.1884 | 42587.7457 | Dedicated Outside Air System (DOAS) | Construction | New
| IelTgsld220 | 33234.5575 | 7339.4894 | 0 | 0 | 40574.0469 | 65270.901 | 65270.901 | 17974.6992 | 83245.6002 | 83245.6002 | 101220.2994 | 0.4874 | 254774.2607 | 254774.2607 | 0.15925 | 96614.3395 | 38.182 | 22881.033 | Dedicated Outside Air System (DOAS) | Electrical and Electronic Equip. | Turnover
| IelNgsld220 | 33234.5575 | 7339.4894 | 0 | 0 | 40574.0469 | 65270.901 | 65270.901 | 17974.6992 | 83245.6002 | 83245.6002 | 101220.2994 | 0.4874 | 254774.2607 | 254774.2607 | 0.15925 | 96614.3395 | 38.182 | 22881.033 | Dedicated Outside Air System (DOAS) | Electrical and Electronic Equip. | New
| IluTgsld220 | 33234.5575 | 7339.4894 | 0 | 0 | 40574.0469 | 65270.901 | 65270.901 | 17974.6992 | 83245.6002 | 83245.6002 | 101220.2994 | 0.4874 | 847366.2778 | 847366.2778 | 0.047883 | 96614.3395 | 126.9913 | 79325.5195 | Dedicated Outside Air System (DOAS) | Lumber/Furniture/Pulp/Paper | Turnover
| IluNgsld220 | 33234.5575 | 7339.4894 | 0 | 0 | 40574.0469 | 65270.901 | 65270.901 | 17974.6992 | 83245.6002 | 83245.6002 | 101220.2994 | 0.4874 | 847366.2778 | 847366.2778 | 0.047883 | 96614.3395 | 126.9913 | 79325.5195 | Dedicated Outside Air System (DOAS) | Lumber/Furniture/Pulp/Paper | New
| ImeTgsld220 | 33234.5575 | 7339.4894 | 0 | 0 | 40574.0469 | 65270.901 | 65270.901 | 17974.6992 | 83245.6002 | 83245.6002 | 101220.2994 | 0.4874 | 789875.3966 | 789875.3966 | 0.051368 | 96614.3395 | 118.3754 | 73849.5048 | Dedicated Outside Air System (DOAS) | Metal Products and Machinery | Turnover
| ImeNgsld220 | 33234.5575 | 7339.4894 | 0 | 0 | 40574.0469 | 65270.901 | 65270.901 | 17974.6992 | 83245.6002 | 83245.6002 | 101220.2994 | 0.4874 | 789875.3966 | 789875.3966 | 0.051368 | 96614.3395 | 118.3754 | 73849.5048 | Dedicated Outside Air System (DOAS) | Metal Products and Machinery | New
| ImiTgsld220 | 33234.5575 | 7339.4894 | 0 | 0 | 40574.0469 | 65270.901 | 65270.901 | 17974.6992 | 83245.6002 | 83245.6002 | 101220.2994 | 0.4874 | 461668.5164 | 461668.5164 | 0.087886 | 96614.3395 | 69.1884 | 42587.7457 | Dedicated Outside Air System (DOAS) | Miscellaneous Manufacturing | Turnover
| ImiNgsld220 | 33234.5575 | 7339.4894 | 0 | 0 | 40574.0469 | 65270.901 | 65270.901 | 17974.6992 | 83245.6002 | 83245.6002 | 101220.2994 | 0.4874 | 461668.5164 | 461668.5164 | 0.087886 | 96614.3395 | 69.1884 | 42587.7457 | Dedicated Outside Air System (DOAS) | Miscellaneous Manufacturing | New
| IprTgsld220 | 33234.5575 | 7339.4894 | 0 | 0 | 40574.0469 | 65270.901 | 65270.901 | 17974.6992 | 83245.6002 | 83245.6002 | 101220.2994 | 0.4874 | 403872.9277 | 403872.9277 | 0.10046 | 96614.3395 | 60.5268 | 37082.7053 | Dedicated Outside Air System (DOAS) | Primary Resources Industries | Turnover
| IprNgsld220 | 33234.5575 | 7339.4894 | 0 | 0 | 40574.0469 | 65270.901 | 65270.901 | 17974.6992 | 83245.6002 | 83245.6002 | 101220.2994 | 0.4874 | 403872.9277 | 403872.9277 | 0.10046 | 96614.3395 | 60.5268 | 37082.7053 | Dedicated Outside Air System (DOAS) | Primary Resources Industries | New
| IstTgsld220 | 33234.5575 | 7339.4894 | 0 | 0 | 40574.0469 | 65270.901 | 65270.901 | 17974.6992 | 83245.6002 | 83245.6002 | 101220.2994 | 0.4874 | 528141.4609 | 528141.4609 | 0.076824 | 96614.3395 | 79.1504 | 48919.3048 | Dedicated Outside Air System (DOAS) | Stone/Clay/Glass/Concrete | Turnover
| IstNgsld220 | 33234.5575 | 7339.4894 | 0 | 0 | 40574.0469 | 65270.901 | 65270.901 | 17974.6992 | 83245.6002 | 83245.6002 | 101220.2994 | 0.4874 | 528141.4609 | 528141.4609 | 0.076824 | 96614.3395 | 79.1504 | 48919.3048 | Dedicated Outside Air System (DOAS) | Stone/Clay/Glass/Concrete | New
| IteTgsld220 | 33234.5575 | 7339.4894 | 0 | 0 | 40574.0469 | 65270.901 | 65270.901 | 17974.6992 | 83245.6002 | 83245.6002 | 101220.2994 | 0.4874 | 346849.4014 | 346849.4014 | 0.11698 | 96614.3395 | 51.9809 | 31651.2058 | Dedicated Outside Air System (DOAS) | Textiles and Leather | Turnover
| IteNgsld220 | 33234.5575 | 7339.4894 | 0 | 0 | 40574.0469 | 65270.901 | 65270.901 | 17974.6992 | 83245.6002 | 83245.6002 | 101220.2994 | 0.4874 | 346849.4014 | 346849.4014 | 0.11698 | 96614.3395 | 51.9809 | 31651.2058 | Dedicated Outside Air System (DOAS) | Textiles and Leather | New
| ItrTgsld220 | 33234.5575 | 7339.4894 | 0 | 0 | 40574.0469 | 65270.901 | 65270.901 | 17974.6992 | 83245.6002 | 83245.6002 | 101220.2994 | 0.4874 | 320296.3579 | 320296.3579 | 0.12668 | 96614.3395 | 48.0015 | 29122.0232 | Dedicated Outside Air System (DOAS) | Transportation Equipment | Turnover
| ItrNgsld220 | 33234.5575 | 7339.4894 | 0 | 0 | 40574.0469 | 65270.901 | 65270.901 | 17974.6992 | 83245.6002 | 83245.6002 | 101220.2994 | 0.4874 | 320296.3579 | 320296.3579 | 0.12668 | 96614.3395 | 48.0015 | 29122.0232 | Dedicated Outside Air System (DOAS) | Transportation Equipment | New
| IwaTgsld220 | 33234.5575 | 7339.4894 | 0 | 0 | 40574.0469 | 65270.901 | 65270.901 | 17974.6992 | 83245.6002 | 83245.6002 | 101220.2994 | 0.4874 | 35951.6293 | 35951.6293 | 1.1286 | 96614.3395 | 5.3879 | 2038.1434 | Dedicated Outside Air System (DOAS) | Water and Wastewater | Turnover
| IwaNgsld220 | 33234.5575 | 7339.4894 | 0 | 0 | 40574.0469 | 65270.901 | 65270.901 | 17974.6992 | 83245.6002 | 83245.6002 | 101220.2994 | 0.4874 | 35951.6293 | 35951.6293 | 1.1286 | 96614.3395 | 5.3879 | 2038.1434 | Dedicated Outside Air System (DOAS) | Water and Wastewater | New
| IagTgsld221 | 33234.5575 | 7339.4894 | 0 | 0 | 40574.0469 | 65270.901 | 65270.901 | 17974.6992 | 83245.6002 | 83245.6002 | 101220.2994 | 0.4874 | 2396.4521 | 2396.4521 | 16.9309 | 96614.3395 | 0.42788 | -1114.3105 | Energy Efficient Laboratory Fume Hood | Agriculture and Assembly | Turnover
| IagNgsld221 | 33234.5575 | 7339.4894 | 0 | 0 | 40574.0469 | 65270.901 | 65270.901 | 17974.6992 | 83245.6002 | 83245.6002 | 101220.2994 | 0.4874 | 2396.4521 | 2396.4521 | 16.9309 | 96614.3395 | 0.42788 | -1114.3105 | Energy Efficient Laboratory Fume Hood | Agriculture and Assembly | New
| IchTgsld221 | 33234.5575 | 7339.4894 | 0 | 0 | 40574.0469 | 65270.901 | 65270.901 | 17974.6992 | 83245.6002 | 83245.6002 | 101220.2994 | 0.4874 | 992.6602 | 992.6602 | 40.8741 | 96614.3395 | 0.17723 | -1273.61 | Energy Efficient Laboratory Fume Hood | Chemicals and Plastics | Turnover
| IchNgsld221 | 33234.5575 | 7339.4894 | 0 | 0 | 40574.0469 | 65270.901 | 65270.901 | 17974.6992 | 83245.6002 | 83245.6002 | 101220.2994 | 0.4874 | 992.6602 | 992.6602 | 40.8741 | 96614.3395 | 0.17723 | -1273.61 | Energy Efficient Laboratory Fume Hood | Chemicals and Plastics | New
| IcoTgsld221 | 33234.5575 | 7339.4894 | 0 | 0 | 40574.0469 | 65270.901 | 65270.901 | 17974.6992 | 83245.6002 | 83245.6002 | 101220.2994 | 0.4874 | 6148.7293 | 6148.7293 | 6.5988 | 96614.3395 | 1.0978 | -688.5094 | Energy Efficient Laboratory Fume Hood | Construction | Turnover
| IcoNgsld221 | 33234.5575 | 7339.4894 | 0 | 0 | 40574.0469 | 65270.901 | 65270.901 | 17974.6992 | 83245.6002 | 83245.6002 | 101220.2994 | 0.4874 | 6148.7293 | 6148.7293 | 6.5988 | 96614.3395 | 1.0978 | -688.5094 | Energy Efficient Laboratory Fume Hood | Construction | New
| IelTgsld221 | 33234.5575 | 7339.4894 | 0 | 0 | 40574.0469 | 65270.901 | 65270.901 | 17974.6992 | 83245.6002 | 83245.6002 | 101220.2994 | 0.4874 | 1265.6913 | 1265.6913 | 32.0568 | 96614.3395 | 0.22598 | -1242.627 | Energy Efficient Laboratory Fume Hood | Electrical and Electronic Equip. | Turnover
| IelNgsld221 | 33234.5575 | 7339.4894 | 0 | 0 | 40574.0469 | 65270.901 | 65270.901 | 17974.6992 | 83245.6002 | 83245.6002 | 101220.2994 | 0.4874 | 1265.6913 | 1265.6913 | 32.0568 | 96614.3395 | 0.22598 | -1242.627 | Energy Efficient Laboratory Fume Hood | Electrical and Electronic Equip. | New
| IluTgsld221 | 33234.5575 | 7339.4894 | 0 | 0 | 40574.0469 | 65270.901 | 65270.901 | 17974.6992 | 83245.6002 | 83245.6002 | 101220.2994 | 0.4874 | 2133.4776 | 2133.4776 | 19.0178 | 96614.3395 | 0.38092 | -1144.1523 | Energy Efficient Laboratory Fume Hood | Lumber/Furniture/Pulp/Paper | Turnover
| IluNgsld221 | 33234.5575 | 7339.4894 | 0 | 0 | 40574.0469 | 65270.901 | 65270.901 | 17974.6992 | 83245.6002 | 83245.6002 | 101220.2994 | 0.4874 | 2133.4776 | 2133.4776 | 19.0178 | 96614.3395 | 0.38092 | -1144.1523 | Energy Efficient Laboratory Fume Hood | Lumber/Furniture/Pulp/Paper | New
| ImeTgsld221 | 33234.5575 | 7339.4894 | 0 | 0 | 40574.0469 | 65270.901 | 65270.901 | 17974.6992 | 83245.6002 | 83245.6002 | 101220.2994 | 0.4874 | 5515.0317 | 5515.0317 | 7.357 | 96614.3395 | 0.98468 | -760.4202 | Energy Efficient Laboratory Fume Hood | Metal Products and Machinery | Turnover
| ImeNgsld221 | 33234.5575 | 7339.4894 | 0 | 0 | 40574.0469 | 65270.901 | 65270.901 | 17974.6992 | 83245.6002 | 83245.6002 | 101220.2994 | 0.4874 | 5515.0317 | 5515.0317 | 7.357 | 96614.3395 | 0.98468 | -760.4202 | Energy Efficient Laboratory Fume Hood | Metal Products and Machinery | New
| ImiTgsld221 | 33234.5575 | 7339.4894 | 0 | 0 | 40574.0469 | 65270.901 | 65270.901 | 17974.6992 | 83245.6002 | 83245.6002 | 101220.2994 | 0.4874 | 6148.7293 | 6148.7293 | 6.5988 | 96614.3395 | 1.0978 | -688.5094 | Energy Efficient Laboratory Fume Hood | Miscellaneous Manufacturing | Turnover
| ImiNgsld221 | 33234.5575 | 7339.4894 | 0 | 0 | 40574.0469 | 65270.901 | 65270.901 | 17974.6992 | 83245.6002 | 83245.6002 | 101220.2994 | 0.4874 | 6148.7293 | 6148.7293 | 6.5988 | 96614.3395 | 1.0978 | -688.5094 | Energy Efficient Laboratory Fume Hood | Miscellaneous Manufacturing | New
| IprTgsld221 | 33234.5575 | 7339.4894 | 0 | 0 | 40574.0469 | 65270.901 | 65270.901 | 17974.6992 | 83245.6002 | 83245.6002 | 101220.2994 | 0.4874 | 768.8125 | 768.8125 | 52.775 | 96614.3395 | 0.13727 | -1299.0118 | Energy Efficient Laboratory Fume Hood | Primary Resources Industries | Turnover
| IprNgsld221 | 33234.5575 | 7339.4894 | 0 | 0 | 40574.0469 | 65270.901 | 65270.901 | 17974.6992 | 83245.6002 | 83245.6002 | 101220.2994 | 0.4874 | 768.8125 | 768.8125 | 52.775 | 96614.3395 | 0.13727 | -1299.0118 | Energy Efficient Laboratory Fume Hood | Primary Resources Industries | New
| IstTgsld221 | 33234.5575 | 7339.4894 | 0 | 0 | 40574.0469 | 65270.901 | 65270.901 | 17974.6992 | 83245.6002 | 83245.6002 | 101220.2994 | 0.4874 | 4087.8581 | 4087.8581 | 9.9255 | 96614.3395 | 0.72987 | -922.3731 | Energy Efficient Laboratory Fume Hood | Stone/Clay/Glass/Concrete | Turnover
| IstNgsld221 | 33234.5575 | 7339.4894 | 0 | 0 | 40574.0469 | 65270.901 | 65270.901 | 17974.6992 | 83245.6002 | 83245.6002 | 101220.2994 | 0.4874 | 4087.8581 | 4087.8581 | 9.9255 | 96614.3395 | 0.72987 | -922.3731 | Energy Efficient Laboratory Fume Hood | Stone/Clay/Glass/Concrete | New
| IteTgsld221 | 33234.5575 | 7339.4894 | 0 | 0 | 40574.0469 | 65270.901 | 65270.901 | 17974.6992 | 83245.6002 | 83245.6002 | 101220.2994 | 0.4874 | 2294.5337 | 2294.5337 | 17.6829 | 96614.3395 | 0.40968 | -1125.876 | Energy Efficient Laboratory Fume Hood | Textiles and Leather | Turnover
| IteNgsld221 | 33234.5575 | 7339.4894 | 0 | 0 | 40574.0469 | 65270.901 | 65270.901 | 17974.6992 | 83245.6002 | 83245.6002 | 101220.2994 | 0.4874 | 2294.5337 | 2294.5337 | 17.6829 | 96614.3395 | 0.40968 | -1125.876 | Energy Efficient Laboratory Fume Hood | Textiles and Leather | New
| ItrTgsld221 | 33234.5575 | 7339.4894 | 0 | 0 | 40574.0469 | 65270.901 | 65270.901 | 17974.6992 | 83245.6002 | 83245.6002 | 101220.2994 | 0.4874 | 699.0931 | 699.0931 | 58.0381 | 96614.3395 | 0.12482 | -1306.9235 | Energy Efficient Laboratory Fume Hood | Transportation Equipment | Turnover
| ItrNgsld221 | 33234.5575 | 7339.4894 | 0 | 0 | 40574.0469 | 65270.901 | 65270.901 | 17974.6992 | 83245.6002 | 83245.6002 | 101220.2994 | 0.4874 | 699.0931 | 699.0931 | 58.0381 | 96614.3395 | 0.12482 | -1306.9235 | Energy Efficient Laboratory Fume Hood | Transportation Equipment | New
| IwaTgsld221 | 33234.5575 | 7339.4894 | 0 | 0 | 40574.0469 | 65270.901 | 65270.901 | 17974.6992 | 83245.6002 | 83245.6002 | 101220.2994 | 0.4874 | 478.8215 | 478.8215 | 84.7373 | 96614.3395 | 0.085491 | -1331.9194 | Energy Efficient Laboratory Fume Hood | Water and Wastewater | Turnover
| IwaNgsld221 | 33234.5575 | 7339.4894 | 0 | 0 | 40574.0469 | 65270.901 | 65270.901 | 17974.6992 | 83245.6002 | 83245.6002 | 101220.2994 | 0.4874 | 478.8215 | 478.8215 | 84.7373 | 96614.3395 | 0.085491 | -1331.9194 | Energy Efficient Laboratory Fume Hood | Water and Wastewater | New
| IagEgsld222 | 33234.5575 | 7339.4894 | 0 | 0 | 40574.0469 | 65270.901 | 65270.901 | 17974.6992 | 83245.6002 | 83245.6002 | 101220.2994 | 0.4874 | 208592.3541 | 208592.3541 | 0.19451 | 96614.3395 | 31.2609 | 18482.2006 | Energy Recovery Ventilation System | Agriculture and Assembly | Existing
| IagNgsld222 | 33234.5575 | 7339.4894 | 0 | 0 | 40574.0469 | 65270.901 | 65270.901 | 17974.6992 | 83245.6002 | 83245.6002 | 101220.2994 | 0.4874 | 208592.3541 | 208592.3541 | 0.19451 | 96614.3395 | 31.2609 | 18482.2006 | Energy Recovery Ventilation System | Agriculture and Assembly | New
| IchEgsld222 | 33234.5575 | 7339.4894 | 0 | 0 | 40574.0469 | 65270.901 | 65270.901 | 17974.6992 | 83245.6002 | 83245.6002 | 101220.2994 | 0.4874 | 208592.3541 | 208592.3541 | 0.19451 | 96614.3395 | 31.2609 | 18482.2006 | Energy Recovery Ventilation System | Chemicals and Plastics | Existing
| IchNgsld222 | 33234.5575 | 7339.4894 | 0 | 0 | 40574.0469 | 65270.901 | 65270.901 | 17974.6992 | 83245.6002 | 83245.6002 | 101220.2994 | 0.4874 | 208592.3541 | 208592.3541 | 0.19451 | 96614.3395 | 31.2609 | 18482.2006 | Energy Recovery Ventilation System | Chemicals and Plastics | New
| IcoEgsld222 | 33234.5575 | 7339.4894 | 0 | 0 | 40574.0469 | 65270.901 | 65270.901 | 17974.6992 | 83245.6002 | 83245.6002 | 101220.2994 | 0.4874 | 208592.3541 | 208592.3541 | 0.19451 | 96614.3395 | 31.2609 | 18482.2006 | Energy Recovery Ventilation System | Construction | Existing
| IcoNgsld222 | 33234.5575 | 7339.4894 | 0 | 0 | 40574.0469 | 65270.901 | 65270.901 | 17974.6992 | 83245.6002 | 83245.6002 | 101220.2994 | 0.4874 | 208592.3541 | 208592.3541 | 0.19451 | 96614.3395 | 31.2609 | 18482.2006 | Energy Recovery Ventilation System | Construction | New
| IelEgsld222 | 33234.5575 | 7339.4894 | 0 | 0 | 40574.0469 | 65270.901 | 65270.901 | 17974.6992 | 83245.6002 | 83245.6002 | 101220.2994 | 0.4874 | 208592.3541 | 208592.3541 | 0.19451 | 96614.3395 | 31.2609 | 18482.2006 | Energy Recovery Ventilation System | Electrical and Electronic Equip. | Existing
| IelNgsld222 | 33234.5575 | 7339.4894 | 0 | 0 | 40574.0469 | 65270.901 | 65270.901 | 17974.6992 | 83245.6002 | 83245.6002 | 101220.2994 | 0.4874 | 208592.3541 | 208592.3541 | 0.19451 | 96614.3395 | 31.2609 | 18482.2006 | Energy Recovery Ventilation System | Electrical and Electronic Equip. | New
| IluEgsld222 | 33234.5575 | 7339.4894 | 0 | 0 | 40574.0469 | 65270.901 | 65270.901 | 17974.6992 | 83245.6002 | 83245.6002 | 101220.2994 | 0.4874 | 208592.3541 | 208592.3541 | 0.19451 | 96614.3395 | 31.2609 | 18482.2006 | Energy Recovery Ventilation System | Lumber/Furniture/Pulp/Paper | Existing
| IluNgsld222 | 33234.5575 | 7339.4894 | 0 | 0 | 40574.0469 | 65270.901 | 65270.901 | 17974.6992 | 83245.6002 | 83245.6002 | 101220.2994 | 0.4874 | 208592.3541 | 208592.3541 | 0.19451 | 96614.3395 | 31.2609 | 18482.2006 | Energy Recovery Ventilation System | Lumber/Furniture/Pulp/Paper | New
| ImeEgsld222 | 33234.5575 | 7339.4894 | 0 | 0 | 40574.0469 | 65270.901 | 65270.901 | 17974.6992 | 83245.6002 | 83245.6002 | 101220.2994 | 0.4874 | 208592.3541 | 208592.3541 | 0.19451 | 96614.3395 | 31.2609 | 18482.2006 | Energy Recovery Ventilation System | Metal Products and Machinery | Existing
| ImeNgsld222 | 33234.5575 | 7339.4894 | 0 | 0 | 40574.0469 | 65270.901 | 65270.901 | 17974.6992 | 83245.6002 | 83245.6002 | 101220.2994 | 0.4874 | 208592.3541 | 208592.3541 | 0.19451 | 96614.3395 | 31.2609 | 18482.2006 | Energy Recovery Ventilation System | Metal Products and Machinery | New
| ImiEgsld222 | 33234.5575 | 7339.4894 | 0 | 0 | 40574.0469 | 65270.901 | 65270.901 | 17974.6992 | 83245.6002 | 83245.6002 | 101220.2994 | 0.4874 | 208592.3541 | 208592.3541 | 0.19451 | 96614.3395 | 31.2609 | 18482.2006 | Energy Recovery Ventilation System | Miscellaneous Manufacturing | Existing
| ImiNgsld222 | 33234.5575 | 7339.4894 | 0 | 0 | 40574.0469 | 65270.901 | 65270.901 | 17974.6992 | 83245.6002 | 83245.6002 | 101220.2994 | 0.4874 | 208592.3541 | 208592.3541 | 0.19451 | 96614.3395 | 31.2609 | 18482.2006 | Energy Recovery Ventilation System | Miscellaneous Manufacturing | New
| IprEgsld222 | 33234.5575 | 7339.4894 | 0 | 0 | 40574.0469 | 65270.901 | 65270.901 | 17974.6992 | 83245.6002 | 83245.6002 | 101220.2994 | 0.4874 | 208592.3541 | 208592.3541 | 0.19451 | 96614.3395 | 31.2609 | 18482.2006 | Energy Recovery Ventilation System | Primary Resources Industries | Existing
| IprNgsld222 | 33234.5575 | 7339.4894 | 0 | 0 | 40574.0469 | 65270.901 | 65270.901 | 17974.6992 | 83245.6002 | 83245.6002 | 101220.2994 | 0.4874 | 208592.3541 | 208592.3541 | 0.19451 | 96614.3395 | 31.2609 | 18482.2006 | Energy Recovery Ventilation System | Primary Resources Industries | New
| IstEgsld222 | 33234.5575 | 7339.4894 | 0 | 0 | 40574.0469 | 65270.901 | 65270.901 | 17974.6992 | 83245.6002 | 83245.6002 | 101220.2994 | 0.4874 | 208592.3541 | 208592.3541 | 0.19451 | 96614.3395 | 31.2609 | 18482.2006 | Energy Recovery Ventilation System | Stone/Clay/Glass/Concrete | Existing
| IstNgsld222 | 33234.5575 | 7339.4894 | 0 | 0 | 40574.0469 | 65270.901 | 65270.901 | 17974.6992 | 83245.6002 | 83245.6002 | 101220.2994 | 0.4874 | 208592.3541 | 208592.3541 | 0.19451 | 96614.3395 | 31.2609 | 18482.2006 | Energy Recovery Ventilation System | Stone/Clay/Glass/Concrete | New
| IteEgsld222 | 33234.5575 | 7339.4894 | 0 | 0 | 40574.0469 | 65270.901 | 65270.901 | 17974.6992 | 83245.6002 | 83245.6002 | 101220.2994 | 0.4874 | 208592.3541 | 208592.3541 | 0.19451 | 96614.3395 | 31.2609 | 18482.2006 | Energy Recovery Ventilation System | Textiles and Leather | Existing
| IteNgsld222 | 33234.5575 | 7339.4894 | 0 | 0 | 40574.0469 | 65270.901 | 65270.901 | 17974.6992 | 83245.6002 | 83245.6002 | 101220.2994 | 0.4874 | 208592.3541 | 208592.3541 | 0.19451 | 96614.3395 | 31.2609 | 18482.2006 | Energy Recovery Ventilation System | Textiles and Leather | New
| ItrEgsld222 | 33234.5575 | 7339.4894 | 0 | 0 | 40574.0469 | 65270.901 | 65270.901 | 17974.6992 | 83245.6002 | 83245.6002 | 101220.2994 | 0.4874 | 208592.3541 | 208592.3541 | 0.19451 | 96614.3395 | 31.2609 | 18482.2006 | Energy Recovery Ventilation System | Transportation Equipment | Existing
| ItrNgsld222 | 33234.5575 | 7339.4894 | 0 | 0 | 40574.0469 | 65270.901 | 65270.901 | 17974.6992 | 83245.6002 | 83245.6002 | 101220.2994 | 0.4874 | 208592.3541 | 208592.3541 | 0.19451 | 96614.3395 | 31.2609 | 18482.2006 | Energy Recovery Ventilation System | Transportation Equipment | New
| IwaEgsld222 | 33234.5575 | 7339.4894 | 0 | 0 | 40574.0469 | 65270.901 | 65270.901 | 17974.6992 | 83245.6002 | 83245.6002 | 101220.2994 | 0.4874 | 208592.3541 | 208592.3541 | 0.19451 | 96614.3395 | 31.2609 | 18482.2006 | Energy Recovery Ventilation System | Water and Wastewater | Existing
| IwaNgsld222 | 33234.5575 | 7339.4894 | 0 | 0 | 40574.0469 | 65270.901 | 65270.901 | 17974.6992 | 83245.6002 | 83245.6002 | 101220.2994 | 0.4874 | 208592.3541 | 208592.3541 | 0.19451 | 96614.3395 | 31.2609 | 18482.2006 | Energy Recovery Ventilation System | Water and Wastewater | New
| IagTgsld223 | 33234.5575 | 7339.4894 | 0 | 0 | 40574.0469 | 65270.901 | 65270.901 | 17974.6992 | 83245.6002 | 83245.6002 | 101220.2994 | 0.4874 | 8387.3671 | 8387.3671 | 4.8375 | 96614.3395 | 1.0788 | -700.6057 | Energy Star room ac | Agriculture and Assembly | Turnover
| IagNgsld223 | 33234.5575 | 7339.4894 | 0 | 0 | 40574.0469 | 65270.901 | 65270.901 | 17974.6992 | 83245.6002 | 83245.6002 | 101220.2994 | 0.4874 | 8387.3671 | 8387.3671 | 4.8375 | 96614.3395 | 1.0788 | -700.6057 | Energy Star room ac | Agriculture and Assembly | New
| IchTgsld223 | 33234.5575 | 7339.4894 | 0 | 0 | 40574.0469 | 65270.901 | 65270.901 | 17974.6992 | 83245.6002 | 83245.6002 | 101220.2994 | 0.4874 | 8387.3671 | 8387.3671 | 4.8375 | 96614.3395 | 1.0788 | -700.6057 | Energy Star room ac | Chemicals and Plastics | Turnover
| IchNgsld223 | 33234.5575 | 7339.4894 | 0 | 0 | 40574.0469 | 65270.901 | 65270.901 | 17974.6992 | 83245.6002 | 83245.6002 | 101220.2994 | 0.4874 | 8387.3671 | 8387.3671 | 4.8375 | 96614.3395 | 1.0788 | -700.6057 | Energy Star room ac | Chemicals and Plastics | New
| IcoTgsld223 | 33234.5575 | 7339.4894 | 0 | 0 | 40574.0469 | 65270.901 | 65270.901 | 17974.6992 | 83245.6002 | 83245.6002 | 101220.2994 | 0.4874 | 8387.3671 | 8387.3671 | 4.8375 | 96614.3395 | 1.0788 | -700.6057 | Energy Star room ac | Construction | Turnover
| IcoNgsld223 | 33234.5575 | 7339.4894 | 0 | 0 | 40574.0469 | 65270.901 | 65270.901 | 17974.6992 | 83245.6002 | 83245.6002 | 101220.2994 | 0.4874 | 8387.3671 | 8387.3671 | 4.8375 | 96614.3395 | 1.0788 | -700.6057 | Energy Star room ac | Construction | New
| IelTgsld223 | 33234.5575 | 7339.4894 | 0 | 0 | 40574.0469 | 65270.901 | 65270.901 | 17974.6992 | 83245.6002 | 83245.6002 | 101220.2994 | 0.4874 | 8387.3671 | 8387.3671 | 4.8375 | 96614.3395 | 1.0788 | -700.6057 | Energy Star room ac | Electrical and Electronic Equip. | Turnover
| IelNgsld223 | 33234.5575 | 7339.4894 | 0 | 0 | 40574.0469 | 65270.901 | 65270.901 | 17974.6992 | 83245.6002 | 83245.6002 | 101220.2994 | 0.4874 | 8387.3671 | 8387.3671 | 4.8375 | 96614.3395 | 1.0788 | -700.6057 | Energy Star room ac | Electrical and Electronic Equip. | New
| IluTgsld223 | 33234.5575 | 7339.4894 | 0 | 0 | 40574.0469 | 65270.901 | 65270.901 | 17974.6992 | 83245.6002 | 83245.6002 | 101220.2994 | 0.4874 | 8387.3671 | 8387.3671 | 4.8375 | 96614.3395 | 1.0788 | -700.6057 | Energy Star room ac | Lumber/Furniture/Pulp/Paper | Turnover
| IluNgsld223 | 33234.5575 | 7339.4894 | 0 | 0 | 40574.0469 | 65270.901 | 65270.901 | 17974.6992 | 83245.6002 | 83245.6002 | 101220.2994 | 0.4874 | 8387.3671 | 8387.3671 | 4.8375 | 96614.3395 | 1.0788 | -700.6057 | Energy Star room ac | Lumber/Furniture/Pulp/Paper | New
| ImeTgsld223 | 33234.5575 | 7339.4894 | 0 | 0 | 40574.0469 | 65270.901 | 65270.901 | 17974.6992 | 83245.6002 | 83245.6002 | 101220.2994 | 0.4874 | 8387.3671 | 8387.3671 | 4.8375 | 96614.3395 | 1.0788 | -700.6057 | Energy Star room ac | Metal Products and Machinery | Turnover
| ImeNgsld223 | 33234.5575 | 7339.4894 | 0 | 0 | 40574.0469 | 65270.901 | 65270.901 | 17974.6992 | 83245.6002 | 83245.6002 | 101220.2994 | 0.4874 | 8387.3671 | 8387.3671 | 4.8375 | 96614.3395 | 1.0788 | -700.6057 | Energy Star room ac | Metal Products and Machinery | New
| ImiTgsld223 | 33234.5575 | 7339.4894 | 0 | 0 | 40574.0469 | 65270.901 | 65270.901 | 17974.6992 | 83245.6002 | 83245.6002 | 101220.2994 | 0.4874 | 8387.3671 | 8387.3671 | 4.8375 | 96614.3395 | 1.0788 | -700.6057 | Energy Star room ac | Miscellaneous Manufacturing | Turnover
| ImiNgsld223 | 33234.5575 | 7339.4894 | 0 | 0 | 40574.0469 | 65270.901 | 65270.901 | 17974.6992 | 83245.6002 | 83245.6002 | 101220.2994 | 0.4874 | 8387.3671 | 8387.3671 | 4.8375 | 96614.3395 | 1.0788 | -700.6057 | Energy Star room ac | Miscellaneous Manufacturing | New
| IprTgsld223 | 33234.5575 | 7339.4894 | 0 | 0 | 40574.0469 | 65270.901 | 65270.901 | 17974.6992 | 83245.6002 | 83245.6002 | 101220.2994 | 0.4874 | 8387.3671 | 8387.3671 | 4.8375 | 96614.3395 | 1.0788 | -700.6057 | Energy Star room ac | Primary Resources Industries | Turnover
| IprNgsld223 | 33234.5575 | 7339.4894 | 0 | 0 | 40574.0469 | 65270.901 | 65270.901 | 17974.6992 | 83245.6002 | 83245.6002 | 101220.2994 | 0.4874 | 8387.3671 | 8387.3671 | 4.8375 | 96614.3395 | 1.0788 | -700.6057 | Energy Star room ac | Primary Resources Industries | New
| IstTgsld223 | 33234.5575 | 7339.4894 | 0 | 0 | 40574.0469 | 65270.901 | 65270.901 | 17974.6992 | 83245.6002 | 83245.6002 | 101220.2994 | 0.4874 | 8387.3671 | 8387.3671 | 4.8375 | 96614.3395 | 1.0788 | -700.6057 | Energy Star room ac | Stone/Clay/Glass/Concrete | Turnover
| IstNgsld223 | 33234.5575 | 7339.4894 | 0 | 0 | 40574.0469 | 65270.901 | 65270.901 | 17974.6992 | 83245.6002 | 83245.6002 | 101220.2994 | 0.4874 | 8387.3671 | 8387.3671 | 4.8375 | 96614.3395 | 1.0788 | -700.6057 | Energy Star room ac | Stone/Clay/Glass/Concrete | New
| IteTgsld223 | 33234.5575 | 7339.4894 | 0 | 0 | 40574.0469 | 65270.901 | 65270.901 | 17974.6992 | 83245.6002 | 83245.6002 | 101220.2994 | 0.4874 | 8387.3671 | 8387.3671 | 4.8375 | 96614.3395 | 1.0788 | -700.6057 | Energy Star room ac | Textiles and Leather | Turnover
| IteNgsld223 | 33234.5575 | 7339.4894 | 0 | 0 | 40574.0469 | 65270.901 | 65270.901 | 17974.6992 | 83245.6002 | 83245.6002 | 101220.2994 | 0.4874 | 8387.3671 | 8387.3671 | 4.8375 | 96614.3395 | 1.0788 | -700.6057 | Energy Star room ac | Textiles and Leather | New
| ItrTgsld223 | 33234.5575 | 7339.4894 | 0 | 0 | 40574.0469 | 65270.901 | 65270.901 | 17974.6992 | 83245.6002 | 83245.6002 | 101220.2994 | 0.4874 | 8387.3671 | 8387.3671 | 4.8375 | 96614.3395 | 1.0788 | -700.6057 | Energy Star room ac | Transportation Equipment | Turnover
| ItrNgsld223 | 33234.5575 | 7339.4894 | 0 | 0 | 40574.0469 | 65270.901 | 65270.901 | 17974.6992 | 83245.6002 | 83245.6002 | 101220.2994 | 0.4874 | 8387.3671 | 8387.3671 | 4.8375 | 96614.3395 | 1.0788 | -700.6057 | Energy Star room ac | Transportation Equipment | New
| IwaTgsld223 | 33234.5575 | 7339.4894 | 0 | 0 | 40574.0469 | 65270.901 | 65270.901 | 17974.6992 | 83245.6002 | 83245.6002 | 101220.2994 | 0.4874 | 8387.3671 | 8387.3671 | 4.8375 | 96614.3395 | 1.0788 | -700.6057 | Energy Star room ac | Water and Wastewater | Turnover
| IwaNgsld223 | 33234.5575 | 7339.4894 | 0 | 0 | 40574.0469 | 65270.901 | 65270.901 | 17974.6992 | 83245.6002 | 83245.6002 | 101220.2994 | 0.4874 | 8387.3671 | 8387.3671 | 4.8375 | 96614.3395 | 1.0788 | -700.6057 | Energy Star room ac | Water and Wastewater | New
| IagTgsld224 | 33234.5575 | 7339.4894 | 0 | 0 | 40574.0469 | 65270.901 | 65270.901 | 17974.6992 | 83245.6002 | 83245.6002 | 101220.2994 | 0.4874 | 163639.5102 | 163639.5102 | 0.24795 | 96614.3395 | 30.9831 | 18305.6539 | HE Air Cooled Chiller - All Compressor Types - 100 Tons | Agriculture and Assembly | Turnover
| IagNgsld224 | 33234.5575 | 7339.4894 | 0 | 0 | 40574.0469 | 65270.901 | 65270.901 | 17974.6992 | 83245.6002 | 83245.6002 | 101220.2994 | 0.4874 | 163639.5102 | 163639.5102 | 0.24795 | 96614.3395 | 30.9831 | 18305.6539 | HE Air Cooled Chiller - All Compressor Types - 100 Tons | Agriculture and Assembly | New
| IchTgsld224 | 33234.5575 | 7339.4894 | 0 | 0 | 40574.0469 | 65270.901 | 65270.901 | 17974.6992 | 83245.6002 | 83245.6002 | 101220.2994 | 0.4874 | 163639.5102 | 163639.5102 | 0.24795 | 96614.3395 | 30.9831 | 18305.6539 | HE Air Cooled Chiller - All Compressor Types - 100 Tons | Chemicals and Plastics | Turnover
| IchNgsld224 | 33234.5575 | 7339.4894 | 0 | 0 | 40574.0469 | 65270.901 | 65270.901 | 17974.6992 | 83245.6002 | 83245.6002 | 101220.2994 | 0.4874 | 163639.5102 | 163639.5102 | 0.24795 | 96614.3395 | 30.9831 | 18305.6539 | HE Air Cooled Chiller - All Compressor Types - 100 Tons | Chemicals and Plastics | New
| IcoTgsld224 | 33234.5575 | 7339.4894 | 0 | 0 | 40574.0469 | 65270.901 | 65270.901 | 17974.6992 | 83245.6002 | 83245.6002 | 101220.2994 | 0.4874 | 163639.5102 | 163639.5102 | 0.24795 | 96614.3395 | 30.9831 | 18305.6539 | HE Air Cooled Chiller - All Compressor Types - 100 Tons | Construction | Turnover
| IcoNgsld224 | 33234.5575 | 7339.4894 | 0 | 0 | 40574.0469 | 65270.901 | 65270.901 | 17974.6992 | 83245.6002 | 83245.6002 | 101220.2994 | 0.4874 | 163639.5102 | 163639.5102 | 0.24795 | 96614.3395 | 30.9831 | 18305.6539 | HE Air Cooled Chiller - All Compressor Types - 100 Tons | Construction | New
| IelTgsld224 | 33234.5575 | 7339.4894 | 0 | 0 | 40574.0469 | 65270.901 | 65270.901 | 17974.6992 | 83245.6002 | 83245.6002 | 101220.2994 | 0.4874 | 163639.5102 | 163639.5102 | 0.24795 | 96614.3395 | 30.9831 | 18305.6539 | HE Air Cooled Chiller - All Compressor Types - 100 Tons | Electrical and Electronic Equip. | Turnover
| IelNgsld224 | 33234.5575 | 7339.4894 | 0 | 0 | 40574.0469 | 65270.901 | 65270.901 | 17974.6992 | 83245.6002 | 83245.6002 | 101220.2994 | 0.4874 | 163639.5102 | 163639.5102 | 0.24795 | 96614.3395 | 30.9831 | 18305.6539 | HE Air Cooled Chiller - All Compressor Types - 100 Tons | Electrical and Electronic Equip. | New
| IluTgsld224 | 33234.5575 | 7339.4894 | 0 | 0 | 40574.0469 | 65270.901 | 65270.901 | 17974.6992 | 83245.6002 | 83245.6002 | 101220.2994 | 0.4874 | 163639.5102 | 163639.5102 | 0.24795 | 96614.3395 | 30.9831 | 18305.6539 | HE Air Cooled Chiller - All Compressor Types - 100 Tons | Lumber/Furniture/Pulp/Paper | Turnover
| IluNgsld224 | 33234.5575 | 7339.4894 | 0 | 0 | 40574.0469 | 65270.901 | 65270.901 | 17974.6992 | 83245.6002 | 83245.6002 | 101220.2994 | 0.4874 | 163639.5102 | 163639.5102 | 0.24795 | 96614.3395 | 30.9831 | 18305.6539 | HE Air Cooled Chiller - All Compressor Types - 100 Tons | Lumber/Furniture/Pulp/Paper | New
| ImeTgsld224 | 33234.5575 | 7339.4894 | 0 | 0 | 40574.0469 | 65270.901 | 65270.901 | 17974.6992 | 83245.6002 | 83245.6002 | 101220.2994 | 0.4874 | 163639.5102 | 163639.5102 | 0.24795 | 96614.3395 | 30.9831 | 18305.6539 | HE Air Cooled Chiller - All Compressor Types - 100 Tons | Metal Products and Machinery | Turnover
| ImeNgsld224 | 33234.5575 | 7339.4894 | 0 | 0 | 40574.0469 | 65270.901 | 65270.901 | 17974.6992 | 83245.6002 | 83245.6002 | 101220.2994 | 0.4874 | 163639.5102 | 163639.5102 | 0.24795 | 96614.3395 | 30.9831 | 18305.6539 | HE Air Cooled Chiller - All Compressor Types - 100 Tons | Metal Products and Machinery | New
| ImiTgsld224 | 33234.5575 | 7339.4894 | 0 | 0 | 40574.0469 | 65270.901 | 65270.901 | 17974.6992 | 83245.6002 | 83245.6002 | 101220.2994 | 0.4874 | 163639.5102 | 163639.5102 | 0.24795 | 96614.3395 | 30.9831 | 18305.6539 | HE Air Cooled Chiller - All Compressor Types - 100 Tons | Miscellaneous Manufacturing | Turnover
| ImiNgsld224 | 33234.5575 | 7339.4894 | 0 | 0 | 40574.0469 | 65270.901 | 65270.901 | 17974.6992 | 83245.6002 | 83245.6002 | 101220.2994 | 0.4874 | 163639.5102 | 163639.5102 | 0.24795 | 96614.3395 | 30.9831 | 18305.6539 | HE Air Cooled Chiller - All Compressor Types - 100 Tons | Miscellaneous Manufacturing | New
| IprTgsld224 | 33234.5575 | 7339.4894 | 0 | 0 | 40574.0469 | 65270.901 | 65270.901 | 17974.6992 | 83245.6002 | 83245.6002 | 101220.2994 | 0.4874 | 163639.5102 | 163639.5102 | 0.24795 | 96614.3395 | 30.9831 | 18305.6539 | HE Air Cooled Chiller - All Compressor Types - 100 Tons | Primary Resources Industries | Turnover
| IprNgsld224 | 33234.5575 | 7339.4894 | 0 | 0 | 40574.0469 | 65270.901 | 65270.901 | 17974.6992 | 83245.6002 | 83245.6002 | 101220.2994 | 0.4874 | 163639.5102 | 163639.5102 | 0.24795 | 96614.3395 | 30.9831 | 18305.6539 | HE Air Cooled Chiller - All Compressor Types - 100 Tons | Primary Resources Industries | New
| IstTgsld224 | 33234.5575 | 7339.4894 | 0 | 0 | 40574.0469 | 65270.901 | 65270.901 | 17974.6992 | 83245.6002 | 83245.6002 | 101220.2994 | 0.4874 | 163639.5102 | 163639.5102 | 0.24795 | 96614.3395 | 30.9831 | 18305.6539 | HE Air Cooled Chiller - All Compressor Types - 100 Tons | Stone/Clay/Glass/Concrete | Turnover
| IstNgsld224 | 33234.5575 | 7339.4894 | 0 | 0 | 40574.0469 | 65270.901 | 65270.901 | 17974.6992 | 83245.6002 | 83245.6002 | 101220.2994 | 0.4874 | 163639.5102 | 163639.5102 | 0.24795 | 96614.3395 | 30.9831 | 18305.6539 | HE Air Cooled Chiller - All Compressor Types - 100 Tons | Stone/Clay/Glass/Concrete | New
| IteTgsld224 | 33234.5575 | 7339.4894 | 0 | 0 | 40574.0469 | 65270.901 | 65270.901 | 17974.6992 | 83245.6002 | 83245.6002 | 101220.2994 | 0.4874 | 163639.5102 | 163639.5102 | 0.24795 | 96614.3395 | 30.9831 | 18305.6539 | HE Air Cooled Chiller - All Compressor Types - 100 Tons | Textiles and Leather | Turnover
| IteNgsld224 | 33234.5575 | 7339.4894 | 0 | 0 | 40574.0469 | 65270.901 | 65270.901 | 17974.6992 | 83245.6002 | 83245.6002 | 101220.2994 | 0.4874 | 163639.5102 | 163639.5102 | 0.24795 | 96614.3395 | 30.9831 | 18305.6539 | HE Air Cooled Chiller - All Compressor Types - 100 Tons | Textiles and Leather | New
| ItrTgsld224 | 33234.5575 | 7339.4894 | 0 | 0 | 40574.0469 | 65270.901 | 65270.901 | 17974.6992 | 83245.6002 | 83245.6002 | 101220.2994 | 0.4874 | 163639.5102 | 163639.5102 | 0.24795 | 96614.3395 | 30.9831 | 18305.6539 | HE Air Cooled Chiller - All Compressor Types - 100 Tons | Transportation Equipment | Turnover
| ItrNgsld224 | 33234.5575 | 7339.4894 | 0 | 0 | 40574.0469 | 65270.901 | 65270.901 | 17974.6992 | 83245.6002 | 83245.6002 | 101220.2994 | 0.4874 | 163639.5102 | 163639.5102 | 0.24795 | 96614.3395 | 30.9831 | 18305.6539 | HE Air Cooled Chiller - All Compressor Types - 100 Tons | Transportation Equipment | New
| IwaTgsld224 | 33234.5575 | 7339.4894 | 0 | 0 | 40574.0469 | 65270.901 | 65270.901 | 17974.6992 | 83245.6002 | 83245.6002 | 101220.2994 | 0.4874 | 163639.5102 | 163639.5102 | 0.24795 | 96614.3395 | 30.9831 | 18305.6539 | HE Air Cooled Chiller - All Compressor Types - 100 Tons | Water and Wastewater | Turnover
| IwaNgsld224 | 33234.5575 | 7339.4894 | 0 | 0 | 40574.0469 | 65270.901 | 65270.901 | 17974.6992 | 83245.6002 | 83245.6002 | 101220.2994 | 0.4874 | 163639.5102 | 163639.5102 | 0.24795 | 96614.3395 | 30.9831 | 18305.6539 | HE Air Cooled Chiller - All Compressor Types - 100 Tons | Water and Wastewater | New
| IagTgsld225 | 33234.5575 | 7339.4894 | 0 | 0 | 40574.0469 | 65270.901 | 65270.901 | 17974.6992 | 83245.6002 | 83245.6002 | 101220.2994 | 0.4874 | 63186.4815 | 63186.4815 | 0.64213 | 96614.3395 | 9.4695 | 4632.2675 | HE Air Cooled Chiller - All Compressor Types - 300 Tons | Agriculture and Assembly | Turnover
| IagNgsld225 | 33234.5575 | 7339.4894 | 0 | 0 | 40574.0469 | 65270.901 | 65270.901 | 17974.6992 | 83245.6002 | 83245.6002 | 101220.2994 | 0.4874 | 63186.4815 | 63186.4815 | 0.64213 | 96614.3395 | 9.4695 | 4632.2675 | HE Air Cooled Chiller - All Compressor Types - 300 Tons | Agriculture and Assembly | New
| IchTgsld225 | 33234.5575 | 7339.4894 | 0 | 0 | 40574.0469 | 65270.901 | 65270.901 | 17974.6992 | 83245.6002 | 83245.6002 | 101220.2994 | 0.4874 | 63186.4815 | 63186.4815 | 0.64213 | 96614.3395 | 9.4695 | 4632.2675 | HE Air Cooled Chiller - All Compressor Types - 300 Tons | Chemicals and Plastics | Turnover
| IchNgsld225 | 33234.5575 | 7339.4894 | 0 | 0 | 40574.0469 | 65270.901 | 65270.901 | 17974.6992 | 83245.6002 | 83245.6002 | 101220.2994 | 0.4874 | 63186.4815 | 63186.4815 | 0.64213 | 96614.3395 | 9.4695 | 4632.2675 | HE Air Cooled Chiller - All Compressor Types - 300 Tons | Chemicals and Plastics | New
| IcoTgsld225 | 33234.5575 | 7339.4894 | 0 | 0 | 40574.0469 | 65270.901 | 65270.901 | 17974.6992 | 83245.6002 | 83245.6002 | 101220.2994 | 0.4874 | 63186.4815 | 63186.4815 | 0.64213 | 96614.3395 | 9.4695 | 4632.2675 | HE Air Cooled Chiller - All Compressor Types - 300 Tons | Construction | Turnover
| IcoNgsld225 | 33234.5575 | 7339.4894 | 0 | 0 | 40574.0469 | 65270.901 | 65270.901 | 17974.6992 | 83245.6002 | 83245.6002 | 101220.2994 | 0.4874 | 63186.4815 | 63186.4815 | 0.64213 | 96614.3395 | 9.4695 | 4632.2675 | HE Air Cooled Chiller - All Compressor Types - 300 Tons | Construction | New
| IelTgsld225 | 33234.5575 | 7339.4894 | 0 | 0 | 40574.0469 | 65270.901 | 65270.901 | 17974.6992 | 83245.6002 | 83245.6002 | 101220.2994 | 0.4874 | 63186.4815 | 63186.4815 | 0.64213 | 96614.3395 | 9.4695 | 4632.2675 | HE Air Cooled Chiller - All Compressor Types - 300 Tons | Electrical and Electronic Equip. | Turnover
| IelNgsld225 | 33234.5575 | 7339.4894 | 0 | 0 | 40574.0469 | 65270.901 | 65270.901 | 17974.6992 | 83245.6002 | 83245.6002 | 101220.2994 | 0.4874 | 63186.4815 | 63186.4815 | 0.64213 | 96614.3395 | 9.4695 | 4632.2675 | HE Air Cooled Chiller - All Compressor Types - 300 Tons | Electrical and Electronic Equip. | New
| IluTgsld225 | 33234.5575 | 7339.4894 | 0 | 0 | 40574.0469 | 65270.901 | 65270.901 | 17974.6992 | 83245.6002 | 83245.6002 | 101220.2994 | 0.4874 | 63186.4815 | 63186.4815 | 0.64213 | 96614.3395 | 9.4695 | 4632.2675 | HE Air Cooled Chiller - All Compressor Types - 300 Tons | Lumber/Furniture/Pulp/Paper | Turnover
| IluNgsld225 | 33234.5575 | 7339.4894 | 0 | 0 | 40574.0469 | 65270.901 | 65270.901 | 17974.6992 | 83245.6002 | 83245.6002 | 101220.2994 | 0.4874 | 63186.4815 | 63186.4815 | 0.64213 | 96614.3395 | 9.4695 | 4632.2675 | HE Air Cooled Chiller - All Compressor Types - 300 Tons | Lumber/Furniture/Pulp/Paper | New
| ImeTgsld225 | 33234.5575 | 7339.4894 | 0 | 0 | 40574.0469 | 65270.901 | 65270.901 | 17974.6992 | 83245.6002 | 83245.6002 | 101220.2994 | 0.4874 | 63186.4815 | 63186.4815 | 0.64213 | 96614.3395 | 9.4695 | 4632.2675 | HE Air Cooled Chiller - All Compressor Types - 300 Tons | Metal Products and Machinery | Turnover
| ImeNgsld225 | 33234.5575 | 7339.4894 | 0 | 0 | 40574.0469 | 65270.901 | 65270.901 | 17974.6992 | 83245.6002 | 83245.6002 | 101220.2994 | 0.4874 | 63186.4815 | 63186.4815 | 0.64213 | 96614.3395 | 9.4695 | 4632.2675 | HE Air Cooled Chiller - All Compressor Types - 300 Tons | Metal Products and Machinery | New
| ImiTgsld225 | 33234.5575 | 7339.4894 | 0 | 0 | 40574.0469 | 65270.901 | 65270.901 | 17974.6992 | 83245.6002 | 83245.6002 | 101220.2994 | 0.4874 | 63186.4815 | 63186.4815 | 0.64213 | 96614.3395 | 9.4695 | 4632.2675 | HE Air Cooled Chiller - All Compressor Types - 300 Tons | Miscellaneous Manufacturing | Turnover
| ImiNgsld225 | 33234.5575 | 7339.4894 | 0 | 0 | 40574.0469 | 65270.901 | 65270.901 | 17974.6992 | 83245.6002 | 83245.6002 | 101220.2994 | 0.4874 | 63186.4815 | 63186.4815 | 0.64213 | 96614.3395 | 9.4695 | 4632.2675 | HE Air Cooled Chiller - All Compressor Types - 300 Tons | Miscellaneous Manufacturing | New
| IprTgsld225 | 33234.5575 | 7339.4894 | 0 | 0 | 40574.0469 | 65270.901 | 65270.901 | 17974.6992 | 83245.6002 | 83245.6002 | 101220.2994 | 0.4874 | 63186.4815 | 63186.4815 | 0.64213 | 96614.3395 | 9.4695 | 4632.2675 | HE Air Cooled Chiller - All Compressor Types - 300 Tons | Primary Resources Industries | Turnover
| IprNgsld225 | 33234.5575 | 7339.4894 | 0 | 0 | 40574.0469 | 65270.901 | 65270.901 | 17974.6992 | 83245.6002 | 83245.6002 | 101220.2994 | 0.4874 | 63186.4815 | 63186.4815 | 0.64213 | 96614.3395 | 9.4695 | 4632.2675 | HE Air Cooled Chiller - All Compressor Types - 300 Tons | Primary Resources Industries | New
| IstTgsld225 | 33234.5575 | 7339.4894 | 0 | 0 | 40574.0469 | 65270.901 | 65270.901 | 17974.6992 | 83245.6002 | 83245.6002 | 101220.2994 | 0.4874 | 63186.4815 | 63186.4815 | 0.64213 | 96614.3395 | 9.4695 | 4632.2675 | HE Air Cooled Chiller - All Compressor Types - 300 Tons | Stone/Clay/Glass/Concrete | Turnover
| IstNgsld225 | 33234.5575 | 7339.4894 | 0 | 0 | 40574.0469 | 65270.901 | 65270.901 | 17974.6992 | 83245.6002 | 83245.6002 | 101220.2994 | 0.4874 | 63186.4815 | 63186.4815 | 0.64213 | 96614.3395 | 9.4695 | 4632.2675 | HE Air Cooled Chiller - All Compressor Types - 300 Tons | Stone/Clay/Glass/Concrete | New
| IteTgsld225 | 33234.5575 | 7339.4894 | 0 | 0 | 40574.0469 | 65270.901 | 65270.901 | 17974.6992 | 83245.6002 | 83245.6002 | 101220.2994 | 0.4874 | 63186.4815 | 63186.4815 | 0.64213 | 96614.3395 | 9.4695 | 4632.2675 | HE Air Cooled Chiller - All Compressor Types - 300 Tons | Textiles and Leather | Turnover
| IteNgsld225 | 33234.5575 | 7339.4894 | 0 | 0 | 40574.0469 | 65270.901 | 65270.901 | 17974.6992 | 83245.6002 | 83245.6002 | 101220.2994 | 0.4874 | 63186.4815 | 63186.4815 | 0.64213 | 96614.3395 | 9.4695 | 4632.2675 | HE Air Cooled Chiller - All Compressor Types - 300 Tons | Textiles and Leather | New
| ItrTgsld225 | 33234.5575 | 7339.4894 | 0 | 0 | 40574.0469 | 65270.901 | 65270.901 | 17974.6992 | 83245.6002 | 83245.6002 | 101220.2994 | 0.4874 | 63186.4815 | 63186.4815 | 0.64213 | 96614.3395 | 9.4695 | 4632.2675 | HE Air Cooled Chiller - All Compressor Types - 300 Tons | Transportation Equipment | Turnover
| ItrNgsld225 | 33234.5575 | 7339.4894 | 0 | 0 | 40574.0469 | 65270.901 | 65270.901 | 17974.6992 | 83245.6002 | 83245.6002 | 101220.2994 | 0.4874 | 63186.4815 | 63186.4815 | 0.64213 | 96614.3395 | 9.4695 | 4632.2675 | HE Air Cooled Chiller - All Compressor Types - 300 Tons | Transportation Equipment | New
| IwaTgsld225 | 33234.5575 | 7339.4894 | 0 | 0 | 40574.0469 | 65270.901 | 65270.901 | 17974.6992 | 83245.6002 | 83245.6002 | 101220.2994 | 0.4874 | 63186.4815 | 63186.4815 | 0.64213 | 96614.3395 | 9.4695 | 4632.2675 | HE Air Cooled Chiller - All Compressor Types - 300 Tons | Water and Wastewater | Turnover
| IwaNgsld225 | 33234.5575 | 7339.4894 | 0 | 0 | 40574.0469 | 65270.901 | 65270.901 | 17974.6992 | 83245.6002 | 83245.6002 | 101220.2994 | 0.4874 | 63186.4815 | 63186.4815 | 0.64213 | 96614.3395 | 9.4695 | 4632.2675 | HE Air Cooled Chiller - All Compressor Types - 300 Tons | Water and Wastewater | New
| IagTgsld226 | 33234.5575 | 7339.4894 | 0 | 0 | 40574.0469 | 65270.901 | 65270.901 | 17974.6992 | 83245.6002 | 83245.6002 | 101220.2994 | 0.4874 | 163909.0814 | 163909.0814 | 0.24754 | 96614.3395 | 24.5644 | 14226.1114 | HE DX 11.25-20.0 Tons Elec Heat | Agriculture and Assembly | Turnover
| IagNgsld226 | 33234.5575 | 7339.4894 | 0 | 0 | 40574.0469 | 65270.901 | 65270.901 | 17974.6992 | 83245.6002 | 83245.6002 | 101220.2994 | 0.4874 | 163909.0814 | 163909.0814 | 0.24754 | 96614.3395 | 24.5644 | 14226.1114 | HE DX 11.25-20.0 Tons Elec Heat | Agriculture and Assembly | New
| IchTgsld226 | 33234.5575 | 7339.4894 | 0 | 0 | 40574.0469 | 65270.901 | 65270.901 | 17974.6992 | 83245.6002 | 83245.6002 | 101220.2994 | 0.4874 | 163909.0814 | 163909.0814 | 0.24754 | 96614.3395 | 24.5644 | 14226.1114 | HE DX 11.25-20.0 Tons Elec Heat | Chemicals and Plastics | Turnover
| IchNgsld226 | 33234.5575 | 7339.4894 | 0 | 0 | 40574.0469 | 65270.901 | 65270.901 | 17974.6992 | 83245.6002 | 83245.6002 | 101220.2994 | 0.4874 | 163909.0814 | 163909.0814 | 0.24754 | 96614.3395 | 24.5644 | 14226.1114 | HE DX 11.25-20.0 Tons Elec Heat | Chemicals and Plastics | New
| IcoTgsld226 | 33234.5575 | 7339.4894 | 0 | 0 | 40574.0469 | 65270.901 | 65270.901 | 17974.6992 | 83245.6002 | 83245.6002 | 101220.2994 | 0.4874 | 163909.0814 | 163909.0814 | 0.24754 | 96614.3395 | 24.5644 | 14226.1114 | HE DX 11.25-20.0 Tons Elec Heat | Construction | Turnover
| IcoNgsld226 | 33234.5575 | 7339.4894 | 0 | 0 | 40574.0469 | 65270.901 | 65270.901 | 17974.6992 | 83245.6002 | 83245.6002 | 101220.2994 | 0.4874 | 163909.0814 | 163909.0814 | 0.24754 | 96614.3395 | 24.5644 | 14226.1114 | HE DX 11.25-20.0 Tons Elec Heat | Construction | New
| IelTgsld226 | 33234.5575 | 7339.4894 | 0 | 0 | 40574.0469 | 65270.901 | 65270.901 | 17974.6992 | 83245.6002 | 83245.6002 | 101220.2994 | 0.4874 | 163909.0814 | 163909.0814 | 0.24754 | 96614.3395 | 24.5644 | 14226.1114 | HE DX 11.25-20.0 Tons Elec Heat | Electrical and Electronic Equip. | Turnover
| IelNgsld226 | 33234.5575 | 7339.4894 | 0 | 0 | 40574.0469 | 65270.901 | 65270.901 | 17974.6992 | 83245.6002 | 83245.6002 | 101220.2994 | 0.4874 | 163909.0814 | 163909.0814 | 0.24754 | 96614.3395 | 24.5644 | 14226.1114 | HE DX 11.25-20.0 Tons Elec Heat | Electrical and Electronic Equip. | New
| IluTgsld226 | 33234.5575 | 7339.4894 | 0 | 0 | 40574.0469 | 65270.901 | 65270.901 | 17974.6992 | 83245.6002 | 83245.6002 | 101220.2994 | 0.4874 | 163909.0814 | 163909.0814 | 0.24754 | 96614.3395 | 24.5644 | 14226.1114 | HE DX 11.25-20.0 Tons Elec Heat | Lumber/Furniture/Pulp/Paper | Turnover
| IluNgsld226 | 33234.5575 | 7339.4894 | 0 | 0 | 40574.0469 | 65270.901 | 65270.901 | 17974.6992 | 83245.6002 | 83245.6002 | 101220.2994 | 0.4874 | 163909.0814 | 163909.0814 | 0.24754 | 96614.3395 | 24.5644 | 14226.1114 | HE DX 11.25-20.0 Tons Elec Heat | Lumber/Furniture/Pulp/Paper | New
| ImeTgsld226 | 33234.5575 | 7339.4894 | 0 | 0 | 40574.0469 | 65270.901 | 65270.901 | 17974.6992 | 83245.6002 | 83245.6002 | 101220.2994 | 0.4874 | 163909.0814 | 163909.0814 | 0.24754 | 96614.3395 | 24.5644 | 14226.1114 | HE DX 11.25-20.0 Tons Elec Heat | Metal Products and Machinery | Turnover
| ImeNgsld226 | 33234.5575 | 7339.4894 | 0 | 0 | 40574.0469 | 65270.901 | 65270.901 | 17974.6992 | 83245.6002 | 83245.6002 | 101220.2994 | 0.4874 | 163909.0814 | 163909.0814 | 0.24754 | 96614.3395 | 24.5644 | 14226.1114 | HE DX 11.25-20.0 Tons Elec Heat | Metal Products and Machinery | New
| ImiTgsld226 | 33234.5575 | 7339.4894 | 0 | 0 | 40574.0469 | 65270.901 | 65270.901 | 17974.6992 | 83245.6002 | 83245.6002 | 101220.2994 | 0.4874 | 163909.0814 | 163909.0814 | 0.24754 | 96614.3395 | 24.5644 | 14226.1114 | HE DX 11.25-20.0 Tons Elec Heat | Miscellaneous Manufacturing | Turnover
| ImiNgsld226 | 33234.5575 | 7339.4894 | 0 | 0 | 40574.0469 | 65270.901 | 65270.901 | 17974.6992 | 83245.6002 | 83245.6002 | 101220.2994 | 0.4874 | 163909.0814 | 163909.0814 | 0.24754 | 96614.3395 | 24.5644 | 14226.1114 | HE DX 11.25-20.0 Tons Elec Heat | Miscellaneous Manufacturing | New
| IprTgsld226 | 33234.5575 | 7339.4894 | 0 | 0 | 40574.0469 | 65270.901 | 65270.901 | 17974.6992 | 83245.6002 | 83245.6002 | 101220.2994 | 0.4874 | 163909.0814 | 163909.0814 | 0.24754 | 96614.3395 | 24.5644 | 14226.1114 | HE DX 11.25-20.0 Tons Elec Heat | Primary Resources Industries | Turnover
| IprNgsld226 | 33234.5575 | 7339.4894 | 0 | 0 | 40574.0469 | 65270.901 | 65270.901 | 17974.6992 | 83245.6002 | 83245.6002 | 101220.2994 | 0.4874 | 163909.0814 | 163909.0814 | 0.24754 | 96614.3395 | 24.5644 | 14226.1114 | HE DX 11.25-20.0 Tons Elec Heat | Primary Resources Industries | New
| IstTgsld226 | 33234.5575 | 7339.4894 | 0 | 0 | 40574.0469 | 65270.901 | 65270.901 | 17974.6992 | 83245.6002 | 83245.6002 | 101220.2994 | 0.4874 | 163909.0814 | 163909.0814 | 0.24754 | 96614.3395 | 24.5644 | 14226.1114 | HE DX 11.25-20.0 Tons Elec Heat | Stone/Clay/Glass/Concrete | Turnover
| IstNgsld226 | 33234.5575 | 7339.4894 | 0 | 0 | 40574.0469 | 65270.901 | 65270.901 | 17974.6992 | 83245.6002 | 83245.6002 | 101220.2994 | 0.4874 | 163909.0814 | 163909.0814 | 0.24754 | 96614.3395 | 24.5644 | 14226.1114 | HE DX 11.25-20.0 Tons Elec Heat | Stone/Clay/Glass/Concrete | New
| IteTgsld226 | 33234.5575 | 7339.4894 | 0 | 0 | 40574.0469 | 65270.901 | 65270.901 | 17974.6992 | 83245.6002 | 83245.6002 | 101220.2994 | 0.4874 | 163909.0814 | 163909.0814 | 0.24754 | 96614.3395 | 24.5644 | 14226.1114 | HE DX 11.25-20.0 Tons Elec Heat | Textiles and Leather | Turnover
| IteNgsld226 | 33234.5575 | 7339.4894 | 0 | 0 | 40574.0469 | 65270.901 | 65270.901 | 17974.6992 | 83245.6002 | 83245.6002 | 101220.2994 | 0.4874 | 163909.0814 | 163909.0814 | 0.24754 | 96614.3395 | 24.5644 | 14226.1114 | HE DX 11.25-20.0 Tons Elec Heat | Textiles and Leather | New
| ItrTgsld226 | 33234.5575 | 7339.4894 | 0 | 0 | 40574.0469 | 65270.901 | 65270.901 | 17974.6992 | 83245.6002 | 83245.6002 | 101220.2994 | 0.4874 | 163909.0814 | 163909.0814 | 0.24754 | 96614.3395 | 24.5644 | 14226.1114 | HE DX 11.25-20.0 Tons Elec Heat | Transportation Equipment | Turnover
| ItrNgsld226 | 33234.5575 | 7339.4894 | 0 | 0 | 40574.0469 | 65270.901 | 65270.901 | 17974.6992 | 83245.6002 | 83245.6002 | 101220.2994 | 0.4874 | 163909.0814 | 163909.0814 | 0.24754 | 96614.3395 | 24.5644 | 14226.1114 | HE DX 11.25-20.0 Tons Elec Heat | Transportation Equipment | New
| IwaTgsld226 | 33234.5575 | 7339.4894 | 0 | 0 | 40574.0469 | 65270.901 | 65270.901 | 17974.6992 | 83245.6002 | 83245.6002 | 101220.2994 | 0.4874 | 163909.0814 | 163909.0814 | 0.24754 | 96614.3395 | 24.5644 | 14226.1114 | HE DX 11.25-20.0 Tons Elec Heat | Water and Wastewater | Turnover
| IwaNgsld226 | 33234.5575 | 7339.4894 | 0 | 0 | 40574.0469 | 65270.901 | 65270.901 | 17974.6992 | 83245.6002 | 83245.6002 | 101220.2994 | 0.4874 | 163909.0814 | 163909.0814 | 0.24754 | 96614.3395 | 24.5644 | 14226.1114 | HE DX 11.25-20.0 Tons Elec Heat | Water and Wastewater | New
| IagTgsld227 | 33234.5575 | 7339.4894 | 0 | 0 | 40574.0469 | 65270.901 | 65270.901 | 17974.6992 | 83245.6002 | 83245.6002 | 101220.2994 | 0.4874 | 169545.7292 | 169545.7292 | 0.23931 | 96614.3395 | 25.4091 | 14763.0031 | HE DX 11.25-20.0 Tons Other Heat | Agriculture and Assembly | Turnover
| IagNgsld227 | 33234.5575 | 7339.4894 | 0 | 0 | 40574.0469 | 65270.901 | 65270.901 | 17974.6992 | 83245.6002 | 83245.6002 | 101220.2994 | 0.4874 | 169545.7292 | 169545.7292 | 0.23931 | 96614.3395 | 25.4091 | 14763.0031 | HE DX 11.25-20.0 Tons Other Heat | Agriculture and Assembly | New
| IchTgsld227 | 33234.5575 | 7339.4894 | 0 | 0 | 40574.0469 | 65270.901 | 65270.901 | 17974.6992 | 83245.6002 | 83245.6002 | 101220.2994 | 0.4874 | 169545.7292 | 169545.7292 | 0.23931 | 96614.3395 | 25.4091 | 14763.0031 | HE DX 11.25-20.0 Tons Other Heat | Chemicals and Plastics | Turnover
| IchNgsld227 | 33234.5575 | 7339.4894 | 0 | 0 | 40574.0469 | 65270.901 | 65270.901 | 17974.6992 | 83245.6002 | 83245.6002 | 101220.2994 | 0.4874 | 169545.7292 | 169545.7292 | 0.23931 | 96614.3395 | 25.4091 | 14763.0031 | HE DX 11.25-20.0 Tons Other Heat | Chemicals and Plastics | New
| IcoTgsld227 | 33234.5575 | 7339.4894 | 0 | 0 | 40574.0469 | 65270.901 | 65270.901 | 17974.6992 | 83245.6002 | 83245.6002 | 101220.2994 | 0.4874 | 169545.7292 | 169545.7292 | 0.23931 | 96614.3395 | 25.4091 | 14763.0031 | HE DX 11.25-20.0 Tons Other Heat | Construction | Turnover
| IcoNgsld227 | 33234.5575 | 7339.4894 | 0 | 0 | 40574.0469 | 65270.901 | 65270.901 | 17974.6992 | 83245.6002 | 83245.6002 | 101220.2994 | 0.4874 | 169545.7292 | 169545.7292 | 0.23931 | 96614.3395 | 25.4091 | 14763.0031 | HE DX 11.25-20.0 Tons Other Heat | Construction | New
| IelTgsld227 | 33234.5575 | 7339.4894 | 0 | 0 | 40574.0469 | 65270.901 | 65270.901 | 17974.6992 | 83245.6002 | 83245.6002 | 101220.2994 | 0.4874 | 169545.7292 | 169545.7292 | 0.23931 | 96614.3395 | 25.4091 | 14763.0031 | HE DX 11.25-20.0 Tons Other Heat | Electrical and Electronic Equip. | Turnover
| IelNgsld227 | 33234.5575 | 7339.4894 | 0 | 0 | 40574.0469 | 65270.901 | 65270.901 | 17974.6992 | 83245.6002 | 83245.6002 | 101220.2994 | 0.4874 | 169545.7292 | 169545.7292 | 0.23931 | 96614.3395 | 25.4091 | 14763.0031 | HE DX 11.25-20.0 Tons Other Heat | Electrical and Electronic Equip. | New
| IluTgsld227 | 33234.5575 | 7339.4894 | 0 | 0 | 40574.0469 | 65270.901 | 65270.901 | 17974.6992 | 83245.6002 | 83245.6002 | 101220.2994 | 0.4874 | 169545.7292 | 169545.7292 | 0.23931 | 96614.3395 | 25.4091 | 14763.0031 | HE DX 11.25-20.0 Tons Other Heat | Lumber/Furniture/Pulp/Paper | Turnover
| IluNgsld227 | 33234.5575 | 7339.4894 | 0 | 0 | 40574.0469 | 65270.901 | 65270.901 | 17974.6992 | 83245.6002 | 83245.6002 | 101220.2994 | 0.4874 | 169545.7292 | 169545.7292 | 0.23931 | 96614.3395 | 25.4091 | 14763.0031 | HE DX 11.25-20.0 Tons Other Heat | Lumber/Furniture/Pulp/Paper | New
| ImeTgsld227 | 33234.5575 | 7339.4894 | 0 | 0 | 40574.0469 | 65270.901 | 65270.901 | 17974.6992 | 83245.6002 | 83245.6002 | 101220.2994 | 0.4874 | 169545.7292 | 169545.7292 | 0.23931 | 96614.3395 | 25.4091 | 14763.0031 | HE DX 11.25-20.0 Tons Other Heat | Metal Products and Machinery | Turnover
| ImeNgsld227 | 33234.5575 | 7339.4894 | 0 | 0 | 40574.0469 | 65270.901 | 65270.901 | 17974.6992 | 83245.6002 | 83245.6002 | 101220.2994 | 0.4874 | 169545.7292 | 169545.7292 | 0.23931 | 96614.3395 | 25.4091 | 14763.0031 | HE DX 11.25-20.0 Tons Other Heat | Metal Products and Machinery | New
| ImiTgsld227 | 33234.5575 | 7339.4894 | 0 | 0 | 40574.0469 | 65270.901 | 65270.901 | 17974.6992 | 83245.6002 | 83245.6002 | 101220.2994 | 0.4874 | 169545.7292 | 169545.7292 | 0.23931 | 96614.3395 | 25.4091 | 14763.0031 | HE DX 11.25-20.0 Tons Other Heat | Miscellaneous Manufacturing | Turnover
| ImiNgsld227 | 33234.5575 | 7339.4894 | 0 | 0 | 40574.0469 | 65270.901 | 65270.901 | 17974.6992 | 83245.6002 | 83245.6002 | 101220.2994 | 0.4874 | 169545.7292 | 169545.7292 | 0.23931 | 96614.3395 | 25.4091 | 14763.0031 | HE DX 11.25-20.0 Tons Other Heat | Miscellaneous Manufacturing | New
| IprTgsld227 | 33234.5575 | 7339.4894 | 0 | 0 | 40574.0469 | 65270.901 | 65270.901 | 17974.6992 | 83245.6002 | 83245.6002 | 101220.2994 | 0.4874 | 169545.7292 | 169545.7292 | 0.23931 | 96614.3395 | 25.4091 | 14763.0031 | HE DX 11.25-20.0 Tons Other Heat | Primary Resources Industries | Turnover
| IprNgsld227 | 33234.5575 | 7339.4894 | 0 | 0 | 40574.0469 | 65270.901 | 65270.901 | 17974.6992 | 83245.6002 | 83245.6002 | 101220.2994 | 0.4874 | 169545.7292 | 169545.7292 | 0.23931 | 96614.3395 | 25.4091 | 14763.0031 | HE DX 11.25-20.0 Tons Other Heat | Primary Resources Industries | New
| IstTgsld227 | 33234.5575 | 7339.4894 | 0 | 0 | 40574.0469 | 65270.901 | 65270.901 | 17974.6992 | 83245.6002 | 83245.6002 | 101220.2994 | 0.4874 | 169545.7292 | 169545.7292 | 0.23931 | 96614.3395 | 25.4091 | 14763.0031 | HE DX 11.25-20.0 Tons Other Heat | Stone/Clay/Glass/Concrete | Turnover
| IstNgsld227 | 33234.5575 | 7339.4894 | 0 | 0 | 40574.0469 | 65270.901 | 65270.901 | 17974.6992 | 83245.6002 | 83245.6002 | 101220.2994 | 0.4874 | 169545.7292 | 169545.7292 | 0.23931 | 96614.3395 | 25.4091 | 14763.0031 | HE DX 11.25-20.0 Tons Other Heat | Stone/Clay/Glass/Concrete | New
| IteTgsld227 | 33234.5575 | 7339.4894 | 0 | 0 | 40574.0469 | 65270.901 | 65270.901 | 17974.6992 | 83245.6002 | 83245.6002 | 101220.2994 | 0.4874 | 169545.7292 | 169545.7292 | 0.23931 | 96614.3395 | 25.4091 | 14763.0031 | HE DX 11.25-20.0 Tons Other Heat | Textiles and Leather | Turnover
| IteNgsld227 | 33234.5575 | 7339.4894 | 0 | 0 | 40574.0469 | 65270.901 | 65270.901 | 17974.6992 | 83245.6002 | 83245.6002 | 101220.2994 | 0.4874 | 169545.7292 | 169545.7292 | 0.23931 | 96614.3395 | 25.4091 | 14763.0031 | HE DX 11.25-20.0 Tons Other Heat | Textiles and Leather | New
| ItrTgsld227 | 33234.5575 | 7339.4894 | 0 | 0 | 40574.0469 | 65270.901 | 65270.901 | 17974.6992 | 83245.6002 | 83245.6002 | 101220.2994 | 0.4874 | 169545.7292 | 169545.7292 | 0.23931 | 96614.3395 | 25.4091 | 14763.0031 | HE DX 11.25-20.0 Tons Other Heat | Transportation Equipment | Turnover
| ItrNgsld227 | 33234.5575 | 7339.4894 | 0 | 0 | 40574.0469 | 65270.901 | 65270.901 | 17974.6992 | 83245.6002 | 83245.6002 | 101220.2994 | 0.4874 | 169545.7292 | 169545.7292 | 0.23931 | 96614.3395 | 25.4091 | 14763.0031 | HE DX 11.25-20.0 Tons Other Heat | Transportation Equipment | New
| IwaTgsld227 | 33234.5575 | 7339.4894 | 0 | 0 | 40574.0469 | 65270.901 | 65270.901 | 17974.6992 | 83245.6002 | 83245.6002 | 101220.2994 | 0.4874 | 169545.7292 | 169545.7292 | 0.23931 | 96614.3395 | 25.4091 | 14763.0031 | HE DX 11.25-20.0 Tons Other Heat | Water and Wastewater | Turnover
| IwaNgsld227 | 33234.5575 | 7339.4894 | 0 | 0 | 40574.0469 | 65270.901 | 65270.901 | 17974.6992 | 83245.6002 | 83245.6002 | 101220.2994 | 0.4874 | 169545.7292 | 169545.7292 | 0.23931 | 96614.3395 | 25.4091 | 14763.0031 | HE DX 11.25-20.0 Tons Other Heat | Water and Wastewater | New
| IagTgsld228 | 33234.5575 | 7339.4894 | 0 | 0 | 40574.0469 | 65270.901 | 65270.901 | 17974.6992 | 83245.6002 | 83245.6002 | 101220.2994 | 0.4874 | 110214.5767 | 110214.5767 | 0.36814 | 96614.3395 | 16.5174 | 9111.7011 | HE DX 5.4-11.25 Tons Elect Heat | Agriculture and Assembly | Turnover
| IagNgsld228 | 33234.5575 | 7339.4894 | 0 | 0 | 40574.0469 | 65270.901 | 65270.901 | 17974.6992 | 83245.6002 | 83245.6002 | 101220.2994 | 0.4874 | 110214.5767 | 110214.5767 | 0.36814 | 96614.3395 | 16.5174 | 9111.7011 | HE DX 5.4-11.25 Tons Elect Heat | Agriculture and Assembly | New
| IchTgsld228 | 33234.5575 | 7339.4894 | 0 | 0 | 40574.0469 | 65270.901 | 65270.901 | 17974.6992 | 83245.6002 | 83245.6002 | 101220.2994 | 0.4874 | 110214.5767 | 110214.5767 | 0.36814 | 96614.3395 | 16.5174 | 9111.7011 | HE DX 5.4-11.25 Tons Elect Heat | Chemicals and Plastics | Turnover
| IchNgsld228 | 33234.5575 | 7339.4894 | 0 | 0 | 40574.0469 | 65270.901 | 65270.901 | 17974.6992 | 83245.6002 | 83245.6002 | 101220.2994 | 0.4874 | 110214.5767 | 110214.5767 | 0.36814 | 96614.3395 | 16.5174 | 9111.7011 | HE DX 5.4-11.25 Tons Elect Heat | Chemicals and Plastics | New
| IcoTgsld228 | 33234.5575 | 7339.4894 | 0 | 0 | 40574.0469 | 65270.901 | 65270.901 | 17974.6992 | 83245.6002 | 83245.6002 | 101220.2994 | 0.4874 | 110214.5767 | 110214.5767 | 0.36814 | 96614.3395 | 16.5174 | 9111.7011 | HE DX 5.4-11.25 Tons Elect Heat | Construction | Turnover
| IcoNgsld228 | 33234.5575 | 7339.4894 | 0 | 0 | 40574.0469 | 65270.901 | 65270.901 | 17974.6992 | 83245.6002 | 83245.6002 | 101220.2994 | 0.4874 | 110214.5767 | 110214.5767 | 0.36814 | 96614.3395 | 16.5174 | 9111.7011 | HE DX 5.4-11.25 Tons Elect Heat | Construction | New
| IelTgsld228 | 33234.5575 | 7339.4894 | 0 | 0 | 40574.0469 | 65270.901 | 65270.901 | 17974.6992 | 83245.6002 | 83245.6002 | 101220.2994 | 0.4874 | 110214.5767 | 110214.5767 | 0.36814 | 96614.3395 | 16.5174 | 9111.7011 | HE DX 5.4-11.25 Tons Elect Heat | Electrical and Electronic Equip. | Turnover
| IelNgsld228 | 33234.5575 | 7339.4894 | 0 | 0 | 40574.0469 | 65270.901 | 65270.901 | 17974.6992 | 83245.6002 | 83245.6002 | 101220.2994 | 0.4874 | 110214.5767 | 110214.5767 | 0.36814 | 96614.3395 | 16.5174 | 9111.7011 | HE DX 5.4-11.25 Tons Elect Heat | Electrical and Electronic Equip. | New
| IluTgsld228 | 33234.5575 | 7339.4894 | 0 | 0 | 40574.0469 | 65270.901 | 65270.901 | 17974.6992 | 83245.6002 | 83245.6002 | 101220.2994 | 0.4874 | 110214.5767 | 110214.5767 | 0.36814 | 96614.3395 | 16.5174 | 9111.7011 | HE DX 5.4-11.25 Tons Elect Heat | Lumber/Furniture/Pulp/Paper | Turnover
| IluNgsld228 | 33234.5575 | 7339.4894 | 0 | 0 | 40574.0469 | 65270.901 | 65270.901 | 17974.6992 | 83245.6002 | 83245.6002 | 101220.2994 | 0.4874 | 110214.5767 | 110214.5767 | 0.36814 | 96614.3395 | 16.5174 | 9111.7011 | HE DX 5.4-11.25 Tons Elect Heat | Lumber/Furniture/Pulp/Paper | New
| ImeTgsld228 | 33234.5575 | 7339.4894 | 0 | 0 | 40574.0469 | 65270.901 | 65270.901 | 17974.6992 | 83245.6002 | 83245.6002 | 101220.2994 | 0.4874 | 110214.5767 | 110214.5767 | 0.36814 | 96614.3395 | 16.5174 | 9111.7011 | HE DX 5.4-11.25 Tons Elect Heat | Metal Products and Machinery | Turnover
| ImeNgsld228 | 33234.5575 | 7339.4894 | 0 | 0 | 40574.0469 | 65270.901 | 65270.901 | 17974.6992 | 83245.6002 | 83245.6002 | 101220.2994 | 0.4874 | 110214.5767 | 110214.5767 | 0.36814 | 96614.3395 | 16.5174 | 9111.7011 | HE DX 5.4-11.25 Tons Elect Heat | Metal Products and Machinery | New
| ImiTgsld228 | 33234.5575 | 7339.4894 | 0 | 0 | 40574.0469 | 65270.901 | 65270.901 | 17974.6992 | 83245.6002 | 83245.6002 | 101220.2994 | 0.4874 | 110214.5767 | 110214.5767 | 0.36814 | 96614.3395 | 16.5174 | 9111.7011 | HE DX 5.4-11.25 Tons Elect Heat | Miscellaneous Manufacturing | Turnover
| ImiNgsld228 | 33234.5575 | 7339.4894 | 0 | 0 | 40574.0469 | 65270.901 | 65270.901 | 17974.6992 | 83245.6002 | 83245.6002 | 101220.2994 | 0.4874 | 110214.5767 | 110214.5767 | 0.36814 | 96614.3395 | 16.5174 | 9111.7011 | HE DX 5.4-11.25 Tons Elect Heat | Miscellaneous Manufacturing | New
| IprTgsld228 | 33234.5575 | 7339.4894 | 0 | 0 | 40574.0469 | 65270.901 | 65270.901 | 17974.6992 | 83245.6002 | 83245.6002 | 101220.2994 | 0.4874 | 110214.5767 | 110214.5767 | 0.36814 | 96614.3395 | 16.5174 | 9111.7011 | HE DX 5.4-11.25 Tons Elect Heat | Primary Resources Industries | Turnover
| IprNgsld228 | 33234.5575 | 7339.4894 | 0 | 0 | 40574.0469 | 65270.901 | 65270.901 | 17974.6992 | 83245.6002 | 83245.6002 | 101220.2994 | 0.4874 | 110214.5767 | 110214.5767 | 0.36814 | 96614.3395 | 16.5174 | 9111.7011 | HE DX 5.4-11.25 Tons Elect Heat | Primary Resources Industries | New
| IstTgsld228 | 33234.5575 | 7339.4894 | 0 | 0 | 40574.0469 | 65270.901 | 65270.901 | 17974.6992 | 83245.6002 | 83245.6002 | 101220.2994 | 0.4874 | 110214.5767 | 110214.5767 | 0.36814 | 96614.3395 | 16.5174 | 9111.7011 | HE DX 5.4-11.25 Tons Elect Heat | Stone/Clay/Glass/Concrete | Turnover
| IstNgsld228 | 33234.5575 | 7339.4894 | 0 | 0 | 40574.0469 | 65270.901 | 65270.901 | 17974.6992 | 83245.6002 | 83245.6002 | 101220.2994 | 0.4874 | 110214.5767 | 110214.5767 | 0.36814 | 96614.3395 | 16.5174 | 9111.7011 | HE DX 5.4-11.25 Tons Elect Heat | Stone/Clay/Glass/Concrete | New
| IteTgsld228 | 33234.5575 | 7339.4894 | 0 | 0 | 40574.0469 | 65270.901 | 65270.901 | 17974.6992 | 83245.6002 | 83245.6002 | 101220.2994 | 0.4874 | 110214.5767 | 110214.5767 | 0.36814 | 96614.3395 | 16.5174 | 9111.7011 | HE DX 5.4-11.25 Tons Elect Heat | Textiles and Leather | Turnover
| IteNgsld228 | 33234.5575 | 7339.4894 | 0 | 0 | 40574.0469 | 65270.901 | 65270.901 | 17974.6992 | 83245.6002 | 83245.6002 | 101220.2994 | 0.4874 | 110214.5767 | 110214.5767 | 0.36814 | 96614.3395 | 16.5174 | 9111.7011 | HE DX 5.4-11.25 Tons Elect Heat | Textiles and Leather | New
| ItrTgsld228 | 33234.5575 | 7339.4894 | 0 | 0 | 40574.0469 | 65270.901 | 65270.901 | 17974.6992 | 83245.6002 | 83245.6002 | 101220.2994 | 0.4874 | 110214.5767 | 110214.5767 | 0.36814 | 96614.3395 | 16.5174 | 9111.7011 | HE DX 5.4-11.25 Tons Elect Heat | Transportation Equipment | Turnover
| ItrNgsld228 | 33234.5575 | 7339.4894 | 0 | 0 | 40574.0469 | 65270.901 | 65270.901 | 17974.6992 | 83245.6002 | 83245.6002 | 101220.2994 | 0.4874 | 110214.5767 | 110214.5767 | 0.36814 | 96614.3395 | 16.5174 | 9111.7011 | HE DX 5.4-11.25 Tons Elect Heat | Transportation Equipment | New
| IwaTgsld228 | 33234.5575 | 7339.4894 | 0 | 0 | 40574.0469 | 65270.901 | 65270.901 | 17974.6992 | 83245.6002 | 83245.6002 | 101220.2994 | 0.4874 | 110214.5767 | 110214.5767 | 0.36814 | 96614.3395 | 16.5174 | 9111.7011 | HE DX 5.4-11.25 Tons Elect Heat | Water and Wastewater | Turnover
| IwaNgsld228 | 33234.5575 | 7339.4894 | 0 | 0 | 40574.0469 | 65270.901 | 65270.901 | 17974.6992 | 83245.6002 | 83245.6002 | 101220.2994 | 0.4874 | 110214.5767 | 110214.5767 | 0.36814 | 96614.3395 | 16.5174 | 9111.7011 | HE DX 5.4-11.25 Tons Elect Heat | Water and Wastewater | New
| IagTgsld229 | 33234.5575 | 7339.4894 | 0 | 0 | 40574.0469 | 65270.901 | 65270.901 | 17974.6992 | 83245.6002 | 83245.6002 | 101220.2994 | 0.4874 | 112583.2161 | 112583.2161 | 0.36039 | 96614.3395 | 16.8724 | 9337.3142 | HE DX 5.4-11.25 Tons Other Heat | Agriculture and Assembly | Turnover
| IagNgsld229 | 33234.5575 | 7339.4894 | 0 | 0 | 40574.0469 | 65270.901 | 65270.901 | 17974.6992 | 83245.6002 | 83245.6002 | 101220.2994 | 0.4874 | 112583.2161 | 112583.2161 | 0.36039 | 96614.3395 | 16.8724 | 9337.3142 | HE DX 5.4-11.25 Tons Other Heat | Agriculture and Assembly | New
| IchTgsld229 | 33234.5575 | 7339.4894 | 0 | 0 | 40574.0469 | 65270.901 | 65270.901 | 17974.6992 | 83245.6002 | 83245.6002 | 101220.2994 | 0.4874 | 112583.2161 | 112583.2161 | 0.36039 | 96614.3395 | 16.8724 | 9337.3142 | HE DX 5.4-11.25 Tons Other Heat | Chemicals and Plastics | Turnover
| IchNgsld229 | 33234.5575 | 7339.4894 | 0 | 0 | 40574.0469 | 65270.901 | 65270.901 | 17974.6992 | 83245.6002 | 83245.6002 | 101220.2994 | 0.4874 | 112583.2161 | 112583.2161 | 0.36039 | 96614.3395 | 16.8724 | 9337.3142 | HE DX 5.4-11.25 Tons Other Heat | Chemicals and Plastics | New
| IcoTgsld229 | 33234.5575 | 7339.4894 | 0 | 0 | 40574.0469 | 65270.901 | 65270.901 | 17974.6992 | 83245.6002 | 83245.6002 | 101220.2994 | 0.4874 | 112583.2161 | 112583.2161 | 0.36039 | 96614.3395 | 16.8724 | 9337.3142 | HE DX 5.4-11.25 Tons Other Heat | Construction | Turnover
| IcoNgsld229 | 33234.5575 | 7339.4894 | 0 | 0 | 40574.0469 | 65270.901 | 65270.901 | 17974.6992 | 83245.6002 | 83245.6002 | 101220.2994 | 0.4874 | 112583.2161 | 112583.2161 | 0.36039 | 96614.3395 | 16.8724 | 9337.3142 | HE DX 5.4-11.25 Tons Other Heat | Construction | New
| IelTgsld229 | 33234.5575 | 7339.4894 | 0 | 0 | 40574.0469 | 65270.901 | 65270.901 | 17974.6992 | 83245.6002 | 83245.6002 | 101220.2994 | 0.4874 | 112583.2161 | 112583.2161 | 0.36039 | 96614.3395 | 16.8724 | 9337.3142 | HE DX 5.4-11.25 Tons Other Heat | Electrical and Electronic Equip. | Turnover
| IelNgsld229 | 33234.5575 | 7339.4894 | 0 | 0 | 40574.0469 | 65270.901 | 65270.901 | 17974.6992 | 83245.6002 | 83245.6002 | 101220.2994 | 0.4874 | 112583.2161 | 112583.2161 | 0.36039 | 96614.3395 | 16.8724 | 9337.3142 | HE DX 5.4-11.25 Tons Other Heat | Electrical and Electronic Equip. | New
| IluTgsld229 | 33234.5575 | 7339.4894 | 0 | 0 | 40574.0469 | 65270.901 | 65270.901 | 17974.6992 | 83245.6002 | 83245.6002 | 101220.2994 | 0.4874 | 112583.2161 | 112583.2161 | 0.36039 | 96614.3395 | 16.8724 | 9337.3142 | HE DX 5.4-11.25 Tons Other Heat | Lumber/Furniture/Pulp/Paper | Turnover
| IluNgsld229 | 33234.5575 | 7339.4894 | 0 | 0 | 40574.0469 | 65270.901 | 65270.901 | 17974.6992 | 83245.6002 | 83245.6002 | 101220.2994 | 0.4874 | 112583.2161 | 112583.2161 | 0.36039 | 96614.3395 | 16.8724 | 9337.3142 | HE DX 5.4-11.25 Tons Other Heat | Lumber/Furniture/Pulp/Paper | New
| ImeTgsld229 | 33234.5575 | 7339.4894 | 0 | 0 | 40574.0469 | 65270.901 | 65270.901 | 17974.6992 | 83245.6002 | 83245.6002 | 101220.2994 | 0.4874 | 112583.2161 | 112583.2161 | 0.36039 | 96614.3395 | 16.8724 | 9337.3142 | HE DX 5.4-11.25 Tons Other Heat | Metal Products and Machinery | Turnover
| ImeNgsld229 | 33234.5575 | 7339.4894 | 0 | 0 | 40574.0469 | 65270.901 | 65270.901 | 17974.6992 | 83245.6002 | 83245.6002 | 101220.2994 | 0.4874 | 112583.2161 | 112583.2161 | 0.36039 | 96614.3395 | 16.8724 | 9337.3142 | HE DX 5.4-11.25 Tons Other Heat | Metal Products and Machinery | New
| ImiTgsld229 | 33234.5575 | 7339.4894 | 0 | 0 | 40574.0469 | 65270.901 | 65270.901 | 17974.6992 | 83245.6002 | 83245.6002 | 101220.2994 | 0.4874 | 112583.2161 | 112583.2161 | 0.36039 | 96614.3395 | 16.8724 | 9337.3142 | HE DX 5.4-11.25 Tons Other Heat | Miscellaneous Manufacturing | Turnover
| ImiNgsld229 | 33234.5575 | 7339.4894 | 0 | 0 | 40574.0469 | 65270.901 | 65270.901 | 17974.6992 | 83245.6002 | 83245.6002 | 101220.2994 | 0.4874 | 112583.2161 | 112583.2161 | 0.36039 | 96614.3395 | 16.8724 | 9337.3142 | HE DX 5.4-11.25 Tons Other Heat | Miscellaneous Manufacturing | New
| IprTgsld229 | 33234.5575 | 7339.4894 | 0 | 0 | 40574.0469 | 65270.901 | 65270.901 | 17974.6992 | 83245.6002 | 83245.6002 | 101220.2994 | 0.4874 | 112583.2161 | 112583.2161 | 0.36039 | 96614.3395 | 16.8724 | 9337.3142 | HE DX 5.4-11.25 Tons Other Heat | Primary Resources Industries | Turnover
| IprNgsld229 | 33234.5575 | 7339.4894 | 0 | 0 | 40574.0469 | 65270.901 | 65270.901 | 17974.6992 | 83245.6002 | 83245.6002 | 101220.2994 | 0.4874 | 112583.2161 | 112583.2161 | 0.36039 | 96614.3395 | 16.8724 | 9337.3142 | HE DX 5.4-11.25 Tons Other Heat | Primary Resources Industries | New
| IstTgsld229 | 33234.5575 | 7339.4894 | 0 | 0 | 40574.0469 | 65270.901 | 65270.901 | 17974.6992 | 83245.6002 | 83245.6002 | 101220.2994 | 0.4874 | 112583.2161 | 112583.2161 | 0.36039 | 96614.3395 | 16.8724 | 9337.3142 | HE DX 5.4-11.25 Tons Other Heat | Stone/Clay/Glass/Concrete | Turnover
| IstNgsld229 | 33234.5575 | 7339.4894 | 0 | 0 | 40574.0469 | 65270.901 | 65270.901 | 17974.6992 | 83245.6002 | 83245.6002 | 101220.2994 | 0.4874 | 112583.2161 | 112583.2161 | 0.36039 | 96614.3395 | 16.8724 | 9337.3142 | HE DX 5.4-11.25 Tons Other Heat | Stone/Clay/Glass/Concrete | New
| IteTgsld229 | 33234.5575 | 7339.4894 | 0 | 0 | 40574.0469 | 65270.901 | 65270.901 | 17974.6992 | 83245.6002 | 83245.6002 | 101220.2994 | 0.4874 | 112583.2161 | 112583.2161 | 0.36039 | 96614.3395 | 16.8724 | 9337.3142 | HE DX 5.4-11.25 Tons Other Heat | Textiles and Leather | Turnover
| IteNgsld229 | 33234.5575 | 7339.4894 | 0 | 0 | 40574.0469 | 65270.901 | 65270.901 | 17974.6992 | 83245.6002 | 83245.6002 | 101220.2994 | 0.4874 | 112583.2161 | 112583.2161 | 0.36039 | 96614.3395 | 16.8724 | 9337.3142 | HE DX 5.4-11.25 Tons Other Heat | Textiles and Leather | New
| ItrTgsld229 | 33234.5575 | 7339.4894 | 0 | 0 | 40574.0469 | 65270.901 | 65270.901 | 17974.6992 | 83245.6002 | 83245.6002 | 101220.2994 | 0.4874 | 112583.2161 | 112583.2161 | 0.36039 | 96614.3395 | 16.8724 | 9337.3142 | HE DX 5.4-11.25 Tons Other Heat | Transportation Equipment | Turnover
| ItrNgsld229 | 33234.5575 | 7339.4894 | 0 | 0 | 40574.0469 | 65270.901 | 65270.901 | 17974.6992 | 83245.6002 | 83245.6002 | 101220.2994 | 0.4874 | 112583.2161 | 112583.2161 | 0.36039 | 96614.3395 | 16.8724 | 9337.3142 | HE DX 5.4-11.25 Tons Other Heat | Transportation Equipment | New
| IwaTgsld229 | 33234.5575 | 7339.4894 | 0 | 0 | 40574.0469 | 65270.901 | 65270.901 | 17974.6992 | 83245.6002 | 83245.6002 | 101220.2994 | 0.4874 | 112583.2161 | 112583.2161 | 0.36039 | 96614.3395 | 16.8724 | 9337.3142 | HE DX 5.4-11.25 Tons Other Heat | Water and Wastewater | Turnover
| IwaNgsld229 | 33234.5575 | 7339.4894 | 0 | 0 | 40574.0469 | 65270.901 | 65270.901 | 17974.6992 | 83245.6002 | 83245.6002 | 101220.2994 | 0.4874 | 112583.2161 | 112583.2161 | 0.36039 | 96614.3395 | 16.8724 | 9337.3142 | HE DX 5.4-11.25 Tons Other Heat | Water and Wastewater | New
| IagTgsld230 | 33234.5575 | 7339.4894 | 0 | 0 | 40574.0469 | 65270.901 | 65270.901 | 17974.6992 | 83245.6002 | 83245.6002 | 101220.2994 | 0.4874 | 76370.5965 | 76370.5965 | 0.53128 | 96614.3395 | 11.4453 | 5888.0562 | HE DX Less than 5.4 Tons Elect Heat | Agriculture and Assembly | Turnover
| IagNgsld230 | 33234.5575 | 7339.4894 | 0 | 0 | 40574.0469 | 65270.901 | 65270.901 | 17974.6992 | 83245.6002 | 83245.6002 | 101220.2994 | 0.4874 | 76370.5965 | 76370.5965 | 0.53128 | 96614.3395 | 11.4453 | 5888.0562 | HE DX Less than 5.4 Tons Elect Heat | Agriculture and Assembly | New
| IchTgsld230 | 33234.5575 | 7339.4894 | 0 | 0 | 40574.0469 | 65270.901 | 65270.901 | 17974.6992 | 83245.6002 | 83245.6002 | 101220.2994 | 0.4874 | 76370.5965 | 76370.5965 | 0.53128 | 96614.3395 | 11.4453 | 5888.0562 | HE DX Less than 5.4 Tons Elect Heat | Chemicals and Plastics | Turnover
| IchNgsld230 | 33234.5575 | 7339.4894 | 0 | 0 | 40574.0469 | 65270.901 | 65270.901 | 17974.6992 | 83245.6002 | 83245.6002 | 101220.2994 | 0.4874 | 76370.5965 | 76370.5965 | 0.53128 | 96614.3395 | 11.4453 | 5888.0562 | HE DX Less than 5.4 Tons Elect Heat | Chemicals and Plastics | New
| IcoTgsld230 | 33234.5575 | 7339.4894 | 0 | 0 | 40574.0469 | 65270.901 | 65270.901 | 17974.6992 | 83245.6002 | 83245.6002 | 101220.2994 | 0.4874 | 76370.5965 | 76370.5965 | 0.53128 | 96614.3395 | 11.4453 | 5888.0562 | HE DX Less than 5.4 Tons Elect Heat | Construction | Turnover
| IcoNgsld230 | 33234.5575 | 7339.4894 | 0 | 0 | 40574.0469 | 65270.901 | 65270.901 | 17974.6992 | 83245.6002 | 83245.6002 | 101220.2994 | 0.4874 | 76370.5965 | 76370.5965 | 0.53128 | 96614.3395 | 11.4453 | 5888.0562 | HE DX Less than 5.4 Tons Elect Heat | Construction | New
| IelTgsld230 | 33234.5575 | 7339.4894 | 0 | 0 | 40574.0469 | 65270.901 | 65270.901 | 17974.6992 | 83245.6002 | 83245.6002 | 101220.2994 | 0.4874 | 76370.5965 | 76370.5965 | 0.53128 | 96614.3395 | 11.4453 | 5888.0562 | HE DX Less than 5.4 Tons Elect Heat | Electrical and Electronic Equip. | Turnover
| IelNgsld230 | 33234.5575 | 7339.4894 | 0 | 0 | 40574.0469 | 65270.901 | 65270.901 | 17974.6992 | 83245.6002 | 83245.6002 | 101220.2994 | 0.4874 | 76370.5965 | 76370.5965 | 0.53128 | 96614.3395 | 11.4453 | 5888.0562 | HE DX Less than 5.4 Tons Elect Heat | Electrical and Electronic Equip. | New
| IluTgsld230 | 33234.5575 | 7339.4894 | 0 | 0 | 40574.0469 | 65270.901 | 65270.901 | 17974.6992 | 83245.6002 | 83245.6002 | 101220.2994 | 0.4874 | 76370.5965 | 76370.5965 | 0.53128 | 96614.3395 | 11.4453 | 5888.0562 | HE DX Less than 5.4 Tons Elect Heat | Lumber/Furniture/Pulp/Paper | Turnover
| IluNgsld230 | 33234.5575 | 7339.4894 | 0 | 0 | 40574.0469 | 65270.901 | 65270.901 | 17974.6992 | 83245.6002 | 83245.6002 | 101220.2994 | 0.4874 | 76370.5965 | 76370.5965 | 0.53128 | 96614.3395 | 11.4453 | 5888.0562 | HE DX Less than 5.4 Tons Elect Heat | Lumber/Furniture/Pulp/Paper | New
| ImeTgsld230 | 33234.5575 | 7339.4894 | 0 | 0 | 40574.0469 | 65270.901 | 65270.901 | 17974.6992 | 83245.6002 | 83245.6002 | 101220.2994 | 0.4874 | 76370.5965 | 76370.5965 | 0.53128 | 96614.3395 | 11.4453 | 5888.0562 | HE DX Less than 5.4 Tons Elect Heat | Metal Products and Machinery | Turnover
| ImeNgsld230 | 33234.5575 | 7339.4894 | 0 | 0 | 40574.0469 | 65270.901 | 65270.901 | 17974.6992 | 83245.6002 | 83245.6002 | 101220.2994 | 0.4874 | 76370.5965 | 76370.5965 | 0.53128 | 96614.3395 | 11.4453 | 5888.0562 | HE DX Less than 5.4 Tons Elect Heat | Metal Products and Machinery | New
| ImiTgsld230 | 33234.5575 | 7339.4894 | 0 | 0 | 40574.0469 | 65270.901 | 65270.901 | 17974.6992 | 83245.6002 | 83245.6002 | 101220.2994 | 0.4874 | 76370.5965 | 76370.5965 | 0.53128 | 96614.3395 | 11.4453 | 5888.0562 | HE DX Less than 5.4 Tons Elect Heat | Miscellaneous Manufacturing | Turnover
| ImiNgsld230 | 33234.5575 | 7339.4894 | 0 | 0 | 40574.0469 | 65270.901 | 65270.901 | 17974.6992 | 83245.6002 | 83245.6002 | 101220.2994 | 0.4874 | 76370.5965 | 76370.5965 | 0.53128 | 96614.3395 | 11.4453 | 5888.0562 | HE DX Less than 5.4 Tons Elect Heat | Miscellaneous Manufacturing | New
| IprTgsld230 | 33234.5575 | 7339.4894 | 0 | 0 | 40574.0469 | 65270.901 | 65270.901 | 17974.6992 | 83245.6002 | 83245.6002 | 101220.2994 | 0.4874 | 76370.5965 | 76370.5965 | 0.53128 | 96614.3395 | 11.4453 | 5888.0562 | HE DX Less than 5.4 Tons Elect Heat | Primary Resources Industries | Turnover
| IprNgsld230 | 33234.5575 | 7339.4894 | 0 | 0 | 40574.0469 | 65270.901 | 65270.901 | 17974.6992 | 83245.6002 | 83245.6002 | 101220.2994 | 0.4874 | 76370.5965 | 76370.5965 | 0.53128 | 96614.3395 | 11.4453 | 5888.0562 | HE DX Less than 5.4 Tons Elect Heat | Primary Resources Industries | New
| IstTgsld230 | 33234.5575 | 7339.4894 | 0 | 0 | 40574.0469 | 65270.901 | 65270.901 | 17974.6992 | 83245.6002 | 83245.6002 | 101220.2994 | 0.4874 | 76370.5965 | 76370.5965 | 0.53128 | 96614.3395 | 11.4453 | 5888.0562 | HE DX Less than 5.4 Tons Elect Heat | Stone/Clay/Glass/Concrete | Turnover
| IstNgsld230 | 33234.5575 | 7339.4894 | 0 | 0 | 40574.0469 | 65270.901 | 65270.901 | 17974.6992 | 83245.6002 | 83245.6002 | 101220.2994 | 0.4874 | 76370.5965 | 76370.5965 | 0.53128 | 96614.3395 | 11.4453 | 5888.0562 | HE DX Less than 5.4 Tons Elect Heat | Stone/Clay/Glass/Concrete | New
| IteTgsld230 | 33234.5575 | 7339.4894 | 0 | 0 | 40574.0469 | 65270.901 | 65270.901 | 17974.6992 | 83245.6002 | 83245.6002 | 101220.2994 | 0.4874 | 76370.5965 | 76370.5965 | 0.53128 | 96614.3395 | 11.4453 | 5888.0562 | HE DX Less than 5.4 Tons Elect Heat | Textiles and Leather | Turnover
| IteNgsld230 | 33234.5575 | 7339.4894 | 0 | 0 | 40574.0469 | 65270.901 | 65270.901 | 17974.6992 | 83245.6002 | 83245.6002 | 101220.2994 | 0.4874 | 76370.5965 | 76370.5965 | 0.53128 | 96614.3395 | 11.4453 | 5888.0562 | HE DX Less than 5.4 Tons Elect Heat | Textiles and Leather | New
| ItrTgsld230 | 33234.5575 | 7339.4894 | 0 | 0 | 40574.0469 | 65270.901 | 65270.901 | 17974.6992 | 83245.6002 | 83245.6002 | 101220.2994 | 0.4874 | 76370.5965 | 76370.5965 | 0.53128 | 96614.3395 | 11.4453 | 5888.0562 | HE DX Less than 5.4 Tons Elect Heat | Transportation Equipment | Turnover
| ItrNgsld230 | 33234.5575 | 7339.4894 | 0 | 0 | 40574.0469 | 65270.901 | 65270.901 | 17974.6992 | 83245.6002 | 83245.6002 | 101220.2994 | 0.4874 | 76370.5965 | 76370.5965 | 0.53128 | 96614.3395 | 11.4453 | 5888.0562 | HE DX Less than 5.4 Tons Elect Heat | Transportation Equipment | New
| IwaTgsld230 | 33234.5575 | 7339.4894 | 0 | 0 | 40574.0469 | 65270.901 | 65270.901 | 17974.6992 | 83245.6002 | 83245.6002 | 101220.2994 | 0.4874 | 76370.5965 | 76370.5965 | 0.53128 | 96614.3395 | 11.4453 | 5888.0562 | HE DX Less than 5.4 Tons Elect Heat | Water and Wastewater | Turnover
| IwaNgsld230 | 33234.5575 | 7339.4894 | 0 | 0 | 40574.0469 | 65270.901 | 65270.901 | 17974.6992 | 83245.6002 | 83245.6002 | 101220.2994 | 0.4874 | 76370.5965 | 76370.5965 | 0.53128 | 96614.3395 | 11.4453 | 5888.0562 | HE DX Less than 5.4 Tons Elect Heat | Water and Wastewater | New
| IagTgsld231 | 33234.5575 | 7339.4894 | 0 | 0 | 40574.0469 | 65270.901 | 65270.901 | 17974.6992 | 83245.6002 | 83245.6002 | 101220.2994 | 0.4874 | 84213.9078 | 84213.9078 | 0.4818 | 96614.3395 | 12.6208 | 6635.1332 | HE DX Less than 5.4 Tons Other Heat | Agriculture and Assembly | Turnover
| IagNgsld231 | 33234.5575 | 7339.4894 | 0 | 0 | 40574.0469 | 65270.901 | 65270.901 | 17974.6992 | 83245.6002 | 83245.6002 | 101220.2994 | 0.4874 | 84213.9078 | 84213.9078 | 0.4818 | 96614.3395 | 12.6208 | 6635.1332 | HE DX Less than 5.4 Tons Other Heat | Agriculture and Assembly | New
| IchTgsld231 | 33234.5575 | 7339.4894 | 0 | 0 | 40574.0469 | 65270.901 | 65270.901 | 17974.6992 | 83245.6002 | 83245.6002 | 101220.2994 | 0.4874 | 84213.9078 | 84213.9078 | 0.4818 | 96614.3395 | 12.6208 | 6635.1332 | HE DX Less than 5.4 Tons Other Heat | Chemicals and Plastics | Turnover
| IchNgsld231 | 33234.5575 | 7339.4894 | 0 | 0 | 40574.0469 | 65270.901 | 65270.901 | 17974.6992 | 83245.6002 | 83245.6002 | 101220.2994 | 0.4874 | 84213.9078 | 84213.9078 | 0.4818 | 96614.3395 | 12.6208 | 6635.1332 | HE DX Less than 5.4 Tons Other Heat | Chemicals and Plastics | New
| IcoTgsld231 | 33234.5575 | 7339.4894 | 0 | 0 | 40574.0469 | 65270.901 | 65270.901 | 17974.6992 | 83245.6002 | 83245.6002 | 101220.2994 | 0.4874 | 84213.9078 | 84213.9078 | 0.4818 | 96614.3395 | 12.6208 | 6635.1332 | HE DX Less than 5.4 Tons Other Heat | Construction | Turnover
| IcoNgsld231 | 33234.5575 | 7339.4894 | 0 | 0 | 40574.0469 | 65270.901 | 65270.901 | 17974.6992 | 83245.6002 | 83245.6002 | 101220.2994 | 0.4874 | 84213.9078 | 84213.9078 | 0.4818 | 96614.3395 | 12.6208 | 6635.1332 | HE DX Less than 5.4 Tons Other Heat | Construction | New
| IelTgsld231 | 33234.5575 | 7339.4894 | 0 | 0 | 40574.0469 | 65270.901 | 65270.901 | 17974.6992 | 83245.6002 | 83245.6002 | 101220.2994 | 0.4874 | 84213.9078 | 84213.9078 | 0.4818 | 96614.3395 | 12.6208 | 6635.1332 | HE DX Less than 5.4 Tons Other Heat | Electrical and Electronic Equip. | Turnover
| IelNgsld231 | 33234.5575 | 7339.4894 | 0 | 0 | 40574.0469 | 65270.901 | 65270.901 | 17974.6992 | 83245.6002 | 83245.6002 | 101220.2994 | 0.4874 | 84213.9078 | 84213.9078 | 0.4818 | 96614.3395 | 12.6208 | 6635.1332 | HE DX Less than 5.4 Tons Other Heat | Electrical and Electronic Equip. | New
| IluTgsld231 | 33234.5575 | 7339.4894 | 0 | 0 | 40574.0469 | 65270.901 | 65270.901 | 17974.6992 | 83245.6002 | 83245.6002 | 101220.2994 | 0.4874 | 84213.9078 | 84213.9078 | 0.4818 | 96614.3395 | 12.6208 | 6635.1332 | HE DX Less than 5.4 Tons Other Heat | Lumber/Furniture/Pulp/Paper | Turnover
| IluNgsld231 | 33234.5575 | 7339.4894 | 0 | 0 | 40574.0469 | 65270.901 | 65270.901 | 17974.6992 | 83245.6002 | 83245.6002 | 101220.2994 | 0.4874 | 84213.9078 | 84213.9078 | 0.4818 | 96614.3395 | 12.6208 | 6635.1332 | HE DX Less than 5.4 Tons Other Heat | Lumber/Furniture/Pulp/Paper | New
| ImeTgsld231 | 33234.5575 | 7339.4894 | 0 | 0 | 40574.0469 | 65270.901 | 65270.901 | 17974.6992 | 83245.6002 | 83245.6002 | 101220.2994 | 0.4874 | 84213.9078 | 84213.9078 | 0.4818 | 96614.3395 | 12.6208 | 6635.1332 | HE DX Less than 5.4 Tons Other Heat | Metal Products and Machinery | Turnover
| ImeNgsld231 | 33234.5575 | 7339.4894 | 0 | 0 | 40574.0469 | 65270.901 | 65270.901 | 17974.6992 | 83245.6002 | 83245.6002 | 101220.2994 | 0.4874 | 84213.9078 | 84213.9078 | 0.4818 | 96614.3395 | 12.6208 | 6635.1332 | HE DX Less than 5.4 Tons Other Heat | Metal Products and Machinery | New
| ImiTgsld231 | 33234.5575 | 7339.4894 | 0 | 0 | 40574.0469 | 65270.901 | 65270.901 | 17974.6992 | 83245.6002 | 83245.6002 | 101220.2994 | 0.4874 | 84213.9078 | 84213.9078 | 0.4818 | 96614.3395 | 12.6208 | 6635.1332 | HE DX Less than 5.4 Tons Other Heat | Miscellaneous Manufacturing | Turnover
| ImiNgsld231 | 33234.5575 | 7339.4894 | 0 | 0 | 40574.0469 | 65270.901 | 65270.901 | 17974.6992 | 83245.6002 | 83245.6002 | 101220.2994 | 0.4874 | 84213.9078 | 84213.9078 | 0.4818 | 96614.3395 | 12.6208 | 6635.1332 | HE DX Less than 5.4 Tons Other Heat | Miscellaneous Manufacturing | New
| IprTgsld231 | 33234.5575 | 7339.4894 | 0 | 0 | 40574.0469 | 65270.901 | 65270.901 | 17974.6992 | 83245.6002 | 83245.6002 | 101220.2994 | 0.4874 | 84213.9078 | 84213.9078 | 0.4818 | 96614.3395 | 12.6208 | 6635.1332 | HE DX Less than 5.4 Tons Other Heat | Primary Resources Industries | Turnover
| IprNgsld231 | 33234.5575 | 7339.4894 | 0 | 0 | 40574.0469 | 65270.901 | 65270.901 | 17974.6992 | 83245.6002 | 83245.6002 | 101220.2994 | 0.4874 | 84213.9078 | 84213.9078 | 0.4818 | 96614.3395 | 12.6208 | 6635.1332 | HE DX Less than 5.4 Tons Other Heat | Primary Resources Industries | New
| IstTgsld231 | 33234.5575 | 7339.4894 | 0 | 0 | 40574.0469 | 65270.901 | 65270.901 | 17974.6992 | 83245.6002 | 83245.6002 | 101220.2994 | 0.4874 | 84213.9078 | 84213.9078 | 0.4818 | 96614.3395 | 12.6208 | 6635.1332 | HE DX Less than 5.4 Tons Other Heat | Stone/Clay/Glass/Concrete | Turnover
| IstNgsld231 | 33234.5575 | 7339.4894 | 0 | 0 | 40574.0469 | 65270.901 | 65270.901 | 17974.6992 | 83245.6002 | 83245.6002 | 101220.2994 | 0.4874 | 84213.9078 | 84213.9078 | 0.4818 | 96614.3395 | 12.6208 | 6635.1332 | HE DX Less than 5.4 Tons Other Heat | Stone/Clay/Glass/Concrete | New
| IteTgsld231 | 33234.5575 | 7339.4894 | 0 | 0 | 40574.0469 | 65270.901 | 65270.901 | 17974.6992 | 83245.6002 | 83245.6002 | 101220.2994 | 0.4874 | 84213.9078 | 84213.9078 | 0.4818 | 96614.3395 | 12.6208 | 6635.1332 | HE DX Less than 5.4 Tons Other Heat | Textiles and Leather | Turnover
| IteNgsld231 | 33234.5575 | 7339.4894 | 0 | 0 | 40574.0469 | 65270.901 | 65270.901 | 17974.6992 | 83245.6002 | 83245.6002 | 101220.2994 | 0.4874 | 84213.9078 | 84213.9078 | 0.4818 | 96614.3395 | 12.6208 | 6635.1332 | HE DX Less than 5.4 Tons Other Heat | Textiles and Leather | New
| ItrTgsld231 | 33234.5575 | 7339.4894 | 0 | 0 | 40574.0469 | 65270.901 | 65270.901 | 17974.6992 | 83245.6002 | 83245.6002 | 101220.2994 | 0.4874 | 84213.9078 | 84213.9078 | 0.4818 | 96614.3395 | 12.6208 | 6635.1332 | HE DX Less than 5.4 Tons Other Heat | Transportation Equipment | Turnover
| ItrNgsld231 | 33234.5575 | 7339.4894 | 0 | 0 | 40574.0469 | 65270.901 | 65270.901 | 17974.6992 | 83245.6002 | 83245.6002 | 101220.2994 | 0.4874 | 84213.9078 | 84213.9078 | 0.4818 | 96614.3395 | 12.6208 | 6635.1332 | HE DX Less than 5.4 Tons Other Heat | Transportation Equipment | New
| IwaTgsld231 | 33234.5575 | 7339.4894 | 0 | 0 | 40574.0469 | 65270.901 | 65270.901 | 17974.6992 | 83245.6002 | 83245.6002 | 101220.2994 | 0.4874 | 84213.9078 | 84213.9078 | 0.4818 | 96614.3395 | 12.6208 | 6635.1332 | HE DX Less than 5.4 Tons Other Heat | Water and Wastewater | Turnover
| IwaNgsld231 | 33234.5575 | 7339.4894 | 0 | 0 | 40574.0469 | 65270.901 | 65270.901 | 17974.6992 | 83245.6002 | 83245.6002 | 101220.2994 | 0.4874 | 84213.9078 | 84213.9078 | 0.4818 | 96614.3395 | 12.6208 | 6635.1332 | HE DX Less than 5.4 Tons Other Heat | Water and Wastewater | New
| IagTgsld232 | 33234.5575 | 7339.4894 | 0 | 0 | 40574.0469 | 65270.901 | 65270.901 | 17974.6992 | 83245.6002 | 83245.6002 | 101220.2994 | 0.4874 | 60134.7414 | 60134.7414 | 0.67472 | 96614.3395 | 11.3858 | 5850.1867 | HE Water Cooled Chiller - Centrifugal Compressor - 200 Tons | Agriculture and Assembly | Turnover
| IagNgsld232 | 33234.5575 | 7339.4894 | 0 | 0 | 40574.0469 | 65270.901 | 65270.901 | 17974.6992 | 83245.6002 | 83245.6002 | 101220.2994 | 0.4874 | 60134.7414 | 60134.7414 | 0.67472 | 96614.3395 | 11.3858 | 5850.1867 | HE Water Cooled Chiller - Centrifugal Compressor - 200 Tons | Agriculture and Assembly | New
| IchTgsld232 | 33234.5575 | 7339.4894 | 0 | 0 | 40574.0469 | 65270.901 | 65270.901 | 17974.6992 | 83245.6002 | 83245.6002 | 101220.2994 | 0.4874 | 60134.7414 | 60134.7414 | 0.67472 | 96614.3395 | 11.3858 | 5850.1867 | HE Water Cooled Chiller - Centrifugal Compressor - 200 Tons | Chemicals and Plastics | Turnover
| IchNgsld232 | 33234.5575 | 7339.4894 | 0 | 0 | 40574.0469 | 65270.901 | 65270.901 | 17974.6992 | 83245.6002 | 83245.6002 | 101220.2994 | 0.4874 | 60134.7414 | 60134.7414 | 0.67472 | 96614.3395 | 11.3858 | 5850.1867 | HE Water Cooled Chiller - Centrifugal Compressor - 200 Tons | Chemicals and Plastics | New
| IcoTgsld232 | 33234.5575 | 7339.4894 | 0 | 0 | 40574.0469 | 65270.901 | 65270.901 | 17974.6992 | 83245.6002 | 83245.6002 | 101220.2994 | 0.4874 | 60134.7414 | 60134.7414 | 0.67472 | 96614.3395 | 11.3858 | 5850.1867 | HE Water Cooled Chiller - Centrifugal Compressor - 200 Tons | Construction | Turnover
| IcoNgsld232 | 33234.5575 | 7339.4894 | 0 | 0 | 40574.0469 | 65270.901 | 65270.901 | 17974.6992 | 83245.6002 | 83245.6002 | 101220.2994 | 0.4874 | 60134.7414 | 60134.7414 | 0.67472 | 96614.3395 | 11.3858 | 5850.1867 | HE Water Cooled Chiller - Centrifugal Compressor - 200 Tons | Construction | New
| IelTgsld232 | 33234.5575 | 7339.4894 | 0 | 0 | 40574.0469 | 65270.901 | 65270.901 | 17974.6992 | 83245.6002 | 83245.6002 | 101220.2994 | 0.4874 | 60134.7414 | 60134.7414 | 0.67472 | 96614.3395 | 11.3858 | 5850.1867 | HE Water Cooled Chiller - Centrifugal Compressor - 200 Tons | Electrical and Electronic Equip. | Turnover
| IelNgsld232 | 33234.5575 | 7339.4894 | 0 | 0 | 40574.0469 | 65270.901 | 65270.901 | 17974.6992 | 83245.6002 | 83245.6002 | 101220.2994 | 0.4874 | 60134.7414 | 60134.7414 | 0.67472 | 96614.3395 | 11.3858 | 5850.1867 | HE Water Cooled Chiller - Centrifugal Compressor - 200 Tons | Electrical and Electronic Equip. | New
| IluTgsld232 | 33234.5575 | 7339.4894 | 0 | 0 | 40574.0469 | 65270.901 | 65270.901 | 17974.6992 | 83245.6002 | 83245.6002 | 101220.2994 | 0.4874 | 60134.7414 | 60134.7414 | 0.67472 | 96614.3395 | 11.3858 | 5850.1867 | HE Water Cooled Chiller - Centrifugal Compressor - 200 Tons | Lumber/Furniture/Pulp/Paper | Turnover
| IluNgsld232 | 33234.5575 | 7339.4894 | 0 | 0 | 40574.0469 | 65270.901 | 65270.901 | 17974.6992 | 83245.6002 | 83245.6002 | 101220.2994 | 0.4874 | 60134.7414 | 60134.7414 | 0.67472 | 96614.3395 | 11.3858 | 5850.1867 | HE Water Cooled Chiller - Centrifugal Compressor - 200 Tons | Lumber/Furniture/Pulp/Paper | New
| ImeTgsld232 | 33234.5575 | 7339.4894 | 0 | 0 | 40574.0469 | 65270.901 | 65270.901 | 17974.6992 | 83245.6002 | 83245.6002 | 101220.2994 | 0.4874 | 60134.7414 | 60134.7414 | 0.67472 | 96614.3395 | 11.3858 | 5850.1867 | HE Water Cooled Chiller - Centrifugal Compressor - 200 Tons | Metal Products and Machinery | Turnover
| ImeNgsld232 | 33234.5575 | 7339.4894 | 0 | 0 | 40574.0469 | 65270.901 | 65270.901 | 17974.6992 | 83245.6002 | 83245.6002 | 101220.2994 | 0.4874 | 60134.7414 | 60134.7414 | 0.67472 | 96614.3395 | 11.3858 | 5850.1867 | HE Water Cooled Chiller - Centrifugal Compressor - 200 Tons | Metal Products and Machinery | New
| ImiTgsld232 | 33234.5575 | 7339.4894 | 0 | 0 | 40574.0469 | 65270.901 | 65270.901 | 17974.6992 | 83245.6002 | 83245.6002 | 101220.2994 | 0.4874 | 60134.7414 | 60134.7414 | 0.67472 | 96614.3395 | 11.3858 | 5850.1867 | HE Water Cooled Chiller - Centrifugal Compressor - 200 Tons | Miscellaneous Manufacturing | Turnover
| ImiNgsld232 | 33234.5575 | 7339.4894 | 0 | 0 | 40574.0469 | 65270.901 | 65270.901 | 17974.6992 | 83245.6002 | 83245.6002 | 101220.2994 | 0.4874 | 60134.7414 | 60134.7414 | 0.67472 | 96614.3395 | 11.3858 | 5850.1867 | HE Water Cooled Chiller - Centrifugal Compressor - 200 Tons | Miscellaneous Manufacturing | New
| IprTgsld232 | 33234.5575 | 7339.4894 | 0 | 0 | 40574.0469 | 65270.901 | 65270.901 | 17974.6992 | 83245.6002 | 83245.6002 | 101220.2994 | 0.4874 | 60134.7414 | 60134.7414 | 0.67472 | 96614.3395 | 11.3858 | 5850.1867 | HE Water Cooled Chiller - Centrifugal Compressor - 200 Tons | Primary Resources Industries | Turnover
| IprNgsld232 | 33234.5575 | 7339.4894 | 0 | 0 | 40574.0469 | 65270.901 | 65270.901 | 17974.6992 | 83245.6002 | 83245.6002 | 101220.2994 | 0.4874 | 60134.7414 | 60134.7414 | 0.67472 | 96614.3395 | 11.3858 | 5850.1867 | HE Water Cooled Chiller - Centrifugal Compressor - 200 Tons | Primary Resources Industries | New
| IstTgsld232 | 33234.5575 | 7339.4894 | 0 | 0 | 40574.0469 | 65270.901 | 65270.901 | 17974.6992 | 83245.6002 | 83245.6002 | 101220.2994 | 0.4874 | 60134.7414 | 60134.7414 | 0.67472 | 96614.3395 | 11.3858 | 5850.1867 | HE Water Cooled Chiller - Centrifugal Compressor - 200 Tons | Stone/Clay/Glass/Concrete | Turnover
| IstNgsld232 | 33234.5575 | 7339.4894 | 0 | 0 | 40574.0469 | 65270.901 | 65270.901 | 17974.6992 | 83245.6002 | 83245.6002 | 101220.2994 | 0.4874 | 60134.7414 | 60134.7414 | 0.67472 | 96614.3395 | 11.3858 | 5850.1867 | HE Water Cooled Chiller - Centrifugal Compressor - 200 Tons | Stone/Clay/Glass/Concrete | New
| IteTgsld232 | 33234.5575 | 7339.4894 | 0 | 0 | 40574.0469 | 65270.901 | 65270.901 | 17974.6992 | 83245.6002 | 83245.6002 | 101220.2994 | 0.4874 | 60134.7414 | 60134.7414 | 0.67472 | 96614.3395 | 11.3858 | 5850.1867 | HE Water Cooled Chiller - Centrifugal Compressor - 200 Tons | Textiles and Leather | Turnover
| IteNgsld232 | 33234.5575 | 7339.4894 | 0 | 0 | 40574.0469 | 65270.901 | 65270.901 | 17974.6992 | 83245.6002 | 83245.6002 | 101220.2994 | 0.4874 | 60134.7414 | 60134.7414 | 0.67472 | 96614.3395 | 11.3858 | 5850.1867 | HE Water Cooled Chiller - Centrifugal Compressor - 200 Tons | Textiles and Leather | New
| ItrTgsld232 | 33234.5575 | 7339.4894 | 0 | 0 | 40574.0469 | 65270.901 | 65270.901 | 17974.6992 | 83245.6002 | 83245.6002 | 101220.2994 | 0.4874 | 60134.7414 | 60134.7414 | 0.67472 | 96614.3395 | 11.3858 | 5850.1867 | HE Water Cooled Chiller - Centrifugal Compressor - 200 Tons | Transportation Equipment | Turnover
| ItrNgsld232 | 33234.5575 | 7339.4894 | 0 | 0 | 40574.0469 | 65270.901 | 65270.901 | 17974.6992 | 83245.6002 | 83245.6002 | 101220.2994 | 0.4874 | 60134.7414 | 60134.7414 | 0.67472 | 96614.3395 | 11.3858 | 5850.1867 | HE Water Cooled Chiller - Centrifugal Compressor - 200 Tons | Transportation Equipment | New
| IwaTgsld232 | 33234.5575 | 7339.4894 | 0 | 0 | 40574.0469 | 65270.901 | 65270.901 | 17974.6992 | 83245.6002 | 83245.6002 | 101220.2994 | 0.4874 | 60134.7414 | 60134.7414 | 0.67472 | 96614.3395 | 11.3858 | 5850.1867 | HE Water Cooled Chiller - Centrifugal Compressor - 200 Tons | Water and Wastewater | Turnover
| IwaNgsld232 | 33234.5575 | 7339.4894 | 0 | 0 | 40574.0469 | 65270.901 | 65270.901 | 17974.6992 | 83245.6002 | 83245.6002 | 101220.2994 | 0.4874 | 60134.7414 | 60134.7414 | 0.67472 | 96614.3395 | 11.3858 | 5850.1867 | HE Water Cooled Chiller - Centrifugal Compressor - 200 Tons | Water and Wastewater | New
| IagTgsld233 | 33234.5575 | 7339.4894 | 0 | 0 | 40574.0469 | 65270.901 | 65270.901 | 17974.6992 | 83245.6002 | 83245.6002 | 101220.2994 | 0.4874 | 48118.1465 | 48118.1465 | 0.84322 | 96614.3395 | 9.1106 | 4404.144 | HE Water Cooled Chiller - Centrifugal Compressor - 500 Tons | Agriculture and Assembly | Turnover
| IagNgsld233 | 33234.5575 | 7339.4894 | 0 | 0 | 40574.0469 | 65270.901 | 65270.901 | 17974.6992 | 83245.6002 | 83245.6002 | 101220.2994 | 0.4874 | 48118.1465 | 48118.1465 | 0.84322 | 96614.3395 | 9.1106 | 4404.144 | HE Water Cooled Chiller - Centrifugal Compressor - 500 Tons | Agriculture and Assembly | New
| IchTgsld233 | 33234.5575 | 7339.4894 | 0 | 0 | 40574.0469 | 65270.901 | 65270.901 | 17974.6992 | 83245.6002 | 83245.6002 | 101220.2994 | 0.4874 | 48118.1465 | 48118.1465 | 0.84322 | 96614.3395 | 9.1106 | 4404.144 | HE Water Cooled Chiller - Centrifugal Compressor - 500 Tons | Chemicals and Plastics | Turnover
| IchNgsld233 | 33234.5575 | 7339.4894 | 0 | 0 | 40574.0469 | 65270.901 | 65270.901 | 17974.6992 | 83245.6002 | 83245.6002 | 101220.2994 | 0.4874 | 48118.1465 | 48118.1465 | 0.84322 | 96614.3395 | 9.1106 | 4404.144 | HE Water Cooled Chiller - Centrifugal Compressor - 500 Tons | Chemicals and Plastics | New
| IcoTgsld233 | 33234.5575 | 7339.4894 | 0 | 0 | 40574.0469 | 65270.901 | 65270.901 | 17974.6992 | 83245.6002 | 83245.6002 | 101220.2994 | 0.4874 | 48118.1465 | 48118.1465 | 0.84322 | 96614.3395 | 9.1106 | 4404.144 | HE Water Cooled Chiller - Centrifugal Compressor - 500 Tons | Construction | Turnover
| IcoNgsld233 | 33234.5575 | 7339.4894 | 0 | 0 | 40574.0469 | 65270.901 | 65270.901 | 17974.6992 | 83245.6002 | 83245.6002 | 101220.2994 | 0.4874 | 48118.1465 | 48118.1465 | 0.84322 | 96614.3395 | 9.1106 | 4404.144 | HE Water Cooled Chiller - Centrifugal Compressor - 500 Tons | Construction | New
| IelTgsld233 | 33234.5575 | 7339.4894 | 0 | 0 | 40574.0469 | 65270.901 | 65270.901 | 17974.6992 | 83245.6002 | 83245.6002 | 101220.2994 | 0.4874 | 48118.1465 | 48118.1465 | 0.84322 | 96614.3395 | 9.1106 | 4404.144 | HE Water Cooled Chiller - Centrifugal Compressor - 500 Tons | Electrical and Electronic Equip. | Turnover
| IelNgsld233 | 33234.5575 | 7339.4894 | 0 | 0 | 40574.0469 | 65270.901 | 65270.901 | 17974.6992 | 83245.6002 | 83245.6002 | 101220.2994 | 0.4874 | 48118.1465 | 48118.1465 | 0.84322 | 96614.3395 | 9.1106 | 4404.144 | HE Water Cooled Chiller - Centrifugal Compressor - 500 Tons | Electrical and Electronic Equip. | New
| IluTgsld233 | 33234.5575 | 7339.4894 | 0 | 0 | 40574.0469 | 65270.901 | 65270.901 | 17974.6992 | 83245.6002 | 83245.6002 | 101220.2994 | 0.4874 | 48118.1465 | 48118.1465 | 0.84322 | 96614.3395 | 9.1106 | 4404.144 | HE Water Cooled Chiller - Centrifugal Compressor - 500 Tons | Lumber/Furniture/Pulp/Paper | Turnover
| IluNgsld233 | 33234.5575 | 7339.4894 | 0 | 0 | 40574.0469 | 65270.901 | 65270.901 | 17974.6992 | 83245.6002 | 83245.6002 | 101220.2994 | 0.4874 | 48118.1465 | 48118.1465 | 0.84322 | 96614.3395 | 9.1106 | 4404.144 | HE Water Cooled Chiller - Centrifugal Compressor - 500 Tons | Lumber/Furniture/Pulp/Paper | New
| ImeTgsld233 | 33234.5575 | 7339.4894 | 0 | 0 | 40574.0469 | 65270.901 | 65270.901 | 17974.6992 | 83245.6002 | 83245.6002 | 101220.2994 | 0.4874 | 48118.1465 | 48118.1465 | 0.84322 | 96614.3395 | 9.1106 | 4404.144 | HE Water Cooled Chiller - Centrifugal Compressor - 500 Tons | Metal Products and Machinery | Turnover
| ImeNgsld233 | 33234.5575 | 7339.4894 | 0 | 0 | 40574.0469 | 65270.901 | 65270.901 | 17974.6992 | 83245.6002 | 83245.6002 | 101220.2994 | 0.4874 | 48118.1465 | 48118.1465 | 0.84322 | 96614.3395 | 9.1106 | 4404.144 | HE Water Cooled Chiller - Centrifugal Compressor - 500 Tons | Metal Products and Machinery | New
| ImiTgsld233 | 33234.5575 | 7339.4894 | 0 | 0 | 40574.0469 | 65270.901 | 65270.901 | 17974.6992 | 83245.6002 | 83245.6002 | 101220.2994 | 0.4874 | 48118.1465 | 48118.1465 | 0.84322 | 96614.3395 | 9.1106 | 4404.144 | HE Water Cooled Chiller - Centrifugal Compressor - 500 Tons | Miscellaneous Manufacturing | Turnover
| ImiNgsld233 | 33234.5575 | 7339.4894 | 0 | 0 | 40574.0469 | 65270.901 | 65270.901 | 17974.6992 | 83245.6002 | 83245.6002 | 101220.2994 | 0.4874 | 48118.1465 | 48118.1465 | 0.84322 | 96614.3395 | 9.1106 | 4404.144 | HE Water Cooled Chiller - Centrifugal Compressor - 500 Tons | Miscellaneous Manufacturing | New
| IprTgsld233 | 33234.5575 | 7339.4894 | 0 | 0 | 40574.0469 | 65270.901 | 65270.901 | 17974.6992 | 83245.6002 | 83245.6002 | 101220.2994 | 0.4874 | 48118.1465 | 48118.1465 | 0.84322 | 96614.3395 | 9.1106 | 4404.144 | HE Water Cooled Chiller - Centrifugal Compressor - 500 Tons | Primary Resources Industries | Turnover
| IprNgsld233 | 33234.5575 | 7339.4894 | 0 | 0 | 40574.0469 | 65270.901 | 65270.901 | 17974.6992 | 83245.6002 | 83245.6002 | 101220.2994 | 0.4874 | 48118.1465 | 48118.1465 | 0.84322 | 96614.3395 | 9.1106 | 4404.144 | HE Water Cooled Chiller - Centrifugal Compressor - 500 Tons | Primary Resources Industries | New
| IstTgsld233 | 33234.5575 | 7339.4894 | 0 | 0 | 40574.0469 | 65270.901 | 65270.901 | 17974.6992 | 83245.6002 | 83245.6002 | 101220.2994 | 0.4874 | 48118.1465 | 48118.1465 | 0.84322 | 96614.3395 | 9.1106 | 4404.144 | HE Water Cooled Chiller - Centrifugal Compressor - 500 Tons | Stone/Clay/Glass/Concrete | Turnover
| IstNgsld233 | 33234.5575 | 7339.4894 | 0 | 0 | 40574.0469 | 65270.901 | 65270.901 | 17974.6992 | 83245.6002 | 83245.6002 | 101220.2994 | 0.4874 | 48118.1465 | 48118.1465 | 0.84322 | 96614.3395 | 9.1106 | 4404.144 | HE Water Cooled Chiller - Centrifugal Compressor - 500 Tons | Stone/Clay/Glass/Concrete | New
| IteTgsld233 | 33234.5575 | 7339.4894 | 0 | 0 | 40574.0469 | 65270.901 | 65270.901 | 17974.6992 | 83245.6002 | 83245.6002 | 101220.2994 | 0.4874 | 48118.1465 | 48118.1465 | 0.84322 | 96614.3395 | 9.1106 | 4404.144 | HE Water Cooled Chiller - Centrifugal Compressor - 500 Tons | Textiles and Leather | Turnover
| IteNgsld233 | 33234.5575 | 7339.4894 | 0 | 0 | 40574.0469 | 65270.901 | 65270.901 | 17974.6992 | 83245.6002 | 83245.6002 | 101220.2994 | 0.4874 | 48118.1465 | 48118.1465 | 0.84322 | 96614.3395 | 9.1106 | 4404.144 | HE Water Cooled Chiller - Centrifugal Compressor - 500 Tons | Textiles and Leather | New
| ItrTgsld233 | 33234.5575 | 7339.4894 | 0 | 0 | 40574.0469 | 65270.901 | 65270.901 | 17974.6992 | 83245.6002 | 83245.6002 | 101220.2994 | 0.4874 | 48118.1465 | 48118.1465 | 0.84322 | 96614.3395 | 9.1106 | 4404.144 | HE Water Cooled Chiller - Centrifugal Compressor - 500 Tons | Transportation Equipment | Turnover
| ItrNgsld233 | 33234.5575 | 7339.4894 | 0 | 0 | 40574.0469 | 65270.901 | 65270.901 | 17974.6992 | 83245.6002 | 83245.6002 | 101220.2994 | 0.4874 | 48118.1465 | 48118.1465 | 0.84322 | 96614.3395 | 9.1106 | 4404.144 | HE Water Cooled Chiller - Centrifugal Compressor - 500 Tons | Transportation Equipment | New
| IwaTgsld233 | 33234.5575 | 7339.4894 | 0 | 0 | 40574.0469 | 65270.901 | 65270.901 | 17974.6992 | 83245.6002 | 83245.6002 | 101220.2994 | 0.4874 | 48118.1465 | 48118.1465 | 0.84322 | 96614.3395 | 9.1106 | 4404.144 | HE Water Cooled Chiller - Centrifugal Compressor - 500 Tons | Water and Wastewater | Turnover
| IwaNgsld233 | 33234.5575 | 7339.4894 | 0 | 0 | 40574.0469 | 65270.901 | 65270.901 | 17974.6992 | 83245.6002 | 83245.6002 | 101220.2994 | 0.4874 | 48118.1465 | 48118.1465 | 0.84322 | 96614.3395 | 9.1106 | 4404.144 | HE Water Cooled Chiller - Centrifugal Compressor - 500 Tons | Water and Wastewater | New
| IagTgsld234 | 33234.5575 | 7339.4894 | 0 | 0 | 40574.0469 | 65270.901 | 65270.901 | 17974.6992 | 83245.6002 | 83245.6002 | 101220.2994 | 0.4874 | 114358.7688 | 114358.7688 | 0.3548 | 96614.3395 | 21.6524 | 12375.3505 | HE Water Cooled Chiller - Rotary or Screw Compressor - 175 Tons | Agriculture and Assembly | Turnover
| IagNgsld234 | 33234.5575 | 7339.4894 | 0 | 0 | 40574.0469 | 65270.901 | 65270.901 | 17974.6992 | 83245.6002 | 83245.6002 | 101220.2994 | 0.4874 | 114358.7688 | 114358.7688 | 0.3548 | 96614.3395 | 21.6524 | 12375.3505 | HE Water Cooled Chiller - Rotary or Screw Compressor - 175 Tons | Agriculture and Assembly | New
| IchTgsld234 | 33234.5575 | 7339.4894 | 0 | 0 | 40574.0469 | 65270.901 | 65270.901 | 17974.6992 | 83245.6002 | 83245.6002 | 101220.2994 | 0.4874 | 114358.7688 | 114358.7688 | 0.3548 | 96614.3395 | 21.6524 | 12375.3505 | HE Water Cooled Chiller - Rotary or Screw Compressor - 175 Tons | Chemicals and Plastics | Turnover
| IchNgsld234 | 33234.5575 | 7339.4894 | 0 | 0 | 40574.0469 | 65270.901 | 65270.901 | 17974.6992 | 83245.6002 | 83245.6002 | 101220.2994 | 0.4874 | 114358.7688 | 114358.7688 | 0.3548 | 96614.3395 | 21.6524 | 12375.3505 | HE Water Cooled Chiller - Rotary or Screw Compressor - 175 Tons | Chemicals and Plastics | New
| IcoTgsld234 | 33234.5575 | 7339.4894 | 0 | 0 | 40574.0469 | 65270.901 | 65270.901 | 17974.6992 | 83245.6002 | 83245.6002 | 101220.2994 | 0.4874 | 114358.7688 | 114358.7688 | 0.3548 | 96614.3395 | 21.6524 | 12375.3505 | HE Water Cooled Chiller - Rotary or Screw Compressor - 175 Tons | Construction | Turnover
| IcoNgsld234 | 33234.5575 | 7339.4894 | 0 | 0 | 40574.0469 | 65270.901 | 65270.901 | 17974.6992 | 83245.6002 | 83245.6002 | 101220.2994 | 0.4874 | 114358.7688 | 114358.7688 | 0.3548 | 96614.3395 | 21.6524 | 12375.3505 | HE Water Cooled Chiller - Rotary or Screw Compressor - 175 Tons | Construction | New
| IelTgsld234 | 33234.5575 | 7339.4894 | 0 | 0 | 40574.0469 | 65270.901 | 65270.901 | 17974.6992 | 83245.6002 | 83245.6002 | 101220.2994 | 0.4874 | 114358.7688 | 114358.7688 | 0.3548 | 96614.3395 | 21.6524 | 12375.3505 | HE Water Cooled Chiller - Rotary or Screw Compressor - 175 Tons | Electrical and Electronic Equip. | Turnover
| IelNgsld234 | 33234.5575 | 7339.4894 | 0 | 0 | 40574.0469 | 65270.901 | 65270.901 | 17974.6992 | 83245.6002 | 83245.6002 | 101220.2994 | 0.4874 | 114358.7688 | 114358.7688 | 0.3548 | 96614.3395 | 21.6524 | 12375.3505 | HE Water Cooled Chiller - Rotary or Screw Compressor - 175 Tons | Electrical and Electronic Equip. | New
| IluTgsld234 | 33234.5575 | 7339.4894 | 0 | 0 | 40574.0469 | 65270.901 | 65270.901 | 17974.6992 | 83245.6002 | 83245.6002 | 101220.2994 | 0.4874 | 114358.7688 | 114358.7688 | 0.3548 | 96614.3395 | 21.6524 | 12375.3505 | HE Water Cooled Chiller - Rotary or Screw Compressor - 175 Tons | Lumber/Furniture/Pulp/Paper | Turnover
| IluNgsld234 | 33234.5575 | 7339.4894 | 0 | 0 | 40574.0469 | 65270.901 | 65270.901 | 17974.6992 | 83245.6002 | 83245.6002 | 101220.2994 | 0.4874 | 114358.7688 | 114358.7688 | 0.3548 | 96614.3395 | 21.6524 | 12375.3505 | HE Water Cooled Chiller - Rotary or Screw Compressor - 175 Tons | Lumber/Furniture/Pulp/Paper | New
| ImeTgsld234 | 33234.5575 | 7339.4894 | 0 | 0 | 40574.0469 | 65270.901 | 65270.901 | 17974.6992 | 83245.6002 | 83245.6002 | 101220.2994 | 0.4874 | 114358.7688 | 114358.7688 | 0.3548 | 96614.3395 | 21.6524 | 12375.3505 | HE Water Cooled Chiller - Rotary or Screw Compressor - 175 Tons | Metal Products and Machinery | Turnover
| ImeNgsld234 | 33234.5575 | 7339.4894 | 0 | 0 | 40574.0469 | 65270.901 | 65270.901 | 17974.6992 | 83245.6002 | 83245.6002 | 101220.2994 | 0.4874 | 114358.7688 | 114358.7688 | 0.3548 | 96614.3395 | 21.6524 | 12375.3505 | HE Water Cooled Chiller - Rotary or Screw Compressor - 175 Tons | Metal Products and Machinery | New
| ImiTgsld234 | 33234.5575 | 7339.4894 | 0 | 0 | 40574.0469 | 65270.901 | 65270.901 | 17974.6992 | 83245.6002 | 83245.6002 | 101220.2994 | 0.4874 | 114358.7688 | 114358.7688 | 0.3548 | 96614.3395 | 21.6524 | 12375.3505 | HE Water Cooled Chiller - Rotary or Screw Compressor - 175 Tons | Miscellaneous Manufacturing | Turnover
| ImiNgsld234 | 33234.5575 | 7339.4894 | 0 | 0 | 40574.0469 | 65270.901 | 65270.901 | 17974.6992 | 83245.6002 | 83245.6002 | 101220.2994 | 0.4874 | 114358.7688 | 114358.7688 | 0.3548 | 96614.3395 | 21.6524 | 12375.3505 | HE Water Cooled Chiller - Rotary or Screw Compressor - 175 Tons | Miscellaneous Manufacturing | New
| IprTgsld234 | 33234.5575 | 7339.4894 | 0 | 0 | 40574.0469 | 65270.901 | 65270.901 | 17974.6992 | 83245.6002 | 83245.6002 | 101220.2994 | 0.4874 | 114358.7688 | 114358.7688 | 0.3548 | 96614.3395 | 21.6524 | 12375.3505 | HE Water Cooled Chiller - Rotary or Screw Compressor - 175 Tons | Primary Resources Industries | Turnover
| IprNgsld234 | 33234.5575 | 7339.4894 | 0 | 0 | 40574.0469 | 65270.901 | 65270.901 | 17974.6992 | 83245.6002 | 83245.6002 | 101220.2994 | 0.4874 | 114358.7688 | 114358.7688 | 0.3548 | 96614.3395 | 21.6524 | 12375.3505 | HE Water Cooled Chiller - Rotary or Screw Compressor - 175 Tons | Primary Resources Industries | New
| IstTgsld234 | 33234.5575 | 7339.4894 | 0 | 0 | 40574.0469 | 65270.901 | 65270.901 | 17974.6992 | 83245.6002 | 83245.6002 | 101220.2994 | 0.4874 | 114358.7688 | 114358.7688 | 0.3548 | 96614.3395 | 21.6524 | 12375.3505 | HE Water Cooled Chiller - Rotary or Screw Compressor - 175 Tons | Stone/Clay/Glass/Concrete | Turnover
| IstNgsld234 | 33234.5575 | 7339.4894 | 0 | 0 | 40574.0469 | 65270.901 | 65270.901 | 17974.6992 | 83245.6002 | 83245.6002 | 101220.2994 | 0.4874 | 114358.7688 | 114358.7688 | 0.3548 | 96614.3395 | 21.6524 | 12375.3505 | HE Water Cooled Chiller - Rotary or Screw Compressor - 175 Tons | Stone/Clay/Glass/Concrete | New
| IteTgsld234 | 33234.5575 | 7339.4894 | 0 | 0 | 40574.0469 | 65270.901 | 65270.901 | 17974.6992 | 83245.6002 | 83245.6002 | 101220.2994 | 0.4874 | 114358.7688 | 114358.7688 | 0.3548 | 96614.3395 | 21.6524 | 12375.3505 | HE Water Cooled Chiller - Rotary or Screw Compressor - 175 Tons | Textiles and Leather | Turnover
| IteNgsld234 | 33234.5575 | 7339.4894 | 0 | 0 | 40574.0469 | 65270.901 | 65270.901 | 17974.6992 | 83245.6002 | 83245.6002 | 101220.2994 | 0.4874 | 114358.7688 | 114358.7688 | 0.3548 | 96614.3395 | 21.6524 | 12375.3505 | HE Water Cooled Chiller - Rotary or Screw Compressor - 175 Tons | Textiles and Leather | New
| ItrTgsld234 | 33234.5575 | 7339.4894 | 0 | 0 | 40574.0469 | 65270.901 | 65270.901 | 17974.6992 | 83245.6002 | 83245.6002 | 101220.2994 | 0.4874 | 114358.7688 | 114358.7688 | 0.3548 | 96614.3395 | 21.6524 | 12375.3505 | HE Water Cooled Chiller - Rotary or Screw Compressor - 175 Tons | Transportation Equipment | Turnover
| ItrNgsld234 | 33234.5575 | 7339.4894 | 0 | 0 | 40574.0469 | 65270.901 | 65270.901 | 17974.6992 | 83245.6002 | 83245.6002 | 101220.2994 | 0.4874 | 114358.7688 | 114358.7688 | 0.3548 | 96614.3395 | 21.6524 | 12375.3505 | HE Water Cooled Chiller - Rotary or Screw Compressor - 175 Tons | Transportation Equipment | New
| IwaTgsld234 | 33234.5575 | 7339.4894 | 0 | 0 | 40574.0469 | 65270.901 | 65270.901 | 17974.6992 | 83245.6002 | 83245.6002 | 101220.2994 | 0.4874 | 114358.7688 | 114358.7688 | 0.3548 | 96614.3395 | 21.6524 | 12375.3505 | HE Water Cooled Chiller - Rotary or Screw Compressor - 175 Tons | Water and Wastewater | Turnover
| IwaNgsld234 | 33234.5575 | 7339.4894 | 0 | 0 | 40574.0469 | 65270.901 | 65270.901 | 17974.6992 | 83245.6002 | 83245.6002 | 101220.2994 | 0.4874 | 114358.7688 | 114358.7688 | 0.3548 | 96614.3395 | 21.6524 | 12375.3505 | HE Water Cooled Chiller - Rotary or Screw Compressor - 175 Tons | Water and Wastewater | New
| IagTgsld235 | 33234.5575 | 7339.4894 | 0 | 0 | 40574.0469 | 65270.901 | 65270.901 | 17974.6992 | 83245.6002 | 83245.6002 | 101220.2994 | 0.4874 | 231642.1664 | 231642.1664 | 0.17516 | 96614.3395 | 43.8586 | 26488.8969 | HE Water Cooled Chiller - Rotary or Screw Compressor - 50 Tons | Agriculture and Assembly | Turnover
| IagNgsld235 | 33234.5575 | 7339.4894 | 0 | 0 | 40574.0469 | 65270.901 | 65270.901 | 17974.6992 | 83245.6002 | 83245.6002 | 101220.2994 | 0.4874 | 231642.1664 | 231642.1664 | 0.17516 | 96614.3395 | 43.8586 | 26488.8969 | HE Water Cooled Chiller - Rotary or Screw Compressor - 50 Tons | Agriculture and Assembly | New
| IchTgsld235 | 33234.5575 | 7339.4894 | 0 | 0 | 40574.0469 | 65270.901 | 65270.901 | 17974.6992 | 83245.6002 | 83245.6002 | 101220.2994 | 0.4874 | 231642.1664 | 231642.1664 | 0.17516 | 96614.3395 | 43.8586 | 26488.8969 | HE Water Cooled Chiller - Rotary or Screw Compressor - 50 Tons | Chemicals and Plastics | Turnover
| IchNgsld235 | 33234.5575 | 7339.4894 | 0 | 0 | 40574.0469 | 65270.901 | 65270.901 | 17974.6992 | 83245.6002 | 83245.6002 | 101220.2994 | 0.4874 | 231642.1664 | 231642.1664 | 0.17516 | 96614.3395 | 43.8586 | 26488.8969 | HE Water Cooled Chiller - Rotary or Screw Compressor - 50 Tons | Chemicals and Plastics | New
| IcoTgsld235 | 33234.5575 | 7339.4894 | 0 | 0 | 40574.0469 | 65270.901 | 65270.901 | 17974.6992 | 83245.6002 | 83245.6002 | 101220.2994 | 0.4874 | 231642.1664 | 231642.1664 | 0.17516 | 96614.3395 | 43.8586 | 26488.8969 | HE Water Cooled Chiller - Rotary or Screw Compressor - 50 Tons | Construction | Turnover
| IcoNgsld235 | 33234.5575 | 7339.4894 | 0 | 0 | 40574.0469 | 65270.901 | 65270.901 | 17974.6992 | 83245.6002 | 83245.6002 | 101220.2994 | 0.4874 | 231642.1664 | 231642.1664 | 0.17516 | 96614.3395 | 43.8586 | 26488.8969 | HE Water Cooled Chiller - Rotary or Screw Compressor - 50 Tons | Construction | New
| IelTgsld235 | 33234.5575 | 7339.4894 | 0 | 0 | 40574.0469 | 65270.901 | 65270.901 | 17974.6992 | 83245.6002 | 83245.6002 | 101220.2994 | 0.4874 | 231642.1664 | 231642.1664 | 0.17516 | 96614.3395 | 43.8586 | 26488.8969 | HE Water Cooled Chiller - Rotary or Screw Compressor - 50 Tons | Electrical and Electronic Equip. | Turnover
| IelNgsld235 | 33234.5575 | 7339.4894 | 0 | 0 | 40574.0469 | 65270.901 | 65270.901 | 17974.6992 | 83245.6002 | 83245.6002 | 101220.2994 | 0.4874 | 231642.1664 | 231642.1664 | 0.17516 | 96614.3395 | 43.8586 | 26488.8969 | HE Water Cooled Chiller - Rotary or Screw Compressor - 50 Tons | Electrical and Electronic Equip. | New
| IluTgsld235 | 33234.5575 | 7339.4894 | 0 | 0 | 40574.0469 | 65270.901 | 65270.901 | 17974.6992 | 83245.6002 | 83245.6002 | 101220.2994 | 0.4874 | 231642.1664 | 231642.1664 | 0.17516 | 96614.3395 | 43.8586 | 26488.8969 | HE Water Cooled Chiller - Rotary or Screw Compressor - 50 Tons | Lumber/Furniture/Pulp/Paper | Turnover
| IluNgsld235 | 33234.5575 | 7339.4894 | 0 | 0 | 40574.0469 | 65270.901 | 65270.901 | 17974.6992 | 83245.6002 | 83245.6002 | 101220.2994 | 0.4874 | 231642.1664 | 231642.1664 | 0.17516 | 96614.3395 | 43.8586 | 26488.8969 | HE Water Cooled Chiller - Rotary or Screw Compressor - 50 Tons | Lumber/Furniture/Pulp/Paper | New
| ImeTgsld235 | 33234.5575 | 7339.4894 | 0 | 0 | 40574.0469 | 65270.901 | 65270.901 | 17974.6992 | 83245.6002 | 83245.6002 | 101220.2994 | 0.4874 | 231642.1664 | 231642.1664 | 0.17516 | 96614.3395 | 43.8586 | 26488.8969 | HE Water Cooled Chiller - Rotary or Screw Compressor - 50 Tons | Metal Products and Machinery | Turnover
| ImeNgsld235 | 33234.5575 | 7339.4894 | 0 | 0 | 40574.0469 | 65270.901 | 65270.901 | 17974.6992 | 83245.6002 | 83245.6002 | 101220.2994 | 0.4874 | 231642.1664 | 231642.1664 | 0.17516 | 96614.3395 | 43.8586 | 26488.8969 | HE Water Cooled Chiller - Rotary or Screw Compressor - 50 Tons | Metal Products and Machinery | New
| ImiTgsld235 | 33234.5575 | 7339.4894 | 0 | 0 | 40574.0469 | 65270.901 | 65270.901 | 17974.6992 | 83245.6002 | 83245.6002 | 101220.2994 | 0.4874 | 231642.1664 | 231642.1664 | 0.17516 | 96614.3395 | 43.8586 | 26488.8969 | HE Water Cooled Chiller - Rotary or Screw Compressor - 50 Tons | Miscellaneous Manufacturing | Turnover
| ImiNgsld235 | 33234.5575 | 7339.4894 | 0 | 0 | 40574.0469 | 65270.901 | 65270.901 | 17974.6992 | 83245.6002 | 83245.6002 | 101220.2994 | 0.4874 | 231642.1664 | 231642.1664 | 0.17516 | 96614.3395 | 43.8586 | 26488.8969 | HE Water Cooled Chiller - Rotary or Screw Compressor - 50 Tons | Miscellaneous Manufacturing | New
| IprTgsld235 | 33234.5575 | 7339.4894 | 0 | 0 | 40574.0469 | 65270.901 | 65270.901 | 17974.6992 | 83245.6002 | 83245.6002 | 101220.2994 | 0.4874 | 231642.1664 | 231642.1664 | 0.17516 | 96614.3395 | 43.8586 | 26488.8969 | HE Water Cooled Chiller - Rotary or Screw Compressor - 50 Tons | Primary Resources Industries | Turnover
| IprNgsld235 | 33234.5575 | 7339.4894 | 0 | 0 | 40574.0469 | 65270.901 | 65270.901 | 17974.6992 | 83245.6002 | 83245.6002 | 101220.2994 | 0.4874 | 231642.1664 | 231642.1664 | 0.17516 | 96614.3395 | 43.8586 | 26488.8969 | HE Water Cooled Chiller - Rotary or Screw Compressor - 50 Tons | Primary Resources Industries | New
| IstTgsld235 | 33234.5575 | 7339.4894 | 0 | 0 | 40574.0469 | 65270.901 | 65270.901 | 17974.6992 | 83245.6002 | 83245.6002 | 101220.2994 | 0.4874 | 231642.1664 | 231642.1664 | 0.17516 | 96614.3395 | 43.8586 | 26488.8969 | HE Water Cooled Chiller - Rotary or Screw Compressor - 50 Tons | Stone/Clay/Glass/Concrete | Turnover
| IstNgsld235 | 33234.5575 | 7339.4894 | 0 | 0 | 40574.0469 | 65270.901 | 65270.901 | 17974.6992 | 83245.6002 | 83245.6002 | 101220.2994 | 0.4874 | 231642.1664 | 231642.1664 | 0.17516 | 96614.3395 | 43.8586 | 26488.8969 | HE Water Cooled Chiller - Rotary or Screw Compressor - 50 Tons | Stone/Clay/Glass/Concrete | New
| IteTgsld235 | 33234.5575 | 7339.4894 | 0 | 0 | 40574.0469 | 65270.901 | 65270.901 | 17974.6992 | 83245.6002 | 83245.6002 | 101220.2994 | 0.4874 | 231642.1664 | 231642.1664 | 0.17516 | 96614.3395 | 43.8586 | 26488.8969 | HE Water Cooled Chiller - Rotary or Screw Compressor - 50 Tons | Textiles and Leather | Turnover
| IteNgsld235 | 33234.5575 | 7339.4894 | 0 | 0 | 40574.0469 | 65270.901 | 65270.901 | 17974.6992 | 83245.6002 | 83245.6002 | 101220.2994 | 0.4874 | 231642.1664 | 231642.1664 | 0.17516 | 96614.3395 | 43.8586 | 26488.8969 | HE Water Cooled Chiller - Rotary or Screw Compressor - 50 Tons | Textiles and Leather | New
| ItrTgsld235 | 33234.5575 | 7339.4894 | 0 | 0 | 40574.0469 | 65270.901 | 65270.901 | 17974.6992 | 83245.6002 | 83245.6002 | 101220.2994 | 0.4874 | 231642.1664 | 231642.1664 | 0.17516 | 96614.3395 | 43.8586 | 26488.8969 | HE Water Cooled Chiller - Rotary or Screw Compressor - 50 Tons | Transportation Equipment | Turnover
| ItrNgsld235 | 33234.5575 | 7339.4894 | 0 | 0 | 40574.0469 | 65270.901 | 65270.901 | 17974.6992 | 83245.6002 | 83245.6002 | 101220.2994 | 0.4874 | 231642.1664 | 231642.1664 | 0.17516 | 96614.3395 | 43.8586 | 26488.8969 | HE Water Cooled Chiller - Rotary or Screw Compressor - 50 Tons | Transportation Equipment | New
| IwaTgsld235 | 33234.5575 | 7339.4894 | 0 | 0 | 40574.0469 | 65270.901 | 65270.901 | 17974.6992 | 83245.6002 | 83245.6002 | 101220.2994 | 0.4874 | 231642.1664 | 231642.1664 | 0.17516 | 96614.3395 | 43.8586 | 26488.8969 | HE Water Cooled Chiller - Rotary or Screw Compressor - 50 Tons | Water and Wastewater | Turnover
| IwaNgsld235 | 33234.5575 | 7339.4894 | 0 | 0 | 40574.0469 | 65270.901 | 65270.901 | 17974.6992 | 83245.6002 | 83245.6002 | 101220.2994 | 0.4874 | 231642.1664 | 231642.1664 | 0.17516 | 96614.3395 | 43.8586 | 26488.8969 | HE Water Cooled Chiller - Rotary or Screw Compressor - 50 Tons | Water and Wastewater | New
| IagTgsld236 | 33234.5575 | 7339.4894 | 0 | 0 | 40574.0469 | 65270.901 | 65270.901 | 17974.6992 | 83245.6002 | 83245.6002 | 101220.2994 | 0.4874 | 44825.7398 | 44825.7398 | 0.90515 | 96614.3395 | 3.8192 | 1041.1148 | High Speed Fans | Agriculture and Assembly | Turnover
| IagNgsld236 | 33234.5575 | 7339.4894 | 0 | 0 | 40574.0469 | 65270.901 | 65270.901 | 17974.6992 | 83245.6002 | 83245.6002 | 101220.2994 | 0.4874 | 44825.7398 | 44825.7398 | 0.90515 | 96614.3395 | 3.8192 | 1041.1148 | High Speed Fans | Agriculture and Assembly | New
| IchTgsld236 | 33234.5575 | 7339.4894 | 0 | 0 | 40574.0469 | 65270.901 | 65270.901 | 17974.6992 | 83245.6002 | 83245.6002 | 101220.2994 | 0.4874 | 44825.7398 | 44825.7398 | 0.90515 | 96614.3395 | 3.8192 | 1041.1148 | High Speed Fans | Chemicals and Plastics | Turnover
| IchNgsld236 | 33234.5575 | 7339.4894 | 0 | 0 | 40574.0469 | 65270.901 | 65270.901 | 17974.6992 | 83245.6002 | 83245.6002 | 101220.2994 | 0.4874 | 44825.7398 | 44825.7398 | 0.90515 | 96614.3395 | 3.8192 | 1041.1148 | High Speed Fans | Chemicals and Plastics | New
| IcoTgsld236 | 33234.5575 | 7339.4894 | 0 | 0 | 40574.0469 | 65270.901 | 65270.901 | 17974.6992 | 83245.6002 | 83245.6002 | 101220.2994 | 0.4874 | 44825.7398 | 44825.7398 | 0.90515 | 96614.3395 | 3.8192 | 1041.1148 | High Speed Fans | Construction | Turnover
| IcoNgsld236 | 33234.5575 | 7339.4894 | 0 | 0 | 40574.0469 | 65270.901 | 65270.901 | 17974.6992 | 83245.6002 | 83245.6002 | 101220.2994 | 0.4874 | 44825.7398 | 44825.7398 | 0.90515 | 96614.3395 | 3.8192 | 1041.1148 | High Speed Fans | Construction | New
| IelTgsld236 | 33234.5575 | 7339.4894 | 0 | 0 | 40574.0469 | 65270.901 | 65270.901 | 17974.6992 | 83245.6002 | 83245.6002 | 101220.2994 | 0.4874 | 44825.7398 | 44825.7398 | 0.90515 | 96614.3395 | 3.8192 | 1041.1148 | High Speed Fans | Electrical and Electronic Equip. | Turnover
| IelNgsld236 | 33234.5575 | 7339.4894 | 0 | 0 | 40574.0469 | 65270.901 | 65270.901 | 17974.6992 | 83245.6002 | 83245.6002 | 101220.2994 | 0.4874 | 44825.7398 | 44825.7398 | 0.90515 | 96614.3395 | 3.8192 | 1041.1148 | High Speed Fans | Electrical and Electronic Equip. | New
| IluTgsld236 | 33234.5575 | 7339.4894 | 0 | 0 | 40574.0469 | 65270.901 | 65270.901 | 17974.6992 | 83245.6002 | 83245.6002 | 101220.2994 | 0.4874 | 44825.7398 | 44825.7398 | 0.90515 | 96614.3395 | 3.8192 | 1041.1148 | High Speed Fans | Lumber/Furniture/Pulp/Paper | Turnover
| IluNgsld236 | 33234.5575 | 7339.4894 | 0 | 0 | 40574.0469 | 65270.901 | 65270.901 | 17974.6992 | 83245.6002 | 83245.6002 | 101220.2994 | 0.4874 | 44825.7398 | 44825.7398 | 0.90515 | 96614.3395 | 3.8192 | 1041.1148 | High Speed Fans | Lumber/Furniture/Pulp/Paper | New
| ImeTgsld236 | 33234.5575 | 7339.4894 | 0 | 0 | 40574.0469 | 65270.901 | 65270.901 | 17974.6992 | 83245.6002 | 83245.6002 | 101220.2994 | 0.4874 | 44825.7398 | 44825.7398 | 0.90515 | 96614.3395 | 3.8192 | 1041.1148 | High Speed Fans | Metal Products and Machinery | Turnover
| ImeNgsld236 | 33234.5575 | 7339.4894 | 0 | 0 | 40574.0469 | 65270.901 | 65270.901 | 17974.6992 | 83245.6002 | 83245.6002 | 101220.2994 | 0.4874 | 44825.7398 | 44825.7398 | 0.90515 | 96614.3395 | 3.8192 | 1041.1148 | High Speed Fans | Metal Products and Machinery | New
| ImiTgsld236 | 33234.5575 | 7339.4894 | 0 | 0 | 40574.0469 | 65270.901 | 65270.901 | 17974.6992 | 83245.6002 | 83245.6002 | 101220.2994 | 0.4874 | 44825.7398 | 44825.7398 | 0.90515 | 96614.3395 | 3.8192 | 1041.1148 | High Speed Fans | Miscellaneous Manufacturing | Turnover
| ImiNgsld236 | 33234.5575 | 7339.4894 | 0 | 0 | 40574.0469 | 65270.901 | 65270.901 | 17974.6992 | 83245.6002 | 83245.6002 | 101220.2994 | 0.4874 | 44825.7398 | 44825.7398 | 0.90515 | 96614.3395 | 3.8192 | 1041.1148 | High Speed Fans | Miscellaneous Manufacturing | New
| IprTgsld236 | 33234.5575 | 7339.4894 | 0 | 0 | 40574.0469 | 65270.901 | 65270.901 | 17974.6992 | 83245.6002 | 83245.6002 | 101220.2994 | 0.4874 | 44825.7398 | 44825.7398 | 0.90515 | 96614.3395 | 3.8192 | 1041.1148 | High Speed Fans | Primary Resources Industries | Turnover
| IprNgsld236 | 33234.5575 | 7339.4894 | 0 | 0 | 40574.0469 | 65270.901 | 65270.901 | 17974.6992 | 83245.6002 | 83245.6002 | 101220.2994 | 0.4874 | 44825.7398 | 44825.7398 | 0.90515 | 96614.3395 | 3.8192 | 1041.1148 | High Speed Fans | Primary Resources Industries | New
| IstTgsld236 | 33234.5575 | 7339.4894 | 0 | 0 | 40574.0469 | 65270.901 | 65270.901 | 17974.6992 | 83245.6002 | 83245.6002 | 101220.2994 | 0.4874 | 44825.7398 | 44825.7398 | 0.90515 | 96614.3395 | 3.8192 | 1041.1148 | High Speed Fans | Stone/Clay/Glass/Concrete | Turnover
| IstNgsld236 | 33234.5575 | 7339.4894 | 0 | 0 | 40574.0469 | 65270.901 | 65270.901 | 17974.6992 | 83245.6002 | 83245.6002 | 101220.2994 | 0.4874 | 44825.7398 | 44825.7398 | 0.90515 | 96614.3395 | 3.8192 | 1041.1148 | High Speed Fans | Stone/Clay/Glass/Concrete | New
| IteTgsld236 | 33234.5575 | 7339.4894 | 0 | 0 | 40574.0469 | 65270.901 | 65270.901 | 17974.6992 | 83245.6002 | 83245.6002 | 101220.2994 | 0.4874 | 44825.7398 | 44825.7398 | 0.90515 | 96614.3395 | 3.8192 | 1041.1148 | High Speed Fans | Textiles and Leather | Turnover
| IteNgsld236 | 33234.5575 | 7339.4894 | 0 | 0 | 40574.0469 | 65270.901 | 65270.901 | 17974.6992 | 83245.6002 | 83245.6002 | 101220.2994 | 0.4874 | 44825.7398 | 44825.7398 | 0.90515 | 96614.3395 | 3.8192 | 1041.1148 | High Speed Fans | Textiles and Leather | New
| ItrTgsld236 | 33234.5575 | 7339.4894 | 0 | 0 | 40574.0469 | 65270.901 | 65270.901 | 17974.6992 | 83245.6002 | 83245.6002 | 101220.2994 | 0.4874 | 44825.7398 | 44825.7398 | 0.90515 | 96614.3395 | 3.8192 | 1041.1148 | High Speed Fans | Transportation Equipment | Turnover
| ItrNgsld236 | 33234.5575 | 7339.4894 | 0 | 0 | 40574.0469 | 65270.901 | 65270.901 | 17974.6992 | 83245.6002 | 83245.6002 | 101220.2994 | 0.4874 | 44825.7398 | 44825.7398 | 0.90515 | 96614.3395 | 3.8192 | 1041.1148 | High Speed Fans | Transportation Equipment | New
| IwaTgsld236 | 33234.5575 | 7339.4894 | 0 | 0 | 40574.0469 | 65270.901 | 65270.901 | 17974.6992 | 83245.6002 | 83245.6002 | 101220.2994 | 0.4874 | 44825.7398 | 44825.7398 | 0.90515 | 96614.3395 | 3.8192 | 1041.1148 | High Speed Fans | Water and Wastewater | Turnover
| IwaNgsld236 | 33234.5575 | 7339.4894 | 0 | 0 | 40574.0469 | 65270.901 | 65270.901 | 17974.6992 | 83245.6002 | 83245.6002 | 101220.2994 | 0.4874 | 44825.7398 | 44825.7398 | 0.90515 | 96614.3395 | 3.8192 | 1041.1148 | High Speed Fans | Water and Wastewater | New
| IagTgsld237 | 33234.5575 | 7339.4894 | 0 | 0 | 40574.0469 | 65270.901 | 65270.901 | 17974.6992 | 83245.6002 | 83245.6002 | 101220.2994 | 0.4874 | 34347.0666 | 34347.0666 | 1.1813 | 96614.3395 | 3.2607 | 686.1362 | Packaged Terminal AC | Agriculture and Assembly | Turnover
| IagNgsld237 | 33234.5575 | 7339.4894 | 0 | 0 | 40574.0469 | 65270.901 | 65270.901 | 17974.6992 | 83245.6002 | 83245.6002 | 101220.2994 | 0.4874 | 34347.0666 | 34347.0666 | 1.1813 | 96614.3395 | 3.2607 | 686.1362 | Packaged Terminal AC | Agriculture and Assembly | New
| IchTgsld237 | 33234.5575 | 7339.4894 | 0 | 0 | 40574.0469 | 65270.901 | 65270.901 | 17974.6992 | 83245.6002 | 83245.6002 | 101220.2994 | 0.4874 | 34347.0666 | 34347.0666 | 1.1813 | 96614.3395 | 3.2607 | 686.1362 | Packaged Terminal AC | Chemicals and Plastics | Turnover
| IchNgsld237 | 33234.5575 | 7339.4894 | 0 | 0 | 40574.0469 | 65270.901 | 65270.901 | 17974.6992 | 83245.6002 | 83245.6002 | 101220.2994 | 0.4874 | 34347.0666 | 34347.0666 | 1.1813 | 96614.3395 | 3.2607 | 686.1362 | Packaged Terminal AC | Chemicals and Plastics | New
| IcoTgsld237 | 33234.5575 | 7339.4894 | 0 | 0 | 40574.0469 | 65270.901 | 65270.901 | 17974.6992 | 83245.6002 | 83245.6002 | 101220.2994 | 0.4874 | 34347.0666 | 34347.0666 | 1.1813 | 96614.3395 | 3.2607 | 686.1362 | Packaged Terminal AC | Construction | Turnover
| IcoNgsld237 | 33234.5575 | 7339.4894 | 0 | 0 | 40574.0469 | 65270.901 | 65270.901 | 17974.6992 | 83245.6002 | 83245.6002 | 101220.2994 | 0.4874 | 34347.0666 | 34347.0666 | 1.1813 | 96614.3395 | 3.2607 | 686.1362 | Packaged Terminal AC | Construction | New
| IelTgsld237 | 33234.5575 | 7339.4894 | 0 | 0 | 40574.0469 | 65270.901 | 65270.901 | 17974.6992 | 83245.6002 | 83245.6002 | 101220.2994 | 0.4874 | 34347.0666 | 34347.0666 | 1.1813 | 96614.3395 | 3.2607 | 686.1362 | Packaged Terminal AC | Electrical and Electronic Equip. | Turnover
| IelNgsld237 | 33234.5575 | 7339.4894 | 0 | 0 | 40574.0469 | 65270.901 | 65270.901 | 17974.6992 | 83245.6002 | 83245.6002 | 101220.2994 | 0.4874 | 34347.0666 | 34347.0666 | 1.1813 | 96614.3395 | 3.2607 | 686.1362 | Packaged Terminal AC | Electrical and Electronic Equip. | New
| IluTgsld237 | 33234.5575 | 7339.4894 | 0 | 0 | 40574.0469 | 65270.901 | 65270.901 | 17974.6992 | 83245.6002 | 83245.6002 | 101220.2994 | 0.4874 | 34347.0666 | 34347.0666 | 1.1813 | 96614.3395 | 3.2607 | 686.1362 | Packaged Terminal AC | Lumber/Furniture/Pulp/Paper | Turnover
| IluNgsld237 | 33234.5575 | 7339.4894 | 0 | 0 | 40574.0469 | 65270.901 | 65270.901 | 17974.6992 | 83245.6002 | 83245.6002 | 101220.2994 | 0.4874 | 34347.0666 | 34347.0666 | 1.1813 | 96614.3395 | 3.2607 | 686.1362 | Packaged Terminal AC | Lumber/Furniture/Pulp/Paper | New
| ImeTgsld237 | 33234.5575 | 7339.4894 | 0 | 0 | 40574.0469 | 65270.901 | 65270.901 | 17974.6992 | 83245.6002 | 83245.6002 | 101220.2994 | 0.4874 | 34347.0666 | 34347.0666 | 1.1813 | 96614.3395 | 3.2607 | 686.1362 | Packaged Terminal AC | Metal Products and Machinery | Turnover
| ImeNgsld237 | 33234.5575 | 7339.4894 | 0 | 0 | 40574.0469 | 65270.901 | 65270.901 | 17974.6992 | 83245.6002 | 83245.6002 | 101220.2994 | 0.4874 | 34347.0666 | 34347.0666 | 1.1813 | 96614.3395 | 3.2607 | 686.1362 | Packaged Terminal AC | Metal Products and Machinery | New
| ImiTgsld237 | 33234.5575 | 7339.4894 | 0 | 0 | 40574.0469 | 65270.901 | 65270.901 | 17974.6992 | 83245.6002 | 83245.6002 | 101220.2994 | 0.4874 | 34347.0666 | 34347.0666 | 1.1813 | 96614.3395 | 3.2607 | 686.1362 | Packaged Terminal AC | Miscellaneous Manufacturing | Turnover
| ImiNgsld237 | 33234.5575 | 7339.4894 | 0 | 0 | 40574.0469 | 65270.901 | 65270.901 | 17974.6992 | 83245.6002 | 83245.6002 | 101220.2994 | 0.4874 | 34347.0666 | 34347.0666 | 1.1813 | 96614.3395 | 3.2607 | 686.1362 | Packaged Terminal AC | Miscellaneous Manufacturing | New
| IprTgsld237 | 33234.5575 | 7339.4894 | 0 | 0 | 40574.0469 | 65270.901 | 65270.901 | 17974.6992 | 83245.6002 | 83245.6002 | 101220.2994 | 0.4874 | 34347.0666 | 34347.0666 | 1.1813 | 96614.3395 | 3.2607 | 686.1362 | Packaged Terminal AC | Primary Resources Industries | Turnover
| IprNgsld237 | 33234.5575 | 7339.4894 | 0 | 0 | 40574.0469 | 65270.901 | 65270.901 | 17974.6992 | 83245.6002 | 83245.6002 | 101220.2994 | 0.4874 | 34347.0666 | 34347.0666 | 1.1813 | 96614.3395 | 3.2607 | 686.1362 | Packaged Terminal AC | Primary Resources Industries | New
| IstTgsld237 | 33234.5575 | 7339.4894 | 0 | 0 | 40574.0469 | 65270.901 | 65270.901 | 17974.6992 | 83245.6002 | 83245.6002 | 101220.2994 | 0.4874 | 34347.0666 | 34347.0666 | 1.1813 | 96614.3395 | 3.2607 | 686.1362 | Packaged Terminal AC | Stone/Clay/Glass/Concrete | Turnover
| IstNgsld237 | 33234.5575 | 7339.4894 | 0 | 0 | 40574.0469 | 65270.901 | 65270.901 | 17974.6992 | 83245.6002 | 83245.6002 | 101220.2994 | 0.4874 | 34347.0666 | 34347.0666 | 1.1813 | 96614.3395 | 3.2607 | 686.1362 | Packaged Terminal AC | Stone/Clay/Glass/Concrete | New
| IteTgsld237 | 33234.5575 | 7339.4894 | 0 | 0 | 40574.0469 | 65270.901 | 65270.901 | 17974.6992 | 83245.6002 | 83245.6002 | 101220.2994 | 0.4874 | 34347.0666 | 34347.0666 | 1.1813 | 96614.3395 | 3.2607 | 686.1362 | Packaged Terminal AC | Textiles and Leather | Turnover
| IteNgsld237 | 33234.5575 | 7339.4894 | 0 | 0 | 40574.0469 | 65270.901 | 65270.901 | 17974.6992 | 83245.6002 | 83245.6002 | 101220.2994 | 0.4874 | 34347.0666 | 34347.0666 | 1.1813 | 96614.3395 | 3.2607 | 686.1362 | Packaged Terminal AC | Textiles and Leather | New
| ItrTgsld237 | 33234.5575 | 7339.4894 | 0 | 0 | 40574.0469 | 65270.901 | 65270.901 | 17974.6992 | 83245.6002 | 83245.6002 | 101220.2994 | 0.4874 | 34347.0666 | 34347.0666 | 1.1813 | 96614.3395 | 3.2607 | 686.1362 | Packaged Terminal AC | Transportation Equipment | Turnover
| ItrNgsld237 | 33234.5575 | 7339.4894 | 0 | 0 | 40574.0469 | 65270.901 | 65270.901 | 17974.6992 | 83245.6002 | 83245.6002 | 101220.2994 | 0.4874 | 34347.0666 | 34347.0666 | 1.1813 | 96614.3395 | 3.2607 | 686.1362 | Packaged Terminal AC | Transportation Equipment | New
| IwaTgsld237 | 33234.5575 | 7339.4894 | 0 | 0 | 40574.0469 | 65270.901 | 65270.901 | 17974.6992 | 83245.6002 | 83245.6002 | 101220.2994 | 0.4874 | 34347.0666 | 34347.0666 | 1.1813 | 96614.3395 | 3.2607 | 686.1362 | Packaged Terminal AC | Water and Wastewater | Turnover
| IwaNgsld237 | 33234.5575 | 7339.4894 | 0 | 0 | 40574.0469 | 65270.901 | 65270.901 | 17974.6992 | 83245.6002 | 83245.6002 | 101220.2994 | 0.4874 | 34347.0666 | 34347.0666 | 1.1813 | 96614.3395 | 3.2607 | 686.1362 | Packaged Terminal AC | Water and Wastewater | New
| IagEgsld238 | 3005.3871 | 6326.9476 | 0 | 0 | 9332.3348 | -2523.0815 | 2523.0815 | 17974.6992 | 15451.6177 | 20497.7808 | 33426.3169 | 0.45529 | 20132.9719 | 20132.9719 | 0.46353 | 14934.8425 | 14.6397 | 2408.5721 | Thermal energy storage | Agriculture and Assembly | Existing
| IagNgsld238 | 3005.3871 | 6326.9476 | 0 | 0 | 9332.3348 | -2523.0815 | 2523.0815 | 17974.6992 | 15451.6177 | 20497.7808 | 33426.3169 | 0.45529 | 20132.9719 | 20132.9719 | 0.46353 | 14934.8425 | 14.6397 | 2408.5721 | Thermal energy storage | Agriculture and Assembly | New
| IchEgsld238 | 3005.3871 | 6326.9476 | 0 | 0 | 9332.3348 | -2523.0815 | 2523.0815 | 17974.6992 | 15451.6177 | 20497.7808 | 33426.3169 | 0.45529 | 20132.9719 | 20132.9719 | 0.46353 | 14934.8425 | 14.6397 | 2408.5721 | Thermal energy storage | Chemicals and Plastics | Existing
| IchNgsld238 | 3005.3871 | 6326.9476 | 0 | 0 | 9332.3348 | -2523.0815 | 2523.0815 | 17974.6992 | 15451.6177 | 20497.7808 | 33426.3169 | 0.45529 | 20132.9719 | 20132.9719 | 0.46353 | 14934.8425 | 14.6397 | 2408.5721 | Thermal energy storage | Chemicals and Plastics | New
| IcoEgsld238 | 3005.3871 | 6326.9476 | 0 | 0 | 9332.3348 | -2523.0815 | 2523.0815 | 17974.6992 | 15451.6177 | 20497.7808 | 33426.3169 | 0.45529 | 20132.9719 | 20132.9719 | 0.46353 | 14934.8425 | 14.6397 | 2408.5721 | Thermal energy storage | Construction | Existing
| IcoNgsld238 | 3005.3871 | 6326.9476 | 0 | 0 | 9332.3348 | -2523.0815 | 2523.0815 | 17974.6992 | 15451.6177 | 20497.7808 | 33426.3169 | 0.45529 | 20132.9719 | 20132.9719 | 0.46353 | 14934.8425 | 14.6397 | 2408.5721 | Thermal energy storage | Construction | New
| IelEgsld238 | 3005.3871 | 6326.9476 | 0 | 0 | 9332.3348 | -2523.0815 | 2523.0815 | 17974.6992 | 15451.6177 | 20497.7808 | 33426.3169 | 0.45529 | 20132.9719 | 20132.9719 | 0.46353 | 14934.8425 | 14.6397 | 2408.5721 | Thermal energy storage | Electrical and Electronic Equip. | Existing
| IelNgsld238 | 3005.3871 | 6326.9476 | 0 | 0 | 9332.3348 | -2523.0815 | 2523.0815 | 17974.6992 | 15451.6177 | 20497.7808 | 33426.3169 | 0.45529 | 20132.9719 | 20132.9719 | 0.46353 | 14934.8425 | 14.6397 | 2408.5721 | Thermal energy storage | Electrical and Electronic Equip. | New
| IluEgsld238 | 3005.3871 | 6326.9476 | 0 | 0 | 9332.3348 | -2523.0815 | 2523.0815 | 17974.6992 | 15451.6177 | 20497.7808 | 33426.3169 | 0.45529 | 20132.9719 | 20132.9719 | 0.46353 | 14934.8425 | 14.6397 | 2408.5721 | Thermal energy storage | Lumber/Furniture/Pulp/Paper | Existing
| IluNgsld238 | 3005.3871 | 6326.9476 | 0 | 0 | 9332.3348 | -2523.0815 | 2523.0815 | 17974.6992 | 15451.6177 | 20497.7808 | 33426.3169 | 0.45529 | 20132.9719 | 20132.9719 | 0.46353 | 14934.8425 | 14.6397 | 2408.5721 | Thermal energy storage | Lumber/Furniture/Pulp/Paper | New
| ImeEgsld238 | 3005.3871 | 6326.9476 | 0 | 0 | 9332.3348 | -2523.0815 | 2523.0815 | 17974.6992 | 15451.6177 | 20497.7808 | 33426.3169 | 0.45529 | 20132.9719 | 20132.9719 | 0.46353 | 14934.8425 | 14.6397 | 2408.5721 | Thermal energy storage | Metal Products and Machinery | Existing
| ImeNgsld238 | 3005.3871 | 6326.9476 | 0 | 0 | 9332.3348 | -2523.0815 | 2523.0815 | 17974.6992 | 15451.6177 | 20497.7808 | 33426.3169 | 0.45529 | 20132.9719 | 20132.9719 | 0.46353 | 14934.8425 | 14.6397 | 2408.5721 | Thermal energy storage | Metal Products and Machinery | New
| ImiEgsld238 | 3005.3871 | 6326.9476 | 0 | 0 | 9332.3348 | -2523.0815 | 2523.0815 | 17974.6992 | 15451.6177 | 20497.7808 | 33426.3169 | 0.45529 | 20132.9719 | 20132.9719 | 0.46353 | 14934.8425 | 14.6397 | 2408.5721 | Thermal energy storage | Miscellaneous Manufacturing | Existing
| ImiNgsld238 | 3005.3871 | 6326.9476 | 0 | 0 | 9332.3348 | -2523.0815 | 2523.0815 | 17974.6992 | 15451.6177 | 20497.7808 | 33426.3169 | 0.45529 | 20132.9719 | 20132.9719 | 0.46353 | 14934.8425 | 14.6397 | 2408.5721 | Thermal energy storage | Miscellaneous Manufacturing | New
| IprEgsld238 | 3005.3871 | 6326.9476 | 0 | 0 | 9332.3348 | -2523.0815 | 2523.0815 | 17974.6992 | 15451.6177 | 20497.7808 | 33426.3169 | 0.45529 | 20132.9719 | 20132.9719 | 0.46353 | 14934.8425 | 14.6397 | 2408.5721 | Thermal energy storage | Primary Resources Industries | Existing
| IprNgsld238 | 3005.3871 | 6326.9476 | 0 | 0 | 9332.3348 | -2523.0815 | 2523.0815 | 17974.6992 | 15451.6177 | 20497.7808 | 33426.3169 | 0.45529 | 20132.9719 | 20132.9719 | 0.46353 | 14934.8425 | 14.6397 | 2408.5721 | Thermal energy storage | Primary Resources Industries | New
| IstEgsld238 | 3005.3871 | 6326.9476 | 0 | 0 | 9332.3348 | -2523.0815 | 2523.0815 | 17974.6992 | 15451.6177 | 20497.7808 | 33426.3169 | 0.45529 | 20132.9719 | 20132.9719 | 0.46353 | 14934.8425 | 14.6397 | 2408.5721 | Thermal energy storage | Stone/Clay/Glass/Concrete | Existing
| IstNgsld238 | 3005.3871 | 6326.9476 | 0 | 0 | 9332.3348 | -2523.0815 | 2523.0815 | 17974.6992 | 15451.6177 | 20497.7808 | 33426.3169 | 0.45529 | 20132.9719 | 20132.9719 | 0.46353 | 14934.8425 | 14.6397 | 2408.5721 | Thermal energy storage | Stone/Clay/Glass/Concrete | New
| IteEgsld238 | 3005.3871 | 6326.9476 | 0 | 0 | 9332.3348 | -2523.0815 | 2523.0815 | 17974.6992 | 15451.6177 | 20497.7808 | 33426.3169 | 0.45529 | 20132.9719 | 20132.9719 | 0.46353 | 14934.8425 | 14.6397 | 2408.5721 | Thermal energy storage | Textiles and Leather | Existing
| IteNgsld238 | 3005.3871 | 6326.9476 | 0 | 0 | 9332.3348 | -2523.0815 | 2523.0815 | 17974.6992 | 15451.6177 | 20497.7808 | 33426.3169 | 0.45529 | 20132.9719 | 20132.9719 | 0.46353 | 14934.8425 | 14.6397 | 2408.5721 | Thermal energy storage | Textiles and Leather | New
| ItrEgsld238 | 3005.3871 | 6326.9476 | 0 | 0 | 9332.3348 | -2523.0815 | 2523.0815 | 17974.6992 | 15451.6177 | 20497.7808 | 33426.3169 | 0.45529 | 20132.9719 | 20132.9719 | 0.46353 | 14934.8425 | 14.6397 | 2408.5721 | Thermal energy storage | Transportation Equipment | Existing
| ItrNgsld238 | 3005.3871 | 6326.9476 | 0 | 0 | 9332.3348 | -2523.0815 | 2523.0815 | 17974.6992 | 15451.6177 | 20497.7808 | 33426.3169 | 0.45529 | 20132.9719 | 20132.9719 | 0.46353 | 14934.8425 | 14.6397 | 2408.5721 | Thermal energy storage | Transportation Equipment | New
| IwaEgsld238 | 3005.3871 | 6326.9476 | 0 | 0 | 9332.3348 | -2523.0815 | 2523.0815 | 17974.6992 | 15451.6177 | 20497.7808 | 33426.3169 | 0.45529 | 20132.9719 | 20132.9719 | 0.46353 | 14934.8425 | 14.6397 | 2408.5721 | Thermal energy storage | Water and Wastewater | Existing
| IwaNgsld238 | 3005.3871 | 6326.9476 | 0 | 0 | 9332.3348 | -2523.0815 | 2523.0815 | 17974.6992 | 15451.6177 | 20497.7808 | 33426.3169 | 0.45529 | 20132.9719 | 20132.9719 | 0.46353 | 14934.8425 | 14.6397 | 2408.5721 | Thermal energy storage | Water and Wastewater | New
| IagEgsld239 | 33234.5575 | 7339.4894 | 0 | 0 | 40574.0469 | 65270.901 | 65270.901 | 17974.6992 | 83245.6002 | 83245.6002 | 101220.2994 | 0.4874 | 42663.4053 | 42663.4053 | 0.95103 | 96614.3395 | 4.7977 | 1663.0321 | VAV System | Agriculture and Assembly | Existing
| IagNgsld239 | 33234.5575 | 7339.4894 | 0 | 0 | 40574.0469 | 65270.901 | 65270.901 | 17974.6992 | 83245.6002 | 83245.6002 | 101220.2994 | 0.4874 | 42663.4053 | 42663.4053 | 0.95103 | 96614.3395 | 4.7977 | 1663.0321 | VAV System | Agriculture and Assembly | New
| IchEgsld239 | 33234.5575 | 7339.4894 | 0 | 0 | 40574.0469 | 65270.901 | 65270.901 | 17974.6992 | 83245.6002 | 83245.6002 | 101220.2994 | 0.4874 | 42663.4053 | 42663.4053 | 0.95103 | 96614.3395 | 4.7977 | 1663.0321 | VAV System | Chemicals and Plastics | Existing
| IchNgsld239 | 33234.5575 | 7339.4894 | 0 | 0 | 40574.0469 | 65270.901 | 65270.901 | 17974.6992 | 83245.6002 | 83245.6002 | 101220.2994 | 0.4874 | 42663.4053 | 42663.4053 | 0.95103 | 96614.3395 | 4.7977 | 1663.0321 | VAV System | Chemicals and Plastics | New
| IcoEgsld239 | 33234.5575 | 7339.4894 | 0 | 0 | 40574.0469 | 65270.901 | 65270.901 | 17974.6992 | 83245.6002 | 83245.6002 | 101220.2994 | 0.4874 | 42663.4053 | 42663.4053 | 0.95103 | 96614.3395 | 4.7977 | 1663.0321 | VAV System | Construction | Existing
| IcoNgsld239 | 33234.5575 | 7339.4894 | 0 | 0 | 40574.0469 | 65270.901 | 65270.901 | 17974.6992 | 83245.6002 | 83245.6002 | 101220.2994 | 0.4874 | 42663.4053 | 42663.4053 | 0.95103 | 96614.3395 | 4.7977 | 1663.0321 | VAV System | Construction | New
| IelEgsld239 | 33234.5575 | 7339.4894 | 0 | 0 | 40574.0469 | 65270.901 | 65270.901 | 17974.6992 | 83245.6002 | 83245.6002 | 101220.2994 | 0.4874 | 42663.4053 | 42663.4053 | 0.95103 | 96614.3395 | 4.7977 | 1663.0321 | VAV System | Electrical and Electronic Equip. | Existing
| IelNgsld239 | 33234.5575 | 7339.4894 | 0 | 0 | 40574.0469 | 65270.901 | 65270.901 | 17974.6992 | 83245.6002 | 83245.6002 | 101220.2994 | 0.4874 | 42663.4053 | 42663.4053 | 0.95103 | 96614.3395 | 4.7977 | 1663.0321 | VAV System | Electrical and Electronic Equip. | New
| IluEgsld239 | 33234.5575 | 7339.4894 | 0 | 0 | 40574.0469 | 65270.901 | 65270.901 | 17974.6992 | 83245.6002 | 83245.6002 | 101220.2994 | 0.4874 | 42663.4053 | 42663.4053 | 0.95103 | 96614.3395 | 4.7977 | 1663.0321 | VAV System | Lumber/Furniture/Pulp/Paper | Existing
| IluNgsld239 | 33234.5575 | 7339.4894 | 0 | 0 | 40574.0469 | 65270.901 | 65270.901 | 17974.6992 | 83245.6002 | 83245.6002 | 101220.2994 | 0.4874 | 42663.4053 | 42663.4053 | 0.95103 | 96614.3395 | 4.7977 | 1663.0321 | VAV System | Lumber/Furniture/Pulp/Paper | New
| ImeEgsld239 | 33234.5575 | 7339.4894 | 0 | 0 | 40574.0469 | 65270.901 | 65270.901 | 17974.6992 | 83245.6002 | 83245.6002 | 101220.2994 | 0.4874 | 42663.4053 | 42663.4053 | 0.95103 | 96614.3395 | 4.7977 | 1663.0321 | VAV System | Metal Products and Machinery | Existing
| ImeNgsld239 | 33234.5575 | 7339.4894 | 0 | 0 | 40574.0469 | 65270.901 | 65270.901 | 17974.6992 | 83245.6002 | 83245.6002 | 101220.2994 | 0.4874 | 42663.4053 | 42663.4053 | 0.95103 | 96614.3395 | 4.7977 | 1663.0321 | VAV System | Metal Products and Machinery | New
| ImiEgsld239 | 33234.5575 | 7339.4894 | 0 | 0 | 40574.0469 | 65270.901 | 65270.901 | 17974.6992 | 83245.6002 | 83245.6002 | 101220.2994 | 0.4874 | 42663.4053 | 42663.4053 | 0.95103 | 96614.3395 | 4.7977 | 1663.0321 | VAV System | Miscellaneous Manufacturing | Existing
| ImiNgsld239 | 33234.5575 | 7339.4894 | 0 | 0 | 40574.0469 | 65270.901 | 65270.901 | 17974.6992 | 83245.6002 | 83245.6002 | 101220.2994 | 0.4874 | 42663.4053 | 42663.4053 | 0.95103 | 96614.3395 | 4.7977 | 1663.0321 | VAV System | Miscellaneous Manufacturing | New
| IprEgsld239 | 33234.5575 | 7339.4894 | 0 | 0 | 40574.0469 | 65270.901 | 65270.901 | 17974.6992 | 83245.6002 | 83245.6002 | 101220.2994 | 0.4874 | 42663.4053 | 42663.4053 | 0.95103 | 96614.3395 | 4.7977 | 1663.0321 | VAV System | Primary Resources Industries | Existing
| IprNgsld239 | 33234.5575 | 7339.4894 | 0 | 0 | 40574.0469 | 65270.901 | 65270.901 | 17974.6992 | 83245.6002 | 83245.6002 | 101220.2994 | 0.4874 | 42663.4053 | 42663.4053 | 0.95103 | 96614.3395 | 4.7977 | 1663.0321 | VAV System | Primary Resources Industries | New
| IstEgsld239 | 33234.5575 | 7339.4894 | 0 | 0 | 40574.0469 | 65270.901 | 65270.901 | 17974.6992 | 83245.6002 | 83245.6002 | 101220.2994 | 0.4874 | 42663.4053 | 42663.4053 | 0.95103 | 96614.3395 | 4.7977 | 1663.0321 | VAV System | Stone/Clay/Glass/Concrete | Existing
| IstNgsld239 | 33234.5575 | 7339.4894 | 0 | 0 | 40574.0469 | 65270.901 | 65270.901 | 17974.6992 | 83245.6002 | 83245.6002 | 101220.2994 | 0.4874 | 42663.4053 | 42663.4053 | 0.95103 | 96614.3395 | 4.7977 | 1663.0321 | VAV System | Stone/Clay/Glass/Concrete | New
| IteEgsld239 | 33234.5575 | 7339.4894 | 0 | 0 | 40574.0469 | 65270.901 | 65270.901 | 17974.6992 | 83245.6002 | 83245.6002 | 101220.2994 | 0.4874 | 42663.4053 | 42663.4053 | 0.95103 | 96614.3395 | 4.7977 | 1663.0321 | VAV System | Textiles and Leather | Existing
| IteNgsld239 | 33234.5575 | 7339.4894 | 0 | 0 | 40574.0469 | 65270.901 | 65270.901 | 17974.6992 | 83245.6002 | 83245.6002 | 101220.2994 | 0.4874 | 42663.4053 | 42663.4053 | 0.95103 | 96614.3395 | 4.7977 | 1663.0321 | VAV System | Textiles and Leather | New
| ItrEgsld239 | 33234.5575 | 7339.4894 | 0 | 0 | 40574.0469 | 65270.901 | 65270.901 | 17974.6992 | 83245.6002 | 83245.6002 | 101220.2994 | 0.4874 | 42663.4053 | 42663.4053 | 0.95103 | 96614.3395 | 4.7977 | 1663.0321 | VAV System | Transportation Equipment | Existing
| ItrNgsld239 | 33234.5575 | 7339.4894 | 0 | 0 | 40574.0469 | 65270.901 | 65270.901 | 17974.6992 | 83245.6002 | 83245.6002 | 101220.2994 | 0.4874 | 42663.4053 | 42663.4053 | 0.95103 | 96614.3395 | 4.7977 | 1663.0321 | VAV System | Transportation Equipment | New
| IwaEgsld239 | 33234.5575 | 7339.4894 | 0 | 0 | 40574.0469 | 65270.901 | 65270.901 | 17974.6992 | 83245.6002 | 83245.6002 | 101220.2994 | 0.4874 | 42663.4053 | 42663.4053 | 0.95103 | 96614.3395 | 4.7977 | 1663.0321 | VAV System | Water and Wastewater | Existing
| IwaNgsld239 | 33234.5575 | 7339.4894 | 0 | 0 | 40574.0469 | 65270.901 | 65270.901 | 17974.6992 | 83245.6002 | 83245.6002 | 101220.2994 | 0.4874 | 42663.4053 | 42663.4053 | 0.95103 | 96614.3395 | 4.7977 | 1663.0321 | VAV System | Water and Wastewater | New
| IagTgsld240 | 33234.5575 | 7339.4894 | 0 | 0 | 40574.0469 | 65270.901 | 65270.901 | 17974.6992 | 83245.6002 | 83245.6002 | 101220.2994 | 0.4874 | 31560.4939 | 31560.4939 | 1.2856 | 96614.3395 | 4.7298 | 1619.887 | Water source heat pump | Agriculture and Assembly | Turnover
| IagNgsld240 | 33234.5575 | 7339.4894 | 0 | 0 | 40574.0469 | 65270.901 | 65270.901 | 17974.6992 | 83245.6002 | 83245.6002 | 101220.2994 | 0.4874 | 31560.4939 | 31560.4939 | 1.2856 | 96614.3395 | 4.7298 | 1619.887 | Water source heat pump | Agriculture and Assembly | New
| IchTgsld240 | 33234.5575 | 7339.4894 | 0 | 0 | 40574.0469 | 65270.901 | 65270.901 | 17974.6992 | 83245.6002 | 83245.6002 | 101220.2994 | 0.4874 | 31560.4939 | 31560.4939 | 1.2856 | 96614.3395 | 4.7298 | 1619.887 | Water source heat pump | Chemicals and Plastics | Turnover
| IchNgsld240 | 33234.5575 | 7339.4894 | 0 | 0 | 40574.0469 | 65270.901 | 65270.901 | 17974.6992 | 83245.6002 | 83245.6002 | 101220.2994 | 0.4874 | 31560.4939 | 31560.4939 | 1.2856 | 96614.3395 | 4.7298 | 1619.887 | Water source heat pump | Chemicals and Plastics | New
| IcoTgsld240 | 33234.5575 | 7339.4894 | 0 | 0 | 40574.0469 | 65270.901 | 65270.901 | 17974.6992 | 83245.6002 | 83245.6002 | 101220.2994 | 0.4874 | 31560.4939 | 31560.4939 | 1.2856 | 96614.3395 | 4.7298 | 1619.887 | Water source heat pump | Construction | Turnover
| IcoNgsld240 | 33234.5575 | 7339.4894 | 0 | 0 | 40574.0469 | 65270.901 | 65270.901 | 17974.6992 | 83245.6002 | 83245.6002 | 101220.2994 | 0.4874 | 31560.4939 | 31560.4939 | 1.2856 | 96614.3395 | 4.7298 | 1619.887 | Water source heat pump | Construction | New
| IelTgsld240 | 33234.5575 | 7339.4894 | 0 | 0 | 40574.0469 | 65270.901 | 65270.901 | 17974.6992 | 83245.6002 | 83245.6002 | 101220.2994 | 0.4874 | 31560.4939 | 31560.4939 | 1.2856 | 96614.3395 | 4.7298 | 1619.887 | Water source heat pump | Electrical and Electronic Equip. | Turnover
| IelNgsld240 | 33234.5575 | 7339.4894 | 0 | 0 | 40574.0469 | 65270.901 | 65270.901 | 17974.6992 | 83245.6002 | 83245.6002 | 101220.2994 | 0.4874 | 31560.4939 | 31560.4939 | 1.2856 | 96614.3395 | 4.7298 | 1619.887 | Water source heat pump | Electrical and Electronic Equip. | New
| IluTgsld240 | 33234.5575 | 7339.4894 | 0 | 0 | 40574.0469 | 65270.901 | 65270.901 | 17974.6992 | 83245.6002 | 83245.6002 | 101220.2994 | 0.4874 | 31560.4939 | 31560.4939 | 1.2856 | 96614.3395 | 4.7298 | 1619.887 | Water source heat pump | Lumber/Furniture/Pulp/Paper | Turnover
| IluNgsld240 | 33234.5575 | 7339.4894 | 0 | 0 | 40574.0469 | 65270.901 | 65270.901 | 17974.6992 | 83245.6002 | 83245.6002 | 101220.2994 | 0.4874 | 31560.4939 | 31560.4939 | 1.2856 | 96614.3395 | 4.7298 | 1619.887 | Water source heat pump | Lumber/Furniture/Pulp/Paper | New
| ImeTgsld240 | 33234.5575 | 7339.4894 | 0 | 0 | 40574.0469 | 65270.901 | 65270.901 | 17974.6992 | 83245.6002 | 83245.6002 | 101220.2994 | 0.4874 | 31560.4939 | 31560.4939 | 1.2856 | 96614.3395 | 4.7298 | 1619.887 | Water source heat pump | Metal Products and Machinery | Turnover
| ImeNgsld240 | 33234.5575 | 7339.4894 | 0 | 0 | 40574.0469 | 65270.901 | 65270.901 | 17974.6992 | 83245.6002 | 83245.6002 | 101220.2994 | 0.4874 | 31560.4939 | 31560.4939 | 1.2856 | 96614.3395 | 4.7298 | 1619.887 | Water source heat pump | Metal Products and Machinery | New
| ImiTgsld240 | 33234.5575 | 7339.4894 | 0 | 0 | 40574.0469 | 65270.901 | 65270.901 | 17974.6992 | 83245.6002 | 83245.6002 | 101220.2994 | 0.4874 | 31560.4939 | 31560.4939 | 1.2856 | 96614.3395 | 4.7298 | 1619.887 | Water source heat pump | Miscellaneous Manufacturing | Turnover
| ImiNgsld240 | 33234.5575 | 7339.4894 | 0 | 0 | 40574.0469 | 65270.901 | 65270.901 | 17974.6992 | 83245.6002 | 83245.6002 | 101220.2994 | 0.4874 | 31560.4939 | 31560.4939 | 1.2856 | 96614.3395 | 4.7298 | 1619.887 | Water source heat pump | Miscellaneous Manufacturing | New
| IprTgsld240 | 33234.5575 | 7339.4894 | 0 | 0 | 40574.0469 | 65270.901 | 65270.901 | 17974.6992 | 83245.6002 | 83245.6002 | 101220.2994 | 0.4874 | 31560.4939 | 31560.4939 | 1.2856 | 96614.3395 | 4.7298 | 1619.887 | Water source heat pump | Primary Resources Industries | Turnover
| IprNgsld240 | 33234.5575 | 7339.4894 | 0 | 0 | 40574.0469 | 65270.901 | 65270.901 | 17974.6992 | 83245.6002 | 83245.6002 | 101220.2994 | 0.4874 | 31560.4939 | 31560.4939 | 1.2856 | 96614.3395 | 4.7298 | 1619.887 | Water source heat pump | Primary Resources Industries | New
| IstTgsld240 | 33234.5575 | 7339.4894 | 0 | 0 | 40574.0469 | 65270.901 | 65270.901 | 17974.6992 | 83245.6002 | 83245.6002 | 101220.2994 | 0.4874 | 31560.4939 | 31560.4939 | 1.2856 | 96614.3395 | 4.7298 | 1619.887 | Water source heat pump | Stone/Clay/Glass/Concrete | Turnover
| IstNgsld240 | 33234.5575 | 7339.4894 | 0 | 0 | 40574.0469 | 65270.901 | 65270.901 | 17974.6992 | 83245.6002 | 83245.6002 | 101220.2994 | 0.4874 | 31560.4939 | 31560.4939 | 1.2856 | 96614.3395 | 4.7298 | 1619.887 | Water source heat pump | Stone/Clay/Glass/Concrete | New
| IteTgsld240 | 33234.5575 | 7339.4894 | 0 | 0 | 40574.0469 | 65270.901 | 65270.901 | 17974.6992 | 83245.6002 | 83245.6002 | 101220.2994 | 0.4874 | 31560.4939 | 31560.4939 | 1.2856 | 96614.3395 | 4.7298 | 1619.887 | Water source heat pump | Textiles and Leather | Turnover
| IteNgsld240 | 33234.5575 | 7339.4894 | 0 | 0 | 40574.0469 | 65270.901 | 65270.901 | 17974.6992 | 83245.6002 | 83245.6002 | 101220.2994 | 0.4874 | 31560.4939 | 31560.4939 | 1.2856 | 96614.3395 | 4.7298 | 1619.887 | Water source heat pump | Textiles and Leather | New
| ItrTgsld240 | 33234.5575 | 7339.4894 | 0 | 0 | 40574.0469 | 65270.901 | 65270.901 | 17974.6992 | 83245.6002 | 83245.6002 | 101220.2994 | 0.4874 | 31560.4939 | 31560.4939 | 1.2856 | 96614.3395 | 4.7298 | 1619.887 | Water source heat pump | Transportation Equipment | Turnover
| ItrNgsld240 | 33234.5575 | 7339.4894 | 0 | 0 | 40574.0469 | 65270.901 | 65270.901 | 17974.6992 | 83245.6002 | 83245.6002 | 101220.2994 | 0.4874 | 31560.4939 | 31560.4939 | 1.2856 | 96614.3395 | 4.7298 | 1619.887 | Water source heat pump | Transportation Equipment | New
| IwaTgsld240 | 33234.5575 | 7339.4894 | 0 | 0 | 40574.0469 | 65270.901 | 65270.901 | 17974.6992 | 83245.6002 | 83245.6002 | 101220.2994 | 0.4874 | 31560.4939 | 31560.4939 | 1.2856 | 96614.3395 | 4.7298 | 1619.887 | Water source heat pump | Water and Wastewater | Turnover
| IwaNgsld240 | 33234.5575 | 7339.4894 | 0 | 0 | 40574.0469 | 65270.901 | 65270.901 | 17974.6992 | 83245.6002 | 83245.6002 | 101220.2994 | 0.4874 | 31560.4939 | 31560.4939 | 1.2856 | 96614.3395 | 4.7298 | 1619.887 | Water source heat pump | Water and Wastewater | New
| IagEgsld241 | 33234.5575 | 7339.4894 | 0 | 0 | 40574.0469 | 65270.901 | 65270.901 | 17974.6992 | 83245.6002 | 83245.6002 | 101220.2994 | 0.4874 | 143866.9877 | 143866.9877 | 0.28202 | 96614.3395 | 5.8498 | 2331.6721 | DX Coil Cleaning | Agriculture and Assembly | Existing
| IagNgsld241 | 33234.5575 | 7339.4894 | 0 | 0 | 40574.0469 | 65270.901 | 65270.901 | 17974.6992 | 83245.6002 | 83245.6002 | 101220.2994 | 0.4874 | 143866.9877 | 143866.9877 | 0.28202 | 96614.3395 | 5.8498 | 2331.6721 | DX Coil Cleaning | Agriculture and Assembly | New
| IchEgsld241 | 33234.5575 | 7339.4894 | 0 | 0 | 40574.0469 | 65270.901 | 65270.901 | 17974.6992 | 83245.6002 | 83245.6002 | 101220.2994 | 0.4874 | 143866.9877 | 143866.9877 | 0.28202 | 96614.3395 | 5.8498 | 2331.6721 | DX Coil Cleaning | Chemicals and Plastics | Existing
| IchNgsld241 | 33234.5575 | 7339.4894 | 0 | 0 | 40574.0469 | 65270.901 | 65270.901 | 17974.6992 | 83245.6002 | 83245.6002 | 101220.2994 | 0.4874 | 143866.9877 | 143866.9877 | 0.28202 | 96614.3395 | 5.8498 | 2331.6721 | DX Coil Cleaning | Chemicals and Plastics | New
| IcoEgsld241 | 33234.5575 | 7339.4894 | 0 | 0 | 40574.0469 | 65270.901 | 65270.901 | 17974.6992 | 83245.6002 | 83245.6002 | 101220.2994 | 0.4874 | 143866.9877 | 143866.9877 | 0.28202 | 96614.3395 | 5.8498 | 2331.6721 | DX Coil Cleaning | Construction | Existing
| IcoNgsld241 | 33234.5575 | 7339.4894 | 0 | 0 | 40574.0469 | 65270.901 | 65270.901 | 17974.6992 | 83245.6002 | 83245.6002 | 101220.2994 | 0.4874 | 143866.9877 | 143866.9877 | 0.28202 | 96614.3395 | 5.8498 | 2331.6721 | DX Coil Cleaning | Construction | New
| IelEgsld241 | 33234.5575 | 7339.4894 | 0 | 0 | 40574.0469 | 65270.901 | 65270.901 | 17974.6992 | 83245.6002 | 83245.6002 | 101220.2994 | 0.4874 | 143866.9877 | 143866.9877 | 0.28202 | 96614.3395 | 5.8498 | 2331.6721 | DX Coil Cleaning | Electrical and Electronic Equip. | Existing
| IelNgsld241 | 33234.5575 | 7339.4894 | 0 | 0 | 40574.0469 | 65270.901 | 65270.901 | 17974.6992 | 83245.6002 | 83245.6002 | 101220.2994 | 0.4874 | 143866.9877 | 143866.9877 | 0.28202 | 96614.3395 | 5.8498 | 2331.6721 | DX Coil Cleaning | Electrical and Electronic Equip. | New
| IluEgsld241 | 33234.5575 | 7339.4894 | 0 | 0 | 40574.0469 | 65270.901 | 65270.901 | 17974.6992 | 83245.6002 | 83245.6002 | 101220.2994 | 0.4874 | 143866.9877 | 143866.9877 | 0.28202 | 96614.3395 | 5.8498 | 2331.6721 | DX Coil Cleaning | Lumber/Furniture/Pulp/Paper | Existing
| IluNgsld241 | 33234.5575 | 7339.4894 | 0 | 0 | 40574.0469 | 65270.901 | 65270.901 | 17974.6992 | 83245.6002 | 83245.6002 | 101220.2994 | 0.4874 | 143866.9877 | 143866.9877 | 0.28202 | 96614.3395 | 5.8498 | 2331.6721 | DX Coil Cleaning | Lumber/Furniture/Pulp/Paper | New
| ImeEgsld241 | 33234.5575 | 7339.4894 | 0 | 0 | 40574.0469 | 65270.901 | 65270.901 | 17974.6992 | 83245.6002 | 83245.6002 | 101220.2994 | 0.4874 | 143866.9877 | 143866.9877 | 0.28202 | 96614.3395 | 5.8498 | 2331.6721 | DX Coil Cleaning | Metal Products and Machinery | Existing
| ImeNgsld241 | 33234.5575 | 7339.4894 | 0 | 0 | 40574.0469 | 65270.901 | 65270.901 | 17974.6992 | 83245.6002 | 83245.6002 | 101220.2994 | 0.4874 | 143866.9877 | 143866.9877 | 0.28202 | 96614.3395 | 5.8498 | 2331.6721 | DX Coil Cleaning | Metal Products and Machinery | New
| ImiEgsld241 | 33234.5575 | 7339.4894 | 0 | 0 | 40574.0469 | 65270.901 | 65270.901 | 17974.6992 | 83245.6002 | 83245.6002 | 101220.2994 | 0.4874 | 143866.9877 | 143866.9877 | 0.28202 | 96614.3395 | 5.8498 | 2331.6721 | DX Coil Cleaning | Miscellaneous Manufacturing | Existing
| ImiNgsld241 | 33234.5575 | 7339.4894 | 0 | 0 | 40574.0469 | 65270.901 | 65270.901 | 17974.6992 | 83245.6002 | 83245.6002 | 101220.2994 | 0.4874 | 143866.9877 | 143866.9877 | 0.28202 | 96614.3395 | 5.8498 | 2331.6721 | DX Coil Cleaning | Miscellaneous Manufacturing | New
| IprEgsld241 | 33234.5575 | 7339.4894 | 0 | 0 | 40574.0469 | 65270.901 | 65270.901 | 17974.6992 | 83245.6002 | 83245.6002 | 101220.2994 | 0.4874 | 143866.9877 | 143866.9877 | 0.28202 | 96614.3395 | 5.8498 | 2331.6721 | DX Coil Cleaning | Primary Resources Industries | Existing
| IprNgsld241 | 33234.5575 | 7339.4894 | 0 | 0 | 40574.0469 | 65270.901 | 65270.901 | 17974.6992 | 83245.6002 | 83245.6002 | 101220.2994 | 0.4874 | 143866.9877 | 143866.9877 | 0.28202 | 96614.3395 | 5.8498 | 2331.6721 | DX Coil Cleaning | Primary Resources Industries | New
| IstEgsld241 | 33234.5575 | 7339.4894 | 0 | 0 | 40574.0469 | 65270.901 | 65270.901 | 17974.6992 | 83245.6002 | 83245.6002 | 101220.2994 | 0.4874 | 143866.9877 | 143866.9877 | 0.28202 | 96614.3395 | 5.8498 | 2331.6721 | DX Coil Cleaning | Stone/Clay/Glass/Concrete | Existing
| IstNgsld241 | 33234.5575 | 7339.4894 | 0 | 0 | 40574.0469 | 65270.901 | 65270.901 | 17974.6992 | 83245.6002 | 83245.6002 | 101220.2994 | 0.4874 | 143866.9877 | 143866.9877 | 0.28202 | 96614.3395 | 5.8498 | 2331.6721 | DX Coil Cleaning | Stone/Clay/Glass/Concrete | New
| IteEgsld241 | 33234.5575 | 7339.4894 | 0 | 0 | 40574.0469 | 65270.901 | 65270.901 | 17974.6992 | 83245.6002 | 83245.6002 | 101220.2994 | 0.4874 | 143866.9877 | 143866.9877 | 0.28202 | 96614.3395 | 5.8498 | 2331.6721 | DX Coil Cleaning | Textiles and Leather | Existing
| IteNgsld241 | 33234.5575 | 7339.4894 | 0 | 0 | 40574.0469 | 65270.901 | 65270.901 | 17974.6992 | 83245.6002 | 83245.6002 | 101220.2994 | 0.4874 | 143866.9877 | 143866.9877 | 0.28202 | 96614.3395 | 5.8498 | 2331.6721 | DX Coil Cleaning | Textiles and Leather | New
| ItrEgsld241 | 33234.5575 | 7339.4894 | 0 | 0 | 40574.0469 | 65270.901 | 65270.901 | 17974.6992 | 83245.6002 | 83245.6002 | 101220.2994 | 0.4874 | 143866.9877 | 143866.9877 | 0.28202 | 96614.3395 | 5.8498 | 2331.6721 | DX Coil Cleaning | Transportation Equipment | Existing
| ItrNgsld241 | 33234.5575 | 7339.4894 | 0 | 0 | 40574.0469 | 65270.901 | 65270.901 | 17974.6992 | 83245.6002 | 83245.6002 | 101220.2994 | 0.4874 | 143866.9877 | 143866.9877 | 0.28202 | 96614.3395 | 5.8498 | 2331.6721 | DX Coil Cleaning | Transportation Equipment | New
| IwaEgsld241 | 33234.5575 | 7339.4894 | 0 | 0 | 40574.0469 | 65270.901 | 65270.901 | 17974.6992 | 83245.6002 | 83245.6002 | 101220.2994 | 0.4874 | 143866.9877 | 143866.9877 | 0.28202 | 96614.3395 | 5.8498 | 2331.6721 | DX Coil Cleaning | Water and Wastewater | Existing
| IwaNgsld241 | 33234.5575 | 7339.4894 | 0 | 0 | 40574.0469 | 65270.901 | 65270.901 | 17974.6992 | 83245.6002 | 83245.6002 | 101220.2994 | 0.4874 | 143866.9877 | 143866.9877 | 0.28202 | 96614.3395 | 5.8498 | 2331.6721 | DX Coil Cleaning | Water and Wastewater | New
| IagEgsld242 | 33234.5575 | 7339.4894 | 0 | 0 | 40574.0469 | 65270.901 | 65270.901 | 17974.6992 | 83245.6002 | 83245.6002 | 101220.2994 | 0.4874 | 205794.5014 | 205794.5014 | 0.19716 | 96614.3395 | 23.1427 | 13322.5233 | Facility Commissioning | Agriculture and Assembly | Existing
| IagNgsld242 | 33234.5575 | 7339.4894 | 0 | 0 | 40574.0469 | 65270.901 | 65270.901 | 17974.6992 | 83245.6002 | 83245.6002 | 101220.2994 | 0.4874 | 205794.5014 | 205794.5014 | 0.19716 | 96614.3395 | 23.1427 | 13322.5233 | Facility Commissioning | Agriculture and Assembly | New
| IchEgsld242 | 33234.5575 | 7339.4894 | 0 | 0 | 40574.0469 | 65270.901 | 65270.901 | 17974.6992 | 83245.6002 | 83245.6002 | 101220.2994 | 0.4874 | 129143.2011 | 129143.2011 | 0.31418 | 96614.3395 | 14.5228 | 7844.014 | Facility Commissioning | Chemicals and Plastics | Existing
| IchNgsld242 | 33234.5575 | 7339.4894 | 0 | 0 | 40574.0469 | 65270.901 | 65270.901 | 17974.6992 | 83245.6002 | 83245.6002 | 101220.2994 | 0.4874 | 129143.2011 | 129143.2011 | 0.31418 | 96614.3395 | 14.5228 | 7844.014 | Facility Commissioning | Chemicals and Plastics | New
| IcoEgsld242 | 33234.5575 | 7339.4894 | 0 | 0 | 40574.0469 | 65270.901 | 65270.901 | 17974.6992 | 83245.6002 | 83245.6002 | 101220.2994 | 0.4874 | 208633.0215 | 208633.0215 | 0.19448 | 96614.3395 | 23.4619 | 13525.4012 | Facility Commissioning | Construction | Existing
| IcoNgsld242 | 33234.5575 | 7339.4894 | 0 | 0 | 40574.0469 | 65270.901 | 65270.901 | 17974.6992 | 83245.6002 | 83245.6002 | 101220.2994 | 0.4874 | 208633.0215 | 208633.0215 | 0.19448 | 96614.3395 | 23.4619 | 13525.4012 | Facility Commissioning | Construction | New
| IelEgsld242 | 33234.5575 | 7339.4894 | 0 | 0 | 40574.0469 | 65270.901 | 65270.901 | 17974.6992 | 83245.6002 | 83245.6002 | 101220.2994 | 0.4874 | 115135.2746 | 115135.2746 | 0.3524 | 96614.3395 | 12.9476 | 6842.8235 | Facility Commissioning | Electrical and Electronic Equip. | Existing
| IelNgsld242 | 33234.5575 | 7339.4894 | 0 | 0 | 40574.0469 | 65270.901 | 65270.901 | 17974.6992 | 83245.6002 | 83245.6002 | 101220.2994 | 0.4874 | 115135.2746 | 115135.2746 | 0.3524 | 96614.3395 | 12.9476 | 6842.8235 | Facility Commissioning | Electrical and Electronic Equip. | New
| IluEgsld242 | 33234.5575 | 7339.4894 | 0 | 0 | 40574.0469 | 65270.901 | 65270.901 | 17974.6992 | 83245.6002 | 83245.6002 | 101220.2994 | 0.4874 | 382934.115 | 382934.115 | 0.10596 | 96614.3395 | 43.063 | 25983.2458 | Facility Commissioning | Lumber/Furniture/Pulp/Paper | Existing
| IluNgsld242 | 33234.5575 | 7339.4894 | 0 | 0 | 40574.0469 | 65270.901 | 65270.901 | 17974.6992 | 83245.6002 | 83245.6002 | 101220.2994 | 0.4874 | 382934.115 | 382934.115 | 0.10596 | 96614.3395 | 43.063 | 25983.2458 | Facility Commissioning | Lumber/Furniture/Pulp/Paper | New
| ImeEgsld242 | 33234.5575 | 7339.4894 | 0 | 0 | 40574.0469 | 65270.901 | 65270.901 | 17974.6992 | 83245.6002 | 83245.6002 | 101220.2994 | 0.4874 | 356953.2815 | 356953.2815 | 0.11367 | 96614.3395 | 40.1413 | 24126.3143 | Facility Commissioning | Metal Products and Machinery | Existing
| ImeNgsld242 | 33234.5575 | 7339.4894 | 0 | 0 | 40574.0469 | 65270.901 | 65270.901 | 17974.6992 | 83245.6002 | 83245.6002 | 101220.2994 | 0.4874 | 356953.2815 | 356953.2815 | 0.11367 | 96614.3395 | 40.1413 | 24126.3143 | Facility Commissioning | Metal Products and Machinery | New
| ImiEgsld242 | 33234.5575 | 7339.4894 | 0 | 0 | 40574.0469 | 65270.901 | 65270.901 | 17974.6992 | 83245.6002 | 83245.6002 | 101220.2994 | 0.4874 | 208633.0215 | 208633.0215 | 0.19448 | 96614.3395 | 23.4619 | 13525.4012 | Facility Commissioning | Miscellaneous Manufacturing | Existing
| ImiNgsld242 | 33234.5575 | 7339.4894 | 0 | 0 | 40574.0469 | 65270.901 | 65270.901 | 17974.6992 | 83245.6002 | 83245.6002 | 101220.2994 | 0.4874 | 208633.0215 | 208633.0215 | 0.19448 | 96614.3395 | 23.4619 | 13525.4012 | Facility Commissioning | Miscellaneous Manufacturing | New
| IprEgsld242 | 33234.5575 | 7339.4894 | 0 | 0 | 40574.0469 | 65270.901 | 65270.901 | 17974.6992 | 83245.6002 | 83245.6002 | 101220.2994 | 0.4874 | 182514.5844 | 182514.5844 | 0.22231 | 96614.3395 | 20.5247 | 11658.6349 | Facility Commissioning | Primary Resources Industries | Existing
| IprNgsld242 | 33234.5575 | 7339.4894 | 0 | 0 | 40574.0469 | 65270.901 | 65270.901 | 17974.6992 | 83245.6002 | 83245.6002 | 101220.2994 | 0.4874 | 182514.5844 | 182514.5844 | 0.22231 | 96614.3395 | 20.5247 | 11658.6349 | Facility Commissioning | Primary Resources Industries | New
| IstEgsld242 | 33234.5575 | 7339.4894 | 0 | 0 | 40574.0469 | 65270.901 | 65270.901 | 17974.6992 | 83245.6002 | 83245.6002 | 101220.2994 | 0.4874 | 238672.9359 | 238672.9359 | 0.17 | 96614.3395 | 26.84 | 15672.4474 | Facility Commissioning | Stone/Clay/Glass/Concrete | Existing
| IstNgsld242 | 33234.5575 | 7339.4894 | 0 | 0 | 40574.0469 | 65270.901 | 65270.901 | 17974.6992 | 83245.6002 | 83245.6002 | 101220.2994 | 0.4874 | 238672.9359 | 238672.9359 | 0.17 | 96614.3395 | 26.84 | 15672.4474 | Facility Commissioning | Stone/Clay/Glass/Concrete | New
| IteEgsld242 | 33234.5575 | 7339.4894 | 0 | 0 | 40574.0469 | 65270.901 | 65270.901 | 17974.6992 | 83245.6002 | 83245.6002 | 101220.2994 | 0.4874 | 156745.0545 | 156745.0545 | 0.25885 | 96614.3395 | 17.6268 | 9816.8049 | Facility Commissioning | Textiles and Leather | Existing
| IteNgsld242 | 33234.5575 | 7339.4894 | 0 | 0 | 40574.0469 | 65270.901 | 65270.901 | 17974.6992 | 83245.6002 | 83245.6002 | 101220.2994 | 0.4874 | 156745.0545 | 156745.0545 | 0.25885 | 96614.3395 | 17.6268 | 9816.8049 | Facility Commissioning | Textiles and Leather | New
| ItrEgsld242 | 33234.5575 | 7339.4894 | 0 | 0 | 40574.0469 | 65270.901 | 65270.901 | 17974.6992 | 83245.6002 | 83245.6002 | 101220.2994 | 0.4874 | 144745.422 | 144745.422 | 0.28031 | 96614.3395 | 16.2774 | 8959.1539 | Facility Commissioning | Transportation Equipment | Existing
| ItrNgsld242 | 33234.5575 | 7339.4894 | 0 | 0 | 40574.0469 | 65270.901 | 65270.901 | 17974.6992 | 83245.6002 | 83245.6002 | 101220.2994 | 0.4874 | 144745.422 | 144745.422 | 0.28031 | 96614.3395 | 16.2774 | 8959.1539 | Facility Commissioning | Transportation Equipment | New
| IwaEgsld242 | 33234.5575 | 7339.4894 | 0 | 0 | 40574.0469 | 65270.901 | 65270.901 | 17974.6992 | 83245.6002 | 83245.6002 | 101220.2994 | 0.4874 | 16246.9346 | 16246.9346 | 2.4973 | 96614.3395 | 1.8271 | -225.0358 | Facility Commissioning | Water and Wastewater | Existing
| IwaNgsld242 | 33234.5575 | 7339.4894 | 0 | 0 | 40574.0469 | 65270.901 | 65270.901 | 17974.6992 | 83245.6002 | 83245.6002 | 101220.2994 | 0.4874 | 16246.9346 | 16246.9346 | 2.4973 | 96614.3395 | 1.8271 | -225.0358 | Facility Commissioning | Water and Wastewater | New
| IagEgsld243 | 33234.5575 | 7339.4894 | 0 | 0 | 40574.0469 | 65270.901 | 65270.901 | 17974.6992 | 83245.6002 | 83245.6002 | 101220.2994 | 0.4874 | 93856.916 | 93856.916 | 0.4323 | 96614.3395 | 6.0198 | 2439.7277 | Retro-Commissioning (Existing Construction) | Agriculture and Assembly | Existing
| IchEgsld243 | 33234.5575 | 7339.4894 | 0 | 0 | 40574.0469 | 65270.901 | 65270.901 | 17974.6992 | 83245.6002 | 83245.6002 | 101220.2994 | 0.4874 | 58898.471 | 58898.471 | 0.68888 | 96614.3395 | 3.7776 | 1014.6819 | Retro-Commissioning (Existing Construction) | Chemicals and Plastics | Existing
| IcoEgsld243 | 33234.5575 | 7339.4894 | 0 | 0 | 40574.0469 | 65270.901 | 65270.901 | 17974.6992 | 83245.6002 | 83245.6002 | 101220.2994 | 0.4874 | 95151.4831 | 95151.4831 | 0.42642 | 96614.3395 | 6.1028 | 2492.4994 | Retro-Commissioning (Existing Construction) | Construction | Existing
| IelEgsld243 | 33234.5575 | 7339.4894 | 0 | 0 | 40574.0469 | 65270.901 | 65270.901 | 17974.6992 | 83245.6002 | 83245.6002 | 101220.2994 | 0.4874 | 52509.8604 | 52509.8604 | 0.77269 | 96614.3395 | 3.3679 | 754.2566 | Retro-Commissioning (Existing Construction) | Electrical and Electronic Equip. | Existing
| IluEgsld243 | 33234.5575 | 7339.4894 | 0 | 0 | 40574.0469 | 65270.901 | 65270.901 | 17974.6992 | 83245.6002 | 83245.6002 | 101220.2994 | 0.4874 | 174645.1562 | 174645.1562 | 0.23232 | 96614.3395 | 11.2013 | 5732.9792 | Retro-Commissioning (Existing Construction) | Lumber/Furniture/Pulp/Paper | Existing
| ImeEgsld243 | 33234.5575 | 7339.4894 | 0 | 0 | 40574.0469 | 65270.901 | 65270.901 | 17974.6992 | 83245.6002 | 83245.6002 | 101220.2994 | 0.4874 | 162796.0456 | 162796.0456 | 0.24923 | 96614.3395 | 10.4414 | 5249.9623 | Retro-Commissioning (Existing Construction) | Metal Products and Machinery | Existing
| ImiEgsld243 | 33234.5575 | 7339.4894 | 0 | 0 | 40574.0469 | 65270.901 | 65270.901 | 17974.6992 | 83245.6002 | 83245.6002 | 101220.2994 | 0.4874 | 95151.4831 | 95151.4831 | 0.42642 | 96614.3395 | 6.1028 | 2492.4994 | Retro-Commissioning (Existing Construction) | Miscellaneous Manufacturing | Existing
| IprEgsld243 | 33234.5575 | 7339.4894 | 0 | 0 | 40574.0469 | 65270.901 | 65270.901 | 17974.6992 | 83245.6002 | 83245.6002 | 101220.2994 | 0.4874 | 83239.6186 | 83239.6186 | 0.48744 | 96614.3395 | 5.3388 | 2006.9243 | Retro-Commissioning (Existing Construction) | Primary Resources Industries | Existing
| IstEgsld243 | 33234.5575 | 7339.4894 | 0 | 0 | 40574.0469 | 65270.901 | 65270.901 | 17974.6992 | 83245.6002 | 83245.6002 | 101220.2994 | 0.4874 | 108851.8139 | 108851.8139 | 0.37275 | 96614.3395 | 6.9815 | 3050.9796 | Retro-Commissioning (Existing Construction) | Stone/Clay/Glass/Concrete | Existing
| IteEgsld243 | 33234.5575 | 7339.4894 | 0 | 0 | 40574.0469 | 65270.901 | 65270.901 | 17974.6992 | 83245.6002 | 83245.6002 | 101220.2994 | 0.4874 | 71486.879 | 71486.879 | 0.56757 | 96614.3395 | 4.585 | 1527.8356 | Retro-Commissioning (Existing Construction) | Textiles and Leather | Existing
| ItrEgsld243 | 33234.5575 | 7339.4894 | 0 | 0 | 40574.0469 | 65270.901 | 65270.901 | 17974.6992 | 83245.6002 | 83245.6002 | 101220.2994 | 0.4874 | 66014.1972 | 66014.1972 | 0.61463 | 96614.3395 | 4.234 | 1304.7472 | Retro-Commissioning (Existing Construction) | Transportation Equipment | Existing
| IwaEgsld243 | 33234.5575 | 7339.4894 | 0 | 0 | 40574.0469 | 65270.901 | 65270.901 | 17974.6992 | 83245.6002 | 83245.6002 | 101220.2994 | 0.4874 | 7409.7562 | 7409.7562 | 5.4758 | 96614.3395 | 0.47525 | -1084.2039 | Retro-Commissioning (Existing Construction) | Water and Wastewater | Existing
| IagEgsld301 | 33145.6023 | 7319.7602 | 0 | 0 | 40465.3625 | 65115.6532 | 65115.6532 | 16265.5703 | 81381.2235 | 81381.2235 | 97646.7938 | 0.49723 | 84943.4453 | 84943.4453 | 0.47638 | 94718.1645 | 8.3348 | 3780.3134 | Bi-Level Lighting Control (Exterior) | Agriculture and Assembly | Existing
| IagNgsld301 | 33145.6023 | 7319.7602 | 0 | 0 | 40465.3625 | 65115.6532 | 65115.6532 | 16265.5703 | 81381.2235 | 81381.2235 | 97646.7938 | 0.49723 | 84943.4453 | 84943.4453 | 0.47638 | 94718.1645 | 8.3348 | 3780.3134 | Bi-Level Lighting Control (Exterior) | Agriculture and Assembly | New
| IchEgsld301 | 33145.6023 | 7319.7602 | 0 | 0 | 40465.3625 | 65115.6532 | 65115.6532 | 16265.5703 | 81381.2235 | 81381.2235 | 97646.7938 | 0.49723 | 84943.4453 | 84943.4453 | 0.47638 | 94718.1645 | 8.3348 | 3780.3134 | Bi-Level Lighting Control (Exterior) | Chemicals and Plastics | Existing
| IchNgsld301 | 33145.6023 | 7319.7602 | 0 | 0 | 40465.3625 | 65115.6532 | 65115.6532 | 16265.5703 | 81381.2235 | 81381.2235 | 97646.7938 | 0.49723 | 84943.4453 | 84943.4453 | 0.47638 | 94718.1645 | 8.3348 | 3780.3134 | Bi-Level Lighting Control (Exterior) | Chemicals and Plastics | New
| IcoEgsld301 | 33145.6023 | 7319.7602 | 0 | 0 | 40465.3625 | 65115.6532 | 65115.6532 | 16265.5703 | 81381.2235 | 81381.2235 | 97646.7938 | 0.49723 | 84943.4453 | 84943.4453 | 0.47638 | 94718.1645 | 8.3348 | 3780.3134 | Bi-Level Lighting Control (Exterior) | Construction | Existing
| IcoNgsld301 | 33145.6023 | 7319.7602 | 0 | 0 | 40465.3625 | 65115.6532 | 65115.6532 | 16265.5703 | 81381.2235 | 81381.2235 | 97646.7938 | 0.49723 | 84943.4453 | 84943.4453 | 0.47638 | 94718.1645 | 8.3348 | 3780.3134 | Bi-Level Lighting Control (Exterior) | Construction | New
| IelEgsld301 | 33145.6023 | 7319.7602 | 0 | 0 | 40465.3625 | 65115.6532 | 65115.6532 | 16265.5703 | 81381.2235 | 81381.2235 | 97646.7938 | 0.49723 | 84943.4453 | 84943.4453 | 0.47638 | 94718.1645 | 8.3348 | 3780.3134 | Bi-Level Lighting Control (Exterior) | Electrical and Electronic Equip. | Existing
| IelNgsld301 | 33145.6023 | 7319.7602 | 0 | 0 | 40465.3625 | 65115.6532 | 65115.6532 | 16265.5703 | 81381.2235 | 81381.2235 | 97646.7938 | 0.49723 | 84943.4453 | 84943.4453 | 0.47638 | 94718.1645 | 8.3348 | 3780.3134 | Bi-Level Lighting Control (Exterior) | Electrical and Electronic Equip. | New
| IluEgsld301 | 33145.6023 | 7319.7602 | 0 | 0 | 40465.3625 | 65115.6532 | 65115.6532 | 16265.5703 | 81381.2235 | 81381.2235 | 97646.7938 | 0.49723 | 84943.4453 | 84943.4453 | 0.47638 | 94718.1645 | 8.3348 | 3780.3134 | Bi-Level Lighting Control (Exterior) | Lumber/Furniture/Pulp/Paper | Existing
| IluNgsld301 | 33145.6023 | 7319.7602 | 0 | 0 | 40465.3625 | 65115.6532 | 65115.6532 | 16265.5703 | 81381.2235 | 81381.2235 | 97646.7938 | 0.49723 | 84943.4453 | 84943.4453 | 0.47638 | 94718.1645 | 8.3348 | 3780.3134 | Bi-Level Lighting Control (Exterior) | Lumber/Furniture/Pulp/Paper | New
| ImeEgsld301 | 33145.6023 | 7319.7602 | 0 | 0 | 40465.3625 | 65115.6532 | 65115.6532 | 16265.5703 | 81381.2235 | 81381.2235 | 97646.7938 | 0.49723 | 84943.4453 | 84943.4453 | 0.47638 | 94718.1645 | 8.3348 | 3780.3134 | Bi-Level Lighting Control (Exterior) | Metal Products and Machinery | Existing
| ImeNgsld301 | 33145.6023 | 7319.7602 | 0 | 0 | 40465.3625 | 65115.6532 | 65115.6532 | 16265.5703 | 81381.2235 | 81381.2235 | 97646.7938 | 0.49723 | 84943.4453 | 84943.4453 | 0.47638 | 94718.1645 | 8.3348 | 3780.3134 | Bi-Level Lighting Control (Exterior) | Metal Products and Machinery | New
| ImiEgsld301 | 33145.6023 | 7319.7602 | 0 | 0 | 40465.3625 | 65115.6532 | 65115.6532 | 16265.5703 | 81381.2235 | 81381.2235 | 97646.7938 | 0.49723 | 84943.4453 | 84943.4453 | 0.47638 | 94718.1645 | 8.3348 | 3780.3134 | Bi-Level Lighting Control (Exterior) | Miscellaneous Manufacturing | Existing
| ImiNgsld301 | 33145.6023 | 7319.7602 | 0 | 0 | 40465.3625 | 65115.6532 | 65115.6532 | 16265.5703 | 81381.2235 | 81381.2235 | 97646.7938 | 0.49723 | 84943.4453 | 84943.4453 | 0.47638 | 94718.1645 | 8.3348 | 3780.3134 | Bi-Level Lighting Control (Exterior) | Miscellaneous Manufacturing | New
| IprEgsld301 | 33145.6023 | 7319.7602 | 0 | 0 | 40465.3625 | 65115.6532 | 65115.6532 | 16265.5703 | 81381.2235 | 81381.2235 | 97646.7938 | 0.49723 | 84943.4453 | 84943.4453 | 0.47638 | 94718.1645 | 8.3348 | 3780.3134 | Bi-Level Lighting Control (Exterior) | Primary Resources Industries | Existing
| IprNgsld301 | 33145.6023 | 7319.7602 | 0 | 0 | 40465.3625 | 65115.6532 | 65115.6532 | 16265.5703 | 81381.2235 | 81381.2235 | 97646.7938 | 0.49723 | 84943.4453 | 84943.4453 | 0.47638 | 94718.1645 | 8.3348 | 3780.3134 | Bi-Level Lighting Control (Exterior) | Primary Resources Industries | New
| IstEgsld301 | 33145.6023 | 7319.7602 | 0 | 0 | 40465.3625 | 65115.6532 | 65115.6532 | 16265.5703 | 81381.2235 | 81381.2235 | 97646.7938 | 0.49723 | 84943.4453 | 84943.4453 | 0.47638 | 94718.1645 | 8.3348 | 3780.3134 | Bi-Level Lighting Control (Exterior) | Stone/Clay/Glass/Concrete | Existing
| IstNgsld301 | 33145.6023 | 7319.7602 | 0 | 0 | 40465.3625 | 65115.6532 | 65115.6532 | 16265.5703 | 81381.2235 | 81381.2235 | 97646.7938 | 0.49723 | 84943.4453 | 84943.4453 | 0.47638 | 94718.1645 | 8.3348 | 3780.3134 | Bi-Level Lighting Control (Exterior) | Stone/Clay/Glass/Concrete | New
| IteEgsld301 | 33145.6023 | 7319.7602 | 0 | 0 | 40465.3625 | 65115.6532 | 65115.6532 | 16265.5703 | 81381.2235 | 81381.2235 | 97646.7938 | 0.49723 | 84943.4453 | 84943.4453 | 0.47638 | 94718.1645 | 8.3348 | 3780.3134 | Bi-Level Lighting Control (Exterior) | Textiles and Leather | Existing
| IteNgsld301 | 33145.6023 | 7319.7602 | 0 | 0 | 40465.3625 | 65115.6532 | 65115.6532 | 16265.5703 | 81381.2235 | 81381.2235 | 97646.7938 | 0.49723 | 84943.4453 | 84943.4453 | 0.47638 | 94718.1645 | 8.3348 | 3780.3134 | Bi-Level Lighting Control (Exterior) | Textiles and Leather | New
| ItrEgsld301 | 33145.6023 | 7319.7602 | 0 | 0 | 40465.3625 | 65115.6532 | 65115.6532 | 16265.5703 | 81381.2235 | 81381.2235 | 97646.7938 | 0.49723 | 84943.4453 | 84943.4453 | 0.47638 | 94718.1645 | 8.3348 | 3780.3134 | Bi-Level Lighting Control (Exterior) | Transportation Equipment | Existing
| ItrNgsld301 | 33145.6023 | 7319.7602 | 0 | 0 | 40465.3625 | 65115.6532 | 65115.6532 | 16265.5703 | 81381.2235 | 81381.2235 | 97646.7938 | 0.49723 | 84943.4453 | 84943.4453 | 0.47638 | 94718.1645 | 8.3348 | 3780.3134 | Bi-Level Lighting Control (Exterior) | Transportation Equipment | New
| IwaEgsld301 | 33216.432 | 7324.9614 | 0 | 0 | 40541.3934 | 65270.901 | 65270.901 | 16265.5703 | 81536.4713 | 81536.4713 | 97802.0416 | 0.49722 | 85145.9625 | 85145.9625 | 0.47614 | 94905.21 | 8.3408 | 3790.2128 | Bi-Level Lighting Control (Exterior) | Water and Wastewater | Existing
| IwaNgsld301 | 33216.432 | 7324.9614 | 0 | 0 | 40541.3934 | 65270.901 | 65270.901 | 16265.5703 | 81536.4713 | 81536.4713 | 97802.0416 | 0.49722 | 85145.9625 | 85145.9625 | 0.47614 | 94905.21 | 8.3408 | 3790.2128 | Bi-Level Lighting Control (Exterior) | Water and Wastewater | New
| IagEgsld302 | 33145.6023 | 7319.7602 | 0 | 0 | 40465.3625 | 65115.6532 | 65115.6532 | 16265.5703 | 81381.2235 | 81381.2235 | 97646.7938 | 0.49723 | 14587.6539 | 14587.6539 | 2.7739 | 94718.1645 | 1.6956 | -302.2749 | Outdoor Lighting Controls | Agriculture and Assembly | Existing
| IagNgsld302 | 33145.6023 | 7319.7602 | 0 | 0 | 40465.3625 | 65115.6532 | 65115.6532 | 16265.5703 | 81381.2235 | 81381.2235 | 97646.7938 | 0.49723 | 14587.6539 | 14587.6539 | 2.7739 | 94718.1645 | 1.6956 | -302.2749 | Outdoor Lighting Controls | Agriculture and Assembly | New
| IchEgsld302 | 33145.6023 | 7319.7602 | 0 | 0 | 40465.3625 | 65115.6532 | 65115.6532 | 16265.5703 | 81381.2235 | 81381.2235 | 97646.7938 | 0.49723 | 14587.6539 | 14587.6539 | 2.7739 | 94718.1645 | 1.6956 | -302.2749 | Outdoor Lighting Controls | Chemicals and Plastics | Existing
| IchNgsld302 | 33145.6023 | 7319.7602 | 0 | 0 | 40465.3625 | 65115.6532 | 65115.6532 | 16265.5703 | 81381.2235 | 81381.2235 | 97646.7938 | 0.49723 | 14587.6539 | 14587.6539 | 2.7739 | 94718.1645 | 1.6956 | -302.2749 | Outdoor Lighting Controls | Chemicals and Plastics | New
| IcoEgsld302 | 33145.6023 | 7319.7602 | 0 | 0 | 40465.3625 | 65115.6532 | 65115.6532 | 16265.5703 | 81381.2235 | 81381.2235 | 97646.7938 | 0.49723 | 14587.6539 | 14587.6539 | 2.7739 | 94718.1645 | 1.6956 | -302.2749 | Outdoor Lighting Controls | Construction | Existing
| IcoNgsld302 | 33145.6023 | 7319.7602 | 0 | 0 | 40465.3625 | 65115.6532 | 65115.6532 | 16265.5703 | 81381.2235 | 81381.2235 | 97646.7938 | 0.49723 | 14587.6539 | 14587.6539 | 2.7739 | 94718.1645 | 1.6956 | -302.2749 | Outdoor Lighting Controls | Construction | New
| IelEgsld302 | 33145.6023 | 7319.7602 | 0 | 0 | 40465.3625 | 65115.6532 | 65115.6532 | 16265.5703 | 81381.2235 | 81381.2235 | 97646.7938 | 0.49723 | 14587.6539 | 14587.6539 | 2.7739 | 94718.1645 | 1.6956 | -302.2749 | Outdoor Lighting Controls | Electrical and Electronic Equip. | Existing
| IelNgsld302 | 33145.6023 | 7319.7602 | 0 | 0 | 40465.3625 | 65115.6532 | 65115.6532 | 16265.5703 | 81381.2235 | 81381.2235 | 97646.7938 | 0.49723 | 14587.6539 | 14587.6539 | 2.7739 | 94718.1645 | 1.6956 | -302.2749 | Outdoor Lighting Controls | Electrical and Electronic Equip. | New
| IluEgsld302 | 33145.6023 | 7319.7602 | 0 | 0 | 40465.3625 | 65115.6532 | 65115.6532 | 16265.5703 | 81381.2235 | 81381.2235 | 97646.7938 | 0.49723 | 14587.6539 | 14587.6539 | 2.7739 | 94718.1645 | 1.6956 | -302.2749 | Outdoor Lighting Controls | Lumber/Furniture/Pulp/Paper | Existing
| IluNgsld302 | 33145.6023 | 7319.7602 | 0 | 0 | 40465.3625 | 65115.6532 | 65115.6532 | 16265.5703 | 81381.2235 | 81381.2235 | 97646.7938 | 0.49723 | 14587.6539 | 14587.6539 | 2.7739 | 94718.1645 | 1.6956 | -302.2749 | Outdoor Lighting Controls | Lumber/Furniture/Pulp/Paper | New
| ImeEgsld302 | 33145.6023 | 7319.7602 | 0 | 0 | 40465.3625 | 65115.6532 | 65115.6532 | 16265.5703 | 81381.2235 | 81381.2235 | 97646.7938 | 0.49723 | 14587.6539 | 14587.6539 | 2.7739 | 94718.1645 | 1.6956 | -302.2749 | Outdoor Lighting Controls | Metal Products and Machinery | Existing
| ImeNgsld302 | 33145.6023 | 7319.7602 | 0 | 0 | 40465.3625 | 65115.6532 | 65115.6532 | 16265.5703 | 81381.2235 | 81381.2235 | 97646.7938 | 0.49723 | 14587.6539 | 14587.6539 | 2.7739 | 94718.1645 | 1.6956 | -302.2749 | Outdoor Lighting Controls | Metal Products and Machinery | New
| ImiEgsld302 | 33145.6023 | 7319.7602 | 0 | 0 | 40465.3625 | 65115.6532 | 65115.6532 | 16265.5703 | 81381.2235 | 81381.2235 | 97646.7938 | 0.49723 | 14587.6539 | 14587.6539 | 2.7739 | 94718.1645 | 1.6956 | -302.2749 | Outdoor Lighting Controls | Miscellaneous Manufacturing | Existing
| ImiNgsld302 | 33145.6023 | 7319.7602 | 0 | 0 | 40465.3625 | 65115.6532 | 65115.6532 | 16265.5703 | 81381.2235 | 81381.2235 | 97646.7938 | 0.49723 | 14587.6539 | 14587.6539 | 2.7739 | 94718.1645 | 1.6956 | -302.2749 | Outdoor Lighting Controls | Miscellaneous Manufacturing | New
| IprEgsld302 | 33145.6023 | 7319.7602 | 0 | 0 | 40465.3625 | 65115.6532 | 65115.6532 | 16265.5703 | 81381.2235 | 81381.2235 | 97646.7938 | 0.49723 | 14587.6539 | 14587.6539 | 2.7739 | 94718.1645 | 1.6956 | -302.2749 | Outdoor Lighting Controls | Primary Resources Industries | Existing
| IprNgsld302 | 33145.6023 | 7319.7602 | 0 | 0 | 40465.3625 | 65115.6532 | 65115.6532 | 16265.5703 | 81381.2235 | 81381.2235 | 97646.7938 | 0.49723 | 14587.6539 | 14587.6539 | 2.7739 | 94718.1645 | 1.6956 | -302.2749 | Outdoor Lighting Controls | Primary Resources Industries | New
| IstEgsld302 | 33145.6023 | 7319.7602 | 0 | 0 | 40465.3625 | 65115.6532 | 65115.6532 | 16265.5703 | 81381.2235 | 81381.2235 | 97646.7938 | 0.49723 | 14587.6539 | 14587.6539 | 2.7739 | 94718.1645 | 1.6956 | -302.2749 | Outdoor Lighting Controls | Stone/Clay/Glass/Concrete | Existing
| IstNgsld302 | 33145.6023 | 7319.7602 | 0 | 0 | 40465.3625 | 65115.6532 | 65115.6532 | 16265.5703 | 81381.2235 | 81381.2235 | 97646.7938 | 0.49723 | 14587.6539 | 14587.6539 | 2.7739 | 94718.1645 | 1.6956 | -302.2749 | Outdoor Lighting Controls | Stone/Clay/Glass/Concrete | New
| IteEgsld302 | 33145.6023 | 7319.7602 | 0 | 0 | 40465.3625 | 65115.6532 | 65115.6532 | 16265.5703 | 81381.2235 | 81381.2235 | 97646.7938 | 0.49723 | 14587.6539 | 14587.6539 | 2.7739 | 94718.1645 | 1.6956 | -302.2749 | Outdoor Lighting Controls | Textiles and Leather | Existing
| IteNgsld302 | 33145.6023 | 7319.7602 | 0 | 0 | 40465.3625 | 65115.6532 | 65115.6532 | 16265.5703 | 81381.2235 | 81381.2235 | 97646.7938 | 0.49723 | 14587.6539 | 14587.6539 | 2.7739 | 94718.1645 | 1.6956 | -302.2749 | Outdoor Lighting Controls | Textiles and Leather | New
| ItrEgsld302 | 33145.6023 | 7319.7602 | 0 | 0 | 40465.3625 | 65115.6532 | 65115.6532 | 16265.5703 | 81381.2235 | 81381.2235 | 97646.7938 | 0.49723 | 14587.6539 | 14587.6539 | 2.7739 | 94718.1645 | 1.6956 | -302.2749 | Outdoor Lighting Controls | Transportation Equipment | Existing
| ItrNgsld302 | 33145.6023 | 7319.7602 | 0 | 0 | 40465.3625 | 65115.6532 | 65115.6532 | 16265.5703 | 81381.2235 | 81381.2235 | 97646.7938 | 0.49723 | 14587.6539 | 14587.6539 | 2.7739 | 94718.1645 | 1.6956 | -302.2749 | Outdoor Lighting Controls | Transportation Equipment | New
| IwaEgsld302 | 33216.432 | 7324.9614 | 0 | 0 | 40541.3934 | 65270.901 | 65270.901 | 16265.5703 | 81536.4713 | 81536.4713 | 97802.0416 | 0.49722 | 14622.434 | 14622.434 | 2.7725 | 94905.21 | 1.6968 | -302.1092 | Outdoor Lighting Controls | Water and Wastewater | Existing
| IwaNgsld302 | 33216.432 | 7324.9614 | 0 | 0 | 40541.3934 | 65270.901 | 65270.901 | 16265.5703 | 81536.4713 | 81536.4713 | 97802.0416 | 0.49722 | 14622.434 | 14622.434 | 2.7725 | 94905.21 | 1.6968 | -302.1092 | Outdoor Lighting Controls | Water and Wastewater | New
| IagEgsld303 | 33145.6023 | 7319.7602 | 0 | 0 | 40465.3625 | 65115.6532 | 65115.6532 | 16265.5703 | 81381.2235 | 81381.2235 | 97646.7938 | 0.49723 | 19450.8639 | 19450.8639 | 2.0804 | 94718.1645 | 2.2608 | 45.314 | Outdoor motion sensor | Agriculture and Assembly | Existing
| IagNgsld303 | 33145.6023 | 7319.7602 | 0 | 0 | 40465.3625 | 65115.6532 | 65115.6532 | 16265.5703 | 81381.2235 | 81381.2235 | 97646.7938 | 0.49723 | 19450.8639 | 19450.8639 | 2.0804 | 94718.1645 | 2.2608 | 45.314 | Outdoor motion sensor | Agriculture and Assembly | New
| IchEgsld303 | 33145.6023 | 7319.7602 | 0 | 0 | 40465.3625 | 65115.6532 | 65115.6532 | 16265.5703 | 81381.2235 | 81381.2235 | 97646.7938 | 0.49723 | 19450.8639 | 19450.8639 | 2.0804 | 94718.1645 | 2.2608 | 45.314 | Outdoor motion sensor | Chemicals and Plastics | Existing
| IchNgsld303 | 33145.6023 | 7319.7602 | 0 | 0 | 40465.3625 | 65115.6532 | 65115.6532 | 16265.5703 | 81381.2235 | 81381.2235 | 97646.7938 | 0.49723 | 19450.8639 | 19450.8639 | 2.0804 | 94718.1645 | 2.2608 | 45.314 | Outdoor motion sensor | Chemicals and Plastics | New
| IcoEgsld303 | 33145.6023 | 7319.7602 | 0 | 0 | 40465.3625 | 65115.6532 | 65115.6532 | 16265.5703 | 81381.2235 | 81381.2235 | 97646.7938 | 0.49723 | 19450.8639 | 19450.8639 | 2.0804 | 94718.1645 | 2.2608 | 45.314 | Outdoor motion sensor | Construction | Existing
| IcoNgsld303 | 33145.6023 | 7319.7602 | 0 | 0 | 40465.3625 | 65115.6532 | 65115.6532 | 16265.5703 | 81381.2235 | 81381.2235 | 97646.7938 | 0.49723 | 19450.8639 | 19450.8639 | 2.0804 | 94718.1645 | 2.2608 | 45.314 | Outdoor motion sensor | Construction | New
| IelEgsld303 | 33145.6023 | 7319.7602 | 0 | 0 | 40465.3625 | 65115.6532 | 65115.6532 | 16265.5703 | 81381.2235 | 81381.2235 | 97646.7938 | 0.49723 | 19450.8639 | 19450.8639 | 2.0804 | 94718.1645 | 2.2608 | 45.314 | Outdoor motion sensor | Electrical and Electronic Equip. | Existing
| IelNgsld303 | 33145.6023 | 7319.7602 | 0 | 0 | 40465.3625 | 65115.6532 | 65115.6532 | 16265.5703 | 81381.2235 | 81381.2235 | 97646.7938 | 0.49723 | 19450.8639 | 19450.8639 | 2.0804 | 94718.1645 | 2.2608 | 45.314 | Outdoor motion sensor | Electrical and Electronic Equip. | New
| IluEgsld303 | 33145.6023 | 7319.7602 | 0 | 0 | 40465.3625 | 65115.6532 | 65115.6532 | 16265.5703 | 81381.2235 | 81381.2235 | 97646.7938 | 0.49723 | 19450.8639 | 19450.8639 | 2.0804 | 94718.1645 | 2.2608 | 45.314 | Outdoor motion sensor | Lumber/Furniture/Pulp/Paper | Existing
| IluNgsld303 | 33145.6023 | 7319.7602 | 0 | 0 | 40465.3625 | 65115.6532 | 65115.6532 | 16265.5703 | 81381.2235 | 81381.2235 | 97646.7938 | 0.49723 | 19450.8639 | 19450.8639 | 2.0804 | 94718.1645 | 2.2608 | 45.314 | Outdoor motion sensor | Lumber/Furniture/Pulp/Paper | New
| ImeEgsld303 | 33145.6023 | 7319.7602 | 0 | 0 | 40465.3625 | 65115.6532 | 65115.6532 | 16265.5703 | 81381.2235 | 81381.2235 | 97646.7938 | 0.49723 | 19450.8639 | 19450.8639 | 2.0804 | 94718.1645 | 2.2608 | 45.314 | Outdoor motion sensor | Metal Products and Machinery | Existing
| ImeNgsld303 | 33145.6023 | 7319.7602 | 0 | 0 | 40465.3625 | 65115.6532 | 65115.6532 | 16265.5703 | 81381.2235 | 81381.2235 | 97646.7938 | 0.49723 | 19450.8639 | 19450.8639 | 2.0804 | 94718.1645 | 2.2608 | 45.314 | Outdoor motion sensor | Metal Products and Machinery | New
| ImiEgsld303 | 33145.6023 | 7319.7602 | 0 | 0 | 40465.3625 | 65115.6532 | 65115.6532 | 16265.5703 | 81381.2235 | 81381.2235 | 97646.7938 | 0.49723 | 19450.8639 | 19450.8639 | 2.0804 | 94718.1645 | 2.2608 | 45.314 | Outdoor motion sensor | Miscellaneous Manufacturing | Existing
| ImiNgsld303 | 33145.6023 | 7319.7602 | 0 | 0 | 40465.3625 | 65115.6532 | 65115.6532 | 16265.5703 | 81381.2235 | 81381.2235 | 97646.7938 | 0.49723 | 19450.8639 | 19450.8639 | 2.0804 | 94718.1645 | 2.2608 | 45.314 | Outdoor motion sensor | Miscellaneous Manufacturing | New
| IprEgsld303 | 33145.6023 | 7319.7602 | 0 | 0 | 40465.3625 | 65115.6532 | 65115.6532 | 16265.5703 | 81381.2235 | 81381.2235 | 97646.7938 | 0.49723 | 19450.8639 | 19450.8639 | 2.0804 | 94718.1645 | 2.2608 | 45.314 | Outdoor motion sensor | Primary Resources Industries | Existing
| IprNgsld303 | 33145.6023 | 7319.7602 | 0 | 0 | 40465.3625 | 65115.6532 | 65115.6532 | 16265.5703 | 81381.2235 | 81381.2235 | 97646.7938 | 0.49723 | 19450.8639 | 19450.8639 | 2.0804 | 94718.1645 | 2.2608 | 45.314 | Outdoor motion sensor | Primary Resources Industries | New
| IstEgsld303 | 33145.6023 | 7319.7602 | 0 | 0 | 40465.3625 | 65115.6532 | 65115.6532 | 16265.5703 | 81381.2235 | 81381.2235 | 97646.7938 | 0.49723 | 19450.8639 | 19450.8639 | 2.0804 | 94718.1645 | 2.2608 | 45.314 | Outdoor motion sensor | Stone/Clay/Glass/Concrete | Existing
| IstNgsld303 | 33145.6023 | 7319.7602 | 0 | 0 | 40465.3625 | 65115.6532 | 65115.6532 | 16265.5703 | 81381.2235 | 81381.2235 | 97646.7938 | 0.49723 | 19450.8639 | 19450.8639 | 2.0804 | 94718.1645 | 2.2608 | 45.314 | Outdoor motion sensor | Stone/Clay/Glass/Concrete | New
| IteEgsld303 | 33145.6023 | 7319.7602 | 0 | 0 | 40465.3625 | 65115.6532 | 65115.6532 | 16265.5703 | 81381.2235 | 81381.2235 | 97646.7938 | 0.49723 | 19450.8639 | 19450.8639 | 2.0804 | 94718.1645 | 2.2608 | 45.314 | Outdoor motion sensor | Textiles and Leather | Existing
| IteNgsld303 | 33145.6023 | 7319.7602 | 0 | 0 | 40465.3625 | 65115.6532 | 65115.6532 | 16265.5703 | 81381.2235 | 81381.2235 | 97646.7938 | 0.49723 | 19450.8639 | 19450.8639 | 2.0804 | 94718.1645 | 2.2608 | 45.314 | Outdoor motion sensor | Textiles and Leather | New
| ItrEgsld303 | 33145.6023 | 7319.7602 | 0 | 0 | 40465.3625 | 65115.6532 | 65115.6532 | 16265.5703 | 81381.2235 | 81381.2235 | 97646.7938 | 0.49723 | 19450.8639 | 19450.8639 | 2.0804 | 94718.1645 | 2.2608 | 45.314 | Outdoor motion sensor | Transportation Equipment | Existing
| ItrNgsld303 | 33145.6023 | 7319.7602 | 0 | 0 | 40465.3625 | 65115.6532 | 65115.6532 | 16265.5703 | 81381.2235 | 81381.2235 | 97646.7938 | 0.49723 | 19450.8639 | 19450.8639 | 2.0804 | 94718.1645 | 2.2608 | 45.314 | Outdoor motion sensor | Transportation Equipment | New
| IwaEgsld303 | 33216.432 | 7324.9614 | 0 | 0 | 40541.3934 | 65270.901 | 65270.901 | 16265.5703 | 81536.4713 | 81536.4713 | 97802.0416 | 0.49722 | 19497.2373 | 19497.2373 | 2.0793 | 94905.21 | 2.2624 | 46.3084 | Outdoor motion sensor | Water and Wastewater | Existing
| IwaNgsld303 | 33216.432 | 7324.9614 | 0 | 0 | 40541.3934 | 65270.901 | 65270.901 | 16265.5703 | 81536.4713 | 81536.4713 | 97802.0416 | 0.49722 | 19497.2373 | 19497.2373 | 2.0793 | 94905.21 | 2.2624 | 46.3084 | Outdoor motion sensor | Water and Wastewater | New
| IagTgsld304 | 33145.6023 | 7319.7602 | 0 | 0 | 40465.3625 | 65115.6532 | 65115.6532 | 16265.5703 | 81381.2235 | 81381.2235 | 97646.7938 | 0.49723 | 44625.607 | 44625.607 | 0.90677 | 94718.1645 | 6.2574 | 2502.8865 | LED Canopy Lighting (Exterior) | Agriculture and Assembly | Turnover
| IagNgsld304 | 33145.6023 | 7319.7602 | 0 | 0 | 40465.3625 | 65115.6532 | 65115.6532 | 16265.5703 | 81381.2235 | 81381.2235 | 97646.7938 | 0.49723 | 44625.607 | 44625.607 | 0.90677 | 94718.1645 | 6.2574 | 2502.8865 | LED Canopy Lighting (Exterior) | Agriculture and Assembly | New
| IchTgsld304 | 33145.6023 | 7319.7602 | 0 | 0 | 40465.3625 | 65115.6532 | 65115.6532 | 16265.5703 | 81381.2235 | 81381.2235 | 97646.7938 | 0.49723 | 44625.607 | 44625.607 | 0.90677 | 94718.1645 | 6.2574 | 2502.8865 | LED Canopy Lighting (Exterior) | Chemicals and Plastics | Turnover
| IchNgsld304 | 33145.6023 | 7319.7602 | 0 | 0 | 40465.3625 | 65115.6532 | 65115.6532 | 16265.5703 | 81381.2235 | 81381.2235 | 97646.7938 | 0.49723 | 44625.607 | 44625.607 | 0.90677 | 94718.1645 | 6.2574 | 2502.8865 | LED Canopy Lighting (Exterior) | Chemicals and Plastics | New
| IcoTgsld304 | 33145.6023 | 7319.7602 | 0 | 0 | 40465.3625 | 65115.6532 | 65115.6532 | 16265.5703 | 81381.2235 | 81381.2235 | 97646.7938 | 0.49723 | 44625.607 | 44625.607 | 0.90677 | 94718.1645 | 6.2574 | 2502.8865 | LED Canopy Lighting (Exterior) | Construction | Turnover
| IcoNgsld304 | 33145.6023 | 7319.7602 | 0 | 0 | 40465.3625 | 65115.6532 | 65115.6532 | 16265.5703 | 81381.2235 | 81381.2235 | 97646.7938 | 0.49723 | 44625.607 | 44625.607 | 0.90677 | 94718.1645 | 6.2574 | 2502.8865 | LED Canopy Lighting (Exterior) | Construction | New
| IelTgsld304 | 33145.6023 | 7319.7602 | 0 | 0 | 40465.3625 | 65115.6532 | 65115.6532 | 16265.5703 | 81381.2235 | 81381.2235 | 97646.7938 | 0.49723 | 44625.607 | 44625.607 | 0.90677 | 94718.1645 | 6.2574 | 2502.8865 | LED Canopy Lighting (Exterior) | Electrical and Electronic Equip. | Turnover
| IelNgsld304 | 33145.6023 | 7319.7602 | 0 | 0 | 40465.3625 | 65115.6532 | 65115.6532 | 16265.5703 | 81381.2235 | 81381.2235 | 97646.7938 | 0.49723 | 44625.607 | 44625.607 | 0.90677 | 94718.1645 | 6.2574 | 2502.8865 | LED Canopy Lighting (Exterior) | Electrical and Electronic Equip. | New
| IluTgsld304 | 33145.6023 | 7319.7602 | 0 | 0 | 40465.3625 | 65115.6532 | 65115.6532 | 16265.5703 | 81381.2235 | 81381.2235 | 97646.7938 | 0.49723 | 44625.607 | 44625.607 | 0.90677 | 94718.1645 | 6.2574 | 2502.8865 | LED Canopy Lighting (Exterior) | Lumber/Furniture/Pulp/Paper | Turnover
| IluNgsld304 | 33145.6023 | 7319.7602 | 0 | 0 | 40465.3625 | 65115.6532 | 65115.6532 | 16265.5703 | 81381.2235 | 81381.2235 | 97646.7938 | 0.49723 | 44625.607 | 44625.607 | 0.90677 | 94718.1645 | 6.2574 | 2502.8865 | LED Canopy Lighting (Exterior) | Lumber/Furniture/Pulp/Paper | New
| ImeTgsld304 | 33145.6023 | 7319.7602 | 0 | 0 | 40465.3625 | 65115.6532 | 65115.6532 | 16265.5703 | 81381.2235 | 81381.2235 | 97646.7938 | 0.49723 | 44625.607 | 44625.607 | 0.90677 | 94718.1645 | 6.2574 | 2502.8865 | LED Canopy Lighting (Exterior) | Metal Products and Machinery | Turnover
| ImeNgsld304 | 33145.6023 | 7319.7602 | 0 | 0 | 40465.3625 | 65115.6532 | 65115.6532 | 16265.5703 | 81381.2235 | 81381.2235 | 97646.7938 | 0.49723 | 44625.607 | 44625.607 | 0.90677 | 94718.1645 | 6.2574 | 2502.8865 | LED Canopy Lighting (Exterior) | Metal Products and Machinery | New
| ImiTgsld304 | 33145.6023 | 7319.7602 | 0 | 0 | 40465.3625 | 65115.6532 | 65115.6532 | 16265.5703 | 81381.2235 | 81381.2235 | 97646.7938 | 0.49723 | 44625.607 | 44625.607 | 0.90677 | 94718.1645 | 6.2574 | 2502.8865 | LED Canopy Lighting (Exterior) | Miscellaneous Manufacturing | Turnover
| ImiNgsld304 | 33145.6023 | 7319.7602 | 0 | 0 | 40465.3625 | 65115.6532 | 65115.6532 | 16265.5703 | 81381.2235 | 81381.2235 | 97646.7938 | 0.49723 | 44625.607 | 44625.607 | 0.90677 | 94718.1645 | 6.2574 | 2502.8865 | LED Canopy Lighting (Exterior) | Miscellaneous Manufacturing | New
| IprTgsld304 | 33145.6023 | 7319.7602 | 0 | 0 | 40465.3625 | 65115.6532 | 65115.6532 | 16265.5703 | 81381.2235 | 81381.2235 | 97646.7938 | 0.49723 | 44625.607 | 44625.607 | 0.90677 | 94718.1645 | 6.2574 | 2502.8865 | LED Canopy Lighting (Exterior) | Primary Resources Industries | Turnover
| IprNgsld304 | 33145.6023 | 7319.7602 | 0 | 0 | 40465.3625 | 65115.6532 | 65115.6532 | 16265.5703 | 81381.2235 | 81381.2235 | 97646.7938 | 0.49723 | 44625.607 | 44625.607 | 0.90677 | 94718.1645 | 6.2574 | 2502.8865 | LED Canopy Lighting (Exterior) | Primary Resources Industries | New
| IstTgsld304 | 33145.6023 | 7319.7602 | 0 | 0 | 40465.3625 | 65115.6532 | 65115.6532 | 16265.5703 | 81381.2235 | 81381.2235 | 97646.7938 | 0.49723 | 44625.607 | 44625.607 | 0.90677 | 94718.1645 | 6.2574 | 2502.8865 | LED Canopy Lighting (Exterior) | Stone/Clay/Glass/Concrete | Turnover
| IstNgsld304 | 33145.6023 | 7319.7602 | 0 | 0 | 40465.3625 | 65115.6532 | 65115.6532 | 16265.5703 | 81381.2235 | 81381.2235 | 97646.7938 | 0.49723 | 44625.607 | 44625.607 | 0.90677 | 94718.1645 | 6.2574 | 2502.8865 | LED Canopy Lighting (Exterior) | Stone/Clay/Glass/Concrete | New
| IteTgsld304 | 33145.6023 | 7319.7602 | 0 | 0 | 40465.3625 | 65115.6532 | 65115.6532 | 16265.5703 | 81381.2235 | 81381.2235 | 97646.7938 | 0.49723 | 44625.607 | 44625.607 | 0.90677 | 94718.1645 | 6.2574 | 2502.8865 | LED Canopy Lighting (Exterior) | Textiles and Leather | Turnover
| IteNgsld304 | 33145.6023 | 7319.7602 | 0 | 0 | 40465.3625 | 65115.6532 | 65115.6532 | 16265.5703 | 81381.2235 | 81381.2235 | 97646.7938 | 0.49723 | 44625.607 | 44625.607 | 0.90677 | 94718.1645 | 6.2574 | 2502.8865 | LED Canopy Lighting (Exterior) | Textiles and Leather | New
| ItrTgsld304 | 33145.6023 | 7319.7602 | 0 | 0 | 40465.3625 | 65115.6532 | 65115.6532 | 16265.5703 | 81381.2235 | 81381.2235 | 97646.7938 | 0.49723 | 44625.607 | 44625.607 | 0.90677 | 94718.1645 | 6.2574 | 2502.8865 | LED Canopy Lighting (Exterior) | Transportation Equipment | Turnover
| ItrNgsld304 | 33145.6023 | 7319.7602 | 0 | 0 | 40465.3625 | 65115.6532 | 65115.6532 | 16265.5703 | 81381.2235 | 81381.2235 | 97646.7938 | 0.49723 | 44625.607 | 44625.607 | 0.90677 | 94718.1645 | 6.2574 | 2502.8865 | LED Canopy Lighting (Exterior) | Transportation Equipment | New
| IwaTgsld304 | 33216.432 | 7324.9614 | 0 | 0 | 40541.3934 | 65270.901 | 65270.901 | 16265.5703 | 81536.4713 | 81536.4713 | 97802.0416 | 0.49722 | 44732.0055 | 44732.0055 | 0.90632 | 94905.21 | 6.2619 | 2509.7402 | LED Canopy Lighting (Exterior) | Water and Wastewater | Turnover
| IwaNgsld304 | 33216.432 | 7324.9614 | 0 | 0 | 40541.3934 | 65270.901 | 65270.901 | 16265.5703 | 81536.4713 | 81536.4713 | 97802.0416 | 0.49722 | 44732.0055 | 44732.0055 | 0.90632 | 94905.21 | 6.2619 | 2509.7402 | LED Canopy Lighting (Exterior) | Water and Wastewater | New
| IagTgsld305 | 33145.6023 | 7319.7602 | 0 | 0 | 40465.3625 | 65115.6532 | 65115.6532 | 16265.5703 | 81381.2235 | 81381.2235 | 97646.7938 | 0.49723 | 62465.5941 | 62465.5941 | 0.6478 | 94718.1645 | 7.8159 | 3461.2689 | LED Display Lighting (Exterior) | Agriculture and Assembly | Turnover
| IagNgsld305 | 33145.6023 | 7319.7602 | 0 | 0 | 40465.3625 | 65115.6532 | 65115.6532 | 16265.5703 | 81381.2235 | 81381.2235 | 97646.7938 | 0.49723 | 62465.5941 | 62465.5941 | 0.6478 | 94718.1645 | 7.8159 | 3461.2689 | LED Display Lighting (Exterior) | Agriculture and Assembly | New
| IchTgsld305 | 33145.6023 | 7319.7602 | 0 | 0 | 40465.3625 | 65115.6532 | 65115.6532 | 16265.5703 | 81381.2235 | 81381.2235 | 97646.7938 | 0.49723 | 62465.5941 | 62465.5941 | 0.6478 | 94718.1645 | 7.8159 | 3461.2689 | LED Display Lighting (Exterior) | Chemicals and Plastics | Turnover
| IchNgsld305 | 33145.6023 | 7319.7602 | 0 | 0 | 40465.3625 | 65115.6532 | 65115.6532 | 16265.5703 | 81381.2235 | 81381.2235 | 97646.7938 | 0.49723 | 62465.5941 | 62465.5941 | 0.6478 | 94718.1645 | 7.8159 | 3461.2689 | LED Display Lighting (Exterior) | Chemicals and Plastics | New
| IcoTgsld305 | 33145.6023 | 7319.7602 | 0 | 0 | 40465.3625 | 65115.6532 | 65115.6532 | 16265.5703 | 81381.2235 | 81381.2235 | 97646.7938 | 0.49723 | 62465.5941 | 62465.5941 | 0.6478 | 94718.1645 | 7.8159 | 3461.2689 | LED Display Lighting (Exterior) | Construction | Turnover
| IcoNgsld305 | 33145.6023 | 7319.7602 | 0 | 0 | 40465.3625 | 65115.6532 | 65115.6532 | 16265.5703 | 81381.2235 | 81381.2235 | 97646.7938 | 0.49723 | 62465.5941 | 62465.5941 | 0.6478 | 94718.1645 | 7.8159 | 3461.2689 | LED Display Lighting (Exterior) | Construction | New
| IelTgsld305 | 33145.6023 | 7319.7602 | 0 | 0 | 40465.3625 | 65115.6532 | 65115.6532 | 16265.5703 | 81381.2235 | 81381.2235 | 97646.7938 | 0.49723 | 62465.5941 | 62465.5941 | 0.6478 | 94718.1645 | 7.8159 | 3461.2689 | LED Display Lighting (Exterior) | Electrical and Electronic Equip. | Turnover
| IelNgsld305 | 33145.6023 | 7319.7602 | 0 | 0 | 40465.3625 | 65115.6532 | 65115.6532 | 16265.5703 | 81381.2235 | 81381.2235 | 97646.7938 | 0.49723 | 62465.5941 | 62465.5941 | 0.6478 | 94718.1645 | 7.8159 | 3461.2689 | LED Display Lighting (Exterior) | Electrical and Electronic Equip. | New
| IluTgsld305 | 33145.6023 | 7319.7602 | 0 | 0 | 40465.3625 | 65115.6532 | 65115.6532 | 16265.5703 | 81381.2235 | 81381.2235 | 97646.7938 | 0.49723 | 62465.5941 | 62465.5941 | 0.6478 | 94718.1645 | 7.8159 | 3461.2689 | LED Display Lighting (Exterior) | Lumber/Furniture/Pulp/Paper | Turnover
| IluNgsld305 | 33145.6023 | 7319.7602 | 0 | 0 | 40465.3625 | 65115.6532 | 65115.6532 | 16265.5703 | 81381.2235 | 81381.2235 | 97646.7938 | 0.49723 | 62465.5941 | 62465.5941 | 0.6478 | 94718.1645 | 7.8159 | 3461.2689 | LED Display Lighting (Exterior) | Lumber/Furniture/Pulp/Paper | New
| ImeTgsld305 | 33145.6023 | 7319.7602 | 0 | 0 | 40465.3625 | 65115.6532 | 65115.6532 | 16265.5703 | 81381.2235 | 81381.2235 | 97646.7938 | 0.49723 | 62465.5941 | 62465.5941 | 0.6478 | 94718.1645 | 7.8159 | 3461.2689 | LED Display Lighting (Exterior) | Metal Products and Machinery | Turnover
| ImeNgsld305 | 33145.6023 | 7319.7602 | 0 | 0 | 40465.3625 | 65115.6532 | 65115.6532 | 16265.5703 | 81381.2235 | 81381.2235 | 97646.7938 | 0.49723 | 62465.5941 | 62465.5941 | 0.6478 | 94718.1645 | 7.8159 | 3461.2689 | LED Display Lighting (Exterior) | Metal Products and Machinery | New
| ImiTgsld305 | 33145.6023 | 7319.7602 | 0 | 0 | 40465.3625 | 65115.6532 | 65115.6532 | 16265.5703 | 81381.2235 | 81381.2235 | 97646.7938 | 0.49723 | 62465.5941 | 62465.5941 | 0.6478 | 94718.1645 | 7.8159 | 3461.2689 | LED Display Lighting (Exterior) | Miscellaneous Manufacturing | Turnover
| ImiNgsld305 | 33145.6023 | 7319.7602 | 0 | 0 | 40465.3625 | 65115.6532 | 65115.6532 | 16265.5703 | 81381.2235 | 81381.2235 | 97646.7938 | 0.49723 | 62465.5941 | 62465.5941 | 0.6478 | 94718.1645 | 7.8159 | 3461.2689 | LED Display Lighting (Exterior) | Miscellaneous Manufacturing | New
| IprTgsld305 | 33145.6023 | 7319.7602 | 0 | 0 | 40465.3625 | 65115.6532 | 65115.6532 | 16265.5703 | 81381.2235 | 81381.2235 | 97646.7938 | 0.49723 | 62465.5941 | 62465.5941 | 0.6478 | 94718.1645 | 7.8159 | 3461.2689 | LED Display Lighting (Exterior) | Primary Resources Industries | Turnover
| IprNgsld305 | 33145.6023 | 7319.7602 | 0 | 0 | 40465.3625 | 65115.6532 | 65115.6532 | 16265.5703 | 81381.2235 | 81381.2235 | 97646.7938 | 0.49723 | 62465.5941 | 62465.5941 | 0.6478 | 94718.1645 | 7.8159 | 3461.2689 | LED Display Lighting (Exterior) | Primary Resources Industries | New
| IstTgsld305 | 33145.6023 | 7319.7602 | 0 | 0 | 40465.3625 | 65115.6532 | 65115.6532 | 16265.5703 | 81381.2235 | 81381.2235 | 97646.7938 | 0.49723 | 62465.5941 | 62465.5941 | 0.6478 | 94718.1645 | 7.8159 | 3461.2689 | LED Display Lighting (Exterior) | Stone/Clay/Glass/Concrete | Turnover
| IstNgsld305 | 33145.6023 | 7319.7602 | 0 | 0 | 40465.3625 | 65115.6532 | 65115.6532 | 16265.5703 | 81381.2235 | 81381.2235 | 97646.7938 | 0.49723 | 62465.5941 | 62465.5941 | 0.6478 | 94718.1645 | 7.8159 | 3461.2689 | LED Display Lighting (Exterior) | Stone/Clay/Glass/Concrete | New
| IteTgsld305 | 33145.6023 | 7319.7602 | 0 | 0 | 40465.3625 | 65115.6532 | 65115.6532 | 16265.5703 | 81381.2235 | 81381.2235 | 97646.7938 | 0.49723 | 62465.5941 | 62465.5941 | 0.6478 | 94718.1645 | 7.8159 | 3461.2689 | LED Display Lighting (Exterior) | Textiles and Leather | Turnover
| IteNgsld305 | 33145.6023 | 7319.7602 | 0 | 0 | 40465.3625 | 65115.6532 | 65115.6532 | 16265.5703 | 81381.2235 | 81381.2235 | 97646.7938 | 0.49723 | 62465.5941 | 62465.5941 | 0.6478 | 94718.1645 | 7.8159 | 3461.2689 | LED Display Lighting (Exterior) | Textiles and Leather | New
| ItrTgsld305 | 33145.6023 | 7319.7602 | 0 | 0 | 40465.3625 | 65115.6532 | 65115.6532 | 16265.5703 | 81381.2235 | 81381.2235 | 97646.7938 | 0.49723 | 62465.5941 | 62465.5941 | 0.6478 | 94718.1645 | 7.8159 | 3461.2689 | LED Display Lighting (Exterior) | Transportation Equipment | Turnover
| ItrNgsld305 | 33145.6023 | 7319.7602 | 0 | 0 | 40465.3625 | 65115.6532 | 65115.6532 | 16265.5703 | 81381.2235 | 81381.2235 | 97646.7938 | 0.49723 | 62465.5941 | 62465.5941 | 0.6478 | 94718.1645 | 7.8159 | 3461.2689 | LED Display Lighting (Exterior) | Transportation Equipment | New
| IwaTgsld305 | 33216.432 | 7324.9614 | 0 | 0 | 40541.3934 | 65270.901 | 65270.901 | 16265.5703 | 81536.4713 | 81536.4713 | 97802.0416 | 0.49722 | 62614.5261 | 62614.5261 | 0.64748 | 94905.21 | 7.8216 | 3470.4076 | LED Display Lighting (Exterior) | Water and Wastewater | Turnover
| IwaNgsld305 | 33216.432 | 7324.9614 | 0 | 0 | 40541.3934 | 65270.901 | 65270.901 | 16265.5703 | 81536.4713 | 81536.4713 | 97802.0416 | 0.49722 | 62614.5261 | 62614.5261 | 0.64748 | 94905.21 | 7.8216 | 3470.4076 | LED Display Lighting (Exterior) | Water and Wastewater | New
| IagTgsld306 | 33145.6023 | 7319.7602 | 0 | 0 | 40465.3625 | 65115.6532 | 65115.6532 | 16265.5703 | 81381.2235 | 81381.2235 | 97646.7938 | 0.49723 | 25169.6182 | 25169.6182 | 1.6077 | 94718.1645 | 3.8987 | 1052.51 | LED Exterior Wall Packs | Agriculture and Assembly | Turnover
| IagNgsld306 | 33145.6023 | 7319.7602 | 0 | 0 | 40465.3625 | 65115.6532 | 65115.6532 | 16265.5703 | 81381.2235 | 81381.2235 | 97646.7938 | 0.49723 | 25169.6182 | 25169.6182 | 1.6077 | 94718.1645 | 3.8987 | 1052.51 | LED Exterior Wall Packs | Agriculture and Assembly | New
| IchTgsld306 | 33145.6023 | 7319.7602 | 0 | 0 | 40465.3625 | 65115.6532 | 65115.6532 | 16265.5703 | 81381.2235 | 81381.2235 | 97646.7938 | 0.49723 | 25169.6182 | 25169.6182 | 1.6077 | 94718.1645 | 3.8987 | 1052.51 | LED Exterior Wall Packs | Chemicals and Plastics | Turnover
| IchNgsld306 | 33145.6023 | 7319.7602 | 0 | 0 | 40465.3625 | 65115.6532 | 65115.6532 | 16265.5703 | 81381.2235 | 81381.2235 | 97646.7938 | 0.49723 | 25169.6182 | 25169.6182 | 1.6077 | 94718.1645 | 3.8987 | 1052.51 | LED Exterior Wall Packs | Chemicals and Plastics | New
| IcoTgsld306 | 33145.6023 | 7319.7602 | 0 | 0 | 40465.3625 | 65115.6532 | 65115.6532 | 16265.5703 | 81381.2235 | 81381.2235 | 97646.7938 | 0.49723 | 25169.6182 | 25169.6182 | 1.6077 | 94718.1645 | 3.8987 | 1052.51 | LED Exterior Wall Packs | Construction | Turnover
| IcoNgsld306 | 33145.6023 | 7319.7602 | 0 | 0 | 40465.3625 | 65115.6532 | 65115.6532 | 16265.5703 | 81381.2235 | 81381.2235 | 97646.7938 | 0.49723 | 25169.6182 | 25169.6182 | 1.6077 | 94718.1645 | 3.8987 | 1052.51 | LED Exterior Wall Packs | Construction | New
| IelTgsld306 | 33145.6023 | 7319.7602 | 0 | 0 | 40465.3625 | 65115.6532 | 65115.6532 | 16265.5703 | 81381.2235 | 81381.2235 | 97646.7938 | 0.49723 | 25169.6182 | 25169.6182 | 1.6077 | 94718.1645 | 3.8987 | 1052.51 | LED Exterior Wall Packs | Electrical and Electronic Equip. | Turnover
| IelNgsld306 | 33145.6023 | 7319.7602 | 0 | 0 | 40465.3625 | 65115.6532 | 65115.6532 | 16265.5703 | 81381.2235 | 81381.2235 | 97646.7938 | 0.49723 | 25169.6182 | 25169.6182 | 1.6077 | 94718.1645 | 3.8987 | 1052.51 | LED Exterior Wall Packs | Electrical and Electronic Equip. | New
| IluTgsld306 | 33145.6023 | 7319.7602 | 0 | 0 | 40465.3625 | 65115.6532 | 65115.6532 | 16265.5703 | 81381.2235 | 81381.2235 | 97646.7938 | 0.49723 | 25169.6182 | 25169.6182 | 1.6077 | 94718.1645 | 3.8987 | 1052.51 | LED Exterior Wall Packs | Lumber/Furniture/Pulp/Paper | Turnover
| IluNgsld306 | 33145.6023 | 7319.7602 | 0 | 0 | 40465.3625 | 65115.6532 | 65115.6532 | 16265.5703 | 81381.2235 | 81381.2235 | 97646.7938 | 0.49723 | 25169.6182 | 25169.6182 | 1.6077 | 94718.1645 | 3.8987 | 1052.51 | LED Exterior Wall Packs | Lumber/Furniture/Pulp/Paper | New
| ImeTgsld306 | 33145.6023 | 7319.7602 | 0 | 0 | 40465.3625 | 65115.6532 | 65115.6532 | 16265.5703 | 81381.2235 | 81381.2235 | 97646.7938 | 0.49723 | 25169.6182 | 25169.6182 | 1.6077 | 94718.1645 | 3.8987 | 1052.51 | LED Exterior Wall Packs | Metal Products and Machinery | Turnover
| ImeNgsld306 | 33145.6023 | 7319.7602 | 0 | 0 | 40465.3625 | 65115.6532 | 65115.6532 | 16265.5703 | 81381.2235 | 81381.2235 | 97646.7938 | 0.49723 | 25169.6182 | 25169.6182 | 1.6077 | 94718.1645 | 3.8987 | 1052.51 | LED Exterior Wall Packs | Metal Products and Machinery | New
| ImiTgsld306 | 33145.6023 | 7319.7602 | 0 | 0 | 40465.3625 | 65115.6532 | 65115.6532 | 16265.5703 | 81381.2235 | 81381.2235 | 97646.7938 | 0.49723 | 25169.6182 | 25169.6182 | 1.6077 | 94718.1645 | 3.8987 | 1052.51 | LED Exterior Wall Packs | Miscellaneous Manufacturing | Turnover
| ImiNgsld306 | 33145.6023 | 7319.7602 | 0 | 0 | 40465.3625 | 65115.6532 | 65115.6532 | 16265.5703 | 81381.2235 | 81381.2235 | 97646.7938 | 0.49723 | 25169.6182 | 25169.6182 | 1.6077 | 94718.1645 | 3.8987 | 1052.51 | LED Exterior Wall Packs | Miscellaneous Manufacturing | New
| IprTgsld306 | 33145.6023 | 7319.7602 | 0 | 0 | 40465.3625 | 65115.6532 | 65115.6532 | 16265.5703 | 81381.2235 | 81381.2235 | 97646.7938 | 0.49723 | 25169.6182 | 25169.6182 | 1.6077 | 94718.1645 | 3.8987 | 1052.51 | LED Exterior Wall Packs | Primary Resources Industries | Turnover
| IprNgsld306 | 33145.6023 | 7319.7602 | 0 | 0 | 40465.3625 | 65115.6532 | 65115.6532 | 16265.5703 | 81381.2235 | 81381.2235 | 97646.7938 | 0.49723 | 25169.6182 | 25169.6182 | 1.6077 | 94718.1645 | 3.8987 | 1052.51 | LED Exterior Wall Packs | Primary Resources Industries | New
| IstTgsld306 | 33145.6023 | 7319.7602 | 0 | 0 | 40465.3625 | 65115.6532 | 65115.6532 | 16265.5703 | 81381.2235 | 81381.2235 | 97646.7938 | 0.49723 | 25169.6182 | 25169.6182 | 1.6077 | 94718.1645 | 3.8987 | 1052.51 | LED Exterior Wall Packs | Stone/Clay/Glass/Concrete | Turnover
| IstNgsld306 | 33145.6023 | 7319.7602 | 0 | 0 | 40465.3625 | 65115.6532 | 65115.6532 | 16265.5703 | 81381.2235 | 81381.2235 | 97646.7938 | 0.49723 | 25169.6182 | 25169.6182 | 1.6077 | 94718.1645 | 3.8987 | 1052.51 | LED Exterior Wall Packs | Stone/Clay/Glass/Concrete | New
| IteTgsld306 | 33145.6023 | 7319.7602 | 0 | 0 | 40465.3625 | 65115.6532 | 65115.6532 | 16265.5703 | 81381.2235 | 81381.2235 | 97646.7938 | 0.49723 | 25169.6182 | 25169.6182 | 1.6077 | 94718.1645 | 3.8987 | 1052.51 | LED Exterior Wall Packs | Textiles and Leather | Turnover
| IteNgsld306 | 33145.6023 | 7319.7602 | 0 | 0 | 40465.3625 | 65115.6532 | 65115.6532 | 16265.5703 | 81381.2235 | 81381.2235 | 97646.7938 | 0.49723 | 25169.6182 | 25169.6182 | 1.6077 | 94718.1645 | 3.8987 | 1052.51 | LED Exterior Wall Packs | Textiles and Leather | New
| ItrTgsld306 | 33145.6023 | 7319.7602 | 0 | 0 | 40465.3625 | 65115.6532 | 65115.6532 | 16265.5703 | 81381.2235 | 81381.2235 | 97646.7938 | 0.49723 | 25169.6182 | 25169.6182 | 1.6077 | 94718.1645 | 3.8987 | 1052.51 | LED Exterior Wall Packs | Transportation Equipment | Turnover
| ItrNgsld306 | 33145.6023 | 7319.7602 | 0 | 0 | 40465.3625 | 65115.6532 | 65115.6532 | 16265.5703 | 81381.2235 | 81381.2235 | 97646.7938 | 0.49723 | 25169.6182 | 25169.6182 | 1.6077 | 94718.1645 | 3.8987 | 1052.51 | LED Exterior Wall Packs | Transportation Equipment | New
| IwaTgsld306 | 33216.432 | 7324.9614 | 0 | 0 | 40541.3934 | 65270.901 | 65270.901 | 16265.5703 | 81536.4713 | 81536.4713 | 97802.0416 | 0.49722 | 25229.6293 | 25229.6293 | 1.6069 | 94905.21 | 3.9016 | 1055.9057 | LED Exterior Wall Packs | Water and Wastewater | Turnover
| IwaNgsld306 | 33216.432 | 7324.9614 | 0 | 0 | 40541.3934 | 65270.901 | 65270.901 | 16265.5703 | 81536.4713 | 81536.4713 | 97802.0416 | 0.49722 | 25229.6293 | 25229.6293 | 1.6069 | 94905.21 | 3.9016 | 1055.9057 | LED Exterior Wall Packs | Water and Wastewater | New
| IagTgsld307 | 33145.6023 | 7319.7602 | 0 | 0 | 40465.3625 | 65115.6532 | 65115.6532 | 16265.5703 | 81381.2235 | 81381.2235 | 97646.7938 | 0.49723 | 34979.3489 | 34979.3489 | 1.1568 | 94718.1645 | 5.4183 | 1986.8883 | LED Parking Lighting | Agriculture and Assembly | Turnover
| IagNgsld307 | 33145.6023 | 7319.7602 | 0 | 0 | 40465.3625 | 65115.6532 | 65115.6532 | 16265.5703 | 81381.2235 | 81381.2235 | 97646.7938 | 0.49723 | 34979.3489 | 34979.3489 | 1.1568 | 94718.1645 | 5.4183 | 1986.8883 | LED Parking Lighting | Agriculture and Assembly | New
| IchTgsld307 | 33145.6023 | 7319.7602 | 0 | 0 | 40465.3625 | 65115.6532 | 65115.6532 | 16265.5703 | 81381.2235 | 81381.2235 | 97646.7938 | 0.49723 | 34979.3489 | 34979.3489 | 1.1568 | 94718.1645 | 5.4183 | 1986.8883 | LED Parking Lighting | Chemicals and Plastics | Turnover
| IchNgsld307 | 33145.6023 | 7319.7602 | 0 | 0 | 40465.3625 | 65115.6532 | 65115.6532 | 16265.5703 | 81381.2235 | 81381.2235 | 97646.7938 | 0.49723 | 34979.3489 | 34979.3489 | 1.1568 | 94718.1645 | 5.4183 | 1986.8883 | LED Parking Lighting | Chemicals and Plastics | New
| IcoTgsld307 | 33145.6023 | 7319.7602 | 0 | 0 | 40465.3625 | 65115.6532 | 65115.6532 | 16265.5703 | 81381.2235 | 81381.2235 | 97646.7938 | 0.49723 | 34979.3489 | 34979.3489 | 1.1568 | 94718.1645 | 5.4183 | 1986.8883 | LED Parking Lighting | Construction | Turnover
| IcoNgsld307 | 33145.6023 | 7319.7602 | 0 | 0 | 40465.3625 | 65115.6532 | 65115.6532 | 16265.5703 | 81381.2235 | 81381.2235 | 97646.7938 | 0.49723 | 34979.3489 | 34979.3489 | 1.1568 | 94718.1645 | 5.4183 | 1986.8883 | LED Parking Lighting | Construction | New
| IelTgsld307 | 33145.6023 | 7319.7602 | 0 | 0 | 40465.3625 | 65115.6532 | 65115.6532 | 16265.5703 | 81381.2235 | 81381.2235 | 97646.7938 | 0.49723 | 34979.3489 | 34979.3489 | 1.1568 | 94718.1645 | 5.4183 | 1986.8883 | LED Parking Lighting | Electrical and Electronic Equip. | Turnover
| IelNgsld307 | 33145.6023 | 7319.7602 | 0 | 0 | 40465.3625 | 65115.6532 | 65115.6532 | 16265.5703 | 81381.2235 | 81381.2235 | 97646.7938 | 0.49723 | 34979.3489 | 34979.3489 | 1.1568 | 94718.1645 | 5.4183 | 1986.8883 | LED Parking Lighting | Electrical and Electronic Equip. | New
| IluTgsld307 | 33145.6023 | 7319.7602 | 0 | 0 | 40465.3625 | 65115.6532 | 65115.6532 | 16265.5703 | 81381.2235 | 81381.2235 | 97646.7938 | 0.49723 | 34979.3489 | 34979.3489 | 1.1568 | 94718.1645 | 5.4183 | 1986.8883 | LED Parking Lighting | Lumber/Furniture/Pulp/Paper | Turnover
| IluNgsld307 | 33145.6023 | 7319.7602 | 0 | 0 | 40465.3625 | 65115.6532 | 65115.6532 | 16265.5703 | 81381.2235 | 81381.2235 | 97646.7938 | 0.49723 | 34979.3489 | 34979.3489 | 1.1568 | 94718.1645 | 5.4183 | 1986.8883 | LED Parking Lighting | Lumber/Furniture/Pulp/Paper | New
| ImeTgsld307 | 33145.6023 | 7319.7602 | 0 | 0 | 40465.3625 | 65115.6532 | 65115.6532 | 16265.5703 | 81381.2235 | 81381.2235 | 97646.7938 | 0.49723 | 34979.3489 | 34979.3489 | 1.1568 | 94718.1645 | 5.4183 | 1986.8883 | LED Parking Lighting | Metal Products and Machinery | Turnover
| ImeNgsld307 | 33145.6023 | 7319.7602 | 0 | 0 | 40465.3625 | 65115.6532 | 65115.6532 | 16265.5703 | 81381.2235 | 81381.2235 | 97646.7938 | 0.49723 | 34979.3489 | 34979.3489 | 1.1568 | 94718.1645 | 5.4183 | 1986.8883 | LED Parking Lighting | Metal Products and Machinery | New
| ImiTgsld307 | 33145.6023 | 7319.7602 | 0 | 0 | 40465.3625 | 65115.6532 | 65115.6532 | 16265.5703 | 81381.2235 | 81381.2235 | 97646.7938 | 0.49723 | 34979.3489 | 34979.3489 | 1.1568 | 94718.1645 | 5.4183 | 1986.8883 | LED Parking Lighting | Miscellaneous Manufacturing | Turnover
| ImiNgsld307 | 33145.6023 | 7319.7602 | 0 | 0 | 40465.3625 | 65115.6532 | 65115.6532 | 16265.5703 | 81381.2235 | 81381.2235 | 97646.7938 | 0.49723 | 34979.3489 | 34979.3489 | 1.1568 | 94718.1645 | 5.4183 | 1986.8883 | LED Parking Lighting | Miscellaneous Manufacturing | New
| IprTgsld307 | 33145.6023 | 7319.7602 | 0 | 0 | 40465.3625 | 65115.6532 | 65115.6532 | 16265.5703 | 81381.2235 | 81381.2235 | 97646.7938 | 0.49723 | 34979.3489 | 34979.3489 | 1.1568 | 94718.1645 | 5.4183 | 1986.8883 | LED Parking Lighting | Primary Resources Industries | Turnover
| IprNgsld307 | 33145.6023 | 7319.7602 | 0 | 0 | 40465.3625 | 65115.6532 | 65115.6532 | 16265.5703 | 81381.2235 | 81381.2235 | 97646.7938 | 0.49723 | 34979.3489 | 34979.3489 | 1.1568 | 94718.1645 | 5.4183 | 1986.8883 | LED Parking Lighting | Primary Resources Industries | New
| IstTgsld307 | 33145.6023 | 7319.7602 | 0 | 0 | 40465.3625 | 65115.6532 | 65115.6532 | 16265.5703 | 81381.2235 | 81381.2235 | 97646.7938 | 0.49723 | 34979.3489 | 34979.3489 | 1.1568 | 94718.1645 | 5.4183 | 1986.8883 | LED Parking Lighting | Stone/Clay/Glass/Concrete | Turnover
| IstNgsld307 | 33145.6023 | 7319.7602 | 0 | 0 | 40465.3625 | 65115.6532 | 65115.6532 | 16265.5703 | 81381.2235 | 81381.2235 | 97646.7938 | 0.49723 | 34979.3489 | 34979.3489 | 1.1568 | 94718.1645 | 5.4183 | 1986.8883 | LED Parking Lighting | Stone/Clay/Glass/Concrete | New
| IteTgsld307 | 33145.6023 | 7319.7602 | 0 | 0 | 40465.3625 | 65115.6532 | 65115.6532 | 16265.5703 | 81381.2235 | 81381.2235 | 97646.7938 | 0.49723 | 34979.3489 | 34979.3489 | 1.1568 | 94718.1645 | 5.4183 | 1986.8883 | LED Parking Lighting | Textiles and Leather | Turnover
| IteNgsld307 | 33145.6023 | 7319.7602 | 0 | 0 | 40465.3625 | 65115.6532 | 65115.6532 | 16265.5703 | 81381.2235 | 81381.2235 | 97646.7938 | 0.49723 | 34979.3489 | 34979.3489 | 1.1568 | 94718.1645 | 5.4183 | 1986.8883 | LED Parking Lighting | Textiles and Leather | New
| ItrTgsld307 | 33145.6023 | 7319.7602 | 0 | 0 | 40465.3625 | 65115.6532 | 65115.6532 | 16265.5703 | 81381.2235 | 81381.2235 | 97646.7938 | 0.49723 | 34979.3489 | 34979.3489 | 1.1568 | 94718.1645 | 5.4183 | 1986.8883 | LED Parking Lighting | Transportation Equipment | Turnover
| ItrNgsld307 | 33145.6023 | 7319.7602 | 0 | 0 | 40465.3625 | 65115.6532 | 65115.6532 | 16265.5703 | 81381.2235 | 81381.2235 | 97646.7938 | 0.49723 | 34979.3489 | 34979.3489 | 1.1568 | 94718.1645 | 5.4183 | 1986.8883 | LED Parking Lighting | Transportation Equipment | New
| IwaTgsld307 | 33216.432 | 7324.9614 | 0 | 0 | 40541.3934 | 65270.901 | 65270.901 | 16265.5703 | 81536.4713 | 81536.4713 | 97802.0416 | 0.49722 | 35062.7462 | 35062.7462 | 1.1563 | 94905.21 | 5.4222 | 1992.5118 | LED Parking Lighting | Water and Wastewater | Turnover
| IwaNgsld307 | 33216.432 | 7324.9614 | 0 | 0 | 40541.3934 | 65270.901 | 65270.901 | 16265.5703 | 81536.4713 | 81536.4713 | 97802.0416 | 0.49722 | 35062.7462 | 35062.7462 | 1.1563 | 94905.21 | 5.4222 | 1992.5118 | LED Parking Lighting | Water and Wastewater | New
| IagEgsld401 | 33163.715 | 7334.2778 | 0 | 0 | 40497.9928 | 65115.6532 | 65115.6532 | 17974.6992 | 83090.3524 | 83090.3524 | 101065.0516 | 0.4874 | 55294.5613 | 55294.5613 | 0.7324 | 96427.294 | 6.2282 | 2568.1407 | Auto Off Time Switch | Agriculture and Assembly | Existing
| IagNgsld401 | 33163.715 | 7334.2778 | 0 | 0 | 40497.9928 | 65115.6532 | 65115.6532 | 17974.6992 | 83090.3524 | 83090.3524 | 101065.0516 | 0.4874 | 55294.5613 | 55294.5613 | 0.7324 | 96427.294 | 6.2282 | 2568.1407 | Auto Off Time Switch | Agriculture and Assembly | New
| IchEgsld401 | 33163.715 | 7334.2778 | 0 | 0 | 40497.9928 | 65115.6532 | 65115.6532 | 17974.6992 | 83090.3524 | 83090.3524 | 101065.0516 | 0.4874 | 55294.5613 | 55294.5613 | 0.7324 | 96427.294 | 6.2282 | 2568.1407 | Auto Off Time Switch | Chemicals and Plastics | Existing
| IchNgsld401 | 33163.715 | 7334.2778 | 0 | 0 | 40497.9928 | 65115.6532 | 65115.6532 | 17974.6992 | 83090.3524 | 83090.3524 | 101065.0516 | 0.4874 | 55294.5613 | 55294.5613 | 0.7324 | 96427.294 | 6.2282 | 2568.1407 | Auto Off Time Switch | Chemicals and Plastics | New
| IcoEgsld401 | 33163.715 | 7334.2778 | 0 | 0 | 40497.9928 | 65115.6532 | 65115.6532 | 17974.6992 | 83090.3524 | 83090.3524 | 101065.0516 | 0.4874 | 55294.5613 | 55294.5613 | 0.7324 | 96427.294 | 6.2282 | 2568.1407 | Auto Off Time Switch | Construction | Existing
| IcoNgsld401 | 33163.715 | 7334.2778 | 0 | 0 | 40497.9928 | 65115.6532 | 65115.6532 | 17974.6992 | 83090.3524 | 83090.3524 | 101065.0516 | 0.4874 | 55294.5613 | 55294.5613 | 0.7324 | 96427.294 | 6.2282 | 2568.1407 | Auto Off Time Switch | Construction | New
| IelEgsld401 | 33163.715 | 7334.2778 | 0 | 0 | 40497.9928 | 65115.6532 | 65115.6532 | 17974.6992 | 83090.3524 | 83090.3524 | 101065.0516 | 0.4874 | 55294.5613 | 55294.5613 | 0.7324 | 96427.294 | 6.2282 | 2568.1407 | Auto Off Time Switch | Electrical and Electronic Equip. | Existing
| IelNgsld401 | 33163.715 | 7334.2778 | 0 | 0 | 40497.9928 | 65115.6532 | 65115.6532 | 17974.6992 | 83090.3524 | 83090.3524 | 101065.0516 | 0.4874 | 55294.5613 | 55294.5613 | 0.7324 | 96427.294 | 6.2282 | 2568.1407 | Auto Off Time Switch | Electrical and Electronic Equip. | New
| IluEgsld401 | 33163.715 | 7334.2778 | 0 | 0 | 40497.9928 | 65115.6532 | 65115.6532 | 17974.6992 | 83090.3524 | 83090.3524 | 101065.0516 | 0.4874 | 57500.0447 | 57500.0447 | 0.70431 | 96427.294 | 6.4766 | 2725.7734 | Auto Off Time Switch | Lumber/Furniture/Pulp/Paper | Existing
| IluNgsld401 | 33163.715 | 7334.2778 | 0 | 0 | 40497.9928 | 65115.6532 | 65115.6532 | 17974.6992 | 83090.3524 | 83090.3524 | 101065.0516 | 0.4874 | 57500.0447 | 57500.0447 | 0.70431 | 96427.294 | 6.4766 | 2725.7734 | Auto Off Time Switch | Lumber/Furniture/Pulp/Paper | New
| ImeEgsld401 | 33163.715 | 7334.2778 | 0 | 0 | 40497.9928 | 65115.6532 | 65115.6532 | 17974.6992 | 83090.3524 | 83090.3524 | 101065.0516 | 0.4874 | 55294.5613 | 55294.5613 | 0.7324 | 96427.294 | 6.2282 | 2568.1407 | Auto Off Time Switch | Metal Products and Machinery | Existing
| ImeNgsld401 | 33163.715 | 7334.2778 | 0 | 0 | 40497.9928 | 65115.6532 | 65115.6532 | 17974.6992 | 83090.3524 | 83090.3524 | 101065.0516 | 0.4874 | 55294.5613 | 55294.5613 | 0.7324 | 96427.294 | 6.2282 | 2568.1407 | Auto Off Time Switch | Metal Products and Machinery | New
| ImiEgsld401 | 33163.715 | 7334.2778 | 0 | 0 | 40497.9928 | 65115.6532 | 65115.6532 | 17974.6992 | 83090.3524 | 83090.3524 | 101065.0516 | 0.4874 | 56158.5394 | 56158.5394 | 0.72114 | 96427.294 | 6.3255 | 2629.8919 | Auto Off Time Switch | Miscellaneous Manufacturing | Existing
| ImiNgsld401 | 33163.715 | 7334.2778 | 0 | 0 | 40497.9928 | 65115.6532 | 65115.6532 | 17974.6992 | 83090.3524 | 83090.3524 | 101065.0516 | 0.4874 | 56158.5394 | 56158.5394 | 0.72114 | 96427.294 | 6.3255 | 2629.8919 | Auto Off Time Switch | Miscellaneous Manufacturing | New
| IprEgsld401 | 33163.715 | 7334.2778 | 0 | 0 | 40497.9928 | 65115.6532 | 65115.6532 | 17974.6992 | 83090.3524 | 83090.3524 | 101065.0516 | 0.4874 | 55294.5613 | 55294.5613 | 0.7324 | 96427.294 | 6.2282 | 2568.1407 | Auto Off Time Switch | Primary Resources Industries | Existing
| IprNgsld401 | 33163.715 | 7334.2778 | 0 | 0 | 40497.9928 | 65115.6532 | 65115.6532 | 17974.6992 | 83090.3524 | 83090.3524 | 101065.0516 | 0.4874 | 55294.5613 | 55294.5613 | 0.7324 | 96427.294 | 6.2282 | 2568.1407 | Auto Off Time Switch | Primary Resources Industries | New
| IstEgsld401 | 33163.715 | 7334.2778 | 0 | 0 | 40497.9928 | 65115.6532 | 65115.6532 | 17974.6992 | 83090.3524 | 83090.3524 | 101065.0516 | 0.4874 | 55294.5613 | 55294.5613 | 0.7324 | 96427.294 | 6.2282 | 2568.1407 | Auto Off Time Switch | Stone/Clay/Glass/Concrete | Existing
| IstNgsld401 | 33163.715 | 7334.2778 | 0 | 0 | 40497.9928 | 65115.6532 | 65115.6532 | 17974.6992 | 83090.3524 | 83090.3524 | 101065.0516 | 0.4874 | 55294.5613 | 55294.5613 | 0.7324 | 96427.294 | 6.2282 | 2568.1407 | Auto Off Time Switch | Stone/Clay/Glass/Concrete | New
| IteEgsld401 | 33163.715 | 7334.2778 | 0 | 0 | 40497.9928 | 65115.6532 | 65115.6532 | 17974.6992 | 83090.3524 | 83090.3524 | 101065.0516 | 0.4874 | 55294.5613 | 55294.5613 | 0.7324 | 96427.294 | 6.2282 | 2568.1407 | Auto Off Time Switch | Textiles and Leather | Existing
| IteNgsld401 | 33163.715 | 7334.2778 | 0 | 0 | 40497.9928 | 65115.6532 | 65115.6532 | 17974.6992 | 83090.3524 | 83090.3524 | 101065.0516 | 0.4874 | 55294.5613 | 55294.5613 | 0.7324 | 96427.294 | 6.2282 | 2568.1407 | Auto Off Time Switch | Textiles and Leather | New
| ItrEgsld401 | 33163.715 | 7334.2778 | 0 | 0 | 40497.9928 | 65115.6532 | 65115.6532 | 17974.6992 | 83090.3524 | 83090.3524 | 101065.0516 | 0.4874 | 57049.9466 | 57049.9466 | 0.70987 | 96427.294 | 6.4259 | 2693.6034 | Auto Off Time Switch | Transportation Equipment | Existing
| ItrNgsld401 | 33163.715 | 7334.2778 | 0 | 0 | 40497.9928 | 65115.6532 | 65115.6532 | 17974.6992 | 83090.3524 | 83090.3524 | 101065.0516 | 0.4874 | 57049.9466 | 57049.9466 | 0.70987 | 96427.294 | 6.4259 | 2693.6034 | Auto Off Time Switch | Transportation Equipment | New
| IwaEgsld401 | 34241.0375 | 7367.8051 | 0 | 0 | 41608.8426 | 67389.7955 | 67389.7955 | 17974.6992 | 85364.4947 | 85364.4947 | 103339.194 | 0.48743 | 57225.7051 | 57225.7051 | 0.7271 | 99167.2245 | 6.2974 | 2672.1789 | Auto Off Time Switch | Water and Wastewater | Existing
| IwaNgsld401 | 34241.0375 | 7367.8051 | 0 | 0 | 41608.8426 | 67389.7955 | 67389.7955 | 17974.6992 | 85364.4947 | 85364.4947 | 103339.194 | 0.48743 | 57225.7051 | 57225.7051 | 0.7271 | 99167.2245 | 6.2974 | 2672.1789 | Auto Off Time Switch | Water and Wastewater | New
| IagEgsld402 | 33163.715 | 7334.2778 | 0 | 0 | 40497.9928 | 65115.6532 | 65115.6532 | 17974.6992 | 83090.3524 | 83090.3524 | 101065.0516 | 0.4874 | 119221.3808 | 119221.3808 | 0.33969 | 96427.294 | 11.3363 | 5809.4992 | Bi-Level Lighting Control (Interior) | Agriculture and Assembly | Existing
| IagNgsld402 | 33163.715 | 7334.2778 | 0 | 0 | 40497.9928 | 65115.6532 | 65115.6532 | 17974.6992 | 83090.3524 | 83090.3524 | 101065.0516 | 0.4874 | 119221.3808 | 119221.3808 | 0.33969 | 96427.294 | 11.3363 | 5809.4992 | Bi-Level Lighting Control (Interior) | Agriculture and Assembly | New
| IchEgsld402 | 33163.715 | 7334.2778 | 0 | 0 | 40497.9928 | 65115.6532 | 65115.6532 | 17974.6992 | 83090.3524 | 83090.3524 | 101065.0516 | 0.4874 | 119221.3808 | 119221.3808 | 0.33969 | 96427.294 | 11.3363 | 5809.4992 | Bi-Level Lighting Control (Interior) | Chemicals and Plastics | Existing
| IchNgsld402 | 33163.715 | 7334.2778 | 0 | 0 | 40497.9928 | 65115.6532 | 65115.6532 | 17974.6992 | 83090.3524 | 83090.3524 | 101065.0516 | 0.4874 | 119221.3808 | 119221.3808 | 0.33969 | 96427.294 | 11.3363 | 5809.4992 | Bi-Level Lighting Control (Interior) | Chemicals and Plastics | New
| IcoEgsld402 | 33163.715 | 7334.2778 | 0 | 0 | 40497.9928 | 65115.6532 | 65115.6532 | 17974.6992 | 83090.3524 | 83090.3524 | 101065.0516 | 0.4874 | 119221.3808 | 119221.3808 | 0.33969 | 96427.294 | 11.3363 | 5809.4992 | Bi-Level Lighting Control (Interior) | Construction | Existing
| IcoNgsld402 | 33163.715 | 7334.2778 | 0 | 0 | 40497.9928 | 65115.6532 | 65115.6532 | 17974.6992 | 83090.3524 | 83090.3524 | 101065.0516 | 0.4874 | 119221.3808 | 119221.3808 | 0.33969 | 96427.294 | 11.3363 | 5809.4992 | Bi-Level Lighting Control (Interior) | Construction | New
| IelEgsld402 | 33163.715 | 7334.2778 | 0 | 0 | 40497.9928 | 65115.6532 | 65115.6532 | 17974.6992 | 83090.3524 | 83090.3524 | 101065.0516 | 0.4874 | 119221.3808 | 119221.3808 | 0.33969 | 96427.294 | 11.3363 | 5809.4992 | Bi-Level Lighting Control (Interior) | Electrical and Electronic Equip. | Existing
| IelNgsld402 | 33163.715 | 7334.2778 | 0 | 0 | 40497.9928 | 65115.6532 | 65115.6532 | 17974.6992 | 83090.3524 | 83090.3524 | 101065.0516 | 0.4874 | 119221.3808 | 119221.3808 | 0.33969 | 96427.294 | 11.3363 | 5809.4992 | Bi-Level Lighting Control (Interior) | Electrical and Electronic Equip. | New
| IluEgsld402 | 33163.715 | 7334.2778 | 0 | 0 | 40497.9928 | 65115.6532 | 65115.6532 | 17974.6992 | 83090.3524 | 83090.3524 | 101065.0516 | 0.4874 | 123976.6153 | 123976.6153 | 0.32666 | 96427.294 | 11.7884 | 6096.4147 | Bi-Level Lighting Control (Interior) | Lumber/Furniture/Pulp/Paper | Existing
| IluNgsld402 | 33163.715 | 7334.2778 | 0 | 0 | 40497.9928 | 65115.6532 | 65115.6532 | 17974.6992 | 83090.3524 | 83090.3524 | 101065.0516 | 0.4874 | 123976.6153 | 123976.6153 | 0.32666 | 96427.294 | 11.7884 | 6096.4147 | Bi-Level Lighting Control (Interior) | Lumber/Furniture/Pulp/Paper | New
| ImeEgsld402 | 33163.715 | 7334.2778 | 0 | 0 | 40497.9928 | 65115.6532 | 65115.6532 | 17974.6992 | 83090.3524 | 83090.3524 | 101065.0516 | 0.4874 | 119221.3808 | 119221.3808 | 0.33969 | 96427.294 | 11.3363 | 5809.4992 | Bi-Level Lighting Control (Interior) | Metal Products and Machinery | Existing
| ImeNgsld402 | 33163.715 | 7334.2778 | 0 | 0 | 40497.9928 | 65115.6532 | 65115.6532 | 17974.6992 | 83090.3524 | 83090.3524 | 101065.0516 | 0.4874 | 119221.3808 | 119221.3808 | 0.33969 | 96427.294 | 11.3363 | 5809.4992 | Bi-Level Lighting Control (Interior) | Metal Products and Machinery | New
| ImiEgsld402 | 33163.715 | 7334.2778 | 0 | 0 | 40497.9928 | 65115.6532 | 65115.6532 | 17974.6992 | 83090.3524 | 83090.3524 | 101065.0516 | 0.4874 | 121085.0412 | 121085.0412 | 0.33446 | 96427.294 | 11.5135 | 5921.9462 | Bi-Level Lighting Control (Interior) | Miscellaneous Manufacturing | Existing
| ImiNgsld402 | 33163.715 | 7334.2778 | 0 | 0 | 40497.9928 | 65115.6532 | 65115.6532 | 17974.6992 | 83090.3524 | 83090.3524 | 101065.0516 | 0.4874 | 121085.0412 | 121085.0412 | 0.33446 | 96427.294 | 11.5135 | 5921.9462 | Bi-Level Lighting Control (Interior) | Miscellaneous Manufacturing | New
| IprEgsld402 | 33163.715 | 7334.2778 | 0 | 0 | 40497.9928 | 65115.6532 | 65115.6532 | 17974.6992 | 83090.3524 | 83090.3524 | 101065.0516 | 0.4874 | 119221.3808 | 119221.3808 | 0.33969 | 96427.294 | 11.3363 | 5809.4992 | Bi-Level Lighting Control (Interior) | Primary Resources Industries | Existing
| IprNgsld402 | 33163.715 | 7334.2778 | 0 | 0 | 40497.9928 | 65115.6532 | 65115.6532 | 17974.6992 | 83090.3524 | 83090.3524 | 101065.0516 | 0.4874 | 119221.3808 | 119221.3808 | 0.33969 | 96427.294 | 11.3363 | 5809.4992 | Bi-Level Lighting Control (Interior) | Primary Resources Industries | New
| IstEgsld402 | 33163.715 | 7334.2778 | 0 | 0 | 40497.9928 | 65115.6532 | 65115.6532 | 17974.6992 | 83090.3524 | 83090.3524 | 101065.0516 | 0.4874 | 119221.3808 | 119221.3808 | 0.33969 | 96427.294 | 11.3363 | 5809.4992 | Bi-Level Lighting Control (Interior) | Stone/Clay/Glass/Concrete | Existing
| IstNgsld402 | 33163.715 | 7334.2778 | 0 | 0 | 40497.9928 | 65115.6532 | 65115.6532 | 17974.6992 | 83090.3524 | 83090.3524 | 101065.0516 | 0.4874 | 119221.3808 | 119221.3808 | 0.33969 | 96427.294 | 11.3363 | 5809.4992 | Bi-Level Lighting Control (Interior) | Stone/Clay/Glass/Concrete | New
| IteEgsld402 | 33163.715 | 7334.2778 | 0 | 0 | 40497.9928 | 65115.6532 | 65115.6532 | 17974.6992 | 83090.3524 | 83090.3524 | 101065.0516 | 0.4874 | 119221.3808 | 119221.3808 | 0.33969 | 96427.294 | 11.3363 | 5809.4992 | Bi-Level Lighting Control (Interior) | Textiles and Leather | Existing
| IteNgsld402 | 33163.715 | 7334.2778 | 0 | 0 | 40497.9928 | 65115.6532 | 65115.6532 | 17974.6992 | 83090.3524 | 83090.3524 | 101065.0516 | 0.4874 | 119221.3808 | 119221.3808 | 0.33969 | 96427.294 | 11.3363 | 5809.4992 | Bi-Level Lighting Control (Interior) | Textiles and Leather | New
| ItrEgsld402 | 33163.715 | 7334.2778 | 0 | 0 | 40497.9928 | 65115.6532 | 65115.6532 | 17974.6992 | 83090.3524 | 83090.3524 | 101065.0516 | 0.4874 | 123006.1591 | 123006.1591 | 0.32924 | 96427.294 | 11.6962 | 6037.8606 | Bi-Level Lighting Control (Interior) | Transportation Equipment | Existing
| ItrNgsld402 | 33163.715 | 7334.2778 | 0 | 0 | 40497.9928 | 65115.6532 | 65115.6532 | 17974.6992 | 83090.3524 | 83090.3524 | 101065.0516 | 0.4874 | 123006.1591 | 123006.1591 | 0.32924 | 96427.294 | 11.6962 | 6037.8606 | Bi-Level Lighting Control (Interior) | Transportation Equipment | New
| IwaEgsld402 | 34241.0375 | 7367.8051 | 0 | 0 | 41608.8426 | 67389.7955 | 67389.7955 | 17974.6992 | 85364.4947 | 85364.4947 | 103339.194 | 0.48743 | 123385.1435 | 123385.1435 | 0.33723 | 99167.2245 | 11.4622 | 6026.7406 | Bi-Level Lighting Control (Interior) | Water and Wastewater | Existing
| IwaNgsld402 | 34241.0375 | 7367.8051 | 0 | 0 | 41608.8426 | 67389.7955 | 67389.7955 | 17974.6992 | 85364.4947 | 85364.4947 | 103339.194 | 0.48743 | 123385.1435 | 123385.1435 | 0.33723 | 99167.2245 | 11.4622 | 6026.7406 | Bi-Level Lighting Control (Interior) | Water and Wastewater | New
| IagEgsld403 | 33163.715 | 7334.2778 | 0 | 0 | 40497.9928 | 65115.6532 | 65115.6532 | 17974.6992 | 83090.3524 | 83090.3524 | 101065.0516 | 0.4874 | 8455.9504 | 8455.9504 | 4.7893 | 96427.294 | 0.95245 | -779.5617 | High Bay Occupancy Sensors, Ceiling Mounted | Agriculture and Assembly | Existing
| IagNgsld403 | 33163.715 | 7334.2778 | 0 | 0 | 40497.9928 | 65115.6532 | 65115.6532 | 17974.6992 | 83090.3524 | 83090.3524 | 101065.0516 | 0.4874 | 8455.9504 | 8455.9504 | 4.7893 | 96427.294 | 0.95245 | -779.5617 | High Bay Occupancy Sensors, Ceiling Mounted | Agriculture and Assembly | New
| IchEgsld403 | 33163.715 | 7334.2778 | 0 | 0 | 40497.9928 | 65115.6532 | 65115.6532 | 17974.6992 | 83090.3524 | 83090.3524 | 101065.0516 | 0.4874 | 8455.9504 | 8455.9504 | 4.7893 | 96427.294 | 0.95245 | -779.5617 | High Bay Occupancy Sensors, Ceiling Mounted | Chemicals and Plastics | Existing
| IchNgsld403 | 33163.715 | 7334.2778 | 0 | 0 | 40497.9928 | 65115.6532 | 65115.6532 | 17974.6992 | 83090.3524 | 83090.3524 | 101065.0516 | 0.4874 | 8455.9504 | 8455.9504 | 4.7893 | 96427.294 | 0.95245 | -779.5617 | High Bay Occupancy Sensors, Ceiling Mounted | Chemicals and Plastics | New
| IcoEgsld403 | 33163.715 | 7334.2778 | 0 | 0 | 40497.9928 | 65115.6532 | 65115.6532 | 17974.6992 | 83090.3524 | 83090.3524 | 101065.0516 | 0.4874 | 8455.9504 | 8455.9504 | 4.7893 | 96427.294 | 0.95245 | -779.5617 | High Bay Occupancy Sensors, Ceiling Mounted | Construction | Existing
| IcoNgsld403 | 33163.715 | 7334.2778 | 0 | 0 | 40497.9928 | 65115.6532 | 65115.6532 | 17974.6992 | 83090.3524 | 83090.3524 | 101065.0516 | 0.4874 | 8455.9504 | 8455.9504 | 4.7893 | 96427.294 | 0.95245 | -779.5617 | High Bay Occupancy Sensors, Ceiling Mounted | Construction | New
| IelEgsld403 | 33163.715 | 7334.2778 | 0 | 0 | 40497.9928 | 65115.6532 | 65115.6532 | 17974.6992 | 83090.3524 | 83090.3524 | 101065.0516 | 0.4874 | 8455.9504 | 8455.9504 | 4.7893 | 96427.294 | 0.95245 | -779.5617 | High Bay Occupancy Sensors, Ceiling Mounted | Electrical and Electronic Equip. | Existing
| IelNgsld403 | 33163.715 | 7334.2778 | 0 | 0 | 40497.9928 | 65115.6532 | 65115.6532 | 17974.6992 | 83090.3524 | 83090.3524 | 101065.0516 | 0.4874 | 8455.9504 | 8455.9504 | 4.7893 | 96427.294 | 0.95245 | -779.5617 | High Bay Occupancy Sensors, Ceiling Mounted | Electrical and Electronic Equip. | New
| IluEgsld403 | 33163.715 | 7334.2778 | 0 | 0 | 40497.9928 | 65115.6532 | 65115.6532 | 17974.6992 | 83090.3524 | 83090.3524 | 101065.0516 | 0.4874 | 8794.1884 | 8794.1884 | 4.6051 | 96427.294 | 0.99054 | -755.3868 | High Bay Occupancy Sensors, Ceiling Mounted | Lumber/Furniture/Pulp/Paper | Existing
| IluNgsld403 | 33163.715 | 7334.2778 | 0 | 0 | 40497.9928 | 65115.6532 | 65115.6532 | 17974.6992 | 83090.3524 | 83090.3524 | 101065.0516 | 0.4874 | 8794.1884 | 8794.1884 | 4.6051 | 96427.294 | 0.99054 | -755.3868 | High Bay Occupancy Sensors, Ceiling Mounted | Lumber/Furniture/Pulp/Paper | New
| ImeEgsld403 | 33163.715 | 7334.2778 | 0 | 0 | 40497.9928 | 65115.6532 | 65115.6532 | 17974.6992 | 83090.3524 | 83090.3524 | 101065.0516 | 0.4874 | 8455.9504 | 8455.9504 | 4.7893 | 96427.294 | 0.95245 | -779.5617 | High Bay Occupancy Sensors, Ceiling Mounted | Metal Products and Machinery | Existing
| ImeNgsld403 | 33163.715 | 7334.2778 | 0 | 0 | 40497.9928 | 65115.6532 | 65115.6532 | 17974.6992 | 83090.3524 | 83090.3524 | 101065.0516 | 0.4874 | 8455.9504 | 8455.9504 | 4.7893 | 96427.294 | 0.95245 | -779.5617 | High Bay Occupancy Sensors, Ceiling Mounted | Metal Products and Machinery | New
| ImiEgsld403 | 33163.715 | 7334.2778 | 0 | 0 | 40497.9928 | 65115.6532 | 65115.6532 | 17974.6992 | 83090.3524 | 83090.3524 | 101065.0516 | 0.4874 | 8588.1126 | 8588.1126 | 4.7156 | 96427.294 | 0.96733 | -770.1157 | High Bay Occupancy Sensors, Ceiling Mounted | Miscellaneous Manufacturing | Existing
| ImiNgsld403 | 33163.715 | 7334.2778 | 0 | 0 | 40497.9928 | 65115.6532 | 65115.6532 | 17974.6992 | 83090.3524 | 83090.3524 | 101065.0516 | 0.4874 | 8588.1126 | 8588.1126 | 4.7156 | 96427.294 | 0.96733 | -770.1157 | High Bay Occupancy Sensors, Ceiling Mounted | Miscellaneous Manufacturing | New
| IprEgsld403 | 33163.715 | 7334.2778 | 0 | 0 | 40497.9928 | 65115.6532 | 65115.6532 | 17974.6992 | 83090.3524 | 83090.3524 | 101065.0516 | 0.4874 | 8455.9504 | 8455.9504 | 4.7893 | 96427.294 | 0.95245 | -779.5617 | High Bay Occupancy Sensors, Ceiling Mounted | Primary Resources Industries | Existing
| IprNgsld403 | 33163.715 | 7334.2778 | 0 | 0 | 40497.9928 | 65115.6532 | 65115.6532 | 17974.6992 | 83090.3524 | 83090.3524 | 101065.0516 | 0.4874 | 8455.9504 | 8455.9504 | 4.7893 | 96427.294 | 0.95245 | -779.5617 | High Bay Occupancy Sensors, Ceiling Mounted | Primary Resources Industries | New
| IstEgsld403 | 33163.715 | 7334.2778 | 0 | 0 | 40497.9928 | 65115.6532 | 65115.6532 | 17974.6992 | 83090.3524 | 83090.3524 | 101065.0516 | 0.4874 | 8455.9504 | 8455.9504 | 4.7893 | 96427.294 | 0.95245 | -779.5617 | High Bay Occupancy Sensors, Ceiling Mounted | Stone/Clay/Glass/Concrete | Existing
| IstNgsld403 | 33163.715 | 7334.2778 | 0 | 0 | 40497.9928 | 65115.6532 | 65115.6532 | 17974.6992 | 83090.3524 | 83090.3524 | 101065.0516 | 0.4874 | 8455.9504 | 8455.9504 | 4.7893 | 96427.294 | 0.95245 | -779.5617 | High Bay Occupancy Sensors, Ceiling Mounted | Stone/Clay/Glass/Concrete | New
| IteEgsld403 | 33163.715 | 7334.2778 | 0 | 0 | 40497.9928 | 65115.6532 | 65115.6532 | 17974.6992 | 83090.3524 | 83090.3524 | 101065.0516 | 0.4874 | 8455.9504 | 8455.9504 | 4.7893 | 96427.294 | 0.95245 | -779.5617 | High Bay Occupancy Sensors, Ceiling Mounted | Textiles and Leather | Existing
| IteNgsld403 | 33163.715 | 7334.2778 | 0 | 0 | 40497.9928 | 65115.6532 | 65115.6532 | 17974.6992 | 83090.3524 | 83090.3524 | 101065.0516 | 0.4874 | 8455.9504 | 8455.9504 | 4.7893 | 96427.294 | 0.95245 | -779.5617 | High Bay Occupancy Sensors, Ceiling Mounted | Textiles and Leather | New
| ItrEgsld403 | 33163.715 | 7334.2778 | 0 | 0 | 40497.9928 | 65115.6532 | 65115.6532 | 17974.6992 | 83090.3524 | 83090.3524 | 101065.0516 | 0.4874 | 8724.3738 | 8724.3738 | 4.6419 | 96427.294 | 0.98268 | -760.3767 | High Bay Occupancy Sensors, Ceiling Mounted | Transportation Equipment | Existing
| ItrNgsld403 | 33163.715 | 7334.2778 | 0 | 0 | 40497.9928 | 65115.6532 | 65115.6532 | 17974.6992 | 83090.3524 | 83090.3524 | 101065.0516 | 0.4874 | 8724.3738 | 8724.3738 | 4.6419 | 96427.294 | 0.98268 | -760.3767 | High Bay Occupancy Sensors, Ceiling Mounted | Transportation Equipment | New
| IwaEgsld403 | 34241.0375 | 7367.8051 | 0 | 0 | 41608.8426 | 67389.7955 | 67389.7955 | 17974.6992 | 85364.4947 | 85364.4947 | 103339.194 | 0.48743 | 8751.2709 | 8751.2709 | 4.7546 | 99167.2245 | 0.96303 | -792.4408 | High Bay Occupancy Sensors, Ceiling Mounted | Water and Wastewater | Existing
| IwaNgsld403 | 34241.0375 | 7367.8051 | 0 | 0 | 41608.8426 | 67389.7955 | 67389.7955 | 17974.6992 | 85364.4947 | 85364.4947 | 103339.194 | 0.48743 | 8751.2709 | 8751.2709 | 4.7546 | 99167.2245 | 0.96303 | -792.4408 | High Bay Occupancy Sensors, Ceiling Mounted | Water and Wastewater | New
| IagEgsld404 | 33163.715 | 7334.2778 | 0 | 0 | 40497.9928 | 65115.6532 | 65115.6532 | 17974.6992 | 83090.3524 | 83090.3524 | 101065.0516 | 0.4874 | 8571.4971 | 8571.4971 | 4.7247 | 96427.294 | 0.96546 | -771.3032 | Indoor daylight sensor | Agriculture and Assembly | Existing
| IagNgsld404 | 33163.715 | 7334.2778 | 0 | 0 | 40497.9928 | 65115.6532 | 65115.6532 | 17974.6992 | 83090.3524 | 83090.3524 | 101065.0516 | 0.4874 | 8571.4971 | 8571.4971 | 4.7247 | 96427.294 | 0.96546 | -771.3032 | Indoor daylight sensor | Agriculture and Assembly | New
| IchEgsld404 | 33163.715 | 7334.2778 | 0 | 0 | 40497.9928 | 65115.6532 | 65115.6532 | 17974.6992 | 83090.3524 | 83090.3524 | 101065.0516 | 0.4874 | 8571.4971 | 8571.4971 | 4.7247 | 96427.294 | 0.96546 | -771.3032 | Indoor daylight sensor | Chemicals and Plastics | Existing
| IchNgsld404 | 33163.715 | 7334.2778 | 0 | 0 | 40497.9928 | 65115.6532 | 65115.6532 | 17974.6992 | 83090.3524 | 83090.3524 | 101065.0516 | 0.4874 | 8571.4971 | 8571.4971 | 4.7247 | 96427.294 | 0.96546 | -771.3032 | Indoor daylight sensor | Chemicals and Plastics | New
| IcoEgsld404 | 33163.715 | 7334.2778 | 0 | 0 | 40497.9928 | 65115.6532 | 65115.6532 | 17974.6992 | 83090.3524 | 83090.3524 | 101065.0516 | 0.4874 | 8571.4971 | 8571.4971 | 4.7247 | 96427.294 | 0.96546 | -771.3032 | Indoor daylight sensor | Construction | Existing
| IcoNgsld404 | 33163.715 | 7334.2778 | 0 | 0 | 40497.9928 | 65115.6532 | 65115.6532 | 17974.6992 | 83090.3524 | 83090.3524 | 101065.0516 | 0.4874 | 8571.4971 | 8571.4971 | 4.7247 | 96427.294 | 0.96546 | -771.3032 | Indoor daylight sensor | Construction | New
| IelEgsld404 | 33163.715 | 7334.2778 | 0 | 0 | 40497.9928 | 65115.6532 | 65115.6532 | 17974.6992 | 83090.3524 | 83090.3524 | 101065.0516 | 0.4874 | 8571.4971 | 8571.4971 | 4.7247 | 96427.294 | 0.96546 | -771.3032 | Indoor daylight sensor | Electrical and Electronic Equip. | Existing
| IelNgsld404 | 33163.715 | 7334.2778 | 0 | 0 | 40497.9928 | 65115.6532 | 65115.6532 | 17974.6992 | 83090.3524 | 83090.3524 | 101065.0516 | 0.4874 | 8571.4971 | 8571.4971 | 4.7247 | 96427.294 | 0.96546 | -771.3032 | Indoor daylight sensor | Electrical and Electronic Equip. | New
| IluEgsld404 | 33163.715 | 7334.2778 | 0 | 0 | 40497.9928 | 65115.6532 | 65115.6532 | 17974.6992 | 83090.3524 | 83090.3524 | 101065.0516 | 0.4874 | 8913.3806 | 8913.3806 | 4.5435 | 96427.294 | 1.004 | -746.8678 | Indoor daylight sensor | Lumber/Furniture/Pulp/Paper | Existing
| IluNgsld404 | 33163.715 | 7334.2778 | 0 | 0 | 40497.9928 | 65115.6532 | 65115.6532 | 17974.6992 | 83090.3524 | 83090.3524 | 101065.0516 | 0.4874 | 8913.3806 | 8913.3806 | 4.5435 | 96427.294 | 1.004 | -746.8678 | Indoor daylight sensor | Lumber/Furniture/Pulp/Paper | New
| ImeEgsld404 | 33163.715 | 7334.2778 | 0 | 0 | 40497.9928 | 65115.6532 | 65115.6532 | 17974.6992 | 83090.3524 | 83090.3524 | 101065.0516 | 0.4874 | 8571.4971 | 8571.4971 | 4.7247 | 96427.294 | 0.96546 | -771.3032 | Indoor daylight sensor | Metal Products and Machinery | Existing
| ImeNgsld404 | 33163.715 | 7334.2778 | 0 | 0 | 40497.9928 | 65115.6532 | 65115.6532 | 17974.6992 | 83090.3524 | 83090.3524 | 101065.0516 | 0.4874 | 8571.4971 | 8571.4971 | 4.7247 | 96427.294 | 0.96546 | -771.3032 | Indoor daylight sensor | Metal Products and Machinery | New
| ImiEgsld404 | 33163.715 | 7334.2778 | 0 | 0 | 40497.9928 | 65115.6532 | 65115.6532 | 17974.6992 | 83090.3524 | 83090.3524 | 101065.0516 | 0.4874 | 8705.427 | 8705.427 | 4.652 | 96427.294 | 0.98055 | -761.7308 | Indoor daylight sensor | Miscellaneous Manufacturing | Existing
| ImiNgsld404 | 33163.715 | 7334.2778 | 0 | 0 | 40497.9928 | 65115.6532 | 65115.6532 | 17974.6992 | 83090.3524 | 83090.3524 | 101065.0516 | 0.4874 | 8705.427 | 8705.427 | 4.652 | 96427.294 | 0.98055 | -761.7308 | Indoor daylight sensor | Miscellaneous Manufacturing | New
| IprEgsld404 | 33163.715 | 7334.2778 | 0 | 0 | 40497.9928 | 65115.6532 | 65115.6532 | 17974.6992 | 83090.3524 | 83090.3524 | 101065.0516 | 0.4874 | 8571.4971 | 8571.4971 | 4.7247 | 96427.294 | 0.96546 | -771.3032 | Indoor daylight sensor | Primary Resources Industries | Existing
| IprNgsld404 | 33163.715 | 7334.2778 | 0 | 0 | 40497.9928 | 65115.6532 | 65115.6532 | 17974.6992 | 83090.3524 | 83090.3524 | 101065.0516 | 0.4874 | 8571.4971 | 8571.4971 | 4.7247 | 96427.294 | 0.96546 | -771.3032 | Indoor daylight sensor | Primary Resources Industries | New
| IstEgsld404 | 33163.715 | 7334.2778 | 0 | 0 | 40497.9928 | 65115.6532 | 65115.6532 | 17974.6992 | 83090.3524 | 83090.3524 | 101065.0516 | 0.4874 | 8571.4971 | 8571.4971 | 4.7247 | 96427.294 | 0.96546 | -771.3032 | Indoor daylight sensor | Stone/Clay/Glass/Concrete | Existing
| IstNgsld404 | 33163.715 | 7334.2778 | 0 | 0 | 40497.9928 | 65115.6532 | 65115.6532 | 17974.6992 | 83090.3524 | 83090.3524 | 101065.0516 | 0.4874 | 8571.4971 | 8571.4971 | 4.7247 | 96427.294 | 0.96546 | -771.3032 | Indoor daylight sensor | Stone/Clay/Glass/Concrete | New
| IteEgsld404 | 33163.715 | 7334.2778 | 0 | 0 | 40497.9928 | 65115.6532 | 65115.6532 | 17974.6992 | 83090.3524 | 83090.3524 | 101065.0516 | 0.4874 | 8571.4971 | 8571.4971 | 4.7247 | 96427.294 | 0.96546 | -771.3032 | Indoor daylight sensor | Textiles and Leather | Existing
| IteNgsld404 | 33163.715 | 7334.2778 | 0 | 0 | 40497.9928 | 65115.6532 | 65115.6532 | 17974.6992 | 83090.3524 | 83090.3524 | 101065.0516 | 0.4874 | 8571.4971 | 8571.4971 | 4.7247 | 96427.294 | 0.96546 | -771.3032 | Indoor daylight sensor | Textiles and Leather | New
| ItrEgsld404 | 33163.715 | 7334.2778 | 0 | 0 | 40497.9928 | 65115.6532 | 65115.6532 | 17974.6992 | 83090.3524 | 83090.3524 | 101065.0516 | 0.4874 | 8843.6087 | 8843.6087 | 4.5794 | 96427.294 | 0.99611 | -751.8546 | Indoor daylight sensor | Transportation Equipment | Existing
| ItrNgsld404 | 33163.715 | 7334.2778 | 0 | 0 | 40497.9928 | 65115.6532 | 65115.6532 | 17974.6992 | 83090.3524 | 83090.3524 | 101065.0516 | 0.4874 | 8843.6087 | 8843.6087 | 4.5794 | 96427.294 | 0.99611 | -751.8546 | Indoor daylight sensor | Transportation Equipment | New
| IwaEgsld404 | 34241.0375 | 7367.8051 | 0 | 0 | 41608.8426 | 67389.7955 | 67389.7955 | 17974.6992 | 85364.4947 | 85364.4947 | 103339.194 | 0.48743 | 8870.8534 | 8870.8534 | 4.6905 | 99167.2245 | 0.97619 | -783.8938 | Indoor daylight sensor | Water and Wastewater | Existing
| IwaNgsld404 | 34241.0375 | 7367.8051 | 0 | 0 | 41608.8426 | 67389.7955 | 67389.7955 | 17974.6992 | 85364.4947 | 85364.4947 | 103339.194 | 0.48743 | 8870.8534 | 8870.8534 | 4.6905 | 99167.2245 | 0.97619 | -783.8938 | Indoor daylight sensor | Water and Wastewater | New
| IagEgsld405 | 33163.715 | 7334.2778 | 0 | 0 | 40497.9928 | 65115.6532 | 65115.6532 | 17974.6992 | 83090.3524 | 83090.3524 | 101065.0516 | 0.4874 | 3429963.0747 | 3429963.0747 | 0.011807 | 96427.294 | 514.861 | 325320.6024 | Networked Lighting Controls | Agriculture and Assembly | Existing
| IagNgsld405 | 33163.715 | 7334.2778 | 0 | 0 | 40497.9928 | 65115.6532 | 65115.6532 | 17974.6992 | 83090.3524 | 83090.3524 | 101065.0516 | 0.4874 | 3429963.0747 | 3429963.0747 | 0.011807 | 96427.294 | 514.861 | 325320.6024 | Networked Lighting Controls | Agriculture and Assembly | New
| IchEgsld405 | 33163.715 | 7334.2778 | 0 | 0 | 40497.9928 | 65115.6532 | 65115.6532 | 17974.6992 | 83090.3524 | 83090.3524 | 101065.0516 | 0.4874 | 5196313.4562 | 5196313.4562 | 0.0077936 | 96427.294 | 780.0023 | 493565.7676 | Networked Lighting Controls | Chemicals and Plastics | Existing
| IchNgsld405 | 33163.715 | 7334.2778 | 0 | 0 | 40497.9928 | 65115.6532 | 65115.6532 | 17974.6992 | 83090.3524 | 83090.3524 | 101065.0516 | 0.4874 | 5196313.4562 | 5196313.4562 | 0.0077936 | 96427.294 | 780.0023 | 493565.7676 | Networked Lighting Controls | Chemicals and Plastics | New
| IcoEgsld405 | 33163.715 | 7334.2778 | 0 | 0 | 40497.9928 | 65115.6532 | 65115.6532 | 17974.6992 | 83090.3524 | 83090.3524 | 101065.0516 | 0.4874 | 1355258.7159 | 1355258.7159 | 0.029882 | 96427.294 | 203.4336 | 127704.678 | Networked Lighting Controls | Construction | Existing
| IcoNgsld405 | 33163.715 | 7334.2778 | 0 | 0 | 40497.9928 | 65115.6532 | 65115.6532 | 17974.6992 | 83090.3524 | 83090.3524 | 101065.0516 | 0.4874 | 1355258.7159 | 1355258.7159 | 0.029882 | 96427.294 | 203.4336 | 127704.678 | Networked Lighting Controls | Construction | New
| IelEgsld405 | 33163.715 | 7334.2778 | 0 | 0 | 40497.9928 | 65115.6532 | 65115.6532 | 17974.6992 | 83090.3524 | 83090.3524 | 101065.0516 | 0.4874 | 3633331.4997 | 3633331.4997 | 0.011146 | 96427.294 | 545.388 | 344691.4768 | Networked Lighting Controls | Electrical and Electronic Equip. | Existing
| IelNgsld405 | 33163.715 | 7334.2778 | 0 | 0 | 40497.9928 | 65115.6532 | 65115.6532 | 17974.6992 | 83090.3524 | 83090.3524 | 101065.0516 | 0.4874 | 3633331.4997 | 3633331.4997 | 0.011146 | 96427.294 | 545.388 | 344691.4768 | Networked Lighting Controls | Electrical and Electronic Equip. | New
| IluEgsld405 | 33163.715 | 7334.2778 | 0 | 0 | 40497.9928 | 65115.6532 | 65115.6532 | 17974.6992 | 83090.3524 | 83090.3524 | 101065.0516 | 0.4874 | 7454973.7069 | 7454973.7069 | 0.0054323 | 96427.294 | 1119.0426 | 708703.4933 | Networked Lighting Controls | Lumber/Furniture/Pulp/Paper | Existing
| IluNgsld405 | 33163.715 | 7334.2778 | 0 | 0 | 40497.9928 | 65115.6532 | 65115.6532 | 17974.6992 | 83090.3524 | 83090.3524 | 101065.0516 | 0.4874 | 7454973.7069 | 7454973.7069 | 0.0054323 | 96427.294 | 1119.0426 | 708703.4933 | Networked Lighting Controls | Lumber/Furniture/Pulp/Paper | New
| ImeEgsld405 | 33163.715 | 7334.2778 | 0 | 0 | 40497.9928 | 65115.6532 | 65115.6532 | 17974.6992 | 83090.3524 | 83090.3524 | 101065.0516 | 0.4874 | 2585162.3273 | 2585162.3273 | 0.015666 | 96427.294 | 388.0506 | 244853.1963 | Networked Lighting Controls | Metal Products and Machinery | Existing
| ImeNgsld405 | 33163.715 | 7334.2778 | 0 | 0 | 40497.9928 | 65115.6532 | 65115.6532 | 17974.6992 | 83090.3524 | 83090.3524 | 101065.0516 | 0.4874 | 2585162.3273 | 2585162.3273 | 0.015666 | 96427.294 | 388.0506 | 244853.1963 | Networked Lighting Controls | Metal Products and Machinery | New
| ImiEgsld405 | 33163.715 | 7334.2778 | 0 | 0 | 40497.9928 | 65115.6532 | 65115.6532 | 17974.6992 | 83090.3524 | 83090.3524 | 101065.0516 | 0.4874 | 1376434.6975 | 1376434.6975 | 0.029422 | 96427.294 | 206.6123 | 129721.6875 | Networked Lighting Controls | Miscellaneous Manufacturing | Existing
| ImiNgsld405 | 33163.715 | 7334.2778 | 0 | 0 | 40497.9928 | 65115.6532 | 65115.6532 | 17974.6992 | 83090.3524 | 83090.3524 | 101065.0516 | 0.4874 | 1376434.6975 | 1376434.6975 | 0.029422 | 96427.294 | 206.6123 | 129721.6875 | Networked Lighting Controls | Miscellaneous Manufacturing | New
| IprEgsld405 | 33163.715 | 7334.2778 | 0 | 0 | 40497.9928 | 65115.6532 | 65115.6532 | 17974.6992 | 83090.3524 | 83090.3524 | 101065.0516 | 0.4874 | 9482035.265 | 9482035.265 | 0.004271 | 96427.294 | 1423.3184 | 901781.41 | Networked Lighting Controls | Primary Resources Industries | Existing
| IprNgsld405 | 33163.715 | 7334.2778 | 0 | 0 | 40497.9928 | 65115.6532 | 65115.6532 | 17974.6992 | 83090.3524 | 83090.3524 | 101065.0516 | 0.4874 | 9482035.265 | 9482035.265 | 0.004271 | 96427.294 | 1423.3184 | 901781.41 | Networked Lighting Controls | Primary Resources Industries | New
| IstEgsld405 | 33163.715 | 7334.2778 | 0 | 0 | 40497.9928 | 65115.6532 | 65115.6532 | 17974.6992 | 83090.3524 | 83090.3524 | 101065.0516 | 0.4874 | 2332017.247 | 2332017.247 | 0.017366 | 96427.294 | 350.0518 | 220741.0741 | Networked Lighting Controls | Stone/Clay/Glass/Concrete | Existing
| IstNgsld405 | 33163.715 | 7334.2778 | 0 | 0 | 40497.9928 | 65115.6532 | 65115.6532 | 17974.6992 | 83090.3524 | 83090.3524 | 101065.0516 | 0.4874 | 2332017.247 | 2332017.247 | 0.017366 | 96427.294 | 350.0518 | 220741.0741 | Networked Lighting Controls | Stone/Clay/Glass/Concrete | New
| IteEgsld405 | 33163.715 | 7334.2778 | 0 | 0 | 40497.9928 | 65115.6532 | 65115.6532 | 17974.6992 | 83090.3524 | 83090.3524 | 101065.0516 | 0.4874 | 2728499.029 | 2728499.029 | 0.014843 | 96427.294 | 409.5664 | 258506.0277 | Networked Lighting Controls | Textiles and Leather | Existing
| IteNgsld405 | 33163.715 | 7334.2778 | 0 | 0 | 40497.9928 | 65115.6532 | 65115.6532 | 17974.6992 | 83090.3524 | 83090.3524 | 101065.0516 | 0.4874 | 2728499.029 | 2728499.029 | 0.014843 | 96427.294 | 409.5664 | 258506.0277 | Networked Lighting Controls | Textiles and Leather | New
| ItrEgsld405 | 33163.715 | 7334.2778 | 0 | 0 | 40497.9928 | 65115.6532 | 65115.6532 | 17974.6992 | 83090.3524 | 83090.3524 | 101065.0516 | 0.4874 | 8532317.6991 | 8532317.6991 | 0.0047464 | 96427.294 | 1280.7594 | 811320.7032 | Networked Lighting Controls | Transportation Equipment | Existing
| ItrNgsld405 | 33163.715 | 7334.2778 | 0 | 0 | 40497.9928 | 65115.6532 | 65115.6532 | 17974.6992 | 83090.3524 | 83090.3524 | 101065.0516 | 0.4874 | 8532317.6991 | 8532317.6991 | 0.0047464 | 96427.294 | 1280.7594 | 811320.7032 | Networked Lighting Controls | Transportation Equipment | New
| IwaEgsld405 | 34241.0375 | 7367.8051 | 0 | 0 | 41608.8426 | 67389.7955 | 67389.7955 | 17974.6992 | 85364.4947 | 85364.4947 | 103339.194 | 0.48743 | 1402590.6575 | 1402590.6575 | 0.029666 | 99167.2245 | 205.6935 | 132179.0628 | Networked Lighting Controls | Water and Wastewater | Existing
| IwaNgsld405 | 34241.0375 | 7367.8051 | 0 | 0 | 41608.8426 | 67389.7955 | 67389.7955 | 17974.6992 | 85364.4947 | 85364.4947 | 103339.194 | 0.48743 | 1402590.6575 | 1402590.6575 | 0.029666 | 99167.2245 | 205.6935 | 132179.0628 | Networked Lighting Controls | Water and Wastewater | New
| IagEgsld406 | 33163.715 | 7334.2778 | 0 | 0 | 40497.9928 | 65115.6532 | 65115.6532 | 17974.6992 | 83090.3524 | 83090.3524 | 101065.0516 | 0.4874 | 25294.3202 | 25294.3202 | 1.6011 | 96427.294 | 2.8491 | 423.9294 | Occupancy Sensors, Ceiling Mounted | Agriculture and Assembly | Existing
| IagNgsld406 | 33163.715 | 7334.2778 | 0 | 0 | 40497.9928 | 65115.6532 | 65115.6532 | 17974.6992 | 83090.3524 | 83090.3524 | 101065.0516 | 0.4874 | 25294.3202 | 25294.3202 | 1.6011 | 96427.294 | 2.8491 | 423.9294 | Occupancy Sensors, Ceiling Mounted | Agriculture and Assembly | New
| IchEgsld406 | 33163.715 | 7334.2778 | 0 | 0 | 40497.9928 | 65115.6532 | 65115.6532 | 17974.6992 | 83090.3524 | 83090.3524 | 101065.0516 | 0.4874 | 25294.3202 | 25294.3202 | 1.6011 | 96427.294 | 2.8491 | 423.9294 | Occupancy Sensors, Ceiling Mounted | Chemicals and Plastics | Existing
| IchNgsld406 | 33163.715 | 7334.2778 | 0 | 0 | 40497.9928 | 65115.6532 | 65115.6532 | 17974.6992 | 83090.3524 | 83090.3524 | 101065.0516 | 0.4874 | 25294.3202 | 25294.3202 | 1.6011 | 96427.294 | 2.8491 | 423.9294 | Occupancy Sensors, Ceiling Mounted | Chemicals and Plastics | New
| IcoEgsld406 | 33163.715 | 7334.2778 | 0 | 0 | 40497.9928 | 65115.6532 | 65115.6532 | 17974.6992 | 83090.3524 | 83090.3524 | 101065.0516 | 0.4874 | 25294.3202 | 25294.3202 | 1.6011 | 96427.294 | 2.8491 | 423.9294 | Occupancy Sensors, Ceiling Mounted | Construction | Existing
| IcoNgsld406 | 33163.715 | 7334.2778 | 0 | 0 | 40497.9928 | 65115.6532 | 65115.6532 | 17974.6992 | 83090.3524 | 83090.3524 | 101065.0516 | 0.4874 | 25294.3202 | 25294.3202 | 1.6011 | 96427.294 | 2.8491 | 423.9294 | Occupancy Sensors, Ceiling Mounted | Construction | New
| IelEgsld406 | 33163.715 | 7334.2778 | 0 | 0 | 40497.9928 | 65115.6532 | 65115.6532 | 17974.6992 | 83090.3524 | 83090.3524 | 101065.0516 | 0.4874 | 25294.3202 | 25294.3202 | 1.6011 | 96427.294 | 2.8491 | 423.9294 | Occupancy Sensors, Ceiling Mounted | Electrical and Electronic Equip. | Existing
| IelNgsld406 | 33163.715 | 7334.2778 | 0 | 0 | 40497.9928 | 65115.6532 | 65115.6532 | 17974.6992 | 83090.3524 | 83090.3524 | 101065.0516 | 0.4874 | 25294.3202 | 25294.3202 | 1.6011 | 96427.294 | 2.8491 | 423.9294 | Occupancy Sensors, Ceiling Mounted | Electrical and Electronic Equip. | New
| IluEgsld406 | 33163.715 | 7334.2778 | 0 | 0 | 40497.9928 | 65115.6532 | 65115.6532 | 17974.6992 | 83090.3524 | 83090.3524 | 101065.0516 | 0.4874 | 26303.2118 | 26303.2118 | 1.5397 | 96427.294 | 2.9627 | 496.038 | Occupancy Sensors, Ceiling Mounted | Lumber/Furniture/Pulp/Paper | Existing
| IluNgsld406 | 33163.715 | 7334.2778 | 0 | 0 | 40497.9928 | 65115.6532 | 65115.6532 | 17974.6992 | 83090.3524 | 83090.3524 | 101065.0516 | 0.4874 | 26303.2118 | 26303.2118 | 1.5397 | 96427.294 | 2.9627 | 496.038 | Occupancy Sensors, Ceiling Mounted | Lumber/Furniture/Pulp/Paper | New
| ImeEgsld406 | 33163.715 | 7334.2778 | 0 | 0 | 40497.9928 | 65115.6532 | 65115.6532 | 17974.6992 | 83090.3524 | 83090.3524 | 101065.0516 | 0.4874 | 25294.3202 | 25294.3202 | 1.6011 | 96427.294 | 2.8491 | 423.9294 | Occupancy Sensors, Ceiling Mounted | Metal Products and Machinery | Existing
| ImeNgsld406 | 33163.715 | 7334.2778 | 0 | 0 | 40497.9928 | 65115.6532 | 65115.6532 | 17974.6992 | 83090.3524 | 83090.3524 | 101065.0516 | 0.4874 | 25294.3202 | 25294.3202 | 1.6011 | 96427.294 | 2.8491 | 423.9294 | Occupancy Sensors, Ceiling Mounted | Metal Products and Machinery | New
| ImiEgsld406 | 33163.715 | 7334.2778 | 0 | 0 | 40497.9928 | 65115.6532 | 65115.6532 | 17974.6992 | 83090.3524 | 83090.3524 | 101065.0516 | 0.4874 | 25689.5446 | 25689.5446 | 1.5764 | 96427.294 | 2.8936 | 452.1773 | Occupancy Sensors, Ceiling Mounted | Miscellaneous Manufacturing | Existing
| ImiNgsld406 | 33163.715 | 7334.2778 | 0 | 0 | 40497.9928 | 65115.6532 | 65115.6532 | 17974.6992 | 83090.3524 | 83090.3524 | 101065.0516 | 0.4874 | 25689.5446 | 25689.5446 | 1.5764 | 96427.294 | 2.8936 | 452.1773 | Occupancy Sensors, Ceiling Mounted | Miscellaneous Manufacturing | New
| IprEgsld406 | 33163.715 | 7334.2778 | 0 | 0 | 40497.9928 | 65115.6532 | 65115.6532 | 17974.6992 | 83090.3524 | 83090.3524 | 101065.0516 | 0.4874 | 25294.3202 | 25294.3202 | 1.6011 | 96427.294 | 2.8491 | 423.9294 | Occupancy Sensors, Ceiling Mounted | Primary Resources Industries | Existing
| IprNgsld406 | 33163.715 | 7334.2778 | 0 | 0 | 40497.9928 | 65115.6532 | 65115.6532 | 17974.6992 | 83090.3524 | 83090.3524 | 101065.0516 | 0.4874 | 25294.3202 | 25294.3202 | 1.6011 | 96427.294 | 2.8491 | 423.9294 | Occupancy Sensors, Ceiling Mounted | Primary Resources Industries | New
| IstEgsld406 | 33163.715 | 7334.2778 | 0 | 0 | 40497.9928 | 65115.6532 | 65115.6532 | 17974.6992 | 83090.3524 | 83090.3524 | 101065.0516 | 0.4874 | 25294.3202 | 25294.3202 | 1.6011 | 96427.294 | 2.8491 | 423.9294 | Occupancy Sensors, Ceiling Mounted | Stone/Clay/Glass/Concrete | Existing
| IstNgsld406 | 33163.715 | 7334.2778 | 0 | 0 | 40497.9928 | 65115.6532 | 65115.6532 | 17974.6992 | 83090.3524 | 83090.3524 | 101065.0516 | 0.4874 | 25294.3202 | 25294.3202 | 1.6011 | 96427.294 | 2.8491 | 423.9294 | Occupancy Sensors, Ceiling Mounted | Stone/Clay/Glass/Concrete | New
| IteEgsld406 | 33163.715 | 7334.2778 | 0 | 0 | 40497.9928 | 65115.6532 | 65115.6532 | 17974.6992 | 83090.3524 | 83090.3524 | 101065.0516 | 0.4874 | 25294.3202 | 25294.3202 | 1.6011 | 96427.294 | 2.8491 | 423.9294 | Occupancy Sensors, Ceiling Mounted | Textiles and Leather | Existing
| IteNgsld406 | 33163.715 | 7334.2778 | 0 | 0 | 40497.9928 | 65115.6532 | 65115.6532 | 17974.6992 | 83090.3524 | 83090.3524 | 101065.0516 | 0.4874 | 25294.3202 | 25294.3202 | 1.6011 | 96427.294 | 2.8491 | 423.9294 | Occupancy Sensors, Ceiling Mounted | Textiles and Leather | New
| ItrEgsld406 | 33163.715 | 7334.2778 | 0 | 0 | 40497.9928 | 65115.6532 | 65115.6532 | 17974.6992 | 83090.3524 | 83090.3524 | 101065.0516 | 0.4874 | 26097.3153 | 26097.3153 | 1.5518 | 96427.294 | 2.9395 | 481.3219 | Occupancy Sensors, Ceiling Mounted | Transportation Equipment | Existing
| ItrNgsld406 | 33163.715 | 7334.2778 | 0 | 0 | 40497.9928 | 65115.6532 | 65115.6532 | 17974.6992 | 83090.3524 | 83090.3524 | 101065.0516 | 0.4874 | 26097.3153 | 26097.3153 | 1.5518 | 96427.294 | 2.9395 | 481.3219 | Occupancy Sensors, Ceiling Mounted | Transportation Equipment | New
| IwaEgsld406 | 34241.0375 | 7367.8051 | 0 | 0 | 41608.8426 | 67389.7955 | 67389.7955 | 17974.6992 | 85364.4947 | 85364.4947 | 103339.194 | 0.48743 | 26177.7156 | 26177.7156 | 1.5895 | 99167.2245 | 2.8807 | 453.0819 | Occupancy Sensors, Ceiling Mounted | Water and Wastewater | Existing
| IwaNgsld406 | 34241.0375 | 7367.8051 | 0 | 0 | 41608.8426 | 67389.7955 | 67389.7955 | 17974.6992 | 85364.4947 | 85364.4947 | 103339.194 | 0.48743 | 26177.7156 | 26177.7156 | 1.5895 | 99167.2245 | 2.8807 | 453.0819 | Occupancy Sensors, Ceiling Mounted | Water and Wastewater | New
| IagEgsld407 | 33163.715 | 7334.2778 | 0 | 0 | 40497.9928 | 65115.6532 | 65115.6532 | 17974.6992 | 83090.3524 | 83090.3524 | 101065.0516 | 0.4874 | 11096.1674 | 11096.1674 | 3.6497 | 96427.294 | 1.2498 | -590.8571 | Occupancy sensors, switch mounted | Agriculture and Assembly | Existing
| IagNgsld407 | 33163.715 | 7334.2778 | 0 | 0 | 40497.9928 | 65115.6532 | 65115.6532 | 17974.6992 | 83090.3524 | 83090.3524 | 101065.0516 | 0.4874 | 11096.1674 | 11096.1674 | 3.6497 | 96427.294 | 1.2498 | -590.8571 | Occupancy sensors, switch mounted | Agriculture and Assembly | New
| IchEgsld407 | 33163.715 | 7334.2778 | 0 | 0 | 40497.9928 | 65115.6532 | 65115.6532 | 17974.6992 | 83090.3524 | 83090.3524 | 101065.0516 | 0.4874 | 11096.1674 | 11096.1674 | 3.6497 | 96427.294 | 1.2498 | -590.8571 | Occupancy sensors, switch mounted | Chemicals and Plastics | Existing
| IchNgsld407 | 33163.715 | 7334.2778 | 0 | 0 | 40497.9928 | 65115.6532 | 65115.6532 | 17974.6992 | 83090.3524 | 83090.3524 | 101065.0516 | 0.4874 | 11096.1674 | 11096.1674 | 3.6497 | 96427.294 | 1.2498 | -590.8571 | Occupancy sensors, switch mounted | Chemicals and Plastics | New
| IcoEgsld407 | 33163.715 | 7334.2778 | 0 | 0 | 40497.9928 | 65115.6532 | 65115.6532 | 17974.6992 | 83090.3524 | 83090.3524 | 101065.0516 | 0.4874 | 11096.1674 | 11096.1674 | 3.6497 | 96427.294 | 1.2498 | -590.8571 | Occupancy sensors, switch mounted | Construction | Existing
| IcoNgsld407 | 33163.715 | 7334.2778 | 0 | 0 | 40497.9928 | 65115.6532 | 65115.6532 | 17974.6992 | 83090.3524 | 83090.3524 | 101065.0516 | 0.4874 | 11096.1674 | 11096.1674 | 3.6497 | 96427.294 | 1.2498 | -590.8571 | Occupancy sensors, switch mounted | Construction | New
| IelEgsld407 | 33163.715 | 7334.2778 | 0 | 0 | 40497.9928 | 65115.6532 | 65115.6532 | 17974.6992 | 83090.3524 | 83090.3524 | 101065.0516 | 0.4874 | 11096.1674 | 11096.1674 | 3.6497 | 96427.294 | 1.2498 | -590.8571 | Occupancy sensors, switch mounted | Electrical and Electronic Equip. | Existing
| IelNgsld407 | 33163.715 | 7334.2778 | 0 | 0 | 40497.9928 | 65115.6532 | 65115.6532 | 17974.6992 | 83090.3524 | 83090.3524 | 101065.0516 | 0.4874 | 11096.1674 | 11096.1674 | 3.6497 | 96427.294 | 1.2498 | -590.8571 | Occupancy sensors, switch mounted | Electrical and Electronic Equip. | New
| IluEgsld407 | 33163.715 | 7334.2778 | 0 | 0 | 40497.9928 | 65115.6532 | 65115.6532 | 17974.6992 | 83090.3524 | 83090.3524 | 101065.0516 | 0.4874 | 11538.7498 | 11538.7498 | 3.5097 | 96427.294 | 1.2997 | -559.2244 | Occupancy sensors, switch mounted | Lumber/Furniture/Pulp/Paper | Existing
| IluNgsld407 | 33163.715 | 7334.2778 | 0 | 0 | 40497.9928 | 65115.6532 | 65115.6532 | 17974.6992 | 83090.3524 | 83090.3524 | 101065.0516 | 0.4874 | 11538.7498 | 11538.7498 | 3.5097 | 96427.294 | 1.2997 | -559.2244 | Occupancy sensors, switch mounted | Lumber/Furniture/Pulp/Paper | New
| ImeEgsld407 | 33163.715 | 7334.2778 | 0 | 0 | 40497.9928 | 65115.6532 | 65115.6532 | 17974.6992 | 83090.3524 | 83090.3524 | 101065.0516 | 0.4874 | 11096.1674 | 11096.1674 | 3.6497 | 96427.294 | 1.2498 | -590.8571 | Occupancy sensors, switch mounted | Metal Products and Machinery | Existing
| ImeNgsld407 | 33163.715 | 7334.2778 | 0 | 0 | 40497.9928 | 65115.6532 | 65115.6532 | 17974.6992 | 83090.3524 | 83090.3524 | 101065.0516 | 0.4874 | 11096.1674 | 11096.1674 | 3.6497 | 96427.294 | 1.2498 | -590.8571 | Occupancy sensors, switch mounted | Metal Products and Machinery | New
| ImiEgsld407 | 33163.715 | 7334.2778 | 0 | 0 | 40497.9928 | 65115.6532 | 65115.6532 | 17974.6992 | 83090.3524 | 83090.3524 | 101065.0516 | 0.4874 | 11269.5451 | 11269.5451 | 3.5936 | 96427.294 | 1.2694 | -578.4653 | Occupancy sensors, switch mounted | Miscellaneous Manufacturing | Existing
| ImiNgsld407 | 33163.715 | 7334.2778 | 0 | 0 | 40497.9928 | 65115.6532 | 65115.6532 | 17974.6992 | 83090.3524 | 83090.3524 | 101065.0516 | 0.4874 | 11269.5451 | 11269.5451 | 3.5936 | 96427.294 | 1.2694 | -578.4653 | Occupancy sensors, switch mounted | Miscellaneous Manufacturing | New
| IprEgsld407 | 33163.715 | 7334.2778 | 0 | 0 | 40497.9928 | 65115.6532 | 65115.6532 | 17974.6992 | 83090.3524 | 83090.3524 | 101065.0516 | 0.4874 | 11096.1674 | 11096.1674 | 3.6497 | 96427.294 | 1.2498 | -590.8571 | Occupancy sensors, switch mounted | Primary Resources Industries | Existing
| IprNgsld407 | 33163.715 | 7334.2778 | 0 | 0 | 40497.9928 | 65115.6532 | 65115.6532 | 17974.6992 | 83090.3524 | 83090.3524 | 101065.0516 | 0.4874 | 11096.1674 | 11096.1674 | 3.6497 | 96427.294 | 1.2498 | -590.8571 | Occupancy sensors, switch mounted | Primary Resources Industries | New
| IstEgsld407 | 33163.715 | 7334.2778 | 0 | 0 | 40497.9928 | 65115.6532 | 65115.6532 | 17974.6992 | 83090.3524 | 83090.3524 | 101065.0516 | 0.4874 | 11096.1674 | 11096.1674 | 3.6497 | 96427.294 | 1.2498 | -590.8571 | Occupancy sensors, switch mounted | Stone/Clay/Glass/Concrete | Existing
| IstNgsld407 | 33163.715 | 7334.2778 | 0 | 0 | 40497.9928 | 65115.6532 | 65115.6532 | 17974.6992 | 83090.3524 | 83090.3524 | 101065.0516 | 0.4874 | 11096.1674 | 11096.1674 | 3.6497 | 96427.294 | 1.2498 | -590.8571 | Occupancy sensors, switch mounted | Stone/Clay/Glass/Concrete | New
| IteEgsld407 | 33163.715 | 7334.2778 | 0 | 0 | 40497.9928 | 65115.6532 | 65115.6532 | 17974.6992 | 83090.3524 | 83090.3524 | 101065.0516 | 0.4874 | 11096.1674 | 11096.1674 | 3.6497 | 96427.294 | 1.2498 | -590.8571 | Occupancy sensors, switch mounted | Textiles and Leather | Existing
| IteNgsld407 | 33163.715 | 7334.2778 | 0 | 0 | 40497.9928 | 65115.6532 | 65115.6532 | 17974.6992 | 83090.3524 | 83090.3524 | 101065.0516 | 0.4874 | 11096.1674 | 11096.1674 | 3.6497 | 96427.294 | 1.2498 | -590.8571 | Occupancy sensors, switch mounted | Textiles and Leather | New
| ItrEgsld407 | 33163.715 | 7334.2778 | 0 | 0 | 40497.9928 | 65115.6532 | 65115.6532 | 17974.6992 | 83090.3524 | 83090.3524 | 101065.0516 | 0.4874 | 11448.4265 | 11448.4265 | 3.5374 | 96427.294 | 1.2895 | -565.68 | Occupancy sensors, switch mounted | Transportation Equipment | Existing
| ItrNgsld407 | 33163.715 | 7334.2778 | 0 | 0 | 40497.9928 | 65115.6532 | 65115.6532 | 17974.6992 | 83090.3524 | 83090.3524 | 101065.0516 | 0.4874 | 11448.4265 | 11448.4265 | 3.5374 | 96427.294 | 1.2895 | -565.68 | Occupancy sensors, switch mounted | Transportation Equipment | New
| IwaEgsld407 | 34241.0375 | 7367.8051 | 0 | 0 | 41608.8426 | 67389.7955 | 67389.7955 | 17974.6992 | 85364.4947 | 85364.4947 | 103339.194 | 0.48743 | 11483.6968 | 11483.6968 | 3.6233 | 99167.2245 | 1.2637 | -597.1457 | Occupancy sensors, switch mounted | Water and Wastewater | Existing
| IwaNgsld407 | 34241.0375 | 7367.8051 | 0 | 0 | 41608.8426 | 67389.7955 | 67389.7955 | 17974.6992 | 85364.4947 | 85364.4947 | 103339.194 | 0.48743 | 11483.6968 | 11483.6968 | 3.6233 | 99167.2245 | 1.2637 | -597.1457 | Occupancy sensors, switch mounted | Water and Wastewater | New
| IagEgsld408 | 33163.715 | 7334.2778 | 0 | 0 | 40497.9928 | 65115.6532 | 65115.6532 | 17974.6992 | 83090.3524 | 83090.3524 | 101065.0516 | 0.4874 | 6034.3873 | 6034.3873 | 6.7112 | 96427.294 | 0.57379 | -1019.8395 | Time Clock Control | Agriculture and Assembly | Existing
| IagNgsld408 | 33163.715 | 7334.2778 | 0 | 0 | 40497.9928 | 65115.6532 | 65115.6532 | 17974.6992 | 83090.3524 | 83090.3524 | 101065.0516 | 0.4874 | 6034.3873 | 6034.3873 | 6.7112 | 96427.294 | 0.57379 | -1019.8395 | Time Clock Control | Agriculture and Assembly | New
| IchEgsld408 | 33163.715 | 7334.2778 | 0 | 0 | 40497.9928 | 65115.6532 | 65115.6532 | 17974.6992 | 83090.3524 | 83090.3524 | 101065.0516 | 0.4874 | 6034.3873 | 6034.3873 | 6.7112 | 96427.294 | 0.57379 | -1019.8395 | Time Clock Control | Chemicals and Plastics | Existing
| IchNgsld408 | 33163.715 | 7334.2778 | 0 | 0 | 40497.9928 | 65115.6532 | 65115.6532 | 17974.6992 | 83090.3524 | 83090.3524 | 101065.0516 | 0.4874 | 6034.3873 | 6034.3873 | 6.7112 | 96427.294 | 0.57379 | -1019.8395 | Time Clock Control | Chemicals and Plastics | New
| IcoEgsld408 | 33163.715 | 7334.2778 | 0 | 0 | 40497.9928 | 65115.6532 | 65115.6532 | 17974.6992 | 83090.3524 | 83090.3524 | 101065.0516 | 0.4874 | 6034.3873 | 6034.3873 | 6.7112 | 96427.294 | 0.57379 | -1019.8395 | Time Clock Control | Construction | Existing
| IcoNgsld408 | 33163.715 | 7334.2778 | 0 | 0 | 40497.9928 | 65115.6532 | 65115.6532 | 17974.6992 | 83090.3524 | 83090.3524 | 101065.0516 | 0.4874 | 6034.3873 | 6034.3873 | 6.7112 | 96427.294 | 0.57379 | -1019.8395 | Time Clock Control | Construction | New
| IelEgsld408 | 33163.715 | 7334.2778 | 0 | 0 | 40497.9928 | 65115.6532 | 65115.6532 | 17974.6992 | 83090.3524 | 83090.3524 | 101065.0516 | 0.4874 | 6034.3873 | 6034.3873 | 6.7112 | 96427.294 | 0.57379 | -1019.8395 | Time Clock Control | Electrical and Electronic Equip. | Existing
| IelNgsld408 | 33163.715 | 7334.2778 | 0 | 0 | 40497.9928 | 65115.6532 | 65115.6532 | 17974.6992 | 83090.3524 | 83090.3524 | 101065.0516 | 0.4874 | 6034.3873 | 6034.3873 | 6.7112 | 96427.294 | 0.57379 | -1019.8395 | Time Clock Control | Electrical and Electronic Equip. | New
| IluEgsld408 | 33163.715 | 7334.2778 | 0 | 0 | 40497.9928 | 65115.6532 | 65115.6532 | 17974.6992 | 83090.3524 | 83090.3524 | 101065.0516 | 0.4874 | 6275.0753 | 6275.0753 | 6.4538 | 96427.294 | 0.59667 | -1005.3172 | Time Clock Control | Lumber/Furniture/Pulp/Paper | Existing
| IluNgsld408 | 33163.715 | 7334.2778 | 0 | 0 | 40497.9928 | 65115.6532 | 65115.6532 | 17974.6992 | 83090.3524 | 83090.3524 | 101065.0516 | 0.4874 | 6275.0753 | 6275.0753 | 6.4538 | 96427.294 | 0.59667 | -1005.3172 | Time Clock Control | Lumber/Furniture/Pulp/Paper | New
| ImeEgsld408 | 33163.715 | 7334.2778 | 0 | 0 | 40497.9928 | 65115.6532 | 65115.6532 | 17974.6992 | 83090.3524 | 83090.3524 | 101065.0516 | 0.4874 | 6034.3873 | 6034.3873 | 6.7112 | 96427.294 | 0.57379 | -1019.8395 | Time Clock Control | Metal Products and Machinery | Existing
| ImeNgsld408 | 33163.715 | 7334.2778 | 0 | 0 | 40497.9928 | 65115.6532 | 65115.6532 | 17974.6992 | 83090.3524 | 83090.3524 | 101065.0516 | 0.4874 | 6034.3873 | 6034.3873 | 6.7112 | 96427.294 | 0.57379 | -1019.8395 | Time Clock Control | Metal Products and Machinery | New
| ImiEgsld408 | 33163.715 | 7334.2778 | 0 | 0 | 40497.9928 | 65115.6532 | 65115.6532 | 17974.6992 | 83090.3524 | 83090.3524 | 101065.0516 | 0.4874 | 6128.6746 | 6128.6746 | 6.608 | 96427.294 | 0.58275 | -1014.1505 | Time Clock Control | Miscellaneous Manufacturing | Existing
| ImiNgsld408 | 33163.715 | 7334.2778 | 0 | 0 | 40497.9928 | 65115.6532 | 65115.6532 | 17974.6992 | 83090.3524 | 83090.3524 | 101065.0516 | 0.4874 | 6128.6746 | 6128.6746 | 6.608 | 96427.294 | 0.58275 | -1014.1505 | Time Clock Control | Miscellaneous Manufacturing | New
| IprEgsld408 | 33163.715 | 7334.2778 | 0 | 0 | 40497.9928 | 65115.6532 | 65115.6532 | 17974.6992 | 83090.3524 | 83090.3524 | 101065.0516 | 0.4874 | 6034.3873 | 6034.3873 | 6.7112 | 96427.294 | 0.57379 | -1019.8395 | Time Clock Control | Primary Resources Industries | Existing
| IprNgsld408 | 33163.715 | 7334.2778 | 0 | 0 | 40497.9928 | 65115.6532 | 65115.6532 | 17974.6992 | 83090.3524 | 83090.3524 | 101065.0516 | 0.4874 | 6034.3873 | 6034.3873 | 6.7112 | 96427.294 | 0.57379 | -1019.8395 | Time Clock Control | Primary Resources Industries | New
| IstEgsld408 | 33163.715 | 7334.2778 | 0 | 0 | 40497.9928 | 65115.6532 | 65115.6532 | 17974.6992 | 83090.3524 | 83090.3524 | 101065.0516 | 0.4874 | 6034.3873 | 6034.3873 | 6.7112 | 96427.294 | 0.57379 | -1019.8395 | Time Clock Control | Stone/Clay/Glass/Concrete | Existing
| IstNgsld408 | 33163.715 | 7334.2778 | 0 | 0 | 40497.9928 | 65115.6532 | 65115.6532 | 17974.6992 | 83090.3524 | 83090.3524 | 101065.0516 | 0.4874 | 6034.3873 | 6034.3873 | 6.7112 | 96427.294 | 0.57379 | -1019.8395 | Time Clock Control | Stone/Clay/Glass/Concrete | New
| IteEgsld408 | 33163.715 | 7334.2778 | 0 | 0 | 40497.9928 | 65115.6532 | 65115.6532 | 17974.6992 | 83090.3524 | 83090.3524 | 101065.0516 | 0.4874 | 6034.3873 | 6034.3873 | 6.7112 | 96427.294 | 0.57379 | -1019.8395 | Time Clock Control | Textiles and Leather | Existing
| IteNgsld408 | 33163.715 | 7334.2778 | 0 | 0 | 40497.9928 | 65115.6532 | 65115.6532 | 17974.6992 | 83090.3524 | 83090.3524 | 101065.0516 | 0.4874 | 6034.3873 | 6034.3873 | 6.7112 | 96427.294 | 0.57379 | -1019.8395 | Time Clock Control | Textiles and Leather | New
| ItrEgsld408 | 33163.715 | 7334.2778 | 0 | 0 | 40497.9928 | 65115.6532 | 65115.6532 | 17974.6992 | 83090.3524 | 83090.3524 | 101065.0516 | 0.4874 | 6225.9552 | 6225.9552 | 6.5047 | 96427.294 | 0.592 | -1008.2809 | Time Clock Control | Transportation Equipment | Existing
| ItrNgsld408 | 33163.715 | 7334.2778 | 0 | 0 | 40497.9928 | 65115.6532 | 65115.6532 | 17974.6992 | 83090.3524 | 83090.3524 | 101065.0516 | 0.4874 | 6225.9552 | 6225.9552 | 6.5047 | 96427.294 | 0.592 | -1008.2809 | Time Clock Control | Transportation Equipment | New
| IwaEgsld408 | 34241.0375 | 7367.8051 | 0 | 0 | 41608.8426 | 67389.7955 | 67389.7955 | 17974.6992 | 85364.4947 | 85364.4947 | 103339.194 | 0.48743 | 6245.1362 | 6245.1362 | 6.6626 | 99167.2245 | 0.58016 | -1041.1102 | Time Clock Control | Water and Wastewater | Existing
| IwaNgsld408 | 34241.0375 | 7367.8051 | 0 | 0 | 41608.8426 | 67389.7955 | 67389.7955 | 17974.6992 | 85364.4947 | 85364.4947 | 103339.194 | 0.48743 | 6245.1362 | 6245.1362 | 6.6626 | 99167.2245 | 0.58016 | -1041.1102 | Time Clock Control | Water and Wastewater | New
| IagNgsld409 | 33163.715 | 7334.2778 | 0 | 0 | 40497.9928 | 65115.6532 | 65115.6532 | 17974.6992 | 83090.3524 | 83090.3524 | 101065.0516 | 0.4874 | 84205.4084 | 84205.4084 | 0.48094 | 96427.294 | 12.6398 | 6636.6434 | Efficient New Construction Lighting | Agriculture and Assembly | New
| IchNgsld409 | 33163.715 | 7334.2778 | 0 | 0 | 40497.9928 | 65115.6532 | 65115.6532 | 17974.6992 | 83090.3524 | 83090.3524 | 101065.0516 | 0.4874 | 84205.4187 | 84205.4187 | 0.48094 | 96427.294 | 12.6398 | 6636.6443 | Efficient New Construction Lighting | Chemicals and Plastics | New
| IcoNgsld409 | 33163.715 | 7334.2778 | 0 | 0 | 40497.9928 | 65115.6532 | 65115.6532 | 17974.6992 | 83090.3524 | 83090.3524 | 101065.0516 | 0.4874 | 84205.4135 | 84205.4135 | 0.48094 | 96427.294 | 12.6398 | 6636.6439 | Efficient New Construction Lighting | Construction | New
| IelNgsld409 | 33163.715 | 7334.2778 | 0 | 0 | 40497.9928 | 65115.6532 | 65115.6532 | 17974.6992 | 83090.3524 | 83090.3524 | 101065.0516 | 0.4874 | 84205.4187 | 84205.4187 | 0.48094 | 96427.294 | 12.6398 | 6636.6445 | Efficient New Construction Lighting | Electrical and Electronic Equip. | New
| IluNgsld409 | 33163.715 | 7334.2778 | 0 | 0 | 40497.9928 | 65115.6532 | 65115.6532 | 17974.6992 | 83090.3524 | 83090.3524 | 101065.0516 | 0.4874 | 87564.0344 | 87564.0344 | 0.4625 | 96427.294 | 13.144 | 6956.5536 | Efficient New Construction Lighting | Lumber/Furniture/Pulp/Paper | New
| ImeNgsld409 | 33163.715 | 7334.2778 | 0 | 0 | 40497.9928 | 65115.6532 | 65115.6532 | 17974.6992 | 83090.3524 | 83090.3524 | 101065.0516 | 0.4874 | 84205.4084 | 84205.4084 | 0.48094 | 96427.294 | 12.6398 | 6636.6437 | Efficient New Construction Lighting | Metal Products and Machinery | New
| ImiNgsld409 | 33163.715 | 7334.2778 | 0 | 0 | 40497.9928 | 65115.6532 | 65115.6532 | 17974.6992 | 83090.3524 | 83090.3524 | 101065.0516 | 0.4874 | 85521.1255 | 85521.1255 | 0.47354 | 96427.294 | 12.8373 | 6761.9657 | Efficient New Construction Lighting | Miscellaneous Manufacturing | New
| IprNgsld409 | 33163.715 | 7334.2778 | 0 | 0 | 40497.9928 | 65115.6532 | 65115.6532 | 17974.6992 | 83090.3524 | 83090.3524 | 101065.0516 | 0.4874 | 84205.4187 | 84205.4187 | 0.48094 | 96427.294 | 12.6398 | 6636.6444 | Efficient New Construction Lighting | Primary Resources Industries | New
| IstNgsld409 | 33163.715 | 7334.2778 | 0 | 0 | 40497.9928 | 65115.6532 | 65115.6532 | 17974.6992 | 83090.3524 | 83090.3524 | 101065.0516 | 0.4874 | 84205.4135 | 84205.4135 | 0.48094 | 96427.294 | 12.6398 | 6636.6443 | Efficient New Construction Lighting | Stone/Clay/Glass/Concrete | New
| IteNgsld409 | 33163.715 | 7334.2778 | 0 | 0 | 40497.9928 | 65115.6532 | 65115.6532 | 17974.6992 | 83090.3524 | 83090.3524 | 101065.0516 | 0.4874 | 84205.4033 | 84205.4033 | 0.48094 | 96427.294 | 12.6398 | 6636.6433 | Efficient New Construction Lighting | Textiles and Leather | New
| ItrNgsld409 | 33163.715 | 7334.2778 | 0 | 0 | 40497.9928 | 65115.6532 | 65115.6532 | 17974.6992 | 83090.3524 | 83090.3524 | 101065.0516 | 0.4874 | 112942.1804 | 112942.1804 | 0.35857 | 96427.294 | 16.9534 | 9373.826 | Efficient New Construction Lighting | Transportation Equipment | New
| IwaNgsld409 | 34241.0375 | 7367.8051 | 0 | 0 | 41608.8426 | 67389.7955 | 67389.7955 | 17974.6992 | 85364.4947 | 85364.4947 | 103339.194 | 0.48743 | 87146.2509 | 87146.2509 | 0.47746 | 99167.2245 | 12.7802 | 6882.7731 | Efficient New Construction Lighting | Water and Wastewater | New
| IagTgsld410 | 33163.715 | 7334.2778 | 0 | 0 | 40497.9928 | 65115.6532 | 65115.6532 | 17974.6992 | 83090.3524 | 83090.3524 | 101065.0516 | 0.4874 | 1685.9343 | 1685.9343 | 24.0211 | 96427.294 | 0.10831 | -1315.2096 | Energy Star LED Directional Lamp | Agriculture and Assembly | Turnover
| IagNgsld410 | 33163.715 | 7334.2778 | 0 | 0 | 40497.9928 | 65115.6532 | 65115.6532 | 17974.6992 | 83090.3524 | 83090.3524 | 101065.0516 | 0.4874 | 1685.9343 | 1685.9343 | 24.0211 | 96427.294 | 0.10831 | -1315.2096 | Energy Star LED Directional Lamp | Agriculture and Assembly | New
| IchTgsld410 | 33163.715 | 7334.2778 | 0 | 0 | 40497.9928 | 65115.6532 | 65115.6532 | 17974.6992 | 83090.3524 | 83090.3524 | 101065.0516 | 0.4874 | 1685.9343 | 1685.9343 | 24.0211 | 96427.294 | 0.10831 | -1315.2096 | Energy Star LED Directional Lamp | Chemicals and Plastics | Turnover
| IchNgsld410 | 33163.715 | 7334.2778 | 0 | 0 | 40497.9928 | 65115.6532 | 65115.6532 | 17974.6992 | 83090.3524 | 83090.3524 | 101065.0516 | 0.4874 | 1685.9343 | 1685.9343 | 24.0211 | 96427.294 | 0.10831 | -1315.2096 | Energy Star LED Directional Lamp | Chemicals and Plastics | New
| IcoTgsld410 | 33163.715 | 7334.2778 | 0 | 0 | 40497.9928 | 65115.6532 | 65115.6532 | 17974.6992 | 83090.3524 | 83090.3524 | 101065.0516 | 0.4874 | 1685.9343 | 1685.9343 | 24.0211 | 96427.294 | 0.10831 | -1315.2096 | Energy Star LED Directional Lamp | Construction | Turnover
| IcoNgsld410 | 33163.715 | 7334.2778 | 0 | 0 | 40497.9928 | 65115.6532 | 65115.6532 | 17974.6992 | 83090.3524 | 83090.3524 | 101065.0516 | 0.4874 | 1685.9343 | 1685.9343 | 24.0211 | 96427.294 | 0.10831 | -1315.2096 | Energy Star LED Directional Lamp | Construction | New
| IelTgsld410 | 33163.715 | 7334.2778 | 0 | 0 | 40497.9928 | 65115.6532 | 65115.6532 | 17974.6992 | 83090.3524 | 83090.3524 | 101065.0516 | 0.4874 | 1685.9343 | 1685.9343 | 24.0211 | 96427.294 | 0.10831 | -1315.2096 | Energy Star LED Directional Lamp | Electrical and Electronic Equip. | Turnover
| IelNgsld410 | 33163.715 | 7334.2778 | 0 | 0 | 40497.9928 | 65115.6532 | 65115.6532 | 17974.6992 | 83090.3524 | 83090.3524 | 101065.0516 | 0.4874 | 1685.9343 | 1685.9343 | 24.0211 | 96427.294 | 0.10831 | -1315.2096 | Energy Star LED Directional Lamp | Electrical and Electronic Equip. | New
| IluTgsld410 | 33163.715 | 7334.2778 | 0 | 0 | 40497.9928 | 65115.6532 | 65115.6532 | 17974.6992 | 83090.3524 | 83090.3524 | 101065.0516 | 0.4874 | 1753.1691 | 1753.1691 | 23.0999 | 96427.294 | 0.11263 | -1312.4688 | Energy Star LED Directional Lamp | Lumber/Furniture/Pulp/Paper | Turnover
| IluNgsld410 | 33163.715 | 7334.2778 | 0 | 0 | 40497.9928 | 65115.6532 | 65115.6532 | 17974.6992 | 83090.3524 | 83090.3524 | 101065.0516 | 0.4874 | 1753.1691 | 1753.1691 | 23.0999 | 96427.294 | 0.11263 | -1312.4688 | Energy Star LED Directional Lamp | Lumber/Furniture/Pulp/Paper | New
| ImeTgsld410 | 33163.715 | 7334.2778 | 0 | 0 | 40497.9928 | 65115.6532 | 65115.6532 | 17974.6992 | 83090.3524 | 83090.3524 | 101065.0516 | 0.4874 | 1685.9343 | 1685.9343 | 24.0211 | 96427.294 | 0.10831 | -1315.2096 | Energy Star LED Directional Lamp | Metal Products and Machinery | Turnover
| ImeNgsld410 | 33163.715 | 7334.2778 | 0 | 0 | 40497.9928 | 65115.6532 | 65115.6532 | 17974.6992 | 83090.3524 | 83090.3524 | 101065.0516 | 0.4874 | 1685.9343 | 1685.9343 | 24.0211 | 96427.294 | 0.10831 | -1315.2096 | Energy Star LED Directional Lamp | Metal Products and Machinery | New
| ImiTgsld410 | 33163.715 | 7334.2778 | 0 | 0 | 40497.9928 | 65115.6532 | 65115.6532 | 17974.6992 | 83090.3524 | 83090.3524 | 101065.0516 | 0.4874 | 1712.3055 | 1712.3055 | 23.6511 | 96427.294 | 0.11 | -1314.1346 | Energy Star LED Directional Lamp | Miscellaneous Manufacturing | Turnover
| ImiNgsld410 | 33163.715 | 7334.2778 | 0 | 0 | 40497.9928 | 65115.6532 | 65115.6532 | 17974.6992 | 83090.3524 | 83090.3524 | 101065.0516 | 0.4874 | 1712.3055 | 1712.3055 | 23.6511 | 96427.294 | 0.11 | -1314.1346 | Energy Star LED Directional Lamp | Miscellaneous Manufacturing | New
| IprTgsld410 | 33163.715 | 7334.2778 | 0 | 0 | 40497.9928 | 65115.6532 | 65115.6532 | 17974.6992 | 83090.3524 | 83090.3524 | 101065.0516 | 0.4874 | 1685.9343 | 1685.9343 | 24.0211 | 96427.294 | 0.10831 | -1315.2096 | Energy Star LED Directional Lamp | Primary Resources Industries | Turnover
| IprNgsld410 | 33163.715 | 7334.2778 | 0 | 0 | 40497.9928 | 65115.6532 | 65115.6532 | 17974.6992 | 83090.3524 | 83090.3524 | 101065.0516 | 0.4874 | 1685.9343 | 1685.9343 | 24.0211 | 96427.294 | 0.10831 | -1315.2096 | Energy Star LED Directional Lamp | Primary Resources Industries | New
| IstTgsld410 | 33163.715 | 7334.2778 | 0 | 0 | 40497.9928 | 65115.6532 | 65115.6532 | 17974.6992 | 83090.3524 | 83090.3524 | 101065.0516 | 0.4874 | 1685.9343 | 1685.9343 | 24.0211 | 96427.294 | 0.10831 | -1315.2096 | Energy Star LED Directional Lamp | Stone/Clay/Glass/Concrete | Turnover
| IstNgsld410 | 33163.715 | 7334.2778 | 0 | 0 | 40497.9928 | 65115.6532 | 65115.6532 | 17974.6992 | 83090.3524 | 83090.3524 | 101065.0516 | 0.4874 | 1685.9343 | 1685.9343 | 24.0211 | 96427.294 | 0.10831 | -1315.2096 | Energy Star LED Directional Lamp | Stone/Clay/Glass/Concrete | New
| IteTgsld410 | 33163.715 | 7334.2778 | 0 | 0 | 40497.9928 | 65115.6532 | 65115.6532 | 17974.6992 | 83090.3524 | 83090.3524 | 101065.0516 | 0.4874 | 1685.9343 | 1685.9343 | 24.0211 | 96427.294 | 0.10831 | -1315.2096 | Energy Star LED Directional Lamp | Textiles and Leather | Turnover
| IteNgsld410 | 33163.715 | 7334.2778 | 0 | 0 | 40497.9928 | 65115.6532 | 65115.6532 | 17974.6992 | 83090.3524 | 83090.3524 | 101065.0516 | 0.4874 | 1685.9343 | 1685.9343 | 24.0211 | 96427.294 | 0.10831 | -1315.2096 | Energy Star LED Directional Lamp | Textiles and Leather | New
| ItrTgsld410 | 33163.715 | 7334.2778 | 0 | 0 | 40497.9928 | 65115.6532 | 65115.6532 | 17974.6992 | 83090.3524 | 83090.3524 | 101065.0516 | 0.4874 | 1739.4239 | 1739.4239 | 23.2824 | 96427.294 | 0.11174 | -1313.0291 | Energy Star LED Directional Lamp | Transportation Equipment | Turnover
| ItrNgsld410 | 33163.715 | 7334.2778 | 0 | 0 | 40497.9928 | 65115.6532 | 65115.6532 | 17974.6992 | 83090.3524 | 83090.3524 | 101065.0516 | 0.4874 | 1739.4239 | 1739.4239 | 23.2824 | 96427.294 | 0.11174 | -1313.0291 | Energy Star LED Directional Lamp | Transportation Equipment | New
| IwaTgsld410 | 33163.715 | 7334.2778 | 0 | 0 | 40497.9928 | 65115.6532 | 65115.6532 | 17974.6992 | 83090.3524 | 83090.3524 | 101065.0516 | 0.4874 | 1685.9343 | 1685.9343 | 24.0211 | 96427.294 | 0.10831 | -1315.2096 | Energy Star LED Directional Lamp | Water and Wastewater | Turnover
| IwaNgsld410 | 33163.715 | 7334.2778 | 0 | 0 | 40497.9928 | 65115.6532 | 65115.6532 | 17974.6992 | 83090.3524 | 83090.3524 | 101065.0516 | 0.4874 | 1685.9343 | 1685.9343 | 24.0211 | 96427.294 | 0.10831 | -1315.2096 | Energy Star LED Directional Lamp | Water and Wastewater | New
| IagTgsld411 | 33163.715 | 7334.2778 | 0 | 0 | 40497.9928 | 65115.6532 | 65115.6532 | 17974.6992 | 83090.3524 | 83090.3524 | 101065.0516 | 0.4874 | 39086.2274 | 39086.2274 | 1.0361 | 96427.294 | 4.4025 | 1409.6803 | Indoor Agriculture - LED Grow Lights | Agriculture and Assembly | Turnover
| IagNgsld411 | 33163.715 | 7334.2778 | 0 | 0 | 40497.9928 | 65115.6532 | 65115.6532 | 17974.6992 | 83090.3524 | 83090.3524 | 101065.0516 | 0.4874 | 39086.2274 | 39086.2274 | 1.0361 | 96427.294 | 4.4025 | 1409.6803 | Indoor Agriculture - LED Grow Lights | Agriculture and Assembly | New
| IagTgsld412 | 33163.715 | 7334.2778 | 0 | 0 | 40497.9928 | 65115.6532 | 65115.6532 | 17974.6992 | 83090.3524 | 83090.3524 | 101065.0516 | 0.4874 | 2274.2619 | 2274.2619 | 17.8071 | 96427.294 | 0.25616 | -1221.3864 | LED - 14W_CFL Baseline | Agriculture and Assembly | Turnover
| IagNgsld412 | 33163.715 | 7334.2778 | 0 | 0 | 40497.9928 | 65115.6532 | 65115.6532 | 17974.6992 | 83090.3524 | 83090.3524 | 101065.0516 | 0.4874 | 2274.2619 | 2274.2619 | 17.8071 | 96427.294 | 0.25616 | -1221.3864 | LED - 14W_CFL Baseline | Agriculture and Assembly | New
| IchTgsld412 | 33163.715 | 7334.2778 | 0 | 0 | 40497.9928 | 65115.6532 | 65115.6532 | 17974.6992 | 83090.3524 | 83090.3524 | 101065.0516 | 0.4874 | 2274.2619 | 2274.2619 | 17.8071 | 96427.294 | 0.25616 | -1221.3864 | LED - 14W_CFL Baseline | Chemicals and Plastics | Turnover
| IchNgsld412 | 33163.715 | 7334.2778 | 0 | 0 | 40497.9928 | 65115.6532 | 65115.6532 | 17974.6992 | 83090.3524 | 83090.3524 | 101065.0516 | 0.4874 | 2274.2619 | 2274.2619 | 17.8071 | 96427.294 | 0.25616 | -1221.3864 | LED - 14W_CFL Baseline | Chemicals and Plastics | New
| IcoTgsld412 | 33163.715 | 7334.2778 | 0 | 0 | 40497.9928 | 65115.6532 | 65115.6532 | 17974.6992 | 83090.3524 | 83090.3524 | 101065.0516 | 0.4874 | 2274.2619 | 2274.2619 | 17.8071 | 96427.294 | 0.25616 | -1221.3864 | LED - 14W_CFL Baseline | Construction | Turnover
| IcoNgsld412 | 33163.715 | 7334.2778 | 0 | 0 | 40497.9928 | 65115.6532 | 65115.6532 | 17974.6992 | 83090.3524 | 83090.3524 | 101065.0516 | 0.4874 | 2274.2619 | 2274.2619 | 17.8071 | 96427.294 | 0.25616 | -1221.3864 | LED - 14W_CFL Baseline | Construction | New
| IelTgsld412 | 33163.715 | 7334.2778 | 0 | 0 | 40497.9928 | 65115.6532 | 65115.6532 | 17974.6992 | 83090.3524 | 83090.3524 | 101065.0516 | 0.4874 | 2274.2619 | 2274.2619 | 17.8071 | 96427.294 | 0.25616 | -1221.3864 | LED - 14W_CFL Baseline | Electrical and Electronic Equip. | Turnover
| IelNgsld412 | 33163.715 | 7334.2778 | 0 | 0 | 40497.9928 | 65115.6532 | 65115.6532 | 17974.6992 | 83090.3524 | 83090.3524 | 101065.0516 | 0.4874 | 2274.2619 | 2274.2619 | 17.8071 | 96427.294 | 0.25616 | -1221.3864 | LED - 14W_CFL Baseline | Electrical and Electronic Equip. | New
| IluTgsld412 | 33163.715 | 7334.2778 | 0 | 0 | 40497.9928 | 65115.6532 | 65115.6532 | 17974.6992 | 83090.3524 | 83090.3524 | 101065.0516 | 0.4874 | 2365.0773 | 2365.0773 | 17.1233 | 96427.294 | 0.26639 | -1214.8955 | LED - 14W_CFL Baseline | Lumber/Furniture/Pulp/Paper | Turnover
| IluNgsld412 | 33163.715 | 7334.2778 | 0 | 0 | 40497.9928 | 65115.6532 | 65115.6532 | 17974.6992 | 83090.3524 | 83090.3524 | 101065.0516 | 0.4874 | 2365.0773 | 2365.0773 | 17.1233 | 96427.294 | 0.26639 | -1214.8955 | LED - 14W_CFL Baseline | Lumber/Furniture/Pulp/Paper | New
| ImeTgsld412 | 33163.715 | 7334.2778 | 0 | 0 | 40497.9928 | 65115.6532 | 65115.6532 | 17974.6992 | 83090.3524 | 83090.3524 | 101065.0516 | 0.4874 | 2274.2619 | 2274.2619 | 17.8071 | 96427.294 | 0.25616 | -1221.3864 | LED - 14W_CFL Baseline | Metal Products and Machinery | Turnover
| ImeNgsld412 | 33163.715 | 7334.2778 | 0 | 0 | 40497.9928 | 65115.6532 | 65115.6532 | 17974.6992 | 83090.3524 | 83090.3524 | 101065.0516 | 0.4874 | 2274.2619 | 2274.2619 | 17.8071 | 96427.294 | 0.25616 | -1221.3864 | LED - 14W_CFL Baseline | Metal Products and Machinery | New
| ImiTgsld412 | 33163.715 | 7334.2778 | 0 | 0 | 40497.9928 | 65115.6532 | 65115.6532 | 17974.6992 | 83090.3524 | 83090.3524 | 101065.0516 | 0.4874 | 2309.9576 | 2309.9576 | 17.5319 | 96427.294 | 0.26018 | -1218.8351 | LED - 14W_CFL Baseline | Miscellaneous Manufacturing | Turnover
| ImiNgsld412 | 33163.715 | 7334.2778 | 0 | 0 | 40497.9928 | 65115.6532 | 65115.6532 | 17974.6992 | 83090.3524 | 83090.3524 | 101065.0516 | 0.4874 | 2309.9576 | 2309.9576 | 17.5319 | 96427.294 | 0.26018 | -1218.8351 | LED - 14W_CFL Baseline | Miscellaneous Manufacturing | New
| IprTgsld412 | 33163.715 | 7334.2778 | 0 | 0 | 40497.9928 | 65115.6532 | 65115.6532 | 17974.6992 | 83090.3524 | 83090.3524 | 101065.0516 | 0.4874 | 2274.2619 | 2274.2619 | 17.8071 | 96427.294 | 0.25616 | -1221.3864 | LED - 14W_CFL Baseline | Primary Resources Industries | Turnover
| IprNgsld412 | 33163.715 | 7334.2778 | 0 | 0 | 40497.9928 | 65115.6532 | 65115.6532 | 17974.6992 | 83090.3524 | 83090.3524 | 101065.0516 | 0.4874 | 2274.2619 | 2274.2619 | 17.8071 | 96427.294 | 0.25616 | -1221.3864 | LED - 14W_CFL Baseline | Primary Resources Industries | New
| IstTgsld412 | 33163.715 | 7334.2778 | 0 | 0 | 40497.9928 | 65115.6532 | 65115.6532 | 17974.6992 | 83090.3524 | 83090.3524 | 101065.0516 | 0.4874 | 2274.2619 | 2274.2619 | 17.8071 | 96427.294 | 0.25616 | -1221.3864 | LED - 14W_CFL Baseline | Stone/Clay/Glass/Concrete | Turnover
| IstNgsld412 | 33163.715 | 7334.2778 | 0 | 0 | 40497.9928 | 65115.6532 | 65115.6532 | 17974.6992 | 83090.3524 | 83090.3524 | 101065.0516 | 0.4874 | 2274.2619 | 2274.2619 | 17.8071 | 96427.294 | 0.25616 | -1221.3864 | LED - 14W_CFL Baseline | Stone/Clay/Glass/Concrete | New
| IteTgsld412 | 33163.715 | 7334.2778 | 0 | 0 | 40497.9928 | 65115.6532 | 65115.6532 | 17974.6992 | 83090.3524 | 83090.3524 | 101065.0516 | 0.4874 | 2274.2619 | 2274.2619 | 17.8071 | 96427.294 | 0.25616 | -1221.3864 | LED - 14W_CFL Baseline | Textiles and Leather | Turnover
| IteNgsld412 | 33163.715 | 7334.2778 | 0 | 0 | 40497.9928 | 65115.6532 | 65115.6532 | 17974.6992 | 83090.3524 | 83090.3524 | 101065.0516 | 0.4874 | 2274.2619 | 2274.2619 | 17.8071 | 96427.294 | 0.25616 | -1221.3864 | LED - 14W_CFL Baseline | Textiles and Leather | New
| ItrTgsld412 | 33163.715 | 7334.2778 | 0 | 0 | 40497.9928 | 65115.6532 | 65115.6532 | 17974.6992 | 83090.3524 | 83090.3524 | 101065.0516 | 0.4874 | 2346.7921 | 2346.7921 | 17.2567 | 96427.294 | 0.26433 | -1216.2024 | LED - 14W_CFL Baseline | Transportation Equipment | Turnover
| ItrNgsld412 | 33163.715 | 7334.2778 | 0 | 0 | 40497.9928 | 65115.6532 | 65115.6532 | 17974.6992 | 83090.3524 | 83090.3524 | 101065.0516 | 0.4874 | 2346.7921 | 2346.7921 | 17.2567 | 96427.294 | 0.26433 | -1216.2024 | LED - 14W_CFL Baseline | Transportation Equipment | New
| IwaTgsld412 | 33163.715 | 7334.2778 | 0 | 0 | 40497.9928 | 65115.6532 | 65115.6532 | 17974.6992 | 83090.3524 | 83090.3524 | 101065.0516 | 0.4874 | 2274.2619 | 2274.2619 | 17.8071 | 96427.294 | 0.25616 | -1221.3864 | LED - 14W_CFL Baseline | Water and Wastewater | Turnover
| IwaNgsld412 | 33163.715 | 7334.2778 | 0 | 0 | 40497.9928 | 65115.6532 | 65115.6532 | 17974.6992 | 83090.3524 | 83090.3524 | 101065.0516 | 0.4874 | 2274.2619 | 2274.2619 | 17.8071 | 96427.294 | 0.25616 | -1221.3864 | LED - 14W_CFL Baseline | Water and Wastewater | New
| IagTgsld413 | 33163.715 | 7334.2778 | 0 | 0 | 40497.9928 | 65115.6532 | 65115.6532 | 17974.6992 | 83090.3524 | 83090.3524 | 101065.0516 | 0.4874 | 79779.6478 | 79779.6478 | 0.50762 | 96427.294 | 9.6735 | 4754.3954 | LED Display Lighting (Interior) | Agriculture and Assembly | Turnover
| IagNgsld413 | 33163.715 | 7334.2778 | 0 | 0 | 40497.9928 | 65115.6532 | 65115.6532 | 17974.6992 | 83090.3524 | 83090.3524 | 101065.0516 | 0.4874 | 79779.6478 | 79779.6478 | 0.50762 | 96427.294 | 9.6735 | 4754.3954 | LED Display Lighting (Interior) | Agriculture and Assembly | New
| IchTgsld413 | 33163.715 | 7334.2778 | 0 | 0 | 40497.9928 | 65115.6532 | 65115.6532 | 17974.6992 | 83090.3524 | 83090.3524 | 101065.0516 | 0.4874 | 79779.6478 | 79779.6478 | 0.50762 | 96427.294 | 9.6735 | 4754.3954 | LED Display Lighting (Interior) | Chemicals and Plastics | Turnover
| IchNgsld413 | 33163.715 | 7334.2778 | 0 | 0 | 40497.9928 | 65115.6532 | 65115.6532 | 17974.6992 | 83090.3524 | 83090.3524 | 101065.0516 | 0.4874 | 79779.6478 | 79779.6478 | 0.50762 | 96427.294 | 9.6735 | 4754.3954 | LED Display Lighting (Interior) | Chemicals and Plastics | New
| IcoTgsld413 | 33163.715 | 7334.2778 | 0 | 0 | 40497.9928 | 65115.6532 | 65115.6532 | 17974.6992 | 83090.3524 | 83090.3524 | 101065.0516 | 0.4874 | 79779.6478 | 79779.6478 | 0.50762 | 96427.294 | 9.6735 | 4754.3954 | LED Display Lighting (Interior) | Construction | Turnover
| IcoNgsld413 | 33163.715 | 7334.2778 | 0 | 0 | 40497.9928 | 65115.6532 | 65115.6532 | 17974.6992 | 83090.3524 | 83090.3524 | 101065.0516 | 0.4874 | 79779.6478 | 79779.6478 | 0.50762 | 96427.294 | 9.6735 | 4754.3954 | LED Display Lighting (Interior) | Construction | New
| IelTgsld413 | 33163.715 | 7334.2778 | 0 | 0 | 40497.9928 | 65115.6532 | 65115.6532 | 17974.6992 | 83090.3524 | 83090.3524 | 101065.0516 | 0.4874 | 79779.6478 | 79779.6478 | 0.50762 | 96427.294 | 9.6735 | 4754.3954 | LED Display Lighting (Interior) | Electrical and Electronic Equip. | Turnover
| IelNgsld413 | 33163.715 | 7334.2778 | 0 | 0 | 40497.9928 | 65115.6532 | 65115.6532 | 17974.6992 | 83090.3524 | 83090.3524 | 101065.0516 | 0.4874 | 79779.6478 | 79779.6478 | 0.50762 | 96427.294 | 9.6735 | 4754.3954 | LED Display Lighting (Interior) | Electrical and Electronic Equip. | New
| IluTgsld413 | 33163.715 | 7334.2778 | 0 | 0 | 40497.9928 | 65115.6532 | 65115.6532 | 17974.6992 | 83090.3524 | 83090.3524 | 101065.0516 | 0.4874 | 82961.7393 | 82961.7393 | 0.48815 | 96427.294 | 10.0594 | 4999.2291 | LED Display Lighting (Interior) | Lumber/Furniture/Pulp/Paper | Turnover
| IluNgsld413 | 33163.715 | 7334.2778 | 0 | 0 | 40497.9928 | 65115.6532 | 65115.6532 | 17974.6992 | 83090.3524 | 83090.3524 | 101065.0516 | 0.4874 | 82961.7393 | 82961.7393 | 0.48815 | 96427.294 | 10.0594 | 4999.2291 | LED Display Lighting (Interior) | Lumber/Furniture/Pulp/Paper | New
| ImeTgsld413 | 33163.715 | 7334.2778 | 0 | 0 | 40497.9928 | 65115.6532 | 65115.6532 | 17974.6992 | 83090.3524 | 83090.3524 | 101065.0516 | 0.4874 | 79779.6478 | 79779.6478 | 0.50762 | 96427.294 | 9.6735 | 4754.3954 | LED Display Lighting (Interior) | Metal Products and Machinery | Turnover
| ImeNgsld413 | 33163.715 | 7334.2778 | 0 | 0 | 40497.9928 | 65115.6532 | 65115.6532 | 17974.6992 | 83090.3524 | 83090.3524 | 101065.0516 | 0.4874 | 79779.6478 | 79779.6478 | 0.50762 | 96427.294 | 9.6735 | 4754.3954 | LED Display Lighting (Interior) | Metal Products and Machinery | New
| ImiTgsld413 | 33163.715 | 7334.2778 | 0 | 0 | 40497.9928 | 65115.6532 | 65115.6532 | 17974.6992 | 83090.3524 | 83090.3524 | 101065.0516 | 0.4874 | 81026.2011 | 81026.2011 | 0.49981 | 96427.294 | 9.8247 | 4850.3068 | LED Display Lighting (Interior) | Miscellaneous Manufacturing | Turnover
| ImiNgsld413 | 33163.715 | 7334.2778 | 0 | 0 | 40497.9928 | 65115.6532 | 65115.6532 | 17974.6992 | 83090.3524 | 83090.3524 | 101065.0516 | 0.4874 | 81026.2011 | 81026.2011 | 0.49981 | 96427.294 | 9.8247 | 4850.3068 | LED Display Lighting (Interior) | Miscellaneous Manufacturing | New
| IprTgsld413 | 33163.715 | 7334.2778 | 0 | 0 | 40497.9928 | 65115.6532 | 65115.6532 | 17974.6992 | 83090.3524 | 83090.3524 | 101065.0516 | 0.4874 | 79779.6478 | 79779.6478 | 0.50762 | 96427.294 | 9.6735 | 4754.3954 | LED Display Lighting (Interior) | Primary Resources Industries | Turnover
| IprNgsld413 | 33163.715 | 7334.2778 | 0 | 0 | 40497.9928 | 65115.6532 | 65115.6532 | 17974.6992 | 83090.3524 | 83090.3524 | 101065.0516 | 0.4874 | 79779.6478 | 79779.6478 | 0.50762 | 96427.294 | 9.6735 | 4754.3954 | LED Display Lighting (Interior) | Primary Resources Industries | New
| IstTgsld413 | 33163.715 | 7334.2778 | 0 | 0 | 40497.9928 | 65115.6532 | 65115.6532 | 17974.6992 | 83090.3524 | 83090.3524 | 101065.0516 | 0.4874 | 79779.6478 | 79779.6478 | 0.50762 | 96427.294 | 9.6735 | 4754.3954 | LED Display Lighting (Interior) | Stone/Clay/Glass/Concrete | Turnover
| IstNgsld413 | 33163.715 | 7334.2778 | 0 | 0 | 40497.9928 | 65115.6532 | 65115.6532 | 17974.6992 | 83090.3524 | 83090.3524 | 101065.0516 | 0.4874 | 79779.6478 | 79779.6478 | 0.50762 | 96427.294 | 9.6735 | 4754.3954 | LED Display Lighting (Interior) | Stone/Clay/Glass/Concrete | New
| IteTgsld413 | 33163.715 | 7334.2778 | 0 | 0 | 40497.9928 | 65115.6532 | 65115.6532 | 17974.6992 | 83090.3524 | 83090.3524 | 101065.0516 | 0.4874 | 79779.6478 | 79779.6478 | 0.50762 | 96427.294 | 9.6735 | 4754.3954 | LED Display Lighting (Interior) | Textiles and Leather | Turnover
| IteNgsld413 | 33163.715 | 7334.2778 | 0 | 0 | 40497.9928 | 65115.6532 | 65115.6532 | 17974.6992 | 83090.3524 | 83090.3524 | 101065.0516 | 0.4874 | 79779.6478 | 79779.6478 | 0.50762 | 96427.294 | 9.6735 | 4754.3954 | LED Display Lighting (Interior) | Textiles and Leather | New
| ItrTgsld413 | 33163.715 | 7334.2778 | 0 | 0 | 40497.9928 | 65115.6532 | 65115.6532 | 17974.6992 | 83090.3524 | 83090.3524 | 101065.0516 | 0.4874 | 82312.3355 | 82312.3355 | 0.492 | 96427.294 | 9.9806 | 4949.263 | LED Display Lighting (Interior) | Transportation Equipment | Turnover
| ItrNgsld413 | 33163.715 | 7334.2778 | 0 | 0 | 40497.9928 | 65115.6532 | 65115.6532 | 17974.6992 | 83090.3524 | 83090.3524 | 101065.0516 | 0.4874 | 82312.3355 | 82312.3355 | 0.492 | 96427.294 | 9.9806 | 4949.263 | LED Display Lighting (Interior) | Transportation Equipment | New
| IwaTgsld413 | 33163.715 | 7334.2778 | 0 | 0 | 40497.9928 | 65115.6532 | 65115.6532 | 17974.6992 | 83090.3524 | 83090.3524 | 101065.0516 | 0.4874 | 79779.6478 | 79779.6478 | 0.50762 | 96427.294 | 9.6735 | 4754.3954 | LED Display Lighting (Interior) | Water and Wastewater | Turnover
| IwaNgsld413 | 33163.715 | 7334.2778 | 0 | 0 | 40497.9928 | 65115.6532 | 65115.6532 | 17974.6992 | 83090.3524 | 83090.3524 | 101065.0516 | 0.4874 | 79779.6478 | 79779.6478 | 0.50762 | 96427.294 | 9.6735 | 4754.3954 | LED Display Lighting (Interior) | Water and Wastewater | New
| IagTgsld414 | 33163.715 | 7334.2778 | 0 | 0 | 40497.9928 | 65115.6532 | 65115.6532 | 17974.6992 | 83090.3524 | 83090.3524 | 101065.0516 | 0.4874 | 79952.1347 | 79952.1347 | 0.50653 | 96427.294 | 12.0014 | 6231.5187 | LED exit sign | Agriculture and Assembly | Turnover
| IagNgsld414 | 33163.715 | 7334.2778 | 0 | 0 | 40497.9928 | 65115.6532 | 65115.6532 | 17974.6992 | 83090.3524 | 83090.3524 | 101065.0516 | 0.4874 | 79952.1347 | 79952.1347 | 0.50653 | 96427.294 | 12.0014 | 6231.5187 | LED exit sign | Agriculture and Assembly | New
| IchTgsld414 | 33163.715 | 7334.2778 | 0 | 0 | 40497.9928 | 65115.6532 | 65115.6532 | 17974.6992 | 83090.3524 | 83090.3524 | 101065.0516 | 0.4874 | 79952.1347 | 79952.1347 | 0.50653 | 96427.294 | 12.0014 | 6231.5187 | LED exit sign | Chemicals and Plastics | Turnover
| IchNgsld414 | 33163.715 | 7334.2778 | 0 | 0 | 40497.9928 | 65115.6532 | 65115.6532 | 17974.6992 | 83090.3524 | 83090.3524 | 101065.0516 | 0.4874 | 79952.1347 | 79952.1347 | 0.50653 | 96427.294 | 12.0014 | 6231.5187 | LED exit sign | Chemicals and Plastics | New
| IcoTgsld414 | 33163.715 | 7334.2778 | 0 | 0 | 40497.9928 | 65115.6532 | 65115.6532 | 17974.6992 | 83090.3524 | 83090.3524 | 101065.0516 | 0.4874 | 79952.1347 | 79952.1347 | 0.50653 | 96427.294 | 12.0014 | 6231.5187 | LED exit sign | Construction | Turnover
| IcoNgsld414 | 33163.715 | 7334.2778 | 0 | 0 | 40497.9928 | 65115.6532 | 65115.6532 | 17974.6992 | 83090.3524 | 83090.3524 | 101065.0516 | 0.4874 | 79952.1347 | 79952.1347 | 0.50653 | 96427.294 | 12.0014 | 6231.5187 | LED exit sign | Construction | New
| IelTgsld414 | 33163.715 | 7334.2778 | 0 | 0 | 40497.9928 | 65115.6532 | 65115.6532 | 17974.6992 | 83090.3524 | 83090.3524 | 101065.0516 | 0.4874 | 79952.1347 | 79952.1347 | 0.50653 | 96427.294 | 12.0014 | 6231.5187 | LED exit sign | Electrical and Electronic Equip. | Turnover
| IelNgsld414 | 33163.715 | 7334.2778 | 0 | 0 | 40497.9928 | 65115.6532 | 65115.6532 | 17974.6992 | 83090.3524 | 83090.3524 | 101065.0516 | 0.4874 | 79952.1347 | 79952.1347 | 0.50653 | 96427.294 | 12.0014 | 6231.5187 | LED exit sign | Electrical and Electronic Equip. | New
| IluTgsld414 | 33163.715 | 7334.2778 | 0 | 0 | 40497.9928 | 65115.6532 | 65115.6532 | 17974.6992 | 83090.3524 | 83090.3524 | 101065.0516 | 0.4874 | 79952.1347 | 79952.1347 | 0.50653 | 96427.294 | 12.0014 | 6231.5187 | LED exit sign | Lumber/Furniture/Pulp/Paper | Turnover
| IluNgsld414 | 33163.715 | 7334.2778 | 0 | 0 | 40497.9928 | 65115.6532 | 65115.6532 | 17974.6992 | 83090.3524 | 83090.3524 | 101065.0516 | 0.4874 | 79952.1347 | 79952.1347 | 0.50653 | 96427.294 | 12.0014 | 6231.5187 | LED exit sign | Lumber/Furniture/Pulp/Paper | New
| ImeTgsld414 | 33163.715 | 7334.2778 | 0 | 0 | 40497.9928 | 65115.6532 | 65115.6532 | 17974.6992 | 83090.3524 | 83090.3524 | 101065.0516 | 0.4874 | 79952.1347 | 79952.1347 | 0.50653 | 96427.294 | 12.0014 | 6231.5187 | LED exit sign | Metal Products and Machinery | Turnover
| ImeNgsld414 | 33163.715 | 7334.2778 | 0 | 0 | 40497.9928 | 65115.6532 | 65115.6532 | 17974.6992 | 83090.3524 | 83090.3524 | 101065.0516 | 0.4874 | 79952.1347 | 79952.1347 | 0.50653 | 96427.294 | 12.0014 | 6231.5187 | LED exit sign | Metal Products and Machinery | New
| ImiTgsld414 | 33163.715 | 7334.2778 | 0 | 0 | 40497.9928 | 65115.6532 | 65115.6532 | 17974.6992 | 83090.3524 | 83090.3524 | 101065.0516 | 0.4874 | 79952.1347 | 79952.1347 | 0.50653 | 96427.294 | 12.0014 | 6231.5187 | LED exit sign | Miscellaneous Manufacturing | Turnover
| ImiNgsld414 | 33163.715 | 7334.2778 | 0 | 0 | 40497.9928 | 65115.6532 | 65115.6532 | 17974.6992 | 83090.3524 | 83090.3524 | 101065.0516 | 0.4874 | 79952.1347 | 79952.1347 | 0.50653 | 96427.294 | 12.0014 | 6231.5187 | LED exit sign | Miscellaneous Manufacturing | New
| IprTgsld414 | 33163.715 | 7334.2778 | 0 | 0 | 40497.9928 | 65115.6532 | 65115.6532 | 17974.6992 | 83090.3524 | 83090.3524 | 101065.0516 | 0.4874 | 79952.1347 | 79952.1347 | 0.50653 | 96427.294 | 12.0014 | 6231.5187 | LED exit sign | Primary Resources Industries | Turnover
| IprNgsld414 | 33163.715 | 7334.2778 | 0 | 0 | 40497.9928 | 65115.6532 | 65115.6532 | 17974.6992 | 83090.3524 | 83090.3524 | 101065.0516 | 0.4874 | 79952.1347 | 79952.1347 | 0.50653 | 96427.294 | 12.0014 | 6231.5187 | LED exit sign | Primary Resources Industries | New
| IstTgsld414 | 33163.715 | 7334.2778 | 0 | 0 | 40497.9928 | 65115.6532 | 65115.6532 | 17974.6992 | 83090.3524 | 83090.3524 | 101065.0516 | 0.4874 | 79952.1347 | 79952.1347 | 0.50653 | 96427.294 | 12.0014 | 6231.5187 | LED exit sign | Stone/Clay/Glass/Concrete | Turnover
| IstNgsld414 | 33163.715 | 7334.2778 | 0 | 0 | 40497.9928 | 65115.6532 | 65115.6532 | 17974.6992 | 83090.3524 | 83090.3524 | 101065.0516 | 0.4874 | 79952.1347 | 79952.1347 | 0.50653 | 96427.294 | 12.0014 | 6231.5187 | LED exit sign | Stone/Clay/Glass/Concrete | New
| IteTgsld414 | 33163.715 | 7334.2778 | 0 | 0 | 40497.9928 | 65115.6532 | 65115.6532 | 17974.6992 | 83090.3524 | 83090.3524 | 101065.0516 | 0.4874 | 79952.1347 | 79952.1347 | 0.50653 | 96427.294 | 12.0014 | 6231.5187 | LED exit sign | Textiles and Leather | Turnover
| IteNgsld414 | 33163.715 | 7334.2778 | 0 | 0 | 40497.9928 | 65115.6532 | 65115.6532 | 17974.6992 | 83090.3524 | 83090.3524 | 101065.0516 | 0.4874 | 79952.1347 | 79952.1347 | 0.50653 | 96427.294 | 12.0014 | 6231.5187 | LED exit sign | Textiles and Leather | New
| ItrTgsld414 | 33163.715 | 7334.2778 | 0 | 0 | 40497.9928 | 65115.6532 | 65115.6532 | 17974.6992 | 83090.3524 | 83090.3524 | 101065.0516 | 0.4874 | 79952.1347 | 79952.1347 | 0.50653 | 96427.294 | 12.0014 | 6231.5187 | LED exit sign | Transportation Equipment | Turnover
| ItrNgsld414 | 33163.715 | 7334.2778 | 0 | 0 | 40497.9928 | 65115.6532 | 65115.6532 | 17974.6992 | 83090.3524 | 83090.3524 | 101065.0516 | 0.4874 | 79952.1347 | 79952.1347 | 0.50653 | 96427.294 | 12.0014 | 6231.5187 | LED exit sign | Transportation Equipment | New
| IwaTgsld414 | 33163.715 | 7334.2778 | 0 | 0 | 40497.9928 | 65115.6532 | 65115.6532 | 17974.6992 | 83090.3524 | 83090.3524 | 101065.0516 | 0.4874 | 79952.1347 | 79952.1347 | 0.50653 | 96427.294 | 12.0014 | 6231.5187 | LED exit sign | Water and Wastewater | Turnover
| IwaNgsld414 | 33163.715 | 7334.2778 | 0 | 0 | 40497.9928 | 65115.6532 | 65115.6532 | 17974.6992 | 83090.3524 | 83090.3524 | 101065.0516 | 0.4874 | 79952.1347 | 79952.1347 | 0.50653 | 96427.294 | 12.0014 | 6231.5187 | LED exit sign | Water and Wastewater | New
| IagTgsld415 | 33163.715 | 7334.2778 | 0 | 0 | 40497.9928 | 65115.6532 | 65115.6532 | 17974.6992 | 83090.3524 | 83090.3524 | 101065.0516 | 0.4874 | 12249.6872 | 12249.6872 | 3.306 | 96427.294 | 1.8388 | -217.1503 | LED High Bay_HID Baseline | Agriculture and Assembly | Turnover
| IagNgsld415 | 33163.715 | 7334.2778 | 0 | 0 | 40497.9928 | 65115.6532 | 65115.6532 | 17974.6992 | 83090.3524 | 83090.3524 | 101065.0516 | 0.4874 | 12249.6872 | 12249.6872 | 3.306 | 96427.294 | 1.8388 | -217.1503 | LED High Bay_HID Baseline | Agriculture and Assembly | New
| IchTgsld415 | 33163.715 | 7334.2778 | 0 | 0 | 40497.9928 | 65115.6532 | 65115.6532 | 17974.6992 | 83090.3524 | 83090.3524 | 101065.0516 | 0.4874 | 12249.6872 | 12249.6872 | 3.306 | 96427.294 | 1.8388 | -217.1503 | LED High Bay_HID Baseline | Chemicals and Plastics | Turnover
| IchNgsld415 | 33163.715 | 7334.2778 | 0 | 0 | 40497.9928 | 65115.6532 | 65115.6532 | 17974.6992 | 83090.3524 | 83090.3524 | 101065.0516 | 0.4874 | 12249.6872 | 12249.6872 | 3.306 | 96427.294 | 1.8388 | -217.1503 | LED High Bay_HID Baseline | Chemicals and Plastics | New
| IcoTgsld415 | 33163.715 | 7334.2778 | 0 | 0 | 40497.9928 | 65115.6532 | 65115.6532 | 17974.6992 | 83090.3524 | 83090.3524 | 101065.0516 | 0.4874 | 12249.6872 | 12249.6872 | 3.306 | 96427.294 | 1.8388 | -217.1503 | LED High Bay_HID Baseline | Construction | Turnover
| IcoNgsld415 | 33163.715 | 7334.2778 | 0 | 0 | 40497.9928 | 65115.6532 | 65115.6532 | 17974.6992 | 83090.3524 | 83090.3524 | 101065.0516 | 0.4874 | 12249.6872 | 12249.6872 | 3.306 | 96427.294 | 1.8388 | -217.1503 | LED High Bay_HID Baseline | Construction | New
| IelTgsld415 | 33163.715 | 7334.2778 | 0 | 0 | 40497.9928 | 65115.6532 | 65115.6532 | 17974.6992 | 83090.3524 | 83090.3524 | 101065.0516 | 0.4874 | 12249.6872 | 12249.6872 | 3.306 | 96427.294 | 1.8388 | -217.1503 | LED High Bay_HID Baseline | Electrical and Electronic Equip. | Turnover
| IelNgsld415 | 33163.715 | 7334.2778 | 0 | 0 | 40497.9928 | 65115.6532 | 65115.6532 | 17974.6992 | 83090.3524 | 83090.3524 | 101065.0516 | 0.4874 | 12249.6872 | 12249.6872 | 3.306 | 96427.294 | 1.8388 | -217.1503 | LED High Bay_HID Baseline | Electrical and Electronic Equip. | New
| IluTgsld415 | 33163.715 | 7334.2778 | 0 | 0 | 40497.9928 | 65115.6532 | 65115.6532 | 17974.6992 | 83090.3524 | 83090.3524 | 101065.0516 | 0.4874 | 12738.3227 | 12738.3227 | 3.1792 | 96427.294 | 1.9121 | -170.6078 | LED High Bay_HID Baseline | Lumber/Furniture/Pulp/Paper | Turnover
| IluNgsld415 | 33163.715 | 7334.2778 | 0 | 0 | 40497.9928 | 65115.6532 | 65115.6532 | 17974.6992 | 83090.3524 | 83090.3524 | 101065.0516 | 0.4874 | 12738.3227 | 12738.3227 | 3.1792 | 96427.294 | 1.9121 | -170.6078 | LED High Bay_HID Baseline | Lumber/Furniture/Pulp/Paper | New
| ImeTgsld415 | 33163.715 | 7334.2778 | 0 | 0 | 40497.9928 | 65115.6532 | 65115.6532 | 17974.6992 | 83090.3524 | 83090.3524 | 101065.0516 | 0.4874 | 12249.6872 | 12249.6872 | 3.306 | 96427.294 | 1.8388 | -217.1503 | LED High Bay_HID Baseline | Metal Products and Machinery | Turnover
| ImeNgsld415 | 33163.715 | 7334.2778 | 0 | 0 | 40497.9928 | 65115.6532 | 65115.6532 | 17974.6992 | 83090.3524 | 83090.3524 | 101065.0516 | 0.4874 | 12249.6872 | 12249.6872 | 3.306 | 96427.294 | 1.8388 | -217.1503 | LED High Bay_HID Baseline | Metal Products and Machinery | New
| ImiTgsld415 | 33163.715 | 7334.2778 | 0 | 0 | 40497.9928 | 65115.6532 | 65115.6532 | 17974.6992 | 83090.3524 | 83090.3524 | 101065.0516 | 0.4874 | 12441.047 | 12441.047 | 3.2552 | 96427.294 | 1.8675 | -198.9232 | LED High Bay_HID Baseline | Miscellaneous Manufacturing | Turnover
| ImiNgsld415 | 33163.715 | 7334.2778 | 0 | 0 | 40497.9928 | 65115.6532 | 65115.6532 | 17974.6992 | 83090.3524 | 83090.3524 | 101065.0516 | 0.4874 | 12441.047 | 12441.047 | 3.2552 | 96427.294 | 1.8675 | -198.9232 | LED High Bay_HID Baseline | Miscellaneous Manufacturing | New
| IprTgsld415 | 33163.715 | 7334.2778 | 0 | 0 | 40497.9928 | 65115.6532 | 65115.6532 | 17974.6992 | 83090.3524 | 83090.3524 | 101065.0516 | 0.4874 | 12249.6872 | 12249.6872 | 3.306 | 96427.294 | 1.8388 | -217.1503 | LED High Bay_HID Baseline | Primary Resources Industries | Turnover
| IprNgsld415 | 33163.715 | 7334.2778 | 0 | 0 | 40497.9928 | 65115.6532 | 65115.6532 | 17974.6992 | 83090.3524 | 83090.3524 | 101065.0516 | 0.4874 | 12249.6872 | 12249.6872 | 3.306 | 96427.294 | 1.8388 | -217.1503 | LED High Bay_HID Baseline | Primary Resources Industries | New
| IstTgsld415 | 33163.715 | 7334.2778 | 0 | 0 | 40497.9928 | 65115.6532 | 65115.6532 | 17974.6992 | 83090.3524 | 83090.3524 | 101065.0516 | 0.4874 | 12249.6872 | 12249.6872 | 3.306 | 96427.294 | 1.8388 | -217.1503 | LED High Bay_HID Baseline | Stone/Clay/Glass/Concrete | Turnover
| IstNgsld415 | 33163.715 | 7334.2778 | 0 | 0 | 40497.9928 | 65115.6532 | 65115.6532 | 17974.6992 | 83090.3524 | 83090.3524 | 101065.0516 | 0.4874 | 12249.6872 | 12249.6872 | 3.306 | 96427.294 | 1.8388 | -217.1503 | LED High Bay_HID Baseline | Stone/Clay/Glass/Concrete | New
| IteTgsld415 | 33163.715 | 7334.2778 | 0 | 0 | 40497.9928 | 65115.6532 | 65115.6532 | 17974.6992 | 83090.3524 | 83090.3524 | 101065.0516 | 0.4874 | 12249.6872 | 12249.6872 | 3.306 | 96427.294 | 1.8388 | -217.1503 | LED High Bay_HID Baseline | Textiles and Leather | Turnover
| IteNgsld415 | 33163.715 | 7334.2778 | 0 | 0 | 40497.9928 | 65115.6532 | 65115.6532 | 17974.6992 | 83090.3524 | 83090.3524 | 101065.0516 | 0.4874 | 12249.6872 | 12249.6872 | 3.306 | 96427.294 | 1.8388 | -217.1503 | LED High Bay_HID Baseline | Textiles and Leather | New
| ItrTgsld415 | 33163.715 | 7334.2778 | 0 | 0 | 40497.9928 | 65115.6532 | 65115.6532 | 17974.6992 | 83090.3524 | 83090.3524 | 101065.0516 | 0.4874 | 12638.5879 | 12638.5879 | 3.2043 | 96427.294 | 1.8971 | -180.1075 | LED High Bay_HID Baseline | Transportation Equipment | Turnover
| ItrNgsld415 | 33163.715 | 7334.2778 | 0 | 0 | 40497.9928 | 65115.6532 | 65115.6532 | 17974.6992 | 83090.3524 | 83090.3524 | 101065.0516 | 0.4874 | 12638.5879 | 12638.5879 | 3.2043 | 96427.294 | 1.8971 | -180.1075 | LED High Bay_HID Baseline | Transportation Equipment | New
| IwaTgsld415 | 34241.0375 | 7367.8051 | 0 | 0 | 41608.8426 | 67389.7955 | 67389.7955 | 17974.6992 | 85364.4947 | 85364.4947 | 103339.194 | 0.48743 | 12677.5029 | 12677.5029 | 3.2821 | 99167.2245 | 1.8592 | -210.3874 | LED High Bay_HID Baseline | Water and Wastewater | Turnover
| IwaNgsld415 | 34241.0375 | 7367.8051 | 0 | 0 | 41608.8426 | 67389.7955 | 67389.7955 | 17974.6992 | 85364.4947 | 85364.4947 | 103339.194 | 0.48743 | 12677.5029 | 12677.5029 | 3.2821 | 99167.2245 | 1.8592 | -210.3874 | LED High Bay_HID Baseline | Water and Wastewater | New
| IagTgsld416 | 33163.715 | 7334.2778 | 0 | 0 | 40497.9928 | 65115.6532 | 65115.6532 | 17974.6992 | 83090.3524 | 83090.3524 | 101065.0516 | 0.4874 | 20522.2035 | 20522.2035 | 1.9734 | 96427.294 | 3.0805 | 570.8082 | LED High Bay_LF Baseline | Agriculture and Assembly | Turnover
| IagNgsld416 | 33163.715 | 7334.2778 | 0 | 0 | 40497.9928 | 65115.6532 | 65115.6532 | 17974.6992 | 83090.3524 | 83090.3524 | 101065.0516 | 0.4874 | 20522.2035 | 20522.2035 | 1.9734 | 96427.294 | 3.0805 | 570.8082 | LED High Bay_LF Baseline | Agriculture and Assembly | New
| IchTgsld416 | 33163.715 | 7334.2778 | 0 | 0 | 40497.9928 | 65115.6532 | 65115.6532 | 17974.6992 | 83090.3524 | 83090.3524 | 101065.0516 | 0.4874 | 20522.2035 | 20522.2035 | 1.9734 | 96427.294 | 3.0805 | 570.8082 | LED High Bay_LF Baseline | Chemicals and Plastics | Turnover
| IchNgsld416 | 33163.715 | 7334.2778 | 0 | 0 | 40497.9928 | 65115.6532 | 65115.6532 | 17974.6992 | 83090.3524 | 83090.3524 | 101065.0516 | 0.4874 | 20522.2035 | 20522.2035 | 1.9734 | 96427.294 | 3.0805 | 570.8082 | LED High Bay_LF Baseline | Chemicals and Plastics | New
| IcoTgsld416 | 33163.715 | 7334.2778 | 0 | 0 | 40497.9928 | 65115.6532 | 65115.6532 | 17974.6992 | 83090.3524 | 83090.3524 | 101065.0516 | 0.4874 | 20522.2035 | 20522.2035 | 1.9734 | 96427.294 | 3.0805 | 570.8082 | LED High Bay_LF Baseline | Construction | Turnover
| IcoNgsld416 | 33163.715 | 7334.2778 | 0 | 0 | 40497.9928 | 65115.6532 | 65115.6532 | 17974.6992 | 83090.3524 | 83090.3524 | 101065.0516 | 0.4874 | 20522.2035 | 20522.2035 | 1.9734 | 96427.294 | 3.0805 | 570.8082 | LED High Bay_LF Baseline | Construction | New
| IelTgsld416 | 33163.715 | 7334.2778 | 0 | 0 | 40497.9928 | 65115.6532 | 65115.6532 | 17974.6992 | 83090.3524 | 83090.3524 | 101065.0516 | 0.4874 | 20522.2035 | 20522.2035 | 1.9734 | 96427.294 | 3.0805 | 570.8082 | LED High Bay_LF Baseline | Electrical and Electronic Equip. | Turnover
| IelNgsld416 | 33163.715 | 7334.2778 | 0 | 0 | 40497.9928 | 65115.6532 | 65115.6532 | 17974.6992 | 83090.3524 | 83090.3524 | 101065.0516 | 0.4874 | 20522.2035 | 20522.2035 | 1.9734 | 96427.294 | 3.0805 | 570.8082 | LED High Bay_LF Baseline | Electrical and Electronic Equip. | New
| IluTgsld416 | 33163.715 | 7334.2778 | 0 | 0 | 40497.9928 | 65115.6532 | 65115.6532 | 17974.6992 | 83090.3524 | 83090.3524 | 101065.0516 | 0.4874 | 21340.814 | 21340.814 | 1.8977 | 96427.294 | 3.2034 | 648.7809 | LED High Bay_LF Baseline | Lumber/Furniture/Pulp/Paper | Turnover
| IluNgsld416 | 33163.715 | 7334.2778 | 0 | 0 | 40497.9928 | 65115.6532 | 65115.6532 | 17974.6992 | 83090.3524 | 83090.3524 | 101065.0516 | 0.4874 | 21340.814 | 21340.814 | 1.8977 | 96427.294 | 3.2034 | 648.7809 | LED High Bay_LF Baseline | Lumber/Furniture/Pulp/Paper | New
| ImeTgsld416 | 33163.715 | 7334.2778 | 0 | 0 | 40497.9928 | 65115.6532 | 65115.6532 | 17974.6992 | 83090.3524 | 83090.3524 | 101065.0516 | 0.4874 | 20522.2035 | 20522.2035 | 1.9734 | 96427.294 | 3.0805 | 570.8082 | LED High Bay_LF Baseline | Metal Products and Machinery | Turnover
| ImeNgsld416 | 33163.715 | 7334.2778 | 0 | 0 | 40497.9928 | 65115.6532 | 65115.6532 | 17974.6992 | 83090.3524 | 83090.3524 | 101065.0516 | 0.4874 | 20522.2035 | 20522.2035 | 1.9734 | 96427.294 | 3.0805 | 570.8082 | LED High Bay_LF Baseline | Metal Products and Machinery | New
| ImiTgsld416 | 33163.715 | 7334.2778 | 0 | 0 | 40497.9928 | 65115.6532 | 65115.6532 | 17974.6992 | 83090.3524 | 83090.3524 | 101065.0516 | 0.4874 | 20842.8051 | 20842.8051 | 1.943 | 96427.294 | 3.1286 | 601.3455 | LED High Bay_LF Baseline | Miscellaneous Manufacturing | Turnover
| ImiNgsld416 | 33163.715 | 7334.2778 | 0 | 0 | 40497.9928 | 65115.6532 | 65115.6532 | 17974.6992 | 83090.3524 | 83090.3524 | 101065.0516 | 0.4874 | 20842.8051 | 20842.8051 | 1.943 | 96427.294 | 3.1286 | 601.3455 | LED High Bay_LF Baseline | Miscellaneous Manufacturing | New
| IprTgsld416 | 33163.715 | 7334.2778 | 0 | 0 | 40497.9928 | 65115.6532 | 65115.6532 | 17974.6992 | 83090.3524 | 83090.3524 | 101065.0516 | 0.4874 | 20522.2035 | 20522.2035 | 1.9734 | 96427.294 | 3.0805 | 570.8082 | LED High Bay_LF Baseline | Primary Resources Industries | Turnover
| IprNgsld416 | 33163.715 | 7334.2778 | 0 | 0 | 40497.9928 | 65115.6532 | 65115.6532 | 17974.6992 | 83090.3524 | 83090.3524 | 101065.0516 | 0.4874 | 20522.2035 | 20522.2035 | 1.9734 | 96427.294 | 3.0805 | 570.8082 | LED High Bay_LF Baseline | Primary Resources Industries | New
| IstTgsld416 | 33163.715 | 7334.2778 | 0 | 0 | 40497.9928 | 65115.6532 | 65115.6532 | 17974.6992 | 83090.3524 | 83090.3524 | 101065.0516 | 0.4874 | 20522.2035 | 20522.2035 | 1.9734 | 96427.294 | 3.0805 | 570.8082 | LED High Bay_LF Baseline | Stone/Clay/Glass/Concrete | Turnover
| IstNgsld416 | 33163.715 | 7334.2778 | 0 | 0 | 40497.9928 | 65115.6532 | 65115.6532 | 17974.6992 | 83090.3524 | 83090.3524 | 101065.0516 | 0.4874 | 20522.2035 | 20522.2035 | 1.9734 | 96427.294 | 3.0805 | 570.8082 | LED High Bay_LF Baseline | Stone/Clay/Glass/Concrete | New
| IteTgsld416 | 33163.715 | 7334.2778 | 0 | 0 | 40497.9928 | 65115.6532 | 65115.6532 | 17974.6992 | 83090.3524 | 83090.3524 | 101065.0516 | 0.4874 | 20522.2035 | 20522.2035 | 1.9734 | 96427.294 | 3.0805 | 570.8082 | LED High Bay_LF Baseline | Textiles and Leather | Turnover
| IteNgsld416 | 33163.715 | 7334.2778 | 0 | 0 | 40497.9928 | 65115.6532 | 65115.6532 | 17974.6992 | 83090.3524 | 83090.3524 | 101065.0516 | 0.4874 | 20522.2035 | 20522.2035 | 1.9734 | 96427.294 | 3.0805 | 570.8082 | LED High Bay_LF Baseline | Textiles and Leather | New
| ItrTgsld416 | 33163.715 | 7334.2778 | 0 | 0 | 40497.9928 | 65115.6532 | 65115.6532 | 17974.6992 | 83090.3524 | 83090.3524 | 101065.0516 | 0.4874 | 21173.5824 | 21173.5824 | 1.9127 | 96427.294 | 3.1783 | 632.8521 | LED High Bay_LF Baseline | Transportation Equipment | Turnover
| ItrNgsld416 | 33163.715 | 7334.2778 | 0 | 0 | 40497.9928 | 65115.6532 | 65115.6532 | 17974.6992 | 83090.3524 | 83090.3524 | 101065.0516 | 0.4874 | 21173.5824 | 21173.5824 | 1.9127 | 96427.294 | 3.1783 | 632.8521 | LED High Bay_LF Baseline | Transportation Equipment | New
| IwaTgsld416 | 34241.0375 | 7367.8051 | 0 | 0 | 41608.8426 | 67389.7955 | 67389.7955 | 17974.6992 | 85364.4947 | 85364.4947 | 103339.194 | 0.48743 | 21238.9338 | 21238.9338 | 1.9591 | 99167.2245 | 3.1147 | 605.0903 | LED High Bay_LF Baseline | Water and Wastewater | Turnover
| IwaNgsld416 | 34241.0375 | 7367.8051 | 0 | 0 | 41608.8426 | 67389.7955 | 67389.7955 | 17974.6992 | 85364.4947 | 85364.4947 | 103339.194 | 0.48743 | 21238.9338 | 21238.9338 | 1.9591 | 99167.2245 | 3.1147 | 605.0903 | LED High Bay_LF Baseline | Water and Wastewater | New
| IagTgsld417 | 33163.715 | 7334.2778 | 0 | 0 | 40497.9928 | 65115.6532 | 65115.6532 | 17974.6992 | 83090.3524 | 83090.3524 | 101065.0516 | 0.4874 | 33147.595 | 33147.595 | 1.2217 | 96427.294 | 4.9757 | 1773.3787 | LED Linear - Fixture Replacement | Agriculture and Assembly | Turnover
| IagNgsld417 | 33163.715 | 7334.2778 | 0 | 0 | 40497.9928 | 65115.6532 | 65115.6532 | 17974.6992 | 83090.3524 | 83090.3524 | 101065.0516 | 0.4874 | 33147.595 | 33147.595 | 1.2217 | 96427.294 | 4.9757 | 1773.3787 | LED Linear - Fixture Replacement | Agriculture and Assembly | New
| IchTgsld417 | 33163.715 | 7334.2778 | 0 | 0 | 40497.9928 | 65115.6532 | 65115.6532 | 17974.6992 | 83090.3524 | 83090.3524 | 101065.0516 | 0.4874 | 33147.595 | 33147.595 | 1.2217 | 96427.294 | 4.9757 | 1773.3787 | LED Linear - Fixture Replacement | Chemicals and Plastics | Turnover
| IchNgsld417 | 33163.715 | 7334.2778 | 0 | 0 | 40497.9928 | 65115.6532 | 65115.6532 | 17974.6992 | 83090.3524 | 83090.3524 | 101065.0516 | 0.4874 | 33147.595 | 33147.595 | 1.2217 | 96427.294 | 4.9757 | 1773.3787 | LED Linear - Fixture Replacement | Chemicals and Plastics | New
| IcoTgsld417 | 33163.715 | 7334.2778 | 0 | 0 | 40497.9928 | 65115.6532 | 65115.6532 | 17974.6992 | 83090.3524 | 83090.3524 | 101065.0516 | 0.4874 | 33147.595 | 33147.595 | 1.2217 | 96427.294 | 4.9757 | 1773.3787 | LED Linear - Fixture Replacement | Construction | Turnover
| IcoNgsld417 | 33163.715 | 7334.2778 | 0 | 0 | 40497.9928 | 65115.6532 | 65115.6532 | 17974.6992 | 83090.3524 | 83090.3524 | 101065.0516 | 0.4874 | 33147.595 | 33147.595 | 1.2217 | 96427.294 | 4.9757 | 1773.3787 | LED Linear - Fixture Replacement | Construction | New
| IelTgsld417 | 33163.715 | 7334.2778 | 0 | 0 | 40497.9928 | 65115.6532 | 65115.6532 | 17974.6992 | 83090.3524 | 83090.3524 | 101065.0516 | 0.4874 | 33147.595 | 33147.595 | 1.2217 | 96427.294 | 4.9757 | 1773.3787 | LED Linear - Fixture Replacement | Electrical and Electronic Equip. | Turnover
| IelNgsld417 | 33163.715 | 7334.2778 | 0 | 0 | 40497.9928 | 65115.6532 | 65115.6532 | 17974.6992 | 83090.3524 | 83090.3524 | 101065.0516 | 0.4874 | 33147.595 | 33147.595 | 1.2217 | 96427.294 | 4.9757 | 1773.3787 | LED Linear - Fixture Replacement | Electrical and Electronic Equip. | New
| IluTgsld417 | 33163.715 | 7334.2778 | 0 | 0 | 40497.9928 | 65115.6532 | 65115.6532 | 17974.6992 | 83090.3524 | 83090.3524 | 101065.0516 | 0.4874 | 34470.4479 | 34470.4479 | 1.1749 | 96427.294 | 5.1743 | 1899.3806 | LED Linear - Fixture Replacement | Lumber/Furniture/Pulp/Paper | Turnover
| IluNgsld417 | 33163.715 | 7334.2778 | 0 | 0 | 40497.9928 | 65115.6532 | 65115.6532 | 17974.6992 | 83090.3524 | 83090.3524 | 101065.0516 | 0.4874 | 34470.4479 | 34470.4479 | 1.1749 | 96427.294 | 5.1743 | 1899.3806 | LED Linear - Fixture Replacement | Lumber/Furniture/Pulp/Paper | New
| ImeTgsld417 | 33163.715 | 7334.2778 | 0 | 0 | 40497.9928 | 65115.6532 | 65115.6532 | 17974.6992 | 83090.3524 | 83090.3524 | 101065.0516 | 0.4874 | 33147.595 | 33147.595 | 1.2217 | 96427.294 | 4.9757 | 1773.3787 | LED Linear - Fixture Replacement | Metal Products and Machinery | Turnover
| ImeNgsld417 | 33163.715 | 7334.2778 | 0 | 0 | 40497.9928 | 65115.6532 | 65115.6532 | 17974.6992 | 83090.3524 | 83090.3524 | 101065.0516 | 0.4874 | 33147.595 | 33147.595 | 1.2217 | 96427.294 | 4.9757 | 1773.3787 | LED Linear - Fixture Replacement | Metal Products and Machinery | New
| ImiTgsld417 | 33163.715 | 7334.2778 | 0 | 0 | 40497.9928 | 65115.6532 | 65115.6532 | 17974.6992 | 83090.3524 | 83090.3524 | 101065.0516 | 0.4874 | 33665.3542 | 33665.3542 | 1.203 | 96427.294 | 5.0534 | 1822.6953 | LED Linear - Fixture Replacement | Miscellaneous Manufacturing | Turnover
| ImiNgsld417 | 33163.715 | 7334.2778 | 0 | 0 | 40497.9928 | 65115.6532 | 65115.6532 | 17974.6992 | 83090.3524 | 83090.3524 | 101065.0516 | 0.4874 | 33665.3542 | 33665.3542 | 1.203 | 96427.294 | 5.0534 | 1822.6953 | LED Linear - Fixture Replacement | Miscellaneous Manufacturing | New
| IprTgsld417 | 33163.715 | 7334.2778 | 0 | 0 | 40497.9928 | 65115.6532 | 65115.6532 | 17974.6992 | 83090.3524 | 83090.3524 | 101065.0516 | 0.4874 | 33147.595 | 33147.595 | 1.2217 | 96427.294 | 4.9757 | 1773.3787 | LED Linear - Fixture Replacement | Primary Resources Industries | Turnover
| IprNgsld417 | 33163.715 | 7334.2778 | 0 | 0 | 40497.9928 | 65115.6532 | 65115.6532 | 17974.6992 | 83090.3524 | 83090.3524 | 101065.0516 | 0.4874 | 33147.595 | 33147.595 | 1.2217 | 96427.294 | 4.9757 | 1773.3787 | LED Linear - Fixture Replacement | Primary Resources Industries | New
| IstTgsld417 | 33163.715 | 7334.2778 | 0 | 0 | 40497.9928 | 65115.6532 | 65115.6532 | 17974.6992 | 83090.3524 | 83090.3524 | 101065.0516 | 0.4874 | 33147.595 | 33147.595 | 1.2217 | 96427.294 | 4.9757 | 1773.3787 | LED Linear - Fixture Replacement | Stone/Clay/Glass/Concrete | Turnover
| IstNgsld417 | 33163.715 | 7334.2778 | 0 | 0 | 40497.9928 | 65115.6532 | 65115.6532 | 17974.6992 | 83090.3524 | 83090.3524 | 101065.0516 | 0.4874 | 33147.595 | 33147.595 | 1.2217 | 96427.294 | 4.9757 | 1773.3787 | LED Linear - Fixture Replacement | Stone/Clay/Glass/Concrete | New
| IteTgsld417 | 33163.715 | 7334.2778 | 0 | 0 | 40497.9928 | 65115.6532 | 65115.6532 | 17974.6992 | 83090.3524 | 83090.3524 | 101065.0516 | 0.4874 | 33147.595 | 33147.595 | 1.2217 | 96427.294 | 4.9757 | 1773.3787 | LED Linear - Fixture Replacement | Textiles and Leather | Turnover
| IteNgsld417 | 33163.715 | 7334.2778 | 0 | 0 | 40497.9928 | 65115.6532 | 65115.6532 | 17974.6992 | 83090.3524 | 83090.3524 | 101065.0516 | 0.4874 | 33147.595 | 33147.595 | 1.2217 | 96427.294 | 4.9757 | 1773.3787 | LED Linear - Fixture Replacement | Textiles and Leather | New
| ItrTgsld417 | 33163.715 | 7334.2778 | 0 | 0 | 40497.9928 | 65115.6532 | 65115.6532 | 17974.6992 | 83090.3524 | 83090.3524 | 101065.0516 | 0.4874 | 34200.8248 | 34200.8248 | 1.1841 | 96427.294 | 5.1338 | 1873.699 | LED Linear - Fixture Replacement | Transportation Equipment | Turnover
| ItrNgsld417 | 33163.715 | 7334.2778 | 0 | 0 | 40497.9928 | 65115.6532 | 65115.6532 | 17974.6992 | 83090.3524 | 83090.3524 | 101065.0516 | 0.4874 | 34200.8248 | 34200.8248 | 1.1841 | 96427.294 | 5.1338 | 1873.699 | LED Linear - Fixture Replacement | Transportation Equipment | New
| IwaTgsld417 | 34241.0375 | 7367.8051 | 0 | 0 | 41608.8426 | 67389.7955 | 67389.7955 | 17974.6992 | 85364.4947 | 85364.4947 | 103339.194 | 0.48743 | 34305.2605 | 34305.2605 | 1.2129 | 99167.2245 | 5.031 | 1849.6601 | LED Linear - Fixture Replacement | Water and Wastewater | Turnover
| IwaNgsld417 | 34241.0375 | 7367.8051 | 0 | 0 | 41608.8426 | 67389.7955 | 67389.7955 | 17974.6992 | 85364.4947 | 85364.4947 | 103339.194 | 0.48743 | 34305.2605 | 34305.2605 | 1.2129 | 99167.2245 | 5.031 | 1849.6601 | LED Linear - Fixture Replacement | Water and Wastewater | New
| IagTgsld418 | 33163.715 | 7334.2778 | 0 | 0 | 40497.9928 | 65115.6532 | 65115.6532 | 17974.6992 | 83090.3524 | 83090.3524 | 101065.0516 | 0.4874 | 10758.4491 | 10758.4491 | 3.7643 | 96427.294 | 1.386 | -504.4546 | LED Linear - Lamp Replacement | Agriculture and Assembly | Turnover
| IagNgsld418 | 33163.715 | 7334.2778 | 0 | 0 | 40497.9928 | 65115.6532 | 65115.6532 | 17974.6992 | 83090.3524 | 83090.3524 | 101065.0516 | 0.4874 | 10758.4491 | 10758.4491 | 3.7643 | 96427.294 | 1.386 | -504.4546 | LED Linear - Lamp Replacement | Agriculture and Assembly | New
| IchTgsld418 | 33163.715 | 7334.2778 | 0 | 0 | 40497.9928 | 65115.6532 | 65115.6532 | 17974.6992 | 83090.3524 | 83090.3524 | 101065.0516 | 0.4874 | 10758.4491 | 10758.4491 | 3.7643 | 96427.294 | 1.386 | -504.4546 | LED Linear - Lamp Replacement | Chemicals and Plastics | Turnover
| IchNgsld418 | 33163.715 | 7334.2778 | 0 | 0 | 40497.9928 | 65115.6532 | 65115.6532 | 17974.6992 | 83090.3524 | 83090.3524 | 101065.0516 | 0.4874 | 10758.4491 | 10758.4491 | 3.7643 | 96427.294 | 1.386 | -504.4546 | LED Linear - Lamp Replacement | Chemicals and Plastics | New
| IcoTgsld418 | 33163.715 | 7334.2778 | 0 | 0 | 40497.9928 | 65115.6532 | 65115.6532 | 17974.6992 | 83090.3524 | 83090.3524 | 101065.0516 | 0.4874 | 10758.4491 | 10758.4491 | 3.7643 | 96427.294 | 1.386 | -504.4546 | LED Linear - Lamp Replacement | Construction | Turnover
| IcoNgsld418 | 33163.715 | 7334.2778 | 0 | 0 | 40497.9928 | 65115.6532 | 65115.6532 | 17974.6992 | 83090.3524 | 83090.3524 | 101065.0516 | 0.4874 | 10758.4491 | 10758.4491 | 3.7643 | 96427.294 | 1.386 | -504.4546 | LED Linear - Lamp Replacement | Construction | New
| IelTgsld418 | 33163.715 | 7334.2778 | 0 | 0 | 40497.9928 | 65115.6532 | 65115.6532 | 17974.6992 | 83090.3524 | 83090.3524 | 101065.0516 | 0.4874 | 10758.4491 | 10758.4491 | 3.7643 | 96427.294 | 1.386 | -504.4546 | LED Linear - Lamp Replacement | Electrical and Electronic Equip. | Turnover
| IelNgsld418 | 33163.715 | 7334.2778 | 0 | 0 | 40497.9928 | 65115.6532 | 65115.6532 | 17974.6992 | 83090.3524 | 83090.3524 | 101065.0516 | 0.4874 | 10758.4491 | 10758.4491 | 3.7643 | 96427.294 | 1.386 | -504.4546 | LED Linear - Lamp Replacement | Electrical and Electronic Equip. | New
| IluTgsld418 | 33163.715 | 7334.2778 | 0 | 0 | 40497.9928 | 65115.6532 | 65115.6532 | 17974.6992 | 83090.3524 | 83090.3524 | 101065.0516 | 0.4874 | 11186.317 | 11186.317 | 3.6203 | 96427.294 | 1.4411 | -469.4773 | LED Linear - Lamp Replacement | Lumber/Furniture/Pulp/Paper | Turnover
| IluNgsld418 | 33163.715 | 7334.2778 | 0 | 0 | 40497.9928 | 65115.6532 | 65115.6532 | 17974.6992 | 83090.3524 | 83090.3524 | 101065.0516 | 0.4874 | 11186.317 | 11186.317 | 3.6203 | 96427.294 | 1.4411 | -469.4773 | LED Linear - Lamp Replacement | Lumber/Furniture/Pulp/Paper | New
| ImeTgsld418 | 33163.715 | 7334.2778 | 0 | 0 | 40497.9928 | 65115.6532 | 65115.6532 | 17974.6992 | 83090.3524 | 83090.3524 | 101065.0516 | 0.4874 | 10758.4491 | 10758.4491 | 3.7643 | 96427.294 | 1.386 | -504.4546 | LED Linear - Lamp Replacement | Metal Products and Machinery | Turnover
| ImeNgsld418 | 33163.715 | 7334.2778 | 0 | 0 | 40497.9928 | 65115.6532 | 65115.6532 | 17974.6992 | 83090.3524 | 83090.3524 | 101065.0516 | 0.4874 | 10758.4491 | 10758.4491 | 3.7643 | 96427.294 | 1.386 | -504.4546 | LED Linear - Lamp Replacement | Metal Products and Machinery | New
| ImiTgsld418 | 33163.715 | 7334.2778 | 0 | 0 | 40497.9928 | 65115.6532 | 65115.6532 | 17974.6992 | 83090.3524 | 83090.3524 | 101065.0516 | 0.4874 | 10926.4827 | 10926.4827 | 3.7064 | 96427.294 | 1.4076 | -490.7182 | LED Linear - Lamp Replacement | Miscellaneous Manufacturing | Turnover
| ImiNgsld418 | 33163.715 | 7334.2778 | 0 | 0 | 40497.9928 | 65115.6532 | 65115.6532 | 17974.6992 | 83090.3524 | 83090.3524 | 101065.0516 | 0.4874 | 10926.4827 | 10926.4827 | 3.7064 | 96427.294 | 1.4076 | -490.7182 | LED Linear - Lamp Replacement | Miscellaneous Manufacturing | New
| IprTgsld418 | 33163.715 | 7334.2778 | 0 | 0 | 40497.9928 | 65115.6532 | 65115.6532 | 17974.6992 | 83090.3524 | 83090.3524 | 101065.0516 | 0.4874 | 10758.4491 | 10758.4491 | 3.7643 | 96427.294 | 1.386 | -504.4546 | LED Linear - Lamp Replacement | Primary Resources Industries | Turnover
| IprNgsld418 | 33163.715 | 7334.2778 | 0 | 0 | 40497.9928 | 65115.6532 | 65115.6532 | 17974.6992 | 83090.3524 | 83090.3524 | 101065.0516 | 0.4874 | 10758.4491 | 10758.4491 | 3.7643 | 96427.294 | 1.386 | -504.4546 | LED Linear - Lamp Replacement | Primary Resources Industries | New
| IstTgsld418 | 33163.715 | 7334.2778 | 0 | 0 | 40497.9928 | 65115.6532 | 65115.6532 | 17974.6992 | 83090.3524 | 83090.3524 | 101065.0516 | 0.4874 | 10758.4491 | 10758.4491 | 3.7643 | 96427.294 | 1.386 | -504.4546 | LED Linear - Lamp Replacement | Stone/Clay/Glass/Concrete | Turnover
| IstNgsld418 | 33163.715 | 7334.2778 | 0 | 0 | 40497.9928 | 65115.6532 | 65115.6532 | 17974.6992 | 83090.3524 | 83090.3524 | 101065.0516 | 0.4874 | 10758.4491 | 10758.4491 | 3.7643 | 96427.294 | 1.386 | -504.4546 | LED Linear - Lamp Replacement | Stone/Clay/Glass/Concrete | New
| IteTgsld418 | 33163.715 | 7334.2778 | 0 | 0 | 40497.9928 | 65115.6532 | 65115.6532 | 17974.6992 | 83090.3524 | 83090.3524 | 101065.0516 | 0.4874 | 10758.4491 | 10758.4491 | 3.7643 | 96427.294 | 1.386 | -504.4546 | LED Linear - Lamp Replacement | Textiles and Leather | Turnover
| IteNgsld418 | 33163.715 | 7334.2778 | 0 | 0 | 40497.9928 | 65115.6532 | 65115.6532 | 17974.6992 | 83090.3524 | 83090.3524 | 101065.0516 | 0.4874 | 10758.4491 | 10758.4491 | 3.7643 | 96427.294 | 1.386 | -504.4546 | LED Linear - Lamp Replacement | Textiles and Leather | New
| ItrTgsld418 | 33163.715 | 7334.2778 | 0 | 0 | 40497.9928 | 65115.6532 | 65115.6532 | 17974.6992 | 83090.3524 | 83090.3524 | 101065.0516 | 0.4874 | 11099.8487 | 11099.8487 | 3.6485 | 96427.294 | 1.43 | -476.5459 | LED Linear - Lamp Replacement | Transportation Equipment | Turnover
| ItrNgsld418 | 33163.715 | 7334.2778 | 0 | 0 | 40497.9928 | 65115.6532 | 65115.6532 | 17974.6992 | 83090.3524 | 83090.3524 | 101065.0516 | 0.4874 | 11099.8487 | 11099.8487 | 3.6485 | 96427.294 | 1.43 | -476.5459 | LED Linear - Lamp Replacement | Transportation Equipment | New
| IwaTgsld418 | 34241.0375 | 7367.8051 | 0 | 0 | 41608.8426 | 67389.7955 | 67389.7955 | 17974.6992 | 85364.4947 | 85364.4947 | 103339.194 | 0.48743 | 11134.1838 | 11134.1838 | 3.737 | 99167.2245 | 1.4014 | -507.7256 | LED Linear - Lamp Replacement | Water and Wastewater | Turnover
| IwaNgsld418 | 34241.0375 | 7367.8051 | 0 | 0 | 41608.8426 | 67389.7955 | 67389.7955 | 17974.6992 | 85364.4947 | 85364.4947 | 103339.194 | 0.48743 | 11134.1838 | 11134.1838 | 3.737 | 99167.2245 | 1.4014 | -507.7256 | LED Linear - Lamp Replacement | Water and Wastewater | New
| IagTgsld419 | 33163.715 | 7334.2778 | 0 | 0 | 40497.9928 | 65115.6532 | 65115.6532 | 17974.6992 | 83090.3524 | 83090.3524 | 101065.0516 | 0.4874 | 232889.021 | 232889.021 | 0.17389 | 96427.294 | 26.2317 | 15261.3727 | Light Tube | Agriculture and Assembly | Turnover
| IagNgsld419 | 33163.715 | 7334.2778 | 0 | 0 | 40497.9928 | 65115.6532 | 65115.6532 | 17974.6992 | 83090.3524 | 83090.3524 | 101065.0516 | 0.4874 | 232889.021 | 232889.021 | 0.17389 | 96427.294 | 26.2317 | 15261.3727 | Light Tube | Agriculture and Assembly | New
| IchTgsld419 | 33163.715 | 7334.2778 | 0 | 0 | 40497.9928 | 65115.6532 | 65115.6532 | 17974.6992 | 83090.3524 | 83090.3524 | 101065.0516 | 0.4874 | 232889.021 | 232889.021 | 0.17389 | 96427.294 | 26.2317 | 15261.3727 | Light Tube | Chemicals and Plastics | Turnover
| IchNgsld419 | 33163.715 | 7334.2778 | 0 | 0 | 40497.9928 | 65115.6532 | 65115.6532 | 17974.6992 | 83090.3524 | 83090.3524 | 101065.0516 | 0.4874 | 232889.021 | 232889.021 | 0.17389 | 96427.294 | 26.2317 | 15261.3727 | Light Tube | Chemicals and Plastics | New
| IcoTgsld419 | 33163.715 | 7334.2778 | 0 | 0 | 40497.9928 | 65115.6532 | 65115.6532 | 17974.6992 | 83090.3524 | 83090.3524 | 101065.0516 | 0.4874 | 232889.021 | 232889.021 | 0.17389 | 96427.294 | 26.2317 | 15261.3727 | Light Tube | Construction | Turnover
| IcoNgsld419 | 33163.715 | 7334.2778 | 0 | 0 | 40497.9928 | 65115.6532 | 65115.6532 | 17974.6992 | 83090.3524 | 83090.3524 | 101065.0516 | 0.4874 | 232889.021 | 232889.021 | 0.17389 | 96427.294 | 26.2317 | 15261.3727 | Light Tube | Construction | New
| IelTgsld419 | 33163.715 | 7334.2778 | 0 | 0 | 40497.9928 | 65115.6532 | 65115.6532 | 17974.6992 | 83090.3524 | 83090.3524 | 101065.0516 | 0.4874 | 232889.021 | 232889.021 | 0.17389 | 96427.294 | 26.2317 | 15261.3727 | Light Tube | Electrical and Electronic Equip. | Turnover
| IelNgsld419 | 33163.715 | 7334.2778 | 0 | 0 | 40497.9928 | 65115.6532 | 65115.6532 | 17974.6992 | 83090.3524 | 83090.3524 | 101065.0516 | 0.4874 | 232889.021 | 232889.021 | 0.17389 | 96427.294 | 26.2317 | 15261.3727 | Light Tube | Electrical and Electronic Equip. | New
| IluTgsld419 | 33163.715 | 7334.2778 | 0 | 0 | 40497.9928 | 65115.6532 | 65115.6532 | 17974.6992 | 83090.3524 | 83090.3524 | 101065.0516 | 0.4874 | 242167.3924 | 242167.3924 | 0.16723 | 96427.294 | 27.2768 | 15924.5287 | Light Tube | Lumber/Furniture/Pulp/Paper | Turnover
| IluNgsld419 | 33163.715 | 7334.2778 | 0 | 0 | 40497.9928 | 65115.6532 | 65115.6532 | 17974.6992 | 83090.3524 | 83090.3524 | 101065.0516 | 0.4874 | 242167.3924 | 242167.3924 | 0.16723 | 96427.294 | 27.2768 | 15924.5287 | Light Tube | Lumber/Furniture/Pulp/Paper | New
| ImeTgsld419 | 33163.715 | 7334.2778 | 0 | 0 | 40497.9928 | 65115.6532 | 65115.6532 | 17974.6992 | 83090.3524 | 83090.3524 | 101065.0516 | 0.4874 | 232889.021 | 232889.021 | 0.17389 | 96427.294 | 26.2317 | 15261.3727 | Light Tube | Metal Products and Machinery | Turnover
| ImeNgsld419 | 33163.715 | 7334.2778 | 0 | 0 | 40497.9928 | 65115.6532 | 65115.6532 | 17974.6992 | 83090.3524 | 83090.3524 | 101065.0516 | 0.4874 | 232889.021 | 232889.021 | 0.17389 | 96427.294 | 26.2317 | 15261.3727 | Light Tube | Metal Products and Machinery | New
| ImiTgsld419 | 33163.715 | 7334.2778 | 0 | 0 | 40497.9928 | 65115.6532 | 65115.6532 | 17974.6992 | 83090.3524 | 83090.3524 | 101065.0516 | 0.4874 | 236518.9087 | 236518.9087 | 0.17123 | 96427.294 | 26.6406 | 15520.8133 | Light Tube | Miscellaneous Manufacturing | Turnover
| ImiNgsld419 | 33163.715 | 7334.2778 | 0 | 0 | 40497.9928 | 65115.6532 | 65115.6532 | 17974.6992 | 83090.3524 | 83090.3524 | 101065.0516 | 0.4874 | 236518.9087 | 236518.9087 | 0.17123 | 96427.294 | 26.6406 | 15520.8133 | Light Tube | Miscellaneous Manufacturing | New
| IprTgsld419 | 33163.715 | 7334.2778 | 0 | 0 | 40497.9928 | 65115.6532 | 65115.6532 | 17974.6992 | 83090.3524 | 83090.3524 | 101065.0516 | 0.4874 | 232889.021 | 232889.021 | 0.17389 | 96427.294 | 26.2317 | 15261.3727 | Light Tube | Primary Resources Industries | Turnover
| IprNgsld419 | 33163.715 | 7334.2778 | 0 | 0 | 40497.9928 | 65115.6532 | 65115.6532 | 17974.6992 | 83090.3524 | 83090.3524 | 101065.0516 | 0.4874 | 232889.021 | 232889.021 | 0.17389 | 96427.294 | 26.2317 | 15261.3727 | Light Tube | Primary Resources Industries | New
| IstTgsld419 | 33163.715 | 7334.2778 | 0 | 0 | 40497.9928 | 65115.6532 | 65115.6532 | 17974.6992 | 83090.3524 | 83090.3524 | 101065.0516 | 0.4874 | 232889.021 | 232889.021 | 0.17389 | 96427.294 | 26.2317 | 15261.3727 | Light Tube | Stone/Clay/Glass/Concrete | Turnover
| IstNgsld419 | 33163.715 | 7334.2778 | 0 | 0 | 40497.9928 | 65115.6532 | 65115.6532 | 17974.6992 | 83090.3524 | 83090.3524 | 101065.0516 | 0.4874 | 232889.021 | 232889.021 | 0.17389 | 96427.294 | 26.2317 | 15261.3727 | Light Tube | Stone/Clay/Glass/Concrete | New
| IteTgsld419 | 33163.715 | 7334.2778 | 0 | 0 | 40497.9928 | 65115.6532 | 65115.6532 | 17974.6992 | 83090.3524 | 83090.3524 | 101065.0516 | 0.4874 | 232889.021 | 232889.021 | 0.17389 | 96427.294 | 26.2317 | 15261.3727 | Light Tube | Textiles and Leather | Turnover
| IteNgsld419 | 33163.715 | 7334.2778 | 0 | 0 | 40497.9928 | 65115.6532 | 65115.6532 | 17974.6992 | 83090.3524 | 83090.3524 | 101065.0516 | 0.4874 | 232889.021 | 232889.021 | 0.17389 | 96427.294 | 26.2317 | 15261.3727 | Light Tube | Textiles and Leather | New
| ItrTgsld419 | 33163.715 | 7334.2778 | 0 | 0 | 40497.9928 | 65115.6532 | 65115.6532 | 17974.6992 | 83090.3524 | 83090.3524 | 101065.0516 | 0.4874 | 312358.565 | 312358.565 | 0.12965 | 96427.294 | 35.1829 | 20941.311 | Light Tube | Transportation Equipment | Turnover
| ItrNgsld419 | 33163.715 | 7334.2778 | 0 | 0 | 40497.9928 | 65115.6532 | 65115.6532 | 17974.6992 | 83090.3524 | 83090.3524 | 101065.0516 | 0.4874 | 312358.565 | 312358.565 | 0.12965 | 96427.294 | 35.1829 | 20941.311 | Light Tube | Transportation Equipment | New
| IwaTgsld419 | 33163.715 | 7334.2778 | 0 | 0 | 40497.9928 | 65115.6532 | 65115.6532 | 17974.6992 | 83090.3524 | 83090.3524 | 101065.0516 | 0.4874 | 232889.021 | 232889.021 | 0.17389 | 96427.294 | 26.2317 | 15261.3727 | Light Tube | Water and Wastewater | Turnover
| IwaNgsld419 | 33163.715 | 7334.2778 | 0 | 0 | 40497.9928 | 65115.6532 | 65115.6532 | 17974.6992 | 83090.3524 | 83090.3524 | 101065.0516 | 0.4874 | 232889.021 | 232889.021 | 0.17389 | 96427.294 | 26.2317 | 15261.3727 | Light Tube | Water and Wastewater | New
| IagEgsld501 | 34241.7208 | 7368.3527 | 0 | 0 | 41610.0735 | 67389.7955 | 67389.7955 | 17324.0762 | 84713.8717 | 84713.8717 | 102037.9479 | 0.49118 | 22402.9034 | 22402.9034 | 1.8574 | 98516.6016 | 3.3237 | 730.8288 | VFD on HVAC Fan | Agriculture and Assembly | Existing
| IagNgsld501 | 34241.7208 | 7368.3527 | 0 | 0 | 41610.0735 | 67389.7955 | 67389.7955 | 17324.0762 | 84713.8717 | 84713.8717 | 102037.9479 | 0.49118 | 22402.9034 | 22402.9034 | 1.8574 | 98516.6016 | 3.3237 | 730.8288 | VFD on HVAC Fan | Agriculture and Assembly | New
| IchEgsld501 | 34241.7208 | 7368.3527 | 0 | 0 | 41610.0735 | 67389.7955 | 67389.7955 | 17324.0762 | 84713.8717 | 84713.8717 | 102037.9479 | 0.49118 | 22402.9034 | 22402.9034 | 1.8574 | 98516.6016 | 3.3237 | 730.8288 | VFD on HVAC Fan | Chemicals and Plastics | Existing
| IchNgsld501 | 34241.7208 | 7368.3527 | 0 | 0 | 41610.0735 | 67389.7955 | 67389.7955 | 17324.0762 | 84713.8717 | 84713.8717 | 102037.9479 | 0.49118 | 22402.9034 | 22402.9034 | 1.8574 | 98516.6016 | 3.3237 | 730.8288 | VFD on HVAC Fan | Chemicals and Plastics | New
| IcoEgsld501 | 34241.7208 | 7368.3527 | 0 | 0 | 41610.0735 | 67389.7955 | 67389.7955 | 17324.0762 | 84713.8717 | 84713.8717 | 102037.9479 | 0.49118 | 22402.9034 | 22402.9034 | 1.8574 | 98516.6016 | 3.3237 | 730.8288 | VFD on HVAC Fan | Construction | Existing
| IcoNgsld501 | 34241.7208 | 7368.3527 | 0 | 0 | 41610.0735 | 67389.7955 | 67389.7955 | 17324.0762 | 84713.8717 | 84713.8717 | 102037.9479 | 0.49118 | 22402.9034 | 22402.9034 | 1.8574 | 98516.6016 | 3.3237 | 730.8288 | VFD on HVAC Fan | Construction | New
| IelEgsld501 | 34241.7208 | 7368.3527 | 0 | 0 | 41610.0735 | 67389.7955 | 67389.7955 | 17324.0762 | 84713.8717 | 84713.8717 | 102037.9479 | 0.49118 | 22402.9034 | 22402.9034 | 1.8574 | 98516.6016 | 3.3237 | 730.8288 | VFD on HVAC Fan | Electrical and Electronic Equip. | Existing
| IelNgsld501 | 34241.7208 | 7368.3527 | 0 | 0 | 41610.0735 | 67389.7955 | 67389.7955 | 17324.0762 | 84713.8717 | 84713.8717 | 102037.9479 | 0.49118 | 22402.9034 | 22402.9034 | 1.8574 | 98516.6016 | 3.3237 | 730.8288 | VFD on HVAC Fan | Electrical and Electronic Equip. | New
| IluEgsld501 | 34241.7208 | 7368.3527 | 0 | 0 | 41610.0735 | 67389.7955 | 67389.7955 | 17324.0762 | 84713.8717 | 84713.8717 | 102037.9479 | 0.49118 | 22402.9034 | 22402.9034 | 1.8574 | 98516.6016 | 3.3237 | 730.8288 | VFD on HVAC Fan | Lumber/Furniture/Pulp/Paper | Existing
| IluNgsld501 | 34241.7208 | 7368.3527 | 0 | 0 | 41610.0735 | 67389.7955 | 67389.7955 | 17324.0762 | 84713.8717 | 84713.8717 | 102037.9479 | 0.49118 | 22402.9034 | 22402.9034 | 1.8574 | 98516.6016 | 3.3237 | 730.8288 | VFD on HVAC Fan | Lumber/Furniture/Pulp/Paper | New
| ImeEgsld501 | 34241.7208 | 7368.3527 | 0 | 0 | 41610.0735 | 67389.7955 | 67389.7955 | 17324.0762 | 84713.8717 | 84713.8717 | 102037.9479 | 0.49118 | 22402.9034 | 22402.9034 | 1.8574 | 98516.6016 | 3.3237 | 730.8288 | VFD on HVAC Fan | Metal Products and Machinery | Existing
| ImeNgsld501 | 34241.7208 | 7368.3527 | 0 | 0 | 41610.0735 | 67389.7955 | 67389.7955 | 17324.0762 | 84713.8717 | 84713.8717 | 102037.9479 | 0.49118 | 22402.9034 | 22402.9034 | 1.8574 | 98516.6016 | 3.3237 | 730.8288 | VFD on HVAC Fan | Metal Products and Machinery | New
| ImiEgsld501 | 34241.7208 | 7368.3527 | 0 | 0 | 41610.0735 | 67389.7955 | 67389.7955 | 17324.0762 | 84713.8717 | 84713.8717 | 102037.9479 | 0.49118 | 22402.9034 | 22402.9034 | 1.8574 | 98516.6016 | 3.3237 | 730.8288 | VFD on HVAC Fan | Miscellaneous Manufacturing | Existing
| ImiNgsld501 | 34241.7208 | 7368.3527 | 0 | 0 | 41610.0735 | 67389.7955 | 67389.7955 | 17324.0762 | 84713.8717 | 84713.8717 | 102037.9479 | 0.49118 | 22402.9034 | 22402.9034 | 1.8574 | 98516.6016 | 3.3237 | 730.8288 | VFD on HVAC Fan | Miscellaneous Manufacturing | New
| IprEgsld501 | 34241.7208 | 7368.3527 | 0 | 0 | 41610.0735 | 67389.7955 | 67389.7955 | 17324.0762 | 84713.8717 | 84713.8717 | 102037.9479 | 0.49118 | 22402.9034 | 22402.9034 | 1.8574 | 98516.6016 | 3.3237 | 730.8288 | VFD on HVAC Fan | Primary Resources Industries | Existing
| IprNgsld501 | 34241.7208 | 7368.3527 | 0 | 0 | 41610.0735 | 67389.7955 | 67389.7955 | 17324.0762 | 84713.8717 | 84713.8717 | 102037.9479 | 0.49118 | 22402.9034 | 22402.9034 | 1.8574 | 98516.6016 | 3.3237 | 730.8288 | VFD on HVAC Fan | Primary Resources Industries | New
| IstEgsld501 | 34241.7208 | 7368.3527 | 0 | 0 | 41610.0735 | 67389.7955 | 67389.7955 | 17324.0762 | 84713.8717 | 84713.8717 | 102037.9479 | 0.49118 | 22402.9034 | 22402.9034 | 1.8574 | 98516.6016 | 3.3237 | 730.8288 | VFD on HVAC Fan | Stone/Clay/Glass/Concrete | Existing
| IstNgsld501 | 34241.7208 | 7368.3527 | 0 | 0 | 41610.0735 | 67389.7955 | 67389.7955 | 17324.0762 | 84713.8717 | 84713.8717 | 102037.9479 | 0.49118 | 22402.9034 | 22402.9034 | 1.8574 | 98516.6016 | 3.3237 | 730.8288 | VFD on HVAC Fan | Stone/Clay/Glass/Concrete | New
| IteEgsld501 | 34241.7208 | 7368.3527 | 0 | 0 | 41610.0735 | 67389.7955 | 67389.7955 | 17324.0762 | 84713.8717 | 84713.8717 | 102037.9479 | 0.49118 | 22402.9034 | 22402.9034 | 1.8574 | 98516.6016 | 3.3237 | 730.8288 | VFD on HVAC Fan | Textiles and Leather | Existing
| IteNgsld501 | 34241.7208 | 7368.3527 | 0 | 0 | 41610.0735 | 67389.7955 | 67389.7955 | 17324.0762 | 84713.8717 | 84713.8717 | 102037.9479 | 0.49118 | 22402.9034 | 22402.9034 | 1.8574 | 98516.6016 | 3.3237 | 730.8288 | VFD on HVAC Fan | Textiles and Leather | New
| ItrEgsld501 | 34241.7208 | 7368.3527 | 0 | 0 | 41610.0735 | 67389.7955 | 67389.7955 | 17324.0762 | 84713.8717 | 84713.8717 | 102037.9479 | 0.49118 | 22402.9034 | 22402.9034 | 1.8574 | 98516.6016 | 3.3237 | 730.8288 | VFD on HVAC Fan | Transportation Equipment | Existing
| ItrNgsld501 | 34241.7208 | 7368.3527 | 0 | 0 | 41610.0735 | 67389.7955 | 67389.7955 | 17324.0762 | 84713.8717 | 84713.8717 | 102037.9479 | 0.49118 | 22402.9034 | 22402.9034 | 1.8574 | 98516.6016 | 3.3237 | 730.8288 | VFD on HVAC Fan | Transportation Equipment | New
| IwaEgsld501 | 33164.3952 | 7334.8229 | 0 | 0 | 40499.2181 | 65115.6532 | 65115.6532 | 17324.0762 | 82439.7294 | 82439.7294 | 99763.8055 | 0.49126 | 21646.8915 | 21646.8915 | 1.8709 | 95776.671 | 3.2881 | 692.8054 | VFD on HVAC Fan | Water and Wastewater | Existing
| IwaNgsld501 | 33164.3952 | 7334.8229 | 0 | 0 | 40499.2181 | 65115.6532 | 65115.6532 | 17324.0762 | 82439.7294 | 82439.7294 | 99763.8055 | 0.49126 | 21646.8915 | 21646.8915 | 1.8709 | 95776.671 | 3.2881 | 692.8054 | VFD on HVAC Fan | Water and Wastewater | New
| IagTgsld502 | 34241.7208 | 7368.3527 | 0 | 0 | 41610.0735 | 67389.7955 | 67389.7955 | 17324.0762 | 84713.8717 | 84713.8717 | 102037.9479 | 0.49118 | 22529.6864 | 22529.6864 | 1.8469 | 98516.6016 | 2.5081 | 207.2161 | High Volume Low Speed Fan (HVLS) | Agriculture and Assembly | Turnover
| IagNgsld502 | 34241.7208 | 7368.3527 | 0 | 0 | 41610.0735 | 67389.7955 | 67389.7955 | 17324.0762 | 84713.8717 | 84713.8717 | 102037.9479 | 0.49118 | 22529.6864 | 22529.6864 | 1.8469 | 98516.6016 | 2.5081 | 207.2161 | High Volume Low Speed Fan (HVLS) | Agriculture and Assembly | New
| IchTgsld502 | 34241.7208 | 7368.3527 | 0 | 0 | 41610.0735 | 67389.7955 | 67389.7955 | 17324.0762 | 84713.8717 | 84713.8717 | 102037.9479 | 0.49118 | 22529.6864 | 22529.6864 | 1.8469 | 98516.6016 | 2.5081 | 207.2161 | High Volume Low Speed Fan (HVLS) | Chemicals and Plastics | Turnover
| IchNgsld502 | 34241.7208 | 7368.3527 | 0 | 0 | 41610.0735 | 67389.7955 | 67389.7955 | 17324.0762 | 84713.8717 | 84713.8717 | 102037.9479 | 0.49118 | 22529.6864 | 22529.6864 | 1.8469 | 98516.6016 | 2.5081 | 207.2161 | High Volume Low Speed Fan (HVLS) | Chemicals and Plastics | New
| IcoTgsld502 | 34241.7208 | 7368.3527 | 0 | 0 | 41610.0735 | 67389.7955 | 67389.7955 | 17324.0762 | 84713.8717 | 84713.8717 | 102037.9479 | 0.49118 | 22529.6864 | 22529.6864 | 1.8469 | 98516.6016 | 2.5081 | 207.2161 | High Volume Low Speed Fan (HVLS) | Construction | Turnover
| IcoNgsld502 | 34241.7208 | 7368.3527 | 0 | 0 | 41610.0735 | 67389.7955 | 67389.7955 | 17324.0762 | 84713.8717 | 84713.8717 | 102037.9479 | 0.49118 | 22529.6864 | 22529.6864 | 1.8469 | 98516.6016 | 2.5081 | 207.2161 | High Volume Low Speed Fan (HVLS) | Construction | New
| IelTgsld502 | 34241.7208 | 7368.3527 | 0 | 0 | 41610.0735 | 67389.7955 | 67389.7955 | 17324.0762 | 84713.8717 | 84713.8717 | 102037.9479 | 0.49118 | 22529.6864 | 22529.6864 | 1.8469 | 98516.6016 | 2.5081 | 207.2161 | High Volume Low Speed Fan (HVLS) | Electrical and Electronic Equip. | Turnover
| IelNgsld502 | 34241.7208 | 7368.3527 | 0 | 0 | 41610.0735 | 67389.7955 | 67389.7955 | 17324.0762 | 84713.8717 | 84713.8717 | 102037.9479 | 0.49118 | 22529.6864 | 22529.6864 | 1.8469 | 98516.6016 | 2.5081 | 207.2161 | High Volume Low Speed Fan (HVLS) | Electrical and Electronic Equip. | New
| IluTgsld502 | 34241.7208 | 7368.3527 | 0 | 0 | 41610.0735 | 67389.7955 | 67389.7955 | 17324.0762 | 84713.8717 | 84713.8717 | 102037.9479 | 0.49118 | 23430.8647 | 23430.8647 | 1.7759 | 98516.6016 | 2.6085 | 271.6262 | High Volume Low Speed Fan (HVLS) | Lumber/Furniture/Pulp/Paper | Turnover
| IluNgsld502 | 34241.7208 | 7368.3527 | 0 | 0 | 41610.0735 | 67389.7955 | 67389.7955 | 17324.0762 | 84713.8717 | 84713.8717 | 102037.9479 | 0.49118 | 23430.8647 | 23430.8647 | 1.7759 | 98516.6016 | 2.6085 | 271.6262 | High Volume Low Speed Fan (HVLS) | Lumber/Furniture/Pulp/Paper | New
| ImeTgsld502 | 34241.7208 | 7368.3527 | 0 | 0 | 41610.0735 | 67389.7955 | 67389.7955 | 17324.0762 | 84713.8717 | 84713.8717 | 102037.9479 | 0.49118 | 22529.6864 | 22529.6864 | 1.8469 | 98516.6016 | 2.5081 | 207.2161 | High Volume Low Speed Fan (HVLS) | Metal Products and Machinery | Turnover
| ImeNgsld502 | 34241.7208 | 7368.3527 | 0 | 0 | 41610.0735 | 67389.7955 | 67389.7955 | 17324.0762 | 84713.8717 | 84713.8717 | 102037.9479 | 0.49118 | 22529.6864 | 22529.6864 | 1.8469 | 98516.6016 | 2.5081 | 207.2161 | High Volume Low Speed Fan (HVLS) | Metal Products and Machinery | New
| ImiTgsld502 | 34241.7208 | 7368.3527 | 0 | 0 | 41610.0735 | 67389.7955 | 67389.7955 | 17324.0762 | 84713.8717 | 84713.8717 | 102037.9479 | 0.49118 | 22881.7073 | 22881.7073 | 1.8185 | 98516.6016 | 2.5473 | 232.3762 | High Volume Low Speed Fan (HVLS) | Miscellaneous Manufacturing | Turnover
| ImiNgsld502 | 34241.7208 | 7368.3527 | 0 | 0 | 41610.0735 | 67389.7955 | 67389.7955 | 17324.0762 | 84713.8717 | 84713.8717 | 102037.9479 | 0.49118 | 22881.7073 | 22881.7073 | 1.8185 | 98516.6016 | 2.5473 | 232.3762 | High Volume Low Speed Fan (HVLS) | Miscellaneous Manufacturing | New
| IprTgsld502 | 34241.7208 | 7368.3527 | 0 | 0 | 41610.0735 | 67389.7955 | 67389.7955 | 17324.0762 | 84713.8717 | 84713.8717 | 102037.9479 | 0.49118 | 22529.6864 | 22529.6864 | 1.8469 | 98516.6016 | 2.5081 | 207.2161 | High Volume Low Speed Fan (HVLS) | Primary Resources Industries | Turnover
| IprNgsld502 | 34241.7208 | 7368.3527 | 0 | 0 | 41610.0735 | 67389.7955 | 67389.7955 | 17324.0762 | 84713.8717 | 84713.8717 | 102037.9479 | 0.49118 | 22529.6864 | 22529.6864 | 1.8469 | 98516.6016 | 2.5081 | 207.2161 | High Volume Low Speed Fan (HVLS) | Primary Resources Industries | New
| IstTgsld502 | 34241.7208 | 7368.3527 | 0 | 0 | 41610.0735 | 67389.7955 | 67389.7955 | 17324.0762 | 84713.8717 | 84713.8717 | 102037.9479 | 0.49118 | 22529.6864 | 22529.6864 | 1.8469 | 98516.6016 | 2.5081 | 207.2161 | High Volume Low Speed Fan (HVLS) | Stone/Clay/Glass/Concrete | Turnover
| IstNgsld502 | 34241.7208 | 7368.3527 | 0 | 0 | 41610.0735 | 67389.7955 | 67389.7955 | 17324.0762 | 84713.8717 | 84713.8717 | 102037.9479 | 0.49118 | 22529.6864 | 22529.6864 | 1.8469 | 98516.6016 | 2.5081 | 207.2161 | High Volume Low Speed Fan (HVLS) | Stone/Clay/Glass/Concrete | New
| IteTgsld502 | 34241.7208 | 7368.3527 | 0 | 0 | 41610.0735 | 67389.7955 | 67389.7955 | 17324.0762 | 84713.8717 | 84713.8717 | 102037.9479 | 0.49118 | 22529.6864 | 22529.6864 | 1.8469 | 98516.6016 | 2.5081 | 207.2161 | High Volume Low Speed Fan (HVLS) | Textiles and Leather | Turnover
| IteNgsld502 | 34241.7208 | 7368.3527 | 0 | 0 | 41610.0735 | 67389.7955 | 67389.7955 | 17324.0762 | 84713.8717 | 84713.8717 | 102037.9479 | 0.49118 | 22529.6864 | 22529.6864 | 1.8469 | 98516.6016 | 2.5081 | 207.2161 | High Volume Low Speed Fan (HVLS) | Textiles and Leather | New
| ItrTgsld502 | 34241.7208 | 7368.3527 | 0 | 0 | 41610.0735 | 67389.7955 | 67389.7955 | 17324.0762 | 84713.8717 | 84713.8717 | 102037.9479 | 0.49118 | 23244.915 | 23244.915 | 1.7901 | 98516.6016 | 2.5878 | 258.3357 | High Volume Low Speed Fan (HVLS) | Transportation Equipment | Turnover
| ItrNgsld502 | 34241.7208 | 7368.3527 | 0 | 0 | 41610.0735 | 67389.7955 | 67389.7955 | 17324.0762 | 84713.8717 | 84713.8717 | 102037.9479 | 0.49118 | 23244.915 | 23244.915 | 1.7901 | 98516.6016 | 2.5878 | 258.3357 | High Volume Low Speed Fan (HVLS) | Transportation Equipment | New
| IwaTgsld502 | 33164.3952 | 7334.8229 | 0 | 0 | 40499.2181 | 65115.6532 | 65115.6532 | 17324.0762 | 82439.7294 | 82439.7294 | 99763.8055 | 0.49126 | 21769.3978 | 21769.3978 | 1.8604 | 95776.671 | 2.4813 | 186.8625 | High Volume Low Speed Fan (HVLS) | Water and Wastewater | Turnover
| IwaNgsld502 | 33164.3952 | 7334.8229 | 0 | 0 | 40499.2181 | 65115.6532 | 65115.6532 | 17324.0762 | 82439.7294 | 82439.7294 | 99763.8055 | 0.49126 | 21769.3978 | 21769.3978 | 1.8604 | 95776.671 | 2.4813 | 186.8625 | High Volume Low Speed Fan (HVLS) | Water and Wastewater | New
| IagTgsld601 | 34241.7208 | 7368.3527 | 0 | 0 | 41610.0735 | 67389.7955 | 67389.7955 | 17324.0762 | 84713.8717 | 84713.8717 | 102037.9479 | 0.49118 | 35623.9822 | 35623.9822 | 1.168 | 98516.6016 | 3.9659 | 1143.1065 | Low Energy Livestock Waterer | Agriculture and Assembly | Turnover
| IagNgsld601 | 34241.7208 | 7368.3527 | 0 | 0 | 41610.0735 | 67389.7955 | 67389.7955 | 17324.0762 | 84713.8717 | 84713.8717 | 102037.9479 | 0.49118 | 35623.9822 | 35623.9822 | 1.168 | 98516.6016 | 3.9659 | 1143.1065 | Low Energy Livestock Waterer | Agriculture and Assembly | New
| IchTgsld601 | 34241.7208 | 7368.3527 | 0 | 0 | 41610.0735 | 67389.7955 | 67389.7955 | 17324.0762 | 84713.8717 | 84713.8717 | 102037.9479 | 0.49118 | 35623.9822 | 35623.9822 | 1.168 | 98516.6016 | 3.9659 | 1143.1065 | Low Energy Livestock Waterer | Chemicals and Plastics | Turnover
| IchNgsld601 | 34241.7208 | 7368.3527 | 0 | 0 | 41610.0735 | 67389.7955 | 67389.7955 | 17324.0762 | 84713.8717 | 84713.8717 | 102037.9479 | 0.49118 | 35623.9822 | 35623.9822 | 1.168 | 98516.6016 | 3.9659 | 1143.1065 | Low Energy Livestock Waterer | Chemicals and Plastics | New
| IcoTgsld601 | 34241.7208 | 7368.3527 | 0 | 0 | 41610.0735 | 67389.7955 | 67389.7955 | 17324.0762 | 84713.8717 | 84713.8717 | 102037.9479 | 0.49118 | 35623.9822 | 35623.9822 | 1.168 | 98516.6016 | 3.9659 | 1143.1065 | Low Energy Livestock Waterer | Construction | Turnover
| IcoNgsld601 | 34241.7208 | 7368.3527 | 0 | 0 | 41610.0735 | 67389.7955 | 67389.7955 | 17324.0762 | 84713.8717 | 84713.8717 | 102037.9479 | 0.49118 | 35623.9822 | 35623.9822 | 1.168 | 98516.6016 | 3.9659 | 1143.1065 | Low Energy Livestock Waterer | Construction | New
| IelTgsld601 | 34241.7208 | 7368.3527 | 0 | 0 | 41610.0735 | 67389.7955 | 67389.7955 | 17324.0762 | 84713.8717 | 84713.8717 | 102037.9479 | 0.49118 | 35623.9822 | 35623.9822 | 1.168 | 98516.6016 | 3.9659 | 1143.1065 | Low Energy Livestock Waterer | Electrical and Electronic Equip. | Turnover
| IelNgsld601 | 34241.7208 | 7368.3527 | 0 | 0 | 41610.0735 | 67389.7955 | 67389.7955 | 17324.0762 | 84713.8717 | 84713.8717 | 102037.9479 | 0.49118 | 35623.9822 | 35623.9822 | 1.168 | 98516.6016 | 3.9659 | 1143.1065 | Low Energy Livestock Waterer | Electrical and Electronic Equip. | New
| IluTgsld601 | 34241.7208 | 7368.3527 | 0 | 0 | 41610.0735 | 67389.7955 | 67389.7955 | 17324.0762 | 84713.8717 | 84713.8717 | 102037.9479 | 0.49118 | 35623.9822 | 35623.9822 | 1.168 | 98516.6016 | 3.9659 | 1143.1065 | Low Energy Livestock Waterer | Lumber/Furniture/Pulp/Paper | Turnover
| IluNgsld601 | 34241.7208 | 7368.3527 | 0 | 0 | 41610.0735 | 67389.7955 | 67389.7955 | 17324.0762 | 84713.8717 | 84713.8717 | 102037.9479 | 0.49118 | 35623.9822 | 35623.9822 | 1.168 | 98516.6016 | 3.9659 | 1143.1065 | Low Energy Livestock Waterer | Lumber/Furniture/Pulp/Paper | New
| ImeTgsld601 | 34241.7208 | 7368.3527 | 0 | 0 | 41610.0735 | 67389.7955 | 67389.7955 | 17324.0762 | 84713.8717 | 84713.8717 | 102037.9479 | 0.49118 | 35623.9822 | 35623.9822 | 1.168 | 98516.6016 | 3.9659 | 1143.1065 | Low Energy Livestock Waterer | Metal Products and Machinery | Turnover
| ImeNgsld601 | 34241.7208 | 7368.3527 | 0 | 0 | 41610.0735 | 67389.7955 | 67389.7955 | 17324.0762 | 84713.8717 | 84713.8717 | 102037.9479 | 0.49118 | 35623.9822 | 35623.9822 | 1.168 | 98516.6016 | 3.9659 | 1143.1065 | Low Energy Livestock Waterer | Metal Products and Machinery | New
| ImiTgsld601 | 34241.7208 | 7368.3527 | 0 | 0 | 41610.0735 | 67389.7955 | 67389.7955 | 17324.0762 | 84713.8717 | 84713.8717 | 102037.9479 | 0.49118 | 35623.9822 | 35623.9822 | 1.168 | 98516.6016 | 3.9659 | 1143.1065 | Low Energy Livestock Waterer | Miscellaneous Manufacturing | Turnover
| ImiNgsld601 | 34241.7208 | 7368.3527 | 0 | 0 | 41610.0735 | 67389.7955 | 67389.7955 | 17324.0762 | 84713.8717 | 84713.8717 | 102037.9479 | 0.49118 | 35623.9822 | 35623.9822 | 1.168 | 98516.6016 | 3.9659 | 1143.1065 | Low Energy Livestock Waterer | Miscellaneous Manufacturing | New
| IprTgsld601 | 34241.7208 | 7368.3527 | 0 | 0 | 41610.0735 | 67389.7955 | 67389.7955 | 17324.0762 | 84713.8717 | 84713.8717 | 102037.9479 | 0.49118 | 35623.9822 | 35623.9822 | 1.168 | 98516.6016 | 3.9659 | 1143.1065 | Low Energy Livestock Waterer | Primary Resources Industries | Turnover
| IprNgsld601 | 34241.7208 | 7368.3527 | 0 | 0 | 41610.0735 | 67389.7955 | 67389.7955 | 17324.0762 | 84713.8717 | 84713.8717 | 102037.9479 | 0.49118 | 35623.9822 | 35623.9822 | 1.168 | 98516.6016 | 3.9659 | 1143.1065 | Low Energy Livestock Waterer | Primary Resources Industries | New
| IstTgsld601 | 34241.7208 | 7368.3527 | 0 | 0 | 41610.0735 | 67389.7955 | 67389.7955 | 17324.0762 | 84713.8717 | 84713.8717 | 102037.9479 | 0.49118 | 35623.9822 | 35623.9822 | 1.168 | 98516.6016 | 3.9659 | 1143.1065 | Low Energy Livestock Waterer | Stone/Clay/Glass/Concrete | Turnover
| IstNgsld601 | 34241.7208 | 7368.3527 | 0 | 0 | 41610.0735 | 67389.7955 | 67389.7955 | 17324.0762 | 84713.8717 | 84713.8717 | 102037.9479 | 0.49118 | 35623.9822 | 35623.9822 | 1.168 | 98516.6016 | 3.9659 | 1143.1065 | Low Energy Livestock Waterer | Stone/Clay/Glass/Concrete | New
| IteTgsld601 | 34241.7208 | 7368.3527 | 0 | 0 | 41610.0735 | 67389.7955 | 67389.7955 | 17324.0762 | 84713.8717 | 84713.8717 | 102037.9479 | 0.49118 | 35623.9822 | 35623.9822 | 1.168 | 98516.6016 | 3.9659 | 1143.1065 | Low Energy Livestock Waterer | Textiles and Leather | Turnover
| IteNgsld601 | 34241.7208 | 7368.3527 | 0 | 0 | 41610.0735 | 67389.7955 | 67389.7955 | 17324.0762 | 84713.8717 | 84713.8717 | 102037.9479 | 0.49118 | 35623.9822 | 35623.9822 | 1.168 | 98516.6016 | 3.9659 | 1143.1065 | Low Energy Livestock Waterer | Textiles and Leather | New
| ItrTgsld601 | 34241.7208 | 7368.3527 | 0 | 0 | 41610.0735 | 67389.7955 | 67389.7955 | 17324.0762 | 84713.8717 | 84713.8717 | 102037.9479 | 0.49118 | 35623.9822 | 35623.9822 | 1.168 | 98516.6016 | 3.9659 | 1143.1065 | Low Energy Livestock Waterer | Transportation Equipment | Turnover
| ItrNgsld601 | 34241.7208 | 7368.3527 | 0 | 0 | 41610.0735 | 67389.7955 | 67389.7955 | 17324.0762 | 84713.8717 | 84713.8717 | 102037.9479 | 0.49118 | 35623.9822 | 35623.9822 | 1.168 | 98516.6016 | 3.9659 | 1143.1065 | Low Energy Livestock Waterer | Transportation Equipment | New
| IwaTgsld601 | 34133.4209 | 7366.3808 | 0 | 0 | 41499.8017 | 67143.7754 | 67143.7754 | 17324.0762 | 84467.8516 | 84467.8516 | 101791.9277 | 0.49131 | 35493.931 | 35493.931 | 1.1692 | 98220.1918 | 3.9614 | 1137.488 | Low Energy Livestock Waterer | Water and Wastewater | Turnover
| IwaNgsld601 | 34133.4209 | 7366.3808 | 0 | 0 | 41499.8017 | 67143.7754 | 67143.7754 | 17324.0762 | 84467.8516 | 84467.8516 | 101791.9277 | 0.49131 | 35493.931 | 35493.931 | 1.1692 | 98220.1918 | 3.9614 | 1137.488 | Low Energy Livestock Waterer | Water and Wastewater | New
| IagEgsld602 | 34241.7208 | 7368.3527 | 0 | 0 | 41610.0735 | 67389.7955 | 67389.7955 | 17324.0762 | 84713.8717 | 84713.8717 | 102037.9479 | 0.49118 | 22024.7231 | 22024.7231 | 1.8892 | 98516.6016 | 3.2676 | 694.8072 | VFD on process pump | Agriculture and Assembly | Existing
| IagNgsld602 | 34241.7208 | 7368.3527 | 0 | 0 | 41610.0735 | 67389.7955 | 67389.7955 | 17324.0762 | 84713.8717 | 84713.8717 | 102037.9479 | 0.49118 | 22024.7231 | 22024.7231 | 1.8892 | 98516.6016 | 3.2676 | 694.8072 | VFD on process pump | Agriculture and Assembly | New
| IchEgsld602 | 34241.7208 | 7368.3527 | 0 | 0 | 41610.0735 | 67389.7955 | 67389.7955 | 17324.0762 | 84713.8717 | 84713.8717 | 102037.9479 | 0.49118 | 22024.7231 | 22024.7231 | 1.8892 | 98516.6016 | 3.2676 | 694.8072 | VFD on process pump | Chemicals and Plastics | Existing
| IchNgsld602 | 34241.7208 | 7368.3527 | 0 | 0 | 41610.0735 | 67389.7955 | 67389.7955 | 17324.0762 | 84713.8717 | 84713.8717 | 102037.9479 | 0.49118 | 22024.7231 | 22024.7231 | 1.8892 | 98516.6016 | 3.2676 | 694.8072 | VFD on process pump | Chemicals and Plastics | New
| IcoEgsld602 | 34241.7208 | 7368.3527 | 0 | 0 | 41610.0735 | 67389.7955 | 67389.7955 | 17324.0762 | 84713.8717 | 84713.8717 | 102037.9479 | 0.49118 | 22024.7231 | 22024.7231 | 1.8892 | 98516.6016 | 3.2676 | 694.8072 | VFD on process pump | Construction | Existing
| IcoNgsld602 | 34241.7208 | 7368.3527 | 0 | 0 | 41610.0735 | 67389.7955 | 67389.7955 | 17324.0762 | 84713.8717 | 84713.8717 | 102037.9479 | 0.49118 | 22024.7231 | 22024.7231 | 1.8892 | 98516.6016 | 3.2676 | 694.8072 | VFD on process pump | Construction | New
| IelEgsld602 | 34241.7208 | 7368.3527 | 0 | 0 | 41610.0735 | 67389.7955 | 67389.7955 | 17324.0762 | 84713.8717 | 84713.8717 | 102037.9479 | 0.49118 | 22024.7231 | 22024.7231 | 1.8892 | 98516.6016 | 3.2676 | 694.8072 | VFD on process pump | Electrical and Electronic Equip. | Existing
| IelNgsld602 | 34241.7208 | 7368.3527 | 0 | 0 | 41610.0735 | 67389.7955 | 67389.7955 | 17324.0762 | 84713.8717 | 84713.8717 | 102037.9479 | 0.49118 | 22024.7231 | 22024.7231 | 1.8892 | 98516.6016 | 3.2676 | 694.8072 | VFD on process pump | Electrical and Electronic Equip. | New
| IluEgsld602 | 34241.7208 | 7368.3527 | 0 | 0 | 41610.0735 | 67389.7955 | 67389.7955 | 17324.0762 | 84713.8717 | 84713.8717 | 102037.9479 | 0.49118 | 22903.2075 | 22903.2075 | 1.8168 | 98516.6016 | 3.3979 | 778.483 | VFD on process pump | Lumber/Furniture/Pulp/Paper | Existing
| IluNgsld602 | 34241.7208 | 7368.3527 | 0 | 0 | 41610.0735 | 67389.7955 | 67389.7955 | 17324.0762 | 84713.8717 | 84713.8717 | 102037.9479 | 0.49118 | 22903.2075 | 22903.2075 | 1.8168 | 98516.6016 | 3.3979 | 778.483 | VFD on process pump | Lumber/Furniture/Pulp/Paper | New
| ImeEgsld602 | 34241.7208 | 7368.3527 | 0 | 0 | 41610.0735 | 67389.7955 | 67389.7955 | 17324.0762 | 84713.8717 | 84713.8717 | 102037.9479 | 0.49118 | 22024.7231 | 22024.7231 | 1.8892 | 98516.6016 | 3.2676 | 694.8072 | VFD on process pump | Metal Products and Machinery | Existing
| ImeNgsld602 | 34241.7208 | 7368.3527 | 0 | 0 | 41610.0735 | 67389.7955 | 67389.7955 | 17324.0762 | 84713.8717 | 84713.8717 | 102037.9479 | 0.49118 | 22024.7231 | 22024.7231 | 1.8892 | 98516.6016 | 3.2676 | 694.8072 | VFD on process pump | Metal Products and Machinery | New
| ImiEgsld602 | 34241.7208 | 7368.3527 | 0 | 0 | 41610.0735 | 67389.7955 | 67389.7955 | 17324.0762 | 84713.8717 | 84713.8717 | 102037.9479 | 0.49118 | 22368.8621 | 22368.8621 | 1.8602 | 98516.6016 | 3.3187 | 727.5865 | VFD on process pump | Miscellaneous Manufacturing | Existing
| ImiNgsld602 | 34241.7208 | 7368.3527 | 0 | 0 | 41610.0735 | 67389.7955 | 67389.7955 | 17324.0762 | 84713.8717 | 84713.8717 | 102037.9479 | 0.49118 | 22368.8621 | 22368.8621 | 1.8602 | 98516.6016 | 3.3187 | 727.5865 | VFD on process pump | Miscellaneous Manufacturing | New
| IprEgsld602 | 34241.7208 | 7368.3527 | 0 | 0 | 41610.0735 | 67389.7955 | 67389.7955 | 17324.0762 | 84713.8717 | 84713.8717 | 102037.9479 | 0.49118 | 22024.7231 | 22024.7231 | 1.8892 | 98516.6016 | 3.2676 | 694.8072 | VFD on process pump | Primary Resources Industries | Existing
| IprNgsld602 | 34241.7208 | 7368.3527 | 0 | 0 | 41610.0735 | 67389.7955 | 67389.7955 | 17324.0762 | 84713.8717 | 84713.8717 | 102037.9479 | 0.49118 | 22024.7231 | 22024.7231 | 1.8892 | 98516.6016 | 3.2676 | 694.8072 | VFD on process pump | Primary Resources Industries | New
| IstEgsld602 | 34241.7208 | 7368.3527 | 0 | 0 | 41610.0735 | 67389.7955 | 67389.7955 | 17324.0762 | 84713.8717 | 84713.8717 | 102037.9479 | 0.49118 | 22024.7231 | 22024.7231 | 1.8892 | 98516.6016 | 3.2676 | 694.8072 | VFD on process pump | Stone/Clay/Glass/Concrete | Existing
| IstNgsld602 | 34241.7208 | 7368.3527 | 0 | 0 | 41610.0735 | 67389.7955 | 67389.7955 | 17324.0762 | 84713.8717 | 84713.8717 | 102037.9479 | 0.49118 | 22024.7231 | 22024.7231 | 1.8892 | 98516.6016 | 3.2676 | 694.8072 | VFD on process pump | Stone/Clay/Glass/Concrete | New
| IteEgsld602 | 34241.7208 | 7368.3527 | 0 | 0 | 41610.0735 | 67389.7955 | 67389.7955 | 17324.0762 | 84713.8717 | 84713.8717 | 102037.9479 | 0.49118 | 22024.7231 | 22024.7231 | 1.8892 | 98516.6016 | 3.2676 | 694.8072 | VFD on process pump | Textiles and Leather | Existing
| IteNgsld602 | 34241.7208 | 7368.3527 | 0 | 0 | 41610.0735 | 67389.7955 | 67389.7955 | 17324.0762 | 84713.8717 | 84713.8717 | 102037.9479 | 0.49118 | 22024.7231 | 22024.7231 | 1.8892 | 98516.6016 | 3.2676 | 694.8072 | VFD on process pump | Textiles and Leather | New
| ItrEgsld602 | 34241.7208 | 7368.3527 | 0 | 0 | 41610.0735 | 67389.7955 | 67389.7955 | 17324.0762 | 84713.8717 | 84713.8717 | 102037.9479 | 0.49118 | 22723.9253 | 22723.9253 | 1.8311 | 98516.6016 | 3.3713 | 761.4063 | VFD on process pump | Transportation Equipment | Existing
| ItrNgsld602 | 34241.7208 | 7368.3527 | 0 | 0 | 41610.0735 | 67389.7955 | 67389.7955 | 17324.0762 | 84713.8717 | 84713.8717 | 102037.9479 | 0.49118 | 22723.9253 | 22723.9253 | 1.8311 | 98516.6016 | 3.3713 | 761.4063 | VFD on process pump | Transportation Equipment | New
| IwaEgsld602 | 34133.4209 | 7366.3808 | 0 | 0 | 41499.8017 | 67143.7754 | 67143.7754 | 17324.0762 | 84467.8516 | 84467.8516 | 101791.9277 | 0.49131 | 21944.317 | 21944.317 | 1.8911 | 98220.1918 | 3.2639 | 690.8253 | VFD on process pump | Water and Wastewater | Existing
| IwaNgsld602 | 34133.4209 | 7366.3808 | 0 | 0 | 41499.8017 | 67143.7754 | 67143.7754 | 17324.0762 | 84467.8516 | 84467.8516 | 101791.9277 | 0.49131 | 21944.317 | 21944.317 | 1.8911 | 98220.1918 | 3.2639 | 690.8253 | VFD on process pump | Water and Wastewater | New
| IagTgsld603 | 34241.7208 | 7368.3527 | 0 | 0 | 41610.0735 | 67389.7955 | 67389.7955 | 17324.0762 | 84713.8717 | 84713.8717 | 102037.9479 | 0.49118 | 2458413.8524 | 2458413.8524 | 0.016926 | 98516.6016 | 364.7323 | 232761.256 | 1.5HP Open Drip-Proof(ODP) Motor | Agriculture and Assembly | Turnover
| IagNgsld603 | 34241.7208 | 7368.3527 | 0 | 0 | 41610.0735 | 67389.7955 | 67389.7955 | 17324.0762 | 84713.8717 | 84713.8717 | 102037.9479 | 0.49118 | 2458413.8524 | 2458413.8524 | 0.016926 | 98516.6016 | 364.7323 | 232761.256 | 1.5HP Open Drip-Proof(ODP) Motor | Agriculture and Assembly | New
| IchTgsld603 | 34241.7208 | 7368.3527 | 0 | 0 | 41610.0735 | 67389.7955 | 67389.7955 | 17324.0762 | 84713.8717 | 84713.8717 | 102037.9479 | 0.49118 | 2458413.8524 | 2458413.8524 | 0.016926 | 98516.6016 | 364.7323 | 232761.256 | 1.5HP Open Drip-Proof(ODP) Motor | Chemicals and Plastics | Turnover
| IchNgsld603 | 34241.7208 | 7368.3527 | 0 | 0 | 41610.0735 | 67389.7955 | 67389.7955 | 17324.0762 | 84713.8717 | 84713.8717 | 102037.9479 | 0.49118 | 2458413.8524 | 2458413.8524 | 0.016926 | 98516.6016 | 364.7323 | 232761.256 | 1.5HP Open Drip-Proof(ODP) Motor | Chemicals and Plastics | New
| IcoTgsld603 | 34241.7208 | 7368.3527 | 0 | 0 | 41610.0735 | 67389.7955 | 67389.7955 | 17324.0762 | 84713.8717 | 84713.8717 | 102037.9479 | 0.49118 | 2458413.8524 | 2458413.8524 | 0.016926 | 98516.6016 | 364.7323 | 232761.256 | 1.5HP Open Drip-Proof(ODP) Motor | Construction | Turnover
| IcoNgsld603 | 34241.7208 | 7368.3527 | 0 | 0 | 41610.0735 | 67389.7955 | 67389.7955 | 17324.0762 | 84713.8717 | 84713.8717 | 102037.9479 | 0.49118 | 2458413.8524 | 2458413.8524 | 0.016926 | 98516.6016 | 364.7323 | 232761.256 | 1.5HP Open Drip-Proof(ODP) Motor | Construction | New
| IelTgsld603 | 34241.7208 | 7368.3527 | 0 | 0 | 41610.0735 | 67389.7955 | 67389.7955 | 17324.0762 | 84713.8717 | 84713.8717 | 102037.9479 | 0.49118 | 2458413.8524 | 2458413.8524 | 0.016926 | 98516.6016 | 364.7323 | 232761.256 | 1.5HP Open Drip-Proof(ODP) Motor | Electrical and Electronic Equip. | Turnover
| IelNgsld603 | 34241.7208 | 7368.3527 | 0 | 0 | 41610.0735 | 67389.7955 | 67389.7955 | 17324.0762 | 84713.8717 | 84713.8717 | 102037.9479 | 0.49118 | 2458413.8524 | 2458413.8524 | 0.016926 | 98516.6016 | 364.7323 | 232761.256 | 1.5HP Open Drip-Proof(ODP) Motor | Electrical and Electronic Equip. | New
| IluTgsld603 | 34241.7208 | 7368.3527 | 0 | 0 | 41610.0735 | 67389.7955 | 67389.7955 | 17324.0762 | 84713.8717 | 84713.8717 | 102037.9479 | 0.49118 | 2458413.8524 | 2458413.8524 | 0.016926 | 98516.6016 | 364.7323 | 232761.256 | 1.5HP Open Drip-Proof(ODP) Motor | Lumber/Furniture/Pulp/Paper | Turnover
| IluNgsld603 | 34241.7208 | 7368.3527 | 0 | 0 | 41610.0735 | 67389.7955 | 67389.7955 | 17324.0762 | 84713.8717 | 84713.8717 | 102037.9479 | 0.49118 | 2458413.8524 | 2458413.8524 | 0.016926 | 98516.6016 | 364.7323 | 232761.256 | 1.5HP Open Drip-Proof(ODP) Motor | Lumber/Furniture/Pulp/Paper | New
| ImeTgsld603 | 34241.7208 | 7368.3527 | 0 | 0 | 41610.0735 | 67389.7955 | 67389.7955 | 17324.0762 | 84713.8717 | 84713.8717 | 102037.9479 | 0.49118 | 2458413.8524 | 2458413.8524 | 0.016926 | 98516.6016 | 364.7323 | 232761.256 | 1.5HP Open Drip-Proof(ODP) Motor | Metal Products and Machinery | Turnover
| ImeNgsld603 | 34241.7208 | 7368.3527 | 0 | 0 | 41610.0735 | 67389.7955 | 67389.7955 | 17324.0762 | 84713.8717 | 84713.8717 | 102037.9479 | 0.49118 | 2458413.8524 | 2458413.8524 | 0.016926 | 98516.6016 | 364.7323 | 232761.256 | 1.5HP Open Drip-Proof(ODP) Motor | Metal Products and Machinery | New
| ImiTgsld603 | 34241.7208 | 7368.3527 | 0 | 0 | 41610.0735 | 67389.7955 | 67389.7955 | 17324.0762 | 84713.8717 | 84713.8717 | 102037.9479 | 0.49118 | 2458413.8524 | 2458413.8524 | 0.016926 | 98516.6016 | 364.7323 | 232761.256 | 1.5HP Open Drip-Proof(ODP) Motor | Miscellaneous Manufacturing | Turnover
| ImiNgsld603 | 34241.7208 | 7368.3527 | 0 | 0 | 41610.0735 | 67389.7955 | 67389.7955 | 17324.0762 | 84713.8717 | 84713.8717 | 102037.9479 | 0.49118 | 2458413.8524 | 2458413.8524 | 0.016926 | 98516.6016 | 364.7323 | 232761.256 | 1.5HP Open Drip-Proof(ODP) Motor | Miscellaneous Manufacturing | New
| IprTgsld603 | 34241.7208 | 7368.3527 | 0 | 0 | 41610.0735 | 67389.7955 | 67389.7955 | 17324.0762 | 84713.8717 | 84713.8717 | 102037.9479 | 0.49118 | 2458413.8524 | 2458413.8524 | 0.016926 | 98516.6016 | 364.7323 | 232761.256 | 1.5HP Open Drip-Proof(ODP) Motor | Primary Resources Industries | Turnover
| IprNgsld603 | 34241.7208 | 7368.3527 | 0 | 0 | 41610.0735 | 67389.7955 | 67389.7955 | 17324.0762 | 84713.8717 | 84713.8717 | 102037.9479 | 0.49118 | 2458413.8524 | 2458413.8524 | 0.016926 | 98516.6016 | 364.7323 | 232761.256 | 1.5HP Open Drip-Proof(ODP) Motor | Primary Resources Industries | New
| IstTgsld603 | 34241.7208 | 7368.3527 | 0 | 0 | 41610.0735 | 67389.7955 | 67389.7955 | 17324.0762 | 84713.8717 | 84713.8717 | 102037.9479 | 0.49118 | 2458413.8524 | 2458413.8524 | 0.016926 | 98516.6016 | 364.7323 | 232761.256 | 1.5HP Open Drip-Proof(ODP) Motor | Stone/Clay/Glass/Concrete | Turnover
| IstNgsld603 | 34241.7208 | 7368.3527 | 0 | 0 | 41610.0735 | 67389.7955 | 67389.7955 | 17324.0762 | 84713.8717 | 84713.8717 | 102037.9479 | 0.49118 | 2458413.8524 | 2458413.8524 | 0.016926 | 98516.6016 | 364.7323 | 232761.256 | 1.5HP Open Drip-Proof(ODP) Motor | Stone/Clay/Glass/Concrete | New
| IteTgsld603 | 34241.7208 | 7368.3527 | 0 | 0 | 41610.0735 | 67389.7955 | 67389.7955 | 17324.0762 | 84713.8717 | 84713.8717 | 102037.9479 | 0.49118 | 2458413.8524 | 2458413.8524 | 0.016926 | 98516.6016 | 364.7323 | 232761.256 | 1.5HP Open Drip-Proof(ODP) Motor | Textiles and Leather | Turnover
| IteNgsld603 | 34241.7208 | 7368.3527 | 0 | 0 | 41610.0735 | 67389.7955 | 67389.7955 | 17324.0762 | 84713.8717 | 84713.8717 | 102037.9479 | 0.49118 | 2458413.8524 | 2458413.8524 | 0.016926 | 98516.6016 | 364.7323 | 232761.256 | 1.5HP Open Drip-Proof(ODP) Motor | Textiles and Leather | New
| ItrTgsld603 | 34241.7208 | 7368.3527 | 0 | 0 | 41610.0735 | 67389.7955 | 67389.7955 | 17324.0762 | 84713.8717 | 84713.8717 | 102037.9479 | 0.49118 | 2458413.8524 | 2458413.8524 | 0.016926 | 98516.6016 | 364.7323 | 232761.256 | 1.5HP Open Drip-Proof(ODP) Motor | Transportation Equipment | Turnover
| ItrNgsld603 | 34241.7208 | 7368.3527 | 0 | 0 | 41610.0735 | 67389.7955 | 67389.7955 | 17324.0762 | 84713.8717 | 84713.8717 | 102037.9479 | 0.49118 | 2458413.8524 | 2458413.8524 | 0.016926 | 98516.6016 | 364.7323 | 232761.256 | 1.5HP Open Drip-Proof(ODP) Motor | Transportation Equipment | New
| IwaTgsld603 | 34133.4209 | 7366.3808 | 0 | 0 | 41499.8017 | 67143.7754 | 67143.7754 | 17324.0762 | 84467.8516 | 84467.8516 | 101791.9277 | 0.49131 | 2449438.9659 | 2449438.9659 | 0.016943 | 98220.1918 | 364.3183 | 231910.0748 | 1.5HP Open Drip-Proof(ODP) Motor | Water and Wastewater | Turnover
| IwaNgsld603 | 34133.4209 | 7366.3808 | 0 | 0 | 41499.8017 | 67143.7754 | 67143.7754 | 17324.0762 | 84467.8516 | 84467.8516 | 101791.9277 | 0.49131 | 2449438.9659 | 2449438.9659 | 0.016943 | 98220.1918 | 364.3183 | 231910.0748 | 1.5HP Open Drip-Proof(ODP) Motor | Water and Wastewater | New
| IagTgsld604 | 34241.7208 | 7368.3527 | 0 | 0 | 41610.0735 | 67389.7955 | 67389.7955 | 17324.0762 | 84713.8717 | 84713.8717 | 102037.9479 | 0.49118 | 576278.7243 | 576278.7243 | 0.072205 | 98516.6016 | 85.4972 | 53487.5881 | 10HP Open Drip-Proof (ODP) Motor | Agriculture and Assembly | Turnover
| IagNgsld604 | 34241.7208 | 7368.3527 | 0 | 0 | 41610.0735 | 67389.7955 | 67389.7955 | 17324.0762 | 84713.8717 | 84713.8717 | 102037.9479 | 0.49118 | 576278.7243 | 576278.7243 | 0.072205 | 98516.6016 | 85.4972 | 53487.5881 | 10HP Open Drip-Proof (ODP) Motor | Agriculture and Assembly | New
| IchTgsld604 | 34241.7208 | 7368.3527 | 0 | 0 | 41610.0735 | 67389.7955 | 67389.7955 | 17324.0762 | 84713.8717 | 84713.8717 | 102037.9479 | 0.49118 | 576278.7243 | 576278.7243 | 0.072205 | 98516.6016 | 85.4972 | 53487.5881 | 10HP Open Drip-Proof (ODP) Motor | Chemicals and Plastics | Turnover
| IchNgsld604 | 34241.7208 | 7368.3527 | 0 | 0 | 41610.0735 | 67389.7955 | 67389.7955 | 17324.0762 | 84713.8717 | 84713.8717 | 102037.9479 | 0.49118 | 576278.7243 | 576278.7243 | 0.072205 | 98516.6016 | 85.4972 | 53487.5881 | 10HP Open Drip-Proof (ODP) Motor | Chemicals and Plastics | New
| IcoTgsld604 | 34241.7208 | 7368.3527 | 0 | 0 | 41610.0735 | 67389.7955 | 67389.7955 | 17324.0762 | 84713.8717 | 84713.8717 | 102037.9479 | 0.49118 | 576278.7243 | 576278.7243 | 0.072205 | 98516.6016 | 85.4972 | 53487.5881 | 10HP Open Drip-Proof (ODP) Motor | Construction | Turnover
| IcoNgsld604 | 34241.7208 | 7368.3527 | 0 | 0 | 41610.0735 | 67389.7955 | 67389.7955 | 17324.0762 | 84713.8717 | 84713.8717 | 102037.9479 | 0.49118 | 576278.7243 | 576278.7243 | 0.072205 | 98516.6016 | 85.4972 | 53487.5881 | 10HP Open Drip-Proof (ODP) Motor | Construction | New
| IelTgsld604 | 34241.7208 | 7368.3527 | 0 | 0 | 41610.0735 | 67389.7955 | 67389.7955 | 17324.0762 | 84713.8717 | 84713.8717 | 102037.9479 | 0.49118 | 576278.7243 | 576278.7243 | 0.072205 | 98516.6016 | 85.4972 | 53487.5881 | 10HP Open Drip-Proof (ODP) Motor | Electrical and Electronic Equip. | Turnover
| IelNgsld604 | 34241.7208 | 7368.3527 | 0 | 0 | 41610.0735 | 67389.7955 | 67389.7955 | 17324.0762 | 84713.8717 | 84713.8717 | 102037.9479 | 0.49118 | 576278.7243 | 576278.7243 | 0.072205 | 98516.6016 | 85.4972 | 53487.5881 | 10HP Open Drip-Proof (ODP) Motor | Electrical and Electronic Equip. | New
| IluTgsld604 | 34241.7208 | 7368.3527 | 0 | 0 | 41610.0735 | 67389.7955 | 67389.7955 | 17324.0762 | 84713.8717 | 84713.8717 | 102037.9479 | 0.49118 | 576278.7243 | 576278.7243 | 0.072205 | 98516.6016 | 85.4972 | 53487.5881 | 10HP Open Drip-Proof (ODP) Motor | Lumber/Furniture/Pulp/Paper | Turnover
| IluNgsld604 | 34241.7208 | 7368.3527 | 0 | 0 | 41610.0735 | 67389.7955 | 67389.7955 | 17324.0762 | 84713.8717 | 84713.8717 | 102037.9479 | 0.49118 | 576278.7243 | 576278.7243 | 0.072205 | 98516.6016 | 85.4972 | 53487.5881 | 10HP Open Drip-Proof (ODP) Motor | Lumber/Furniture/Pulp/Paper | New
| ImeTgsld604 | 34241.7208 | 7368.3527 | 0 | 0 | 41610.0735 | 67389.7955 | 67389.7955 | 17324.0762 | 84713.8717 | 84713.8717 | 102037.9479 | 0.49118 | 576278.7243 | 576278.7243 | 0.072205 | 98516.6016 | 85.4972 | 53487.5881 | 10HP Open Drip-Proof (ODP) Motor | Metal Products and Machinery | Turnover
| ImeNgsld604 | 34241.7208 | 7368.3527 | 0 | 0 | 41610.0735 | 67389.7955 | 67389.7955 | 17324.0762 | 84713.8717 | 84713.8717 | 102037.9479 | 0.49118 | 576278.7243 | 576278.7243 | 0.072205 | 98516.6016 | 85.4972 | 53487.5881 | 10HP Open Drip-Proof (ODP) Motor | Metal Products and Machinery | New
| ImiTgsld604 | 34241.7208 | 7368.3527 | 0 | 0 | 41610.0735 | 67389.7955 | 67389.7955 | 17324.0762 | 84713.8717 | 84713.8717 | 102037.9479 | 0.49118 | 576278.7243 | 576278.7243 | 0.072205 | 98516.6016 | 85.4972 | 53487.5881 | 10HP Open Drip-Proof (ODP) Motor | Miscellaneous Manufacturing | Turnover
| ImiNgsld604 | 34241.7208 | 7368.3527 | 0 | 0 | 41610.0735 | 67389.7955 | 67389.7955 | 17324.0762 | 84713.8717 | 84713.8717 | 102037.9479 | 0.49118 | 576278.7243 | 576278.7243 | 0.072205 | 98516.6016 | 85.4972 | 53487.5881 | 10HP Open Drip-Proof (ODP) Motor | Miscellaneous Manufacturing | New
| IprTgsld604 | 34241.7208 | 7368.3527 | 0 | 0 | 41610.0735 | 67389.7955 | 67389.7955 | 17324.0762 | 84713.8717 | 84713.8717 | 102037.9479 | 0.49118 | 576278.7243 | 576278.7243 | 0.072205 | 98516.6016 | 85.4972 | 53487.5881 | 10HP Open Drip-Proof (ODP) Motor | Primary Resources Industries | Turnover
| IprNgsld604 | 34241.7208 | 7368.3527 | 0 | 0 | 41610.0735 | 67389.7955 | 67389.7955 | 17324.0762 | 84713.8717 | 84713.8717 | 102037.9479 | 0.49118 | 576278.7243 | 576278.7243 | 0.072205 | 98516.6016 | 85.4972 | 53487.5881 | 10HP Open Drip-Proof (ODP) Motor | Primary Resources Industries | New
| IstTgsld604 | 34241.7208 | 7368.3527 | 0 | 0 | 41610.0735 | 67389.7955 | 67389.7955 | 17324.0762 | 84713.8717 | 84713.8717 | 102037.9479 | 0.49118 | 576278.7243 | 576278.7243 | 0.072205 | 98516.6016 | 85.4972 | 53487.5881 | 10HP Open Drip-Proof (ODP) Motor | Stone/Clay/Glass/Concrete | Turnover
| IstNgsld604 | 34241.7208 | 7368.3527 | 0 | 0 | 41610.0735 | 67389.7955 | 67389.7955 | 17324.0762 | 84713.8717 | 84713.8717 | 102037.9479 | 0.49118 | 576278.7243 | 576278.7243 | 0.072205 | 98516.6016 | 85.4972 | 53487.5881 | 10HP Open Drip-Proof (ODP) Motor | Stone/Clay/Glass/Concrete | New
| IteTgsld604 | 34241.7208 | 7368.3527 | 0 | 0 | 41610.0735 | 67389.7955 | 67389.7955 | 17324.0762 | 84713.8717 | 84713.8717 | 102037.9479 | 0.49118 | 576278.7243 | 576278.7243 | 0.072205 | 98516.6016 | 85.4972 | 53487.5881 | 10HP Open Drip-Proof (ODP) Motor | Textiles and Leather | Turnover
| IteNgsld604 | 34241.7208 | 7368.3527 | 0 | 0 | 41610.0735 | 67389.7955 | 67389.7955 | 17324.0762 | 84713.8717 | 84713.8717 | 102037.9479 | 0.49118 | 576278.7243 | 576278.7243 | 0.072205 | 98516.6016 | 85.4972 | 53487.5881 | 10HP Open Drip-Proof (ODP) Motor | Textiles and Leather | New
| ItrTgsld604 | 34241.7208 | 7368.3527 | 0 | 0 | 41610.0735 | 67389.7955 | 67389.7955 | 17324.0762 | 84713.8717 | 84713.8717 | 102037.9479 | 0.49118 | 576278.7243 | 576278.7243 | 0.072205 | 98516.6016 | 85.4972 | 53487.5881 | 10HP Open Drip-Proof (ODP) Motor | Transportation Equipment | Turnover
| ItrNgsld604 | 34241.7208 | 7368.3527 | 0 | 0 | 41610.0735 | 67389.7955 | 67389.7955 | 17324.0762 | 84713.8717 | 84713.8717 | 102037.9479 | 0.49118 | 576278.7243 | 576278.7243 | 0.072205 | 98516.6016 | 85.4972 | 53487.5881 | 10HP Open Drip-Proof (ODP) Motor | Transportation Equipment | New
| IwaTgsld604 | 34133.4209 | 7366.3808 | 0 | 0 | 41499.8017 | 67143.7754 | 67143.7754 | 17324.0762 | 84467.8516 | 84467.8516 | 101791.9277 | 0.49131 | 574174.8892 | 574174.8892 | 0.072277 | 98220.1918 | 85.4001 | 53290.8768 | 10HP Open Drip-Proof (ODP) Motor | Water and Wastewater | Turnover
| IwaNgsld604 | 34133.4209 | 7366.3808 | 0 | 0 | 41499.8017 | 67143.7754 | 67143.7754 | 17324.0762 | 84467.8516 | 84467.8516 | 101791.9277 | 0.49131 | 574174.8892 | 574174.8892 | 0.072277 | 98220.1918 | 85.4001 | 53290.8768 | 10HP Open Drip-Proof (ODP) Motor | Water and Wastewater | New
| IagTgsld605 | 34241.7208 | 7368.3527 | 0 | 0 | 41610.0735 | 67389.7955 | 67389.7955 | 17324.0762 | 84713.8717 | 84713.8717 | 102037.9479 | 0.49118 | 820195.0636 | 820195.0636 | 0.050732 | 98516.6016 | 121.6848 | 76720.6582 | 20HP Open Drip-Proof (ODP) Motor | Agriculture and Assembly | Turnover
| IagNgsld605 | 34241.7208 | 7368.3527 | 0 | 0 | 41610.0735 | 67389.7955 | 67389.7955 | 17324.0762 | 84713.8717 | 84713.8717 | 102037.9479 | 0.49118 | 820195.0636 | 820195.0636 | 0.050732 | 98516.6016 | 121.6848 | 76720.6582 | 20HP Open Drip-Proof (ODP) Motor | Agriculture and Assembly | New
| IchTgsld605 | 34241.7208 | 7368.3527 | 0 | 0 | 41610.0735 | 67389.7955 | 67389.7955 | 17324.0762 | 84713.8717 | 84713.8717 | 102037.9479 | 0.49118 | 820195.0636 | 820195.0636 | 0.050732 | 98516.6016 | 121.6848 | 76720.6582 | 20HP Open Drip-Proof (ODP) Motor | Chemicals and Plastics | Turnover
| IchNgsld605 | 34241.7208 | 7368.3527 | 0 | 0 | 41610.0735 | 67389.7955 | 67389.7955 | 17324.0762 | 84713.8717 | 84713.8717 | 102037.9479 | 0.49118 | 820195.0636 | 820195.0636 | 0.050732 | 98516.6016 | 121.6848 | 76720.6582 | 20HP Open Drip-Proof (ODP) Motor | Chemicals and Plastics | New
| IcoTgsld605 | 34241.7208 | 7368.3527 | 0 | 0 | 41610.0735 | 67389.7955 | 67389.7955 | 17324.0762 | 84713.8717 | 84713.8717 | 102037.9479 | 0.49118 | 820195.0636 | 820195.0636 | 0.050732 | 98516.6016 | 121.6848 | 76720.6582 | 20HP Open Drip-Proof (ODP) Motor | Construction | Turnover
| IcoNgsld605 | 34241.7208 | 7368.3527 | 0 | 0 | 41610.0735 | 67389.7955 | 67389.7955 | 17324.0762 | 84713.8717 | 84713.8717 | 102037.9479 | 0.49118 | 820195.0636 | 820195.0636 | 0.050732 | 98516.6016 | 121.6848 | 76720.6582 | 20HP Open Drip-Proof (ODP) Motor | Construction | New
| IelTgsld605 | 34241.7208 | 7368.3527 | 0 | 0 | 41610.0735 | 67389.7955 | 67389.7955 | 17324.0762 | 84713.8717 | 84713.8717 | 102037.9479 | 0.49118 | 820195.0636 | 820195.0636 | 0.050732 | 98516.6016 | 121.6848 | 76720.6582 | 20HP Open Drip-Proof (ODP) Motor | Electrical and Electronic Equip. | Turnover
| IelNgsld605 | 34241.7208 | 7368.3527 | 0 | 0 | 41610.0735 | 67389.7955 | 67389.7955 | 17324.0762 | 84713.8717 | 84713.8717 | 102037.9479 | 0.49118 | 820195.0636 | 820195.0636 | 0.050732 | 98516.6016 | 121.6848 | 76720.6582 | 20HP Open Drip-Proof (ODP) Motor | Electrical and Electronic Equip. | New
| IluTgsld605 | 34241.7208 | 7368.3527 | 0 | 0 | 41610.0735 | 67389.7955 | 67389.7955 | 17324.0762 | 84713.8717 | 84713.8717 | 102037.9479 | 0.49118 | 820195.0636 | 820195.0636 | 0.050732 | 98516.6016 | 121.6848 | 76720.6582 | 20HP Open Drip-Proof (ODP) Motor | Lumber/Furniture/Pulp/Paper | Turnover
| IluNgsld605 | 34241.7208 | 7368.3527 | 0 | 0 | 41610.0735 | 67389.7955 | 67389.7955 | 17324.0762 | 84713.8717 | 84713.8717 | 102037.9479 | 0.49118 | 820195.0636 | 820195.0636 | 0.050732 | 98516.6016 | 121.6848 | 76720.6582 | 20HP Open Drip-Proof (ODP) Motor | Lumber/Furniture/Pulp/Paper | New
| ImeTgsld605 | 34241.7208 | 7368.3527 | 0 | 0 | 41610.0735 | 67389.7955 | 67389.7955 | 17324.0762 | 84713.8717 | 84713.8717 | 102037.9479 | 0.49118 | 820195.0636 | 820195.0636 | 0.050732 | 98516.6016 | 121.6848 | 76720.6582 | 20HP Open Drip-Proof (ODP) Motor | Metal Products and Machinery | Turnover
| ImeNgsld605 | 34241.7208 | 7368.3527 | 0 | 0 | 41610.0735 | 67389.7955 | 67389.7955 | 17324.0762 | 84713.8717 | 84713.8717 | 102037.9479 | 0.49118 | 820195.0636 | 820195.0636 | 0.050732 | 98516.6016 | 121.6848 | 76720.6582 | 20HP Open Drip-Proof (ODP) Motor | Metal Products and Machinery | New
| ImiTgsld605 | 34241.7208 | 7368.3527 | 0 | 0 | 41610.0735 | 67389.7955 | 67389.7955 | 17324.0762 | 84713.8717 | 84713.8717 | 102037.9479 | 0.49118 | 820195.0636 | 820195.0636 | 0.050732 | 98516.6016 | 121.6848 | 76720.6582 | 20HP Open Drip-Proof (ODP) Motor | Miscellaneous Manufacturing | Turnover
| ImiNgsld605 | 34241.7208 | 7368.3527 | 0 | 0 | 41610.0735 | 67389.7955 | 67389.7955 | 17324.0762 | 84713.8717 | 84713.8717 | 102037.9479 | 0.49118 | 820195.0636 | 820195.0636 | 0.050732 | 98516.6016 | 121.6848 | 76720.6582 | 20HP Open Drip-Proof (ODP) Motor | Miscellaneous Manufacturing | New
| IprTgsld605 | 34241.7208 | 7368.3527 | 0 | 0 | 41610.0735 | 67389.7955 | 67389.7955 | 17324.0762 | 84713.8717 | 84713.8717 | 102037.9479 | 0.49118 | 820195.0636 | 820195.0636 | 0.050732 | 98516.6016 | 121.6848 | 76720.6582 | 20HP Open Drip-Proof (ODP) Motor | Primary Resources Industries | Turnover
| IprNgsld605 | 34241.7208 | 7368.3527 | 0 | 0 | 41610.0735 | 67389.7955 | 67389.7955 | 17324.0762 | 84713.8717 | 84713.8717 | 102037.9479 | 0.49118 | 820195.0636 | 820195.0636 | 0.050732 | 98516.6016 | 121.6848 | 76720.6582 | 20HP Open Drip-Proof (ODP) Motor | Primary Resources Industries | New
| IstTgsld605 | 34241.7208 | 7368.3527 | 0 | 0 | 41610.0735 | 67389.7955 | 67389.7955 | 17324.0762 | 84713.8717 | 84713.8717 | 102037.9479 | 0.49118 | 820195.0636 | 820195.0636 | 0.050732 | 98516.6016 | 121.6848 | 76720.6582 | 20HP Open Drip-Proof (ODP) Motor | Stone/Clay/Glass/Concrete | Turnover
| IstNgsld605 | 34241.7208 | 7368.3527 | 0 | 0 | 41610.0735 | 67389.7955 | 67389.7955 | 17324.0762 | 84713.8717 | 84713.8717 | 102037.9479 | 0.49118 | 820195.0636 | 820195.0636 | 0.050732 | 98516.6016 | 121.6848 | 76720.6582 | 20HP Open Drip-Proof (ODP) Motor | Stone/Clay/Glass/Concrete | New
| IteTgsld605 | 34241.7208 | 7368.3527 | 0 | 0 | 41610.0735 | 67389.7955 | 67389.7955 | 17324.0762 | 84713.8717 | 84713.8717 | 102037.9479 | 0.49118 | 820195.0636 | 820195.0636 | 0.050732 | 98516.6016 | 121.6848 | 76720.6582 | 20HP Open Drip-Proof (ODP) Motor | Textiles and Leather | Turnover
| IteNgsld605 | 34241.7208 | 7368.3527 | 0 | 0 | 41610.0735 | 67389.7955 | 67389.7955 | 17324.0762 | 84713.8717 | 84713.8717 | 102037.9479 | 0.49118 | 820195.0636 | 820195.0636 | 0.050732 | 98516.6016 | 121.6848 | 76720.6582 | 20HP Open Drip-Proof (ODP) Motor | Textiles and Leather | New
| ItrTgsld605 | 34241.7208 | 7368.3527 | 0 | 0 | 41610.0735 | 67389.7955 | 67389.7955 | 17324.0762 | 84713.8717 | 84713.8717 | 102037.9479 | 0.49118 | 820195.0636 | 820195.0636 | 0.050732 | 98516.6016 | 121.6848 | 76720.6582 | 20HP Open Drip-Proof (ODP) Motor | Transportation Equipment | Turnover
| ItrNgsld605 | 34241.7208 | 7368.3527 | 0 | 0 | 41610.0735 | 67389.7955 | 67389.7955 | 17324.0762 | 84713.8717 | 84713.8717 | 102037.9479 | 0.49118 | 820195.0636 | 820195.0636 | 0.050732 | 98516.6016 | 121.6848 | 76720.6582 | 20HP Open Drip-Proof (ODP) Motor | Transportation Equipment | New
| IwaTgsld605 | 34133.4209 | 7366.3808 | 0 | 0 | 41499.8017 | 67143.7754 | 67143.7754 | 17324.0762 | 84467.8516 | 84467.8516 | 101791.9277 | 0.49131 | 817200.81 | 817200.81 | 0.050783 | 98220.1918 | 121.5467 | 76439.1306 | 20HP Open Drip-Proof (ODP) Motor | Water and Wastewater | Turnover
| IwaNgsld605 | 34133.4209 | 7366.3808 | 0 | 0 | 41499.8017 | 67143.7754 | 67143.7754 | 17324.0762 | 84467.8516 | 84467.8516 | 101791.9277 | 0.49131 | 817200.81 | 817200.81 | 0.050783 | 98220.1918 | 121.5467 | 76439.1306 | 20HP Open Drip-Proof (ODP) Motor | Water and Wastewater | New
| IagTgsld606 | 34241.7208 | 7368.3527 | 0 | 0 | 41610.0735 | 67389.7955 | 67389.7955 | 17324.0762 | 84713.8717 | 84713.8717 | 102037.9479 | 0.49118 | 4839.6432 | 4839.6432 | 8.5978 | 98516.6016 | 0.68729 | -961.8014 | Cogged Belt on 15hp ODP Motor | Agriculture and Assembly | Turnover
| IagNgsld606 | 34241.7208 | 7368.3527 | 0 | 0 | 41610.0735 | 67389.7955 | 67389.7955 | 17324.0762 | 84713.8717 | 84713.8717 | 102037.9479 | 0.49118 | 4839.6432 | 4839.6432 | 8.5978 | 98516.6016 | 0.68729 | -961.8014 | Cogged Belt on 15hp ODP Motor | Agriculture and Assembly | New
| IchTgsld606 | 34241.7208 | 7368.3527 | 0 | 0 | 41610.0735 | 67389.7955 | 67389.7955 | 17324.0762 | 84713.8717 | 84713.8717 | 102037.9479 | 0.49118 | 4839.6432 | 4839.6432 | 8.5978 | 98516.6016 | 0.68729 | -961.8014 | Cogged Belt on 15hp ODP Motor | Chemicals and Plastics | Turnover
| IchNgsld606 | 34241.7208 | 7368.3527 | 0 | 0 | 41610.0735 | 67389.7955 | 67389.7955 | 17324.0762 | 84713.8717 | 84713.8717 | 102037.9479 | 0.49118 | 4839.6432 | 4839.6432 | 8.5978 | 98516.6016 | 0.68729 | -961.8014 | Cogged Belt on 15hp ODP Motor | Chemicals and Plastics | New
| IcoTgsld606 | 34241.7208 | 7368.3527 | 0 | 0 | 41610.0735 | 67389.7955 | 67389.7955 | 17324.0762 | 84713.8717 | 84713.8717 | 102037.9479 | 0.49118 | 4839.6432 | 4839.6432 | 8.5978 | 98516.6016 | 0.68729 | -961.8014 | Cogged Belt on 15hp ODP Motor | Construction | Turnover
| IcoNgsld606 | 34241.7208 | 7368.3527 | 0 | 0 | 41610.0735 | 67389.7955 | 67389.7955 | 17324.0762 | 84713.8717 | 84713.8717 | 102037.9479 | 0.49118 | 4839.6432 | 4839.6432 | 8.5978 | 98516.6016 | 0.68729 | -961.8014 | Cogged Belt on 15hp ODP Motor | Construction | New
| IelTgsld606 | 34241.7208 | 7368.3527 | 0 | 0 | 41610.0735 | 67389.7955 | 67389.7955 | 17324.0762 | 84713.8717 | 84713.8717 | 102037.9479 | 0.49118 | 4839.6432 | 4839.6432 | 8.5978 | 98516.6016 | 0.68729 | -961.8014 | Cogged Belt on 15hp ODP Motor | Electrical and Electronic Equip. | Turnover
| IelNgsld606 | 34241.7208 | 7368.3527 | 0 | 0 | 41610.0735 | 67389.7955 | 67389.7955 | 17324.0762 | 84713.8717 | 84713.8717 | 102037.9479 | 0.49118 | 4839.6432 | 4839.6432 | 8.5978 | 98516.6016 | 0.68729 | -961.8014 | Cogged Belt on 15hp ODP Motor | Electrical and Electronic Equip. | New
| IluTgsld606 | 34241.7208 | 7368.3527 | 0 | 0 | 41610.0735 | 67389.7955 | 67389.7955 | 17324.0762 | 84713.8717 | 84713.8717 | 102037.9479 | 0.49118 | 4839.6432 | 4839.6432 | 8.5978 | 98516.6016 | 0.68729 | -961.8014 | Cogged Belt on 15hp ODP Motor | Lumber/Furniture/Pulp/Paper | Turnover
| IluNgsld606 | 34241.7208 | 7368.3527 | 0 | 0 | 41610.0735 | 67389.7955 | 67389.7955 | 17324.0762 | 84713.8717 | 84713.8717 | 102037.9479 | 0.49118 | 4839.6432 | 4839.6432 | 8.5978 | 98516.6016 | 0.68729 | -961.8014 | Cogged Belt on 15hp ODP Motor | Lumber/Furniture/Pulp/Paper | New
| ImeTgsld606 | 34241.7208 | 7368.3527 | 0 | 0 | 41610.0735 | 67389.7955 | 67389.7955 | 17324.0762 | 84713.8717 | 84713.8717 | 102037.9479 | 0.49118 | 4839.6432 | 4839.6432 | 8.5978 | 98516.6016 | 0.68729 | -961.8014 | Cogged Belt on 15hp ODP Motor | Metal Products and Machinery | Turnover
| ImeNgsld606 | 34241.7208 | 7368.3527 | 0 | 0 | 41610.0735 | 67389.7955 | 67389.7955 | 17324.0762 | 84713.8717 | 84713.8717 | 102037.9479 | 0.49118 | 4839.6432 | 4839.6432 | 8.5978 | 98516.6016 | 0.68729 | -961.8014 | Cogged Belt on 15hp ODP Motor | Metal Products and Machinery | New
| ImiTgsld606 | 34241.7208 | 7368.3527 | 0 | 0 | 41610.0735 | 67389.7955 | 67389.7955 | 17324.0762 | 84713.8717 | 84713.8717 | 102037.9479 | 0.49118 | 4839.6432 | 4839.6432 | 8.5978 | 98516.6016 | 0.68729 | -961.8014 | Cogged Belt on 15hp ODP Motor | Miscellaneous Manufacturing | Turnover
| ImiNgsld606 | 34241.7208 | 7368.3527 | 0 | 0 | 41610.0735 | 67389.7955 | 67389.7955 | 17324.0762 | 84713.8717 | 84713.8717 | 102037.9479 | 0.49118 | 4839.6432 | 4839.6432 | 8.5978 | 98516.6016 | 0.68729 | -961.8014 | Cogged Belt on 15hp ODP Motor | Miscellaneous Manufacturing | New
| IprTgsld606 | 34241.7208 | 7368.3527 | 0 | 0 | 41610.0735 | 67389.7955 | 67389.7955 | 17324.0762 | 84713.8717 | 84713.8717 | 102037.9479 | 0.49118 | 4839.6432 | 4839.6432 | 8.5978 | 98516.6016 | 0.68729 | -961.8014 | Cogged Belt on 15hp ODP Motor | Primary Resources Industries | Turnover
| IprNgsld606 | 34241.7208 | 7368.3527 | 0 | 0 | 41610.0735 | 67389.7955 | 67389.7955 | 17324.0762 | 84713.8717 | 84713.8717 | 102037.9479 | 0.49118 | 4839.6432 | 4839.6432 | 8.5978 | 98516.6016 | 0.68729 | -961.8014 | Cogged Belt on 15hp ODP Motor | Primary Resources Industries | New
| IstTgsld606 | 34241.7208 | 7368.3527 | 0 | 0 | 41610.0735 | 67389.7955 | 67389.7955 | 17324.0762 | 84713.8717 | 84713.8717 | 102037.9479 | 0.49118 | 4839.6432 | 4839.6432 | 8.5978 | 98516.6016 | 0.68729 | -961.8014 | Cogged Belt on 15hp ODP Motor | Stone/Clay/Glass/Concrete | Turnover
| IstNgsld606 | 34241.7208 | 7368.3527 | 0 | 0 | 41610.0735 | 67389.7955 | 67389.7955 | 17324.0762 | 84713.8717 | 84713.8717 | 102037.9479 | 0.49118 | 4839.6432 | 4839.6432 | 8.5978 | 98516.6016 | 0.68729 | -961.8014 | Cogged Belt on 15hp ODP Motor | Stone/Clay/Glass/Concrete | New
| IteTgsld606 | 34241.7208 | 7368.3527 | 0 | 0 | 41610.0735 | 67389.7955 | 67389.7955 | 17324.0762 | 84713.8717 | 84713.8717 | 102037.9479 | 0.49118 | 4839.6432 | 4839.6432 | 8.5978 | 98516.6016 | 0.68729 | -961.8014 | Cogged Belt on 15hp ODP Motor | Textiles and Leather | Turnover
| IteNgsld606 | 34241.7208 | 7368.3527 | 0 | 0 | 41610.0735 | 67389.7955 | 67389.7955 | 17324.0762 | 84713.8717 | 84713.8717 | 102037.9479 | 0.49118 | 4839.6432 | 4839.6432 | 8.5978 | 98516.6016 | 0.68729 | -961.8014 | Cogged Belt on 15hp ODP Motor | Textiles and Leather | New
| ItrTgsld606 | 34241.7208 | 7368.3527 | 0 | 0 | 41610.0735 | 67389.7955 | 67389.7955 | 17324.0762 | 84713.8717 | 84713.8717 | 102037.9479 | 0.49118 | 4839.6432 | 4839.6432 | 8.5978 | 98516.6016 | 0.68729 | -961.8014 | Cogged Belt on 15hp ODP Motor | Transportation Equipment | Turnover
| ItrNgsld606 | 34241.7208 | 7368.3527 | 0 | 0 | 41610.0735 | 67389.7955 | 67389.7955 | 17324.0762 | 84713.8717 | 84713.8717 | 102037.9479 | 0.49118 | 4839.6432 | 4839.6432 | 8.5978 | 98516.6016 | 0.68729 | -961.8014 | Cogged Belt on 15hp ODP Motor | Transportation Equipment | New
| IwaTgsld606 | 34133.4209 | 7366.3808 | 0 | 0 | 41499.8017 | 67143.7754 | 67143.7754 | 17324.0762 | 84467.8516 | 84467.8516 | 101791.9277 | 0.49131 | 4821.9752 | 4821.9752 | 8.6064 | 98220.1918 | 0.68651 | -959.7356 | Cogged Belt on 15hp ODP Motor | Water and Wastewater | Turnover
| IwaNgsld606 | 34133.4209 | 7366.3808 | 0 | 0 | 41499.8017 | 67143.7754 | 67143.7754 | 17324.0762 | 84467.8516 | 84467.8516 | 101791.9277 | 0.49131 | 4821.9752 | 4821.9752 | 8.6064 | 98220.1918 | 0.68651 | -959.7356 | Cogged Belt on 15hp ODP Motor | Water and Wastewater | New
| IagTgsld607 | 34241.7208 | 7368.3527 | 0 | 0 | 41610.0735 | 67389.7955 | 67389.7955 | 17324.0762 | 84713.8717 | 84713.8717 | 102037.9479 | 0.49118 | 4082.9538 | 4082.9538 | 10.1912 | 98516.6016 | 0.57983 | -1030.7918 | Cogged Belt on 40hp ODP Motor | Agriculture and Assembly | Turnover
| IagNgsld607 | 34241.7208 | 7368.3527 | 0 | 0 | 41610.0735 | 67389.7955 | 67389.7955 | 17324.0762 | 84713.8717 | 84713.8717 | 102037.9479 | 0.49118 | 4082.9538 | 4082.9538 | 10.1912 | 98516.6016 | 0.57983 | -1030.7918 | Cogged Belt on 40hp ODP Motor | Agriculture and Assembly | New
| IchTgsld607 | 34241.7208 | 7368.3527 | 0 | 0 | 41610.0735 | 67389.7955 | 67389.7955 | 17324.0762 | 84713.8717 | 84713.8717 | 102037.9479 | 0.49118 | 4082.9538 | 4082.9538 | 10.1912 | 98516.6016 | 0.57983 | -1030.7918 | Cogged Belt on 40hp ODP Motor | Chemicals and Plastics | Turnover
| IchNgsld607 | 34241.7208 | 7368.3527 | 0 | 0 | 41610.0735 | 67389.7955 | 67389.7955 | 17324.0762 | 84713.8717 | 84713.8717 | 102037.9479 | 0.49118 | 4082.9538 | 4082.9538 | 10.1912 | 98516.6016 | 0.57983 | -1030.7918 | Cogged Belt on 40hp ODP Motor | Chemicals and Plastics | New
| IcoTgsld607 | 34241.7208 | 7368.3527 | 0 | 0 | 41610.0735 | 67389.7955 | 67389.7955 | 17324.0762 | 84713.8717 | 84713.8717 | 102037.9479 | 0.49118 | 4082.9538 | 4082.9538 | 10.1912 | 98516.6016 | 0.57983 | -1030.7918 | Cogged Belt on 40hp ODP Motor | Construction | Turnover
| IcoNgsld607 | 34241.7208 | 7368.3527 | 0 | 0 | 41610.0735 | 67389.7955 | 67389.7955 | 17324.0762 | 84713.8717 | 84713.8717 | 102037.9479 | 0.49118 | 4082.9538 | 4082.9538 | 10.1912 | 98516.6016 | 0.57983 | -1030.7918 | Cogged Belt on 40hp ODP Motor | Construction | New
| IelTgsld607 | 34241.7208 | 7368.3527 | 0 | 0 | 41610.0735 | 67389.7955 | 67389.7955 | 17324.0762 | 84713.8717 | 84713.8717 | 102037.9479 | 0.49118 | 4082.9538 | 4082.9538 | 10.1912 | 98516.6016 | 0.57983 | -1030.7918 | Cogged Belt on 40hp ODP Motor | Electrical and Electronic Equip. | Turnover
| IelNgsld607 | 34241.7208 | 7368.3527 | 0 | 0 | 41610.0735 | 67389.7955 | 67389.7955 | 17324.0762 | 84713.8717 | 84713.8717 | 102037.9479 | 0.49118 | 4082.9538 | 4082.9538 | 10.1912 | 98516.6016 | 0.57983 | -1030.7918 | Cogged Belt on 40hp ODP Motor | Electrical and Electronic Equip. | New
| IluTgsld607 | 34241.7208 | 7368.3527 | 0 | 0 | 41610.0735 | 67389.7955 | 67389.7955 | 17324.0762 | 84713.8717 | 84713.8717 | 102037.9479 | 0.49118 | 4082.9538 | 4082.9538 | 10.1912 | 98516.6016 | 0.57983 | -1030.7918 | Cogged Belt on 40hp ODP Motor | Lumber/Furniture/Pulp/Paper | Turnover
| IluNgsld607 | 34241.7208 | 7368.3527 | 0 | 0 | 41610.0735 | 67389.7955 | 67389.7955 | 17324.0762 | 84713.8717 | 84713.8717 | 102037.9479 | 0.49118 | 4082.9538 | 4082.9538 | 10.1912 | 98516.6016 | 0.57983 | -1030.7918 | Cogged Belt on 40hp ODP Motor | Lumber/Furniture/Pulp/Paper | New
| ImeTgsld607 | 34241.7208 | 7368.3527 | 0 | 0 | 41610.0735 | 67389.7955 | 67389.7955 | 17324.0762 | 84713.8717 | 84713.8717 | 102037.9479 | 0.49118 | 4082.9538 | 4082.9538 | 10.1912 | 98516.6016 | 0.57983 | -1030.7918 | Cogged Belt on 40hp ODP Motor | Metal Products and Machinery | Turnover
| ImeNgsld607 | 34241.7208 | 7368.3527 | 0 | 0 | 41610.0735 | 67389.7955 | 67389.7955 | 17324.0762 | 84713.8717 | 84713.8717 | 102037.9479 | 0.49118 | 4082.9538 | 4082.9538 | 10.1912 | 98516.6016 | 0.57983 | -1030.7918 | Cogged Belt on 40hp ODP Motor | Metal Products and Machinery | New
| ImiTgsld607 | 34241.7208 | 7368.3527 | 0 | 0 | 41610.0735 | 67389.7955 | 67389.7955 | 17324.0762 | 84713.8717 | 84713.8717 | 102037.9479 | 0.49118 | 4082.9538 | 4082.9538 | 10.1912 | 98516.6016 | 0.57983 | -1030.7918 | Cogged Belt on 40hp ODP Motor | Miscellaneous Manufacturing | Turnover
| ImiNgsld607 | 34241.7208 | 7368.3527 | 0 | 0 | 41610.0735 | 67389.7955 | 67389.7955 | 17324.0762 | 84713.8717 | 84713.8717 | 102037.9479 | 0.49118 | 4082.9538 | 4082.9538 | 10.1912 | 98516.6016 | 0.57983 | -1030.7918 | Cogged Belt on 40hp ODP Motor | Miscellaneous Manufacturing | New
| IprTgsld607 | 34241.7208 | 7368.3527 | 0 | 0 | 41610.0735 | 67389.7955 | 67389.7955 | 17324.0762 | 84713.8717 | 84713.8717 | 102037.9479 | 0.49118 | 4082.9538 | 4082.9538 | 10.1912 | 98516.6016 | 0.57983 | -1030.7918 | Cogged Belt on 40hp ODP Motor | Primary Resources Industries | Turnover
| IprNgsld607 | 34241.7208 | 7368.3527 | 0 | 0 | 41610.0735 | 67389.7955 | 67389.7955 | 17324.0762 | 84713.8717 | 84713.8717 | 102037.9479 | 0.49118 | 4082.9538 | 4082.9538 | 10.1912 | 98516.6016 | 0.57983 | -1030.7918 | Cogged Belt on 40hp ODP Motor | Primary Resources Industries | New
| IstTgsld607 | 34241.7208 | 7368.3527 | 0 | 0 | 41610.0735 | 67389.7955 | 67389.7955 | 17324.0762 | 84713.8717 | 84713.8717 | 102037.9479 | 0.49118 | 4082.9538 | 4082.9538 | 10.1912 | 98516.6016 | 0.57983 | -1030.7918 | Cogged Belt on 40hp ODP Motor | Stone/Clay/Glass/Concrete | Turnover
| IstNgsld607 | 34241.7208 | 7368.3527 | 0 | 0 | 41610.0735 | 67389.7955 | 67389.7955 | 17324.0762 | 84713.8717 | 84713.8717 | 102037.9479 | 0.49118 | 4082.9538 | 4082.9538 | 10.1912 | 98516.6016 | 0.57983 | -1030.7918 | Cogged Belt on 40hp ODP Motor | Stone/Clay/Glass/Concrete | New
| IteTgsld607 | 34241.7208 | 7368.3527 | 0 | 0 | 41610.0735 | 67389.7955 | 67389.7955 | 17324.0762 | 84713.8717 | 84713.8717 | 102037.9479 | 0.49118 | 4082.9538 | 4082.9538 | 10.1912 | 98516.6016 | 0.57983 | -1030.7918 | Cogged Belt on 40hp ODP Motor | Textiles and Leather | Turnover
| IteNgsld607 | 34241.7208 | 7368.3527 | 0 | 0 | 41610.0735 | 67389.7955 | 67389.7955 | 17324.0762 | 84713.8717 | 84713.8717 | 102037.9479 | 0.49118 | 4082.9538 | 4082.9538 | 10.1912 | 98516.6016 | 0.57983 | -1030.7918 | Cogged Belt on 40hp ODP Motor | Textiles and Leather | New
| ItrTgsld607 | 34241.7208 | 7368.3527 | 0 | 0 | 41610.0735 | 67389.7955 | 67389.7955 | 17324.0762 | 84713.8717 | 84713.8717 | 102037.9479 | 0.49118 | 4082.9538 | 4082.9538 | 10.1912 | 98516.6016 | 0.57983 | -1030.7918 | Cogged Belt on 40hp ODP Motor | Transportation Equipment | Turnover
| ItrNgsld607 | 34241.7208 | 7368.3527 | 0 | 0 | 41610.0735 | 67389.7955 | 67389.7955 | 17324.0762 | 84713.8717 | 84713.8717 | 102037.9479 | 0.49118 | 4082.9538 | 4082.9538 | 10.1912 | 98516.6016 | 0.57983 | -1030.7918 | Cogged Belt on 40hp ODP Motor | Transportation Equipment | New
| IwaTgsld607 | 34133.4209 | 7366.3808 | 0 | 0 | 41499.8017 | 67143.7754 | 67143.7754 | 17324.0762 | 84467.8516 | 84467.8516 | 101791.9277 | 0.49131 | 4068.0482 | 4068.0482 | 10.2014 | 98220.1918 | 0.57917 | -1028.4741 | Cogged Belt on 40hp ODP Motor | Water and Wastewater | Turnover
| IwaNgsld607 | 34133.4209 | 7366.3808 | 0 | 0 | 41499.8017 | 67143.7754 | 67143.7754 | 17324.0762 | 84467.8516 | 84467.8516 | 101791.9277 | 0.49131 | 4068.0482 | 4068.0482 | 10.2014 | 98220.1918 | 0.57917 | -1028.4741 | Cogged Belt on 40hp ODP Motor | Water and Wastewater | New
| IagEgsld608 | 34241.7208 | 7368.3527 | 0 | 0 | 41610.0735 | 67389.7955 | 67389.7955 | 17324.0762 | 84713.8717 | 84713.8717 | 102037.9479 | 0.49118 | 89320.7954 | 89320.7954 | 0.46585 | 98516.6016 | 5.6713 | 2238.0214 | Low Pressure Sprinkler Nozzles | Agriculture and Assembly | Existing
| IagNgsld608 | 34241.7208 | 7368.3527 | 0 | 0 | 41610.0735 | 67389.7955 | 67389.7955 | 17324.0762 | 84713.8717 | 84713.8717 | 102037.9479 | 0.49118 | 89320.7954 | 89320.7954 | 0.46585 | 98516.6016 | 5.6713 | 2238.0214 | Low Pressure Sprinkler Nozzles | Agriculture and Assembly | New
| IchEgsld608 | 34241.7208 | 7368.3527 | 0 | 0 | 41610.0735 | 67389.7955 | 67389.7955 | 17324.0762 | 84713.8717 | 84713.8717 | 102037.9479 | 0.49118 | 89320.7954 | 89320.7954 | 0.46585 | 98516.6016 | 5.6713 | 2238.0214 | Low Pressure Sprinkler Nozzles | Chemicals and Plastics | Existing
| IchNgsld608 | 34241.7208 | 7368.3527 | 0 | 0 | 41610.0735 | 67389.7955 | 67389.7955 | 17324.0762 | 84713.8717 | 84713.8717 | 102037.9479 | 0.49118 | 89320.7954 | 89320.7954 | 0.46585 | 98516.6016 | 5.6713 | 2238.0214 | Low Pressure Sprinkler Nozzles | Chemicals and Plastics | New
| IcoEgsld608 | 34241.7208 | 7368.3527 | 0 | 0 | 41610.0735 | 67389.7955 | 67389.7955 | 17324.0762 | 84713.8717 | 84713.8717 | 102037.9479 | 0.49118 | 89320.7954 | 89320.7954 | 0.46585 | 98516.6016 | 5.6713 | 2238.0214 | Low Pressure Sprinkler Nozzles | Construction | Existing
| IcoNgsld608 | 34241.7208 | 7368.3527 | 0 | 0 | 41610.0735 | 67389.7955 | 67389.7955 | 17324.0762 | 84713.8717 | 84713.8717 | 102037.9479 | 0.49118 | 89320.7954 | 89320.7954 | 0.46585 | 98516.6016 | 5.6713 | 2238.0214 | Low Pressure Sprinkler Nozzles | Construction | New
| IelEgsld608 | 34241.7208 | 7368.3527 | 0 | 0 | 41610.0735 | 67389.7955 | 67389.7955 | 17324.0762 | 84713.8717 | 84713.8717 | 102037.9479 | 0.49118 | 89320.7954 | 89320.7954 | 0.46585 | 98516.6016 | 5.6713 | 2238.0214 | Low Pressure Sprinkler Nozzles | Electrical and Electronic Equip. | Existing
| IelNgsld608 | 34241.7208 | 7368.3527 | 0 | 0 | 41610.0735 | 67389.7955 | 67389.7955 | 17324.0762 | 84713.8717 | 84713.8717 | 102037.9479 | 0.49118 | 89320.7954 | 89320.7954 | 0.46585 | 98516.6016 | 5.6713 | 2238.0214 | Low Pressure Sprinkler Nozzles | Electrical and Electronic Equip. | New
| IluEgsld608 | 34241.7208 | 7368.3527 | 0 | 0 | 41610.0735 | 67389.7955 | 67389.7955 | 17324.0762 | 84713.8717 | 84713.8717 | 102037.9479 | 0.49118 | 89320.7954 | 89320.7954 | 0.46585 | 98516.6016 | 5.6713 | 2238.0214 | Low Pressure Sprinkler Nozzles | Lumber/Furniture/Pulp/Paper | Existing
| IluNgsld608 | 34241.7208 | 7368.3527 | 0 | 0 | 41610.0735 | 67389.7955 | 67389.7955 | 17324.0762 | 84713.8717 | 84713.8717 | 102037.9479 | 0.49118 | 89320.7954 | 89320.7954 | 0.46585 | 98516.6016 | 5.6713 | 2238.0214 | Low Pressure Sprinkler Nozzles | Lumber/Furniture/Pulp/Paper | New
| ImeEgsld608 | 34241.7208 | 7368.3527 | 0 | 0 | 41610.0735 | 67389.7955 | 67389.7955 | 17324.0762 | 84713.8717 | 84713.8717 | 102037.9479 | 0.49118 | 89320.7954 | 89320.7954 | 0.46585 | 98516.6016 | 5.6713 | 2238.0214 | Low Pressure Sprinkler Nozzles | Metal Products and Machinery | Existing
| ImeNgsld608 | 34241.7208 | 7368.3527 | 0 | 0 | 41610.0735 | 67389.7955 | 67389.7955 | 17324.0762 | 84713.8717 | 84713.8717 | 102037.9479 | 0.49118 | 89320.7954 | 89320.7954 | 0.46585 | 98516.6016 | 5.6713 | 2238.0214 | Low Pressure Sprinkler Nozzles | Metal Products and Machinery | New
| ImiEgsld608 | 34241.7208 | 7368.3527 | 0 | 0 | 41610.0735 | 67389.7955 | 67389.7955 | 17324.0762 | 84713.8717 | 84713.8717 | 102037.9479 | 0.49118 | 89320.7954 | 89320.7954 | 0.46585 | 98516.6016 | 5.6713 | 2238.0214 | Low Pressure Sprinkler Nozzles | Miscellaneous Manufacturing | Existing
| ImiNgsld608 | 34241.7208 | 7368.3527 | 0 | 0 | 41610.0735 | 67389.7955 | 67389.7955 | 17324.0762 | 84713.8717 | 84713.8717 | 102037.9479 | 0.49118 | 89320.7954 | 89320.7954 | 0.46585 | 98516.6016 | 5.6713 | 2238.0214 | Low Pressure Sprinkler Nozzles | Miscellaneous Manufacturing | New
| IprEgsld608 | 34241.7208 | 7368.3527 | 0 | 0 | 41610.0735 | 67389.7955 | 67389.7955 | 17324.0762 | 84713.8717 | 84713.8717 | 102037.9479 | 0.49118 | 89320.7954 | 89320.7954 | 0.46585 | 98516.6016 | 5.6713 | 2238.0214 | Low Pressure Sprinkler Nozzles | Primary Resources Industries | Existing
| IprNgsld608 | 34241.7208 | 7368.3527 | 0 | 0 | 41610.0735 | 67389.7955 | 67389.7955 | 17324.0762 | 84713.8717 | 84713.8717 | 102037.9479 | 0.49118 | 89320.7954 | 89320.7954 | 0.46585 | 98516.6016 | 5.6713 | 2238.0214 | Low Pressure Sprinkler Nozzles | Primary Resources Industries | New
| IstEgsld608 | 34241.7208 | 7368.3527 | 0 | 0 | 41610.0735 | 67389.7955 | 67389.7955 | 17324.0762 | 84713.8717 | 84713.8717 | 102037.9479 | 0.49118 | 89320.7954 | 89320.7954 | 0.46585 | 98516.6016 | 5.6713 | 2238.0214 | Low Pressure Sprinkler Nozzles | Stone/Clay/Glass/Concrete | Existing
| IstNgsld608 | 34241.7208 | 7368.3527 | 0 | 0 | 41610.0735 | 67389.7955 | 67389.7955 | 17324.0762 | 84713.8717 | 84713.8717 | 102037.9479 | 0.49118 | 89320.7954 | 89320.7954 | 0.46585 | 98516.6016 | 5.6713 | 2238.0214 | Low Pressure Sprinkler Nozzles | Stone/Clay/Glass/Concrete | New
| IteEgsld608 | 34241.7208 | 7368.3527 | 0 | 0 | 41610.0735 | 67389.7955 | 67389.7955 | 17324.0762 | 84713.8717 | 84713.8717 | 102037.9479 | 0.49118 | 89320.7954 | 89320.7954 | 0.46585 | 98516.6016 | 5.6713 | 2238.0214 | Low Pressure Sprinkler Nozzles | Textiles and Leather | Existing
| IteNgsld608 | 34241.7208 | 7368.3527 | 0 | 0 | 41610.0735 | 67389.7955 | 67389.7955 | 17324.0762 | 84713.8717 | 84713.8717 | 102037.9479 | 0.49118 | 89320.7954 | 89320.7954 | 0.46585 | 98516.6016 | 5.6713 | 2238.0214 | Low Pressure Sprinkler Nozzles | Textiles and Leather | New
| ItrEgsld608 | 34241.7208 | 7368.3527 | 0 | 0 | 41610.0735 | 67389.7955 | 67389.7955 | 17324.0762 | 84713.8717 | 84713.8717 | 102037.9479 | 0.49118 | 89320.7954 | 89320.7954 | 0.46585 | 98516.6016 | 5.6713 | 2238.0214 | Low Pressure Sprinkler Nozzles | Transportation Equipment | Existing
| ItrNgsld608 | 34241.7208 | 7368.3527 | 0 | 0 | 41610.0735 | 67389.7955 | 67389.7955 | 17324.0762 | 84713.8717 | 84713.8717 | 102037.9479 | 0.49118 | 89320.7954 | 89320.7954 | 0.46585 | 98516.6016 | 5.6713 | 2238.0214 | Low Pressure Sprinkler Nozzles | Transportation Equipment | New
| IwaEgsld608 | 34133.4209 | 7366.3808 | 0 | 0 | 41499.8017 | 67143.7754 | 67143.7754 | 17324.0762 | 84467.8516 | 84467.8516 | 101791.9277 | 0.49131 | 88994.7175 | 88994.7175 | 0.46632 | 98220.1918 | 5.6649 | 2228.4057 | Low Pressure Sprinkler Nozzles | Water and Wastewater | Existing
| IwaNgsld608 | 34133.4209 | 7366.3808 | 0 | 0 | 41499.8017 | 67143.7754 | 67143.7754 | 17324.0762 | 84467.8516 | 84467.8516 | 101791.9277 | 0.49131 | 88994.7175 | 88994.7175 | 0.46632 | 98220.1918 | 5.6649 | 2228.4057 | Low Pressure Sprinkler Nozzles | Water and Wastewater | New
| IagTgsld609 | 34241.7208 | 7368.3527 | 0 | 0 | 41610.0735 | 67389.7955 | 67389.7955 | 17324.0762 | 84713.8717 | 84713.8717 | 102037.9479 | 0.49118 | 28428.0114 | 28428.0114 | 1.4637 | 98516.6016 | 4.0371 | 1188.8451 | Synchronous Belt on 15hp ODP Motor | Agriculture and Assembly | Turnover
| IagNgsld609 | 34241.7208 | 7368.3527 | 0 | 0 | 41610.0735 | 67389.7955 | 67389.7955 | 17324.0762 | 84713.8717 | 84713.8717 | 102037.9479 | 0.49118 | 28428.0114 | 28428.0114 | 1.4637 | 98516.6016 | 4.0371 | 1188.8451 | Synchronous Belt on 15hp ODP Motor | Agriculture and Assembly | New
| IchTgsld609 | 34241.7208 | 7368.3527 | 0 | 0 | 41610.0735 | 67389.7955 | 67389.7955 | 17324.0762 | 84713.8717 | 84713.8717 | 102037.9479 | 0.49118 | 28428.0114 | 28428.0114 | 1.4637 | 98516.6016 | 4.0371 | 1188.8451 | Synchronous Belt on 15hp ODP Motor | Chemicals and Plastics | Turnover
| IchNgsld609 | 34241.7208 | 7368.3527 | 0 | 0 | 41610.0735 | 67389.7955 | 67389.7955 | 17324.0762 | 84713.8717 | 84713.8717 | 102037.9479 | 0.49118 | 28428.0114 | 28428.0114 | 1.4637 | 98516.6016 | 4.0371 | 1188.8451 | Synchronous Belt on 15hp ODP Motor | Chemicals and Plastics | New
| IcoTgsld609 | 34241.7208 | 7368.3527 | 0 | 0 | 41610.0735 | 67389.7955 | 67389.7955 | 17324.0762 | 84713.8717 | 84713.8717 | 102037.9479 | 0.49118 | 28428.0114 | 28428.0114 | 1.4637 | 98516.6016 | 4.0371 | 1188.8451 | Synchronous Belt on 15hp ODP Motor | Construction | Turnover
| IcoNgsld609 | 34241.7208 | 7368.3527 | 0 | 0 | 41610.0735 | 67389.7955 | 67389.7955 | 17324.0762 | 84713.8717 | 84713.8717 | 102037.9479 | 0.49118 | 28428.0114 | 28428.0114 | 1.4637 | 98516.6016 | 4.0371 | 1188.8451 | Synchronous Belt on 15hp ODP Motor | Construction | New
| IelTgsld609 | 34241.7208 | 7368.3527 | 0 | 0 | 41610.0735 | 67389.7955 | 67389.7955 | 17324.0762 | 84713.8717 | 84713.8717 | 102037.9479 | 0.49118 | 28428.0114 | 28428.0114 | 1.4637 | 98516.6016 | 4.0371 | 1188.8451 | Synchronous Belt on 15hp ODP Motor | Electrical and Electronic Equip. | Turnover
| IelNgsld609 | 34241.7208 | 7368.3527 | 0 | 0 | 41610.0735 | 67389.7955 | 67389.7955 | 17324.0762 | 84713.8717 | 84713.8717 | 102037.9479 | 0.49118 | 28428.0114 | 28428.0114 | 1.4637 | 98516.6016 | 4.0371 | 1188.8451 | Synchronous Belt on 15hp ODP Motor | Electrical and Electronic Equip. | New
| IluTgsld609 | 34241.7208 | 7368.3527 | 0 | 0 | 41610.0735 | 67389.7955 | 67389.7955 | 17324.0762 | 84713.8717 | 84713.8717 | 102037.9479 | 0.49118 | 28428.0114 | 28428.0114 | 1.4637 | 98516.6016 | 4.0371 | 1188.8451 | Synchronous Belt on 15hp ODP Motor | Lumber/Furniture/Pulp/Paper | Turnover
| IluNgsld609 | 34241.7208 | 7368.3527 | 0 | 0 | 41610.0735 | 67389.7955 | 67389.7955 | 17324.0762 | 84713.8717 | 84713.8717 | 102037.9479 | 0.49118 | 28428.0114 | 28428.0114 | 1.4637 | 98516.6016 | 4.0371 | 1188.8451 | Synchronous Belt on 15hp ODP Motor | Lumber/Furniture/Pulp/Paper | New
| ImeTgsld609 | 34241.7208 | 7368.3527 | 0 | 0 | 41610.0735 | 67389.7955 | 67389.7955 | 17324.0762 | 84713.8717 | 84713.8717 | 102037.9479 | 0.49118 | 28428.0114 | 28428.0114 | 1.4637 | 98516.6016 | 4.0371 | 1188.8451 | Synchronous Belt on 15hp ODP Motor | Metal Products and Machinery | Turnover
| ImeNgsld609 | 34241.7208 | 7368.3527 | 0 | 0 | 41610.0735 | 67389.7955 | 67389.7955 | 17324.0762 | 84713.8717 | 84713.8717 | 102037.9479 | 0.49118 | 28428.0114 | 28428.0114 | 1.4637 | 98516.6016 | 4.0371 | 1188.8451 | Synchronous Belt on 15hp ODP Motor | Metal Products and Machinery | New
| ImiTgsld609 | 34241.7208 | 7368.3527 | 0 | 0 | 41610.0735 | 67389.7955 | 67389.7955 | 17324.0762 | 84713.8717 | 84713.8717 | 102037.9479 | 0.49118 | 28428.0114 | 28428.0114 | 1.4637 | 98516.6016 | 4.0371 | 1188.8451 | Synchronous Belt on 15hp ODP Motor | Miscellaneous Manufacturing | Turnover
| ImiNgsld609 | 34241.7208 | 7368.3527 | 0 | 0 | 41610.0735 | 67389.7955 | 67389.7955 | 17324.0762 | 84713.8717 | 84713.8717 | 102037.9479 | 0.49118 | 28428.0114 | 28428.0114 | 1.4637 | 98516.6016 | 4.0371 | 1188.8451 | Synchronous Belt on 15hp ODP Motor | Miscellaneous Manufacturing | New
| IprTgsld609 | 34241.7208 | 7368.3527 | 0 | 0 | 41610.0735 | 67389.7955 | 67389.7955 | 17324.0762 | 84713.8717 | 84713.8717 | 102037.9479 | 0.49118 | 28428.0114 | 28428.0114 | 1.4637 | 98516.6016 | 4.0371 | 1188.8451 | Synchronous Belt on 15hp ODP Motor | Primary Resources Industries | Turnover
| IprNgsld609 | 34241.7208 | 7368.3527 | 0 | 0 | 41610.0735 | 67389.7955 | 67389.7955 | 17324.0762 | 84713.8717 | 84713.8717 | 102037.9479 | 0.49118 | 28428.0114 | 28428.0114 | 1.4637 | 98516.6016 | 4.0371 | 1188.8451 | Synchronous Belt on 15hp ODP Motor | Primary Resources Industries | New
| IstTgsld609 | 34241.7208 | 7368.3527 | 0 | 0 | 41610.0735 | 67389.7955 | 67389.7955 | 17324.0762 | 84713.8717 | 84713.8717 | 102037.9479 | 0.49118 | 28428.0114 | 28428.0114 | 1.4637 | 98516.6016 | 4.0371 | 1188.8451 | Synchronous Belt on 15hp ODP Motor | Stone/Clay/Glass/Concrete | Turnover
| IstNgsld609 | 34241.7208 | 7368.3527 | 0 | 0 | 41610.0735 | 67389.7955 | 67389.7955 | 17324.0762 | 84713.8717 | 84713.8717 | 102037.9479 | 0.49118 | 28428.0114 | 28428.0114 | 1.4637 | 98516.6016 | 4.0371 | 1188.8451 | Synchronous Belt on 15hp ODP Motor | Stone/Clay/Glass/Concrete | New
| IteTgsld609 | 34241.7208 | 7368.3527 | 0 | 0 | 41610.0735 | 67389.7955 | 67389.7955 | 17324.0762 | 84713.8717 | 84713.8717 | 102037.9479 | 0.49118 | 28428.0114 | 28428.0114 | 1.4637 | 98516.6016 | 4.0371 | 1188.8451 | Synchronous Belt on 15hp ODP Motor | Textiles and Leather | Turnover
| IteNgsld609 | 34241.7208 | 7368.3527 | 0 | 0 | 41610.0735 | 67389.7955 | 67389.7955 | 17324.0762 | 84713.8717 | 84713.8717 | 102037.9479 | 0.49118 | 28428.0114 | 28428.0114 | 1.4637 | 98516.6016 | 4.0371 | 1188.8451 | Synchronous Belt on 15hp ODP Motor | Textiles and Leather | New
| ItrTgsld609 | 34241.7208 | 7368.3527 | 0 | 0 | 41610.0735 | 67389.7955 | 67389.7955 | 17324.0762 | 84713.8717 | 84713.8717 | 102037.9479 | 0.49118 | 28428.0114 | 28428.0114 | 1.4637 | 98516.6016 | 4.0371 | 1188.8451 | Synchronous Belt on 15hp ODP Motor | Transportation Equipment | Turnover
| ItrNgsld609 | 34241.7208 | 7368.3527 | 0 | 0 | 41610.0735 | 67389.7955 | 67389.7955 | 17324.0762 | 84713.8717 | 84713.8717 | 102037.9479 | 0.49118 | 28428.0114 | 28428.0114 | 1.4637 | 98516.6016 | 4.0371 | 1188.8451 | Synchronous Belt on 15hp ODP Motor | Transportation Equipment | New
| IwaTgsld609 | 34133.4209 | 7366.3808 | 0 | 0 | 41499.8017 | 67143.7754 | 67143.7754 | 17324.0762 | 84467.8516 | 84467.8516 | 101791.9277 | 0.49131 | 28324.2302 | 28324.2302 | 1.4652 | 98220.1918 | 4.0325 | 1183.0596 | Synchronous Belt on 15hp ODP Motor | Water and Wastewater | Turnover
| IwaNgsld609 | 34133.4209 | 7366.3808 | 0 | 0 | 41499.8017 | 67143.7754 | 67143.7754 | 17324.0762 | 84467.8516 | 84467.8516 | 101791.9277 | 0.49131 | 28324.2302 | 28324.2302 | 1.4652 | 98220.1918 | 4.0325 | 1183.0596 | Synchronous Belt on 15hp ODP Motor | Water and Wastewater | New
| IagTgsld610 | 34241.7208 | 7368.3527 | 0 | 0 | 41610.0735 | 67389.7955 | 67389.7955 | 17324.0762 | 84713.8717 | 84713.8717 | 102037.9479 | 0.49118 | 33727.3911 | 33727.3911 | 1.2337 | 98516.6016 | 4.7897 | 1672.0107 | Synchronous Belt on 5hp ODP Motor | Agriculture and Assembly | Turnover
| IagNgsld610 | 34241.7208 | 7368.3527 | 0 | 0 | 41610.0735 | 67389.7955 | 67389.7955 | 17324.0762 | 84713.8717 | 84713.8717 | 102037.9479 | 0.49118 | 33727.3911 | 33727.3911 | 1.2337 | 98516.6016 | 4.7897 | 1672.0107 | Synchronous Belt on 5hp ODP Motor | Agriculture and Assembly | New
| IchTgsld610 | 34241.7208 | 7368.3527 | 0 | 0 | 41610.0735 | 67389.7955 | 67389.7955 | 17324.0762 | 84713.8717 | 84713.8717 | 102037.9479 | 0.49118 | 33727.3911 | 33727.3911 | 1.2337 | 98516.6016 | 4.7897 | 1672.0107 | Synchronous Belt on 5hp ODP Motor | Chemicals and Plastics | Turnover
| IchNgsld610 | 34241.7208 | 7368.3527 | 0 | 0 | 41610.0735 | 67389.7955 | 67389.7955 | 17324.0762 | 84713.8717 | 84713.8717 | 102037.9479 | 0.49118 | 33727.3911 | 33727.3911 | 1.2337 | 98516.6016 | 4.7897 | 1672.0107 | Synchronous Belt on 5hp ODP Motor | Chemicals and Plastics | New
| IcoTgsld610 | 34241.7208 | 7368.3527 | 0 | 0 | 41610.0735 | 67389.7955 | 67389.7955 | 17324.0762 | 84713.8717 | 84713.8717 | 102037.9479 | 0.49118 | 33727.3911 | 33727.3911 | 1.2337 | 98516.6016 | 4.7897 | 1672.0107 | Synchronous Belt on 5hp ODP Motor | Construction | Turnover
| IcoNgsld610 | 34241.7208 | 7368.3527 | 0 | 0 | 41610.0735 | 67389.7955 | 67389.7955 | 17324.0762 | 84713.8717 | 84713.8717 | 102037.9479 | 0.49118 | 33727.3911 | 33727.3911 | 1.2337 | 98516.6016 | 4.7897 | 1672.0107 | Synchronous Belt on 5hp ODP Motor | Construction | New
| IelTgsld610 | 34241.7208 | 7368.3527 | 0 | 0 | 41610.0735 | 67389.7955 | 67389.7955 | 17324.0762 | 84713.8717 | 84713.8717 | 102037.9479 | 0.49118 | 33727.3911 | 33727.3911 | 1.2337 | 98516.6016 | 4.7897 | 1672.0107 | Synchronous Belt on 5hp ODP Motor | Electrical and Electronic Equip. | Turnover
| IelNgsld610 | 34241.7208 | 7368.3527 | 0 | 0 | 41610.0735 | 67389.7955 | 67389.7955 | 17324.0762 | 84713.8717 | 84713.8717 | 102037.9479 | 0.49118 | 33727.3911 | 33727.3911 | 1.2337 | 98516.6016 | 4.7897 | 1672.0107 | Synchronous Belt on 5hp ODP Motor | Electrical and Electronic Equip. | New
| IluTgsld610 | 34241.7208 | 7368.3527 | 0 | 0 | 41610.0735 | 67389.7955 | 67389.7955 | 17324.0762 | 84713.8717 | 84713.8717 | 102037.9479 | 0.49118 | 33727.3911 | 33727.3911 | 1.2337 | 98516.6016 | 4.7897 | 1672.0107 | Synchronous Belt on 5hp ODP Motor | Lumber/Furniture/Pulp/Paper | Turnover
| IluNgsld610 | 34241.7208 | 7368.3527 | 0 | 0 | 41610.0735 | 67389.7955 | 67389.7955 | 17324.0762 | 84713.8717 | 84713.8717 | 102037.9479 | 0.49118 | 33727.3911 | 33727.3911 | 1.2337 | 98516.6016 | 4.7897 | 1672.0107 | Synchronous Belt on 5hp ODP Motor | Lumber/Furniture/Pulp/Paper | New
| ImeTgsld610 | 34241.7208 | 7368.3527 | 0 | 0 | 41610.0735 | 67389.7955 | 67389.7955 | 17324.0762 | 84713.8717 | 84713.8717 | 102037.9479 | 0.49118 | 33727.3911 | 33727.3911 | 1.2337 | 98516.6016 | 4.7897 | 1672.0107 | Synchronous Belt on 5hp ODP Motor | Metal Products and Machinery | Turnover
| ImeNgsld610 | 34241.7208 | 7368.3527 | 0 | 0 | 41610.0735 | 67389.7955 | 67389.7955 | 17324.0762 | 84713.8717 | 84713.8717 | 102037.9479 | 0.49118 | 33727.3911 | 33727.3911 | 1.2337 | 98516.6016 | 4.7897 | 1672.0107 | Synchronous Belt on 5hp ODP Motor | Metal Products and Machinery | New
| ImiTgsld610 | 34241.7208 | 7368.3527 | 0 | 0 | 41610.0735 | 67389.7955 | 67389.7955 | 17324.0762 | 84713.8717 | 84713.8717 | 102037.9479 | 0.49118 | 33727.3911 | 33727.3911 | 1.2337 | 98516.6016 | 4.7897 | 1672.0107 | Synchronous Belt on 5hp ODP Motor | Miscellaneous Manufacturing | Turnover
| ImiNgsld610 | 34241.7208 | 7368.3527 | 0 | 0 | 41610.0735 | 67389.7955 | 67389.7955 | 17324.0762 | 84713.8717 | 84713.8717 | 102037.9479 | 0.49118 | 33727.3911 | 33727.3911 | 1.2337 | 98516.6016 | 4.7897 | 1672.0107 | Synchronous Belt on 5hp ODP Motor | Miscellaneous Manufacturing | New
| IprTgsld610 | 34241.7208 | 7368.3527 | 0 | 0 | 41610.0735 | 67389.7955 | 67389.7955 | 17324.0762 | 84713.8717 | 84713.8717 | 102037.9479 | 0.49118 | 33727.3911 | 33727.3911 | 1.2337 | 98516.6016 | 4.7897 | 1672.0107 | Synchronous Belt on 5hp ODP Motor | Primary Resources Industries | Turnover
| IprNgsld610 | 34241.7208 | 7368.3527 | 0 | 0 | 41610.0735 | 67389.7955 | 67389.7955 | 17324.0762 | 84713.8717 | 84713.8717 | 102037.9479 | 0.49118 | 33727.3911 | 33727.3911 | 1.2337 | 98516.6016 | 4.7897 | 1672.0107 | Synchronous Belt on 5hp ODP Motor | Primary Resources Industries | New
| IstTgsld610 | 34241.7208 | 7368.3527 | 0 | 0 | 41610.0735 | 67389.7955 | 67389.7955 | 17324.0762 | 84713.8717 | 84713.8717 | 102037.9479 | 0.49118 | 33727.3911 | 33727.3911 | 1.2337 | 98516.6016 | 4.7897 | 1672.0107 | Synchronous Belt on 5hp ODP Motor | Stone/Clay/Glass/Concrete | Turnover
| IstNgsld610 | 34241.7208 | 7368.3527 | 0 | 0 | 41610.0735 | 67389.7955 | 67389.7955 | 17324.0762 | 84713.8717 | 84713.8717 | 102037.9479 | 0.49118 | 33727.3911 | 33727.3911 | 1.2337 | 98516.6016 | 4.7897 | 1672.0107 | Synchronous Belt on 5hp ODP Motor | Stone/Clay/Glass/Concrete | New
| IteTgsld610 | 34241.7208 | 7368.3527 | 0 | 0 | 41610.0735 | 67389.7955 | 67389.7955 | 17324.0762 | 84713.8717 | 84713.8717 | 102037.9479 | 0.49118 | 33727.3911 | 33727.3911 | 1.2337 | 98516.6016 | 4.7897 | 1672.0107 | Synchronous Belt on 5hp ODP Motor | Textiles and Leather | Turnover
| IteNgsld610 | 34241.7208 | 7368.3527 | 0 | 0 | 41610.0735 | 67389.7955 | 67389.7955 | 17324.0762 | 84713.8717 | 84713.8717 | 102037.9479 | 0.49118 | 33727.3911 | 33727.3911 | 1.2337 | 98516.6016 | 4.7897 | 1672.0107 | Synchronous Belt on 5hp ODP Motor | Textiles and Leather | New
| ItrTgsld610 | 34241.7208 | 7368.3527 | 0 | 0 | 41610.0735 | 67389.7955 | 67389.7955 | 17324.0762 | 84713.8717 | 84713.8717 | 102037.9479 | 0.49118 | 33727.3911 | 33727.3911 | 1.2337 | 98516.6016 | 4.7897 | 1672.0107 | Synchronous Belt on 5hp ODP Motor | Transportation Equipment | Turnover
| ItrNgsld610 | 34241.7208 | 7368.3527 | 0 | 0 | 41610.0735 | 67389.7955 | 67389.7955 | 17324.0762 | 84713.8717 | 84713.8717 | 102037.9479 | 0.49118 | 33727.3911 | 33727.3911 | 1.2337 | 98516.6016 | 4.7897 | 1672.0107 | Synchronous Belt on 5hp ODP Motor | Transportation Equipment | New
| IwaTgsld610 | 34133.4209 | 7366.3808 | 0 | 0 | 41499.8017 | 67143.7754 | 67143.7754 | 17324.0762 | 84467.8516 | 84467.8516 | 101791.9277 | 0.49131 | 33604.2631 | 33604.2631 | 1.235 | 98220.1918 | 4.7843 | 1664.4614 | Synchronous Belt on 5hp ODP Motor | Water and Wastewater | Turnover
| IwaNgsld610 | 34133.4209 | 7366.3808 | 0 | 0 | 41499.8017 | 67143.7754 | 67143.7754 | 17324.0762 | 84467.8516 | 84467.8516 | 101791.9277 | 0.49131 | 33604.2631 | 33604.2631 | 1.235 | 98220.1918 | 4.7843 | 1664.4614 | Synchronous Belt on 5hp ODP Motor | Water and Wastewater | New
| IagTgsld611 | 34241.7208 | 7368.3527 | 0 | 0 | 41610.0735 | 67389.7955 | 67389.7955 | 17324.0762 | 84713.8717 | 84713.8717 | 102037.9479 | 0.49118 | 18478.6331 | 18478.6331 | 2.2518 | 98516.6016 | 2.6242 | 281.7202 | Synchronous Belt on 75hp ODP Motor | Agriculture and Assembly | Turnover
| IagNgsld611 | 34241.7208 | 7368.3527 | 0 | 0 | 41610.0735 | 67389.7955 | 67389.7955 | 17324.0762 | 84713.8717 | 84713.8717 | 102037.9479 | 0.49118 | 18478.6331 | 18478.6331 | 2.2518 | 98516.6016 | 2.6242 | 281.7202 | Synchronous Belt on 75hp ODP Motor | Agriculture and Assembly | New
| IchTgsld611 | 34241.7208 | 7368.3527 | 0 | 0 | 41610.0735 | 67389.7955 | 67389.7955 | 17324.0762 | 84713.8717 | 84713.8717 | 102037.9479 | 0.49118 | 18478.6331 | 18478.6331 | 2.2518 | 98516.6016 | 2.6242 | 281.7202 | Synchronous Belt on 75hp ODP Motor | Chemicals and Plastics | Turnover
| IchNgsld611 | 34241.7208 | 7368.3527 | 0 | 0 | 41610.0735 | 67389.7955 | 67389.7955 | 17324.0762 | 84713.8717 | 84713.8717 | 102037.9479 | 0.49118 | 18478.6331 | 18478.6331 | 2.2518 | 98516.6016 | 2.6242 | 281.7202 | Synchronous Belt on 75hp ODP Motor | Chemicals and Plastics | New
| IcoTgsld611 | 34241.7208 | 7368.3527 | 0 | 0 | 41610.0735 | 67389.7955 | 67389.7955 | 17324.0762 | 84713.8717 | 84713.8717 | 102037.9479 | 0.49118 | 18478.6331 | 18478.6331 | 2.2518 | 98516.6016 | 2.6242 | 281.7202 | Synchronous Belt on 75hp ODP Motor | Construction | Turnover
| IcoNgsld611 | 34241.7208 | 7368.3527 | 0 | 0 | 41610.0735 | 67389.7955 | 67389.7955 | 17324.0762 | 84713.8717 | 84713.8717 | 102037.9479 | 0.49118 | 18478.6331 | 18478.6331 | 2.2518 | 98516.6016 | 2.6242 | 281.7202 | Synchronous Belt on 75hp ODP Motor | Construction | New
| IelTgsld611 | 34241.7208 | 7368.3527 | 0 | 0 | 41610.0735 | 67389.7955 | 67389.7955 | 17324.0762 | 84713.8717 | 84713.8717 | 102037.9479 | 0.49118 | 18478.6331 | 18478.6331 | 2.2518 | 98516.6016 | 2.6242 | 281.7202 | Synchronous Belt on 75hp ODP Motor | Electrical and Electronic Equip. | Turnover
| IelNgsld611 | 34241.7208 | 7368.3527 | 0 | 0 | 41610.0735 | 67389.7955 | 67389.7955 | 17324.0762 | 84713.8717 | 84713.8717 | 102037.9479 | 0.49118 | 18478.6331 | 18478.6331 | 2.2518 | 98516.6016 | 2.6242 | 281.7202 | Synchronous Belt on 75hp ODP Motor | Electrical and Electronic Equip. | New
| IluTgsld611 | 34241.7208 | 7368.3527 | 0 | 0 | 41610.0735 | 67389.7955 | 67389.7955 | 17324.0762 | 84713.8717 | 84713.8717 | 102037.9479 | 0.49118 | 18478.6331 | 18478.6331 | 2.2518 | 98516.6016 | 2.6242 | 281.7202 | Synchronous Belt on 75hp ODP Motor | Lumber/Furniture/Pulp/Paper | Turnover
| IluNgsld611 | 34241.7208 | 7368.3527 | 0 | 0 | 41610.0735 | 67389.7955 | 67389.7955 | 17324.0762 | 84713.8717 | 84713.8717 | 102037.9479 | 0.49118 | 18478.6331 | 18478.6331 | 2.2518 | 98516.6016 | 2.6242 | 281.7202 | Synchronous Belt on 75hp ODP Motor | Lumber/Furniture/Pulp/Paper | New
| ImeTgsld611 | 34241.7208 | 7368.3527 | 0 | 0 | 41610.0735 | 67389.7955 | 67389.7955 | 17324.0762 | 84713.8717 | 84713.8717 | 102037.9479 | 0.49118 | 18478.6331 | 18478.6331 | 2.2518 | 98516.6016 | 2.6242 | 281.7202 | Synchronous Belt on 75hp ODP Motor | Metal Products and Machinery | Turnover
| ImeNgsld611 | 34241.7208 | 7368.3527 | 0 | 0 | 41610.0735 | 67389.7955 | 67389.7955 | 17324.0762 | 84713.8717 | 84713.8717 | 102037.9479 | 0.49118 | 18478.6331 | 18478.6331 | 2.2518 | 98516.6016 | 2.6242 | 281.7202 | Synchronous Belt on 75hp ODP Motor | Metal Products and Machinery | New
| ImiTgsld611 | 34241.7208 | 7368.3527 | 0 | 0 | 41610.0735 | 67389.7955 | 67389.7955 | 17324.0762 | 84713.8717 | 84713.8717 | 102037.9479 | 0.49118 | 18478.6331 | 18478.6331 | 2.2518 | 98516.6016 | 2.6242 | 281.7202 | Synchronous Belt on 75hp ODP Motor | Miscellaneous Manufacturing | Turnover
| ImiNgsld611 | 34241.7208 | 7368.3527 | 0 | 0 | 41610.0735 | 67389.7955 | 67389.7955 | 17324.0762 | 84713.8717 | 84713.8717 | 102037.9479 | 0.49118 | 18478.6331 | 18478.6331 | 2.2518 | 98516.6016 | 2.6242 | 281.7202 | Synchronous Belt on 75hp ODP Motor | Miscellaneous Manufacturing | New
| IprTgsld611 | 34241.7208 | 7368.3527 | 0 | 0 | 41610.0735 | 67389.7955 | 67389.7955 | 17324.0762 | 84713.8717 | 84713.8717 | 102037.9479 | 0.49118 | 18478.6331 | 18478.6331 | 2.2518 | 98516.6016 | 2.6242 | 281.7202 | Synchronous Belt on 75hp ODP Motor | Primary Resources Industries | Turnover
| IprNgsld611 | 34241.7208 | 7368.3527 | 0 | 0 | 41610.0735 | 67389.7955 | 67389.7955 | 17324.0762 | 84713.8717 | 84713.8717 | 102037.9479 | 0.49118 | 18478.6331 | 18478.6331 | 2.2518 | 98516.6016 | 2.6242 | 281.7202 | Synchronous Belt on 75hp ODP Motor | Primary Resources Industries | New
| IstTgsld611 | 34241.7208 | 7368.3527 | 0 | 0 | 41610.0735 | 67389.7955 | 67389.7955 | 17324.0762 | 84713.8717 | 84713.8717 | 102037.9479 | 0.49118 | 18478.6331 | 18478.6331 | 2.2518 | 98516.6016 | 2.6242 | 281.7202 | Synchronous Belt on 75hp ODP Motor | Stone/Clay/Glass/Concrete | Turnover
| IstNgsld611 | 34241.7208 | 7368.3527 | 0 | 0 | 41610.0735 | 67389.7955 | 67389.7955 | 17324.0762 | 84713.8717 | 84713.8717 | 102037.9479 | 0.49118 | 18478.6331 | 18478.6331 | 2.2518 | 98516.6016 | 2.6242 | 281.7202 | Synchronous Belt on 75hp ODP Motor | Stone/Clay/Glass/Concrete | New
| IteTgsld611 | 34241.7208 | 7368.3527 | 0 | 0 | 41610.0735 | 67389.7955 | 67389.7955 | 17324.0762 | 84713.8717 | 84713.8717 | 102037.9479 | 0.49118 | 18478.6331 | 18478.6331 | 2.2518 | 98516.6016 | 2.6242 | 281.7202 | Synchronous Belt on 75hp ODP Motor | Textiles and Leather | Turnover
| IteNgsld611 | 34241.7208 | 7368.3527 | 0 | 0 | 41610.0735 | 67389.7955 | 67389.7955 | 17324.0762 | 84713.8717 | 84713.8717 | 102037.9479 | 0.49118 | 18478.6331 | 18478.6331 | 2.2518 | 98516.6016 | 2.6242 | 281.7202 | Synchronous Belt on 75hp ODP Motor | Textiles and Leather | New
| ItrTgsld611 | 34241.7208 | 7368.3527 | 0 | 0 | 41610.0735 | 67389.7955 | 67389.7955 | 17324.0762 | 84713.8717 | 84713.8717 | 102037.9479 | 0.49118 | 18478.6331 | 18478.6331 | 2.2518 | 98516.6016 | 2.6242 | 281.7202 | Synchronous Belt on 75hp ODP Motor | Transportation Equipment | Turnover
| ItrNgsld611 | 34241.7208 | 7368.3527 | 0 | 0 | 41610.0735 | 67389.7955 | 67389.7955 | 17324.0762 | 84713.8717 | 84713.8717 | 102037.9479 | 0.49118 | 18478.6331 | 18478.6331 | 2.2518 | 98516.6016 | 2.6242 | 281.7202 | Synchronous Belt on 75hp ODP Motor | Transportation Equipment | New
| IwaTgsld611 | 34133.4209 | 7366.3808 | 0 | 0 | 41499.8017 | 67143.7754 | 67143.7754 | 17324.0762 | 84467.8516 | 84467.8516 | 101791.9277 | 0.49131 | 18411.1727 | 18411.1727 | 2.2541 | 98220.1918 | 2.6212 | 279.2463 | Synchronous Belt on 75hp ODP Motor | Water and Wastewater | Turnover
| IwaNgsld611 | 34133.4209 | 7366.3808 | 0 | 0 | 41499.8017 | 67143.7754 | 67143.7754 | 17324.0762 | 84467.8516 | 84467.8516 | 101791.9277 | 0.49131 | 18411.1727 | 18411.1727 | 2.2541 | 98220.1918 | 2.6212 | 279.2463 | Synchronous Belt on 75hp ODP Motor | Water and Wastewater | New
| IagTgsld701 | 33164.2204 | 7334.6828 | 0 | 0 | 40498.9032 | 65115.6532 | 65115.6532 | 17486.7324 | 82602.3856 | 82602.3856 | 100089.118 | 0.49029 | 8955.281 | 8955.281 | 4.5223 | 95939.3267 | 1.3562 | -519.7903 | 3-phase High Frequency Battery Charger - 1 shift | Agriculture and Assembly | Turnover
| IagNgsld701 | 33164.2204 | 7334.6828 | 0 | 0 | 40498.9032 | 65115.6532 | 65115.6532 | 17486.7324 | 82602.3856 | 82602.3856 | 100089.118 | 0.49029 | 8955.281 | 8955.281 | 4.5223 | 95939.3267 | 1.3562 | -519.7903 | 3-phase High Frequency Battery Charger - 1 shift | Agriculture and Assembly | New
| IchTgsld701 | 33164.2204 | 7334.6828 | 0 | 0 | 40498.9032 | 65115.6532 | 65115.6532 | 17486.7324 | 82602.3856 | 82602.3856 | 100089.118 | 0.49029 | 8955.281 | 8955.281 | 4.5223 | 95939.3267 | 1.3562 | -519.7903 | 3-phase High Frequency Battery Charger - 1 shift | Chemicals and Plastics | Turnover
| IchNgsld701 | 33164.2204 | 7334.6828 | 0 | 0 | 40498.9032 | 65115.6532 | 65115.6532 | 17486.7324 | 82602.3856 | 82602.3856 | 100089.118 | 0.49029 | 8955.281 | 8955.281 | 4.5223 | 95939.3267 | 1.3562 | -519.7903 | 3-phase High Frequency Battery Charger - 1 shift | Chemicals and Plastics | New
| IcoTgsld701 | 33164.2204 | 7334.6828 | 0 | 0 | 40498.9032 | 65115.6532 | 65115.6532 | 17486.7324 | 82602.3856 | 82602.3856 | 100089.118 | 0.49029 | 8955.281 | 8955.281 | 4.5223 | 95939.3267 | 1.3562 | -519.7903 | 3-phase High Frequency Battery Charger - 1 shift | Construction | Turnover
| IcoNgsld701 | 33164.2204 | 7334.6828 | 0 | 0 | 40498.9032 | 65115.6532 | 65115.6532 | 17486.7324 | 82602.3856 | 82602.3856 | 100089.118 | 0.49029 | 8955.281 | 8955.281 | 4.5223 | 95939.3267 | 1.3562 | -519.7903 | 3-phase High Frequency Battery Charger - 1 shift | Construction | New
| IelTgsld701 | 33164.2204 | 7334.6828 | 0 | 0 | 40498.9032 | 65115.6532 | 65115.6532 | 17486.7324 | 82602.3856 | 82602.3856 | 100089.118 | 0.49029 | 8955.281 | 8955.281 | 4.5223 | 95939.3267 | 1.3562 | -519.7903 | 3-phase High Frequency Battery Charger - 1 shift | Electrical and Electronic Equip. | Turnover
| IelNgsld701 | 33164.2204 | 7334.6828 | 0 | 0 | 40498.9032 | 65115.6532 | 65115.6532 | 17486.7324 | 82602.3856 | 82602.3856 | 100089.118 | 0.49029 | 8955.281 | 8955.281 | 4.5223 | 95939.3267 | 1.3562 | -519.7903 | 3-phase High Frequency Battery Charger - 1 shift | Electrical and Electronic Equip. | New
| IluTgsld701 | 33164.2204 | 7334.6828 | 0 | 0 | 40498.9032 | 65115.6532 | 65115.6532 | 17486.7324 | 82602.3856 | 82602.3856 | 100089.118 | 0.49029 | 8955.281 | 8955.281 | 4.5223 | 95939.3267 | 1.3562 | -519.7903 | 3-phase High Frequency Battery Charger - 1 shift | Lumber/Furniture/Pulp/Paper | Turnover
| IluNgsld701 | 33164.2204 | 7334.6828 | 0 | 0 | 40498.9032 | 65115.6532 | 65115.6532 | 17486.7324 | 82602.3856 | 82602.3856 | 100089.118 | 0.49029 | 8955.281 | 8955.281 | 4.5223 | 95939.3267 | 1.3562 | -519.7903 | 3-phase High Frequency Battery Charger - 1 shift | Lumber/Furniture/Pulp/Paper | New
| ImeTgsld701 | 33164.2204 | 7334.6828 | 0 | 0 | 40498.9032 | 65115.6532 | 65115.6532 | 17486.7324 | 82602.3856 | 82602.3856 | 100089.118 | 0.49029 | 8955.281 | 8955.281 | 4.5223 | 95939.3267 | 1.3562 | -519.7903 | 3-phase High Frequency Battery Charger - 1 shift | Metal Products and Machinery | Turnover
| ImeNgsld701 | 33164.2204 | 7334.6828 | 0 | 0 | 40498.9032 | 65115.6532 | 65115.6532 | 17486.7324 | 82602.3856 | 82602.3856 | 100089.118 | 0.49029 | 8955.281 | 8955.281 | 4.5223 | 95939.3267 | 1.3562 | -519.7903 | 3-phase High Frequency Battery Charger - 1 shift | Metal Products and Machinery | New
| ImiTgsld701 | 33164.2204 | 7334.6828 | 0 | 0 | 40498.9032 | 65115.6532 | 65115.6532 | 17486.7324 | 82602.3856 | 82602.3856 | 100089.118 | 0.49029 | 8955.281 | 8955.281 | 4.5223 | 95939.3267 | 1.3562 | -519.7903 | 3-phase High Frequency Battery Charger - 1 shift | Miscellaneous Manufacturing | Turnover
| ImiNgsld701 | 33164.2204 | 7334.6828 | 0 | 0 | 40498.9032 | 65115.6532 | 65115.6532 | 17486.7324 | 82602.3856 | 82602.3856 | 100089.118 | 0.49029 | 8955.281 | 8955.281 | 4.5223 | 95939.3267 | 1.3562 | -519.7903 | 3-phase High Frequency Battery Charger - 1 shift | Miscellaneous Manufacturing | New
| IprTgsld701 | 33164.2204 | 7334.6828 | 0 | 0 | 40498.9032 | 65115.6532 | 65115.6532 | 17486.7324 | 82602.3856 | 82602.3856 | 100089.118 | 0.49029 | 8955.281 | 8955.281 | 4.5223 | 95939.3267 | 1.3562 | -519.7903 | 3-phase High Frequency Battery Charger - 1 shift | Primary Resources Industries | Turnover
| IprNgsld701 | 33164.2204 | 7334.6828 | 0 | 0 | 40498.9032 | 65115.6532 | 65115.6532 | 17486.7324 | 82602.3856 | 82602.3856 | 100089.118 | 0.49029 | 8955.281 | 8955.281 | 4.5223 | 95939.3267 | 1.3562 | -519.7903 | 3-phase High Frequency Battery Charger - 1 shift | Primary Resources Industries | New
| IstTgsld701 | 33164.2204 | 7334.6828 | 0 | 0 | 40498.9032 | 65115.6532 | 65115.6532 | 17486.7324 | 82602.3856 | 82602.3856 | 100089.118 | 0.49029 | 8955.281 | 8955.281 | 4.5223 | 95939.3267 | 1.3562 | -519.7903 | 3-phase High Frequency Battery Charger - 1 shift | Stone/Clay/Glass/Concrete | Turnover
| IstNgsld701 | 33164.2204 | 7334.6828 | 0 | 0 | 40498.9032 | 65115.6532 | 65115.6532 | 17486.7324 | 82602.3856 | 82602.3856 | 100089.118 | 0.49029 | 8955.281 | 8955.281 | 4.5223 | 95939.3267 | 1.3562 | -519.7903 | 3-phase High Frequency Battery Charger - 1 shift | Stone/Clay/Glass/Concrete | New
| IteTgsld701 | 33164.2204 | 7334.6828 | 0 | 0 | 40498.9032 | 65115.6532 | 65115.6532 | 17486.7324 | 82602.3856 | 82602.3856 | 100089.118 | 0.49029 | 8955.281 | 8955.281 | 4.5223 | 95939.3267 | 1.3562 | -519.7903 | 3-phase High Frequency Battery Charger - 1 shift | Textiles and Leather | Turnover
| IteNgsld701 | 33164.2204 | 7334.6828 | 0 | 0 | 40498.9032 | 65115.6532 | 65115.6532 | 17486.7324 | 82602.3856 | 82602.3856 | 100089.118 | 0.49029 | 8955.281 | 8955.281 | 4.5223 | 95939.3267 | 1.3562 | -519.7903 | 3-phase High Frequency Battery Charger - 1 shift | Textiles and Leather | New
| ItrTgsld701 | 33164.2204 | 7334.6828 | 0 | 0 | 40498.9032 | 65115.6532 | 65115.6532 | 17486.7324 | 82602.3856 | 82602.3856 | 100089.118 | 0.49029 | 8955.281 | 8955.281 | 4.5223 | 95939.3267 | 1.3562 | -519.7903 | 3-phase High Frequency Battery Charger - 1 shift | Transportation Equipment | Turnover
| ItrNgsld701 | 33164.2204 | 7334.6828 | 0 | 0 | 40498.9032 | 65115.6532 | 65115.6532 | 17486.7324 | 82602.3856 | 82602.3856 | 100089.118 | 0.49029 | 8955.281 | 8955.281 | 4.5223 | 95939.3267 | 1.3562 | -519.7903 | 3-phase High Frequency Battery Charger - 1 shift | Transportation Equipment | New
| IwaTgsld701 | 33164.2204 | 7334.6828 | 0 | 0 | 40498.9032 | 65115.6532 | 65115.6532 | 17486.7324 | 82602.3856 | 82602.3856 | 100089.118 | 0.49029 | 8955.281 | 8955.281 | 4.5223 | 95939.3267 | 1.3562 | -519.7903 | 3-phase High Frequency Battery Charger - 1 shift | Water and Wastewater | Turnover
| IwaNgsld701 | 33164.2204 | 7334.6828 | 0 | 0 | 40498.9032 | 65115.6532 | 65115.6532 | 17486.7324 | 82602.3856 | 82602.3856 | 100089.118 | 0.49029 | 8955.281 | 8955.281 | 4.5223 | 95939.3267 | 1.3562 | -519.7903 | 3-phase High Frequency Battery Charger - 1 shift | Water and Wastewater | New
| IagEgsld702 | 33164.2204 | 7334.6828 | 0 | 0 | 40498.9032 | 65115.6532 | 65115.6532 | 17486.7324 | 82602.3856 | 82602.3856 | 100089.118 | 0.49029 | 14976.2657 | 14976.2657 | 2.7042 | 95939.3267 | 2.2681 | 53.7095 | Dairy Refrigeration Heat Recovery | Agriculture and Assembly | Existing
| IagNgsld702 | 33164.2204 | 7334.6828 | 0 | 0 | 40498.9032 | 65115.6532 | 65115.6532 | 17486.7324 | 82602.3856 | 82602.3856 | 100089.118 | 0.49029 | 14976.2657 | 14976.2657 | 2.7042 | 95939.3267 | 2.2681 | 53.7095 | Dairy Refrigeration Heat Recovery | Agriculture and Assembly | New
| IagTgsld703 | 33164.2204 | 7334.6828 | 0 | 0 | 40498.9032 | 65115.6532 | 65115.6532 | 17486.7324 | 82602.3856 | 82602.3856 | 100089.118 | 0.49029 | 48135.6591 | 48135.6591 | 0.84135 | 95939.3267 | 5.4702 | 2067.6242 | Electric Actuators | Agriculture and Assembly | Turnover
| IagNgsld703 | 33164.2204 | 7334.6828 | 0 | 0 | 40498.9032 | 65115.6532 | 65115.6532 | 17486.7324 | 82602.3856 | 82602.3856 | 100089.118 | 0.49029 | 48135.6591 | 48135.6591 | 0.84135 | 95939.3267 | 5.4702 | 2067.6242 | Electric Actuators | Agriculture and Assembly | New
| IchTgsld703 | 33164.2204 | 7334.6828 | 0 | 0 | 40498.9032 | 65115.6532 | 65115.6532 | 17486.7324 | 82602.3856 | 82602.3856 | 100089.118 | 0.49029 | 48135.6591 | 48135.6591 | 0.84135 | 95939.3267 | 5.4702 | 2067.6242 | Electric Actuators | Chemicals and Plastics | Turnover
| IchNgsld703 | 33164.2204 | 7334.6828 | 0 | 0 | 40498.9032 | 65115.6532 | 65115.6532 | 17486.7324 | 82602.3856 | 82602.3856 | 100089.118 | 0.49029 | 48135.6591 | 48135.6591 | 0.84135 | 95939.3267 | 5.4702 | 2067.6242 | Electric Actuators | Chemicals and Plastics | New
| IcoTgsld703 | 33164.2204 | 7334.6828 | 0 | 0 | 40498.9032 | 65115.6532 | 65115.6532 | 17486.7324 | 82602.3856 | 82602.3856 | 100089.118 | 0.49029 | 48135.6591 | 48135.6591 | 0.84135 | 95939.3267 | 5.4702 | 2067.6242 | Electric Actuators | Construction | Turnover
| IcoNgsld703 | 33164.2204 | 7334.6828 | 0 | 0 | 40498.9032 | 65115.6532 | 65115.6532 | 17486.7324 | 82602.3856 | 82602.3856 | 100089.118 | 0.49029 | 48135.6591 | 48135.6591 | 0.84135 | 95939.3267 | 5.4702 | 2067.6242 | Electric Actuators | Construction | New
| IelTgsld703 | 33164.2204 | 7334.6828 | 0 | 0 | 40498.9032 | 65115.6532 | 65115.6532 | 17486.7324 | 82602.3856 | 82602.3856 | 100089.118 | 0.49029 | 48135.6591 | 48135.6591 | 0.84135 | 95939.3267 | 5.4702 | 2067.6242 | Electric Actuators | Electrical and Electronic Equip. | Turnover
| IelNgsld703 | 33164.2204 | 7334.6828 | 0 | 0 | 40498.9032 | 65115.6532 | 65115.6532 | 17486.7324 | 82602.3856 | 82602.3856 | 100089.118 | 0.49029 | 48135.6591 | 48135.6591 | 0.84135 | 95939.3267 | 5.4702 | 2067.6242 | Electric Actuators | Electrical and Electronic Equip. | New
| IluTgsld703 | 33164.2204 | 7334.6828 | 0 | 0 | 40498.9032 | 65115.6532 | 65115.6532 | 17486.7324 | 82602.3856 | 82602.3856 | 100089.118 | 0.49029 | 50060.8662 | 50060.8662 | 0.80899 | 95939.3267 | 5.6889 | 2205.2249 | Electric Actuators | Lumber/Furniture/Pulp/Paper | Turnover
| IluNgsld703 | 33164.2204 | 7334.6828 | 0 | 0 | 40498.9032 | 65115.6532 | 65115.6532 | 17486.7324 | 82602.3856 | 82602.3856 | 100089.118 | 0.49029 | 50060.8662 | 50060.8662 | 0.80899 | 95939.3267 | 5.6889 | 2205.2249 | Electric Actuators | Lumber/Furniture/Pulp/Paper | New
| ImeTgsld703 | 33164.2204 | 7334.6828 | 0 | 0 | 40498.9032 | 65115.6532 | 65115.6532 | 17486.7324 | 82602.3856 | 82602.3856 | 100089.118 | 0.49029 | 48135.6591 | 48135.6591 | 0.84135 | 95939.3267 | 5.4702 | 2067.6242 | Electric Actuators | Metal Products and Machinery | Turnover
| ImeNgsld703 | 33164.2204 | 7334.6828 | 0 | 0 | 40498.9032 | 65115.6532 | 65115.6532 | 17486.7324 | 82602.3856 | 82602.3856 | 100089.118 | 0.49029 | 48135.6591 | 48135.6591 | 0.84135 | 95939.3267 | 5.4702 | 2067.6242 | Electric Actuators | Metal Products and Machinery | New
| ImiTgsld703 | 33164.2204 | 7334.6828 | 0 | 0 | 40498.9032 | 65115.6532 | 65115.6532 | 17486.7324 | 82602.3856 | 82602.3856 | 100089.118 | 0.49029 | 48887.6933 | 48887.6933 | 0.82841 | 95939.3267 | 5.5556 | 2121.3746 | Electric Actuators | Miscellaneous Manufacturing | Turnover
| ImiNgsld703 | 33164.2204 | 7334.6828 | 0 | 0 | 40498.9032 | 65115.6532 | 65115.6532 | 17486.7324 | 82602.3856 | 82602.3856 | 100089.118 | 0.49029 | 48887.6933 | 48887.6933 | 0.82841 | 95939.3267 | 5.5556 | 2121.3746 | Electric Actuators | Miscellaneous Manufacturing | New
| IprTgsld703 | 33164.2204 | 7334.6828 | 0 | 0 | 40498.9032 | 65115.6532 | 65115.6532 | 17486.7324 | 82602.3856 | 82602.3856 | 100089.118 | 0.49029 | 48135.6591 | 48135.6591 | 0.84135 | 95939.3267 | 5.4702 | 2067.6242 | Electric Actuators | Primary Resources Industries | Turnover
| IprNgsld703 | 33164.2204 | 7334.6828 | 0 | 0 | 40498.9032 | 65115.6532 | 65115.6532 | 17486.7324 | 82602.3856 | 82602.3856 | 100089.118 | 0.49029 | 48135.6591 | 48135.6591 | 0.84135 | 95939.3267 | 5.4702 | 2067.6242 | Electric Actuators | Primary Resources Industries | New
| IstTgsld703 | 33164.2204 | 7334.6828 | 0 | 0 | 40498.9032 | 65115.6532 | 65115.6532 | 17486.7324 | 82602.3856 | 82602.3856 | 100089.118 | 0.49029 | 48135.6591 | 48135.6591 | 0.84135 | 95939.3267 | 5.4702 | 2067.6242 | Electric Actuators | Stone/Clay/Glass/Concrete | Turnover
| IstNgsld703 | 33164.2204 | 7334.6828 | 0 | 0 | 40498.9032 | 65115.6532 | 65115.6532 | 17486.7324 | 82602.3856 | 82602.3856 | 100089.118 | 0.49029 | 48135.6591 | 48135.6591 | 0.84135 | 95939.3267 | 5.4702 | 2067.6242 | Electric Actuators | Stone/Clay/Glass/Concrete | New
| IteTgsld703 | 33164.2204 | 7334.6828 | 0 | 0 | 40498.9032 | 65115.6532 | 65115.6532 | 17486.7324 | 82602.3856 | 82602.3856 | 100089.118 | 0.49029 | 48135.6591 | 48135.6591 | 0.84135 | 95939.3267 | 5.4702 | 2067.6242 | Electric Actuators | Textiles and Leather | Turnover
| IteNgsld703 | 33164.2204 | 7334.6828 | 0 | 0 | 40498.9032 | 65115.6532 | 65115.6532 | 17486.7324 | 82602.3856 | 82602.3856 | 100089.118 | 0.49029 | 48135.6591 | 48135.6591 | 0.84135 | 95939.3267 | 5.4702 | 2067.6242 | Electric Actuators | Textiles and Leather | New
| ItrTgsld703 | 33164.2204 | 7334.6828 | 0 | 0 | 40498.9032 | 65115.6532 | 65115.6532 | 17486.7324 | 82602.3856 | 82602.3856 | 100089.118 | 0.49029 | 49664.0654 | 49664.0654 | 0.81546 | 95939.3267 | 5.6439 | 2176.8643 | Electric Actuators | Transportation Equipment | Turnover
| ItrNgsld703 | 33164.2204 | 7334.6828 | 0 | 0 | 40498.9032 | 65115.6532 | 65115.6532 | 17486.7324 | 82602.3856 | 82602.3856 | 100089.118 | 0.49029 | 49664.0654 | 49664.0654 | 0.81546 | 95939.3267 | 5.6439 | 2176.8643 | Electric Actuators | Transportation Equipment | New
| IwaTgsld703 | 33164.2204 | 7334.6828 | 0 | 0 | 40498.9032 | 65115.6532 | 65115.6532 | 17486.7324 | 82602.3856 | 82602.3856 | 100089.118 | 0.49029 | 48135.6591 | 48135.6591 | 0.84135 | 95939.3267 | 5.4702 | 2067.6242 | Electric Actuators | Water and Wastewater | Turnover
| IwaNgsld703 | 33164.2204 | 7334.6828 | 0 | 0 | 40498.9032 | 65115.6532 | 65115.6532 | 17486.7324 | 82602.3856 | 82602.3856 | 100089.118 | 0.49029 | 48135.6591 | 48135.6591 | 0.84135 | 95939.3267 | 5.4702 | 2067.6242 | Electric Actuators | Water and Wastewater | New
| IagTgsld704 | 33164.2204 | 7334.6828 | 0 | 0 | 40498.9032 | 65115.6532 | 65115.6532 | 17486.7324 | 82602.3856 | 82602.3856 | 100089.118 | 0.49029 | 24079.3664 | 24079.3664 | 1.6819 | 95939.3267 | 5.2897 | 1954.1288 | Energy Efficient Transformers | Agriculture and Assembly | Turnover
| IagNgsld704 | 33164.2204 | 7334.6828 | 0 | 0 | 40498.9032 | 65115.6532 | 65115.6532 | 17486.7324 | 82602.3856 | 82602.3856 | 100089.118 | 0.49029 | 24079.3664 | 24079.3664 | 1.6819 | 95939.3267 | 5.2897 | 1954.1288 | Energy Efficient Transformers | Agriculture and Assembly | New
| IchTgsld704 | 33164.2204 | 7334.6828 | 0 | 0 | 40498.9032 | 65115.6532 | 65115.6532 | 17486.7324 | 82602.3856 | 82602.3856 | 100089.118 | 0.49029 | 24079.3664 | 24079.3664 | 1.6819 | 95939.3267 | 5.2897 | 1954.1288 | Energy Efficient Transformers | Chemicals and Plastics | Turnover
| IchNgsld704 | 33164.2204 | 7334.6828 | 0 | 0 | 40498.9032 | 65115.6532 | 65115.6532 | 17486.7324 | 82602.3856 | 82602.3856 | 100089.118 | 0.49029 | 24079.3664 | 24079.3664 | 1.6819 | 95939.3267 | 5.2897 | 1954.1288 | Energy Efficient Transformers | Chemicals and Plastics | New
| IcoTgsld704 | 33164.2204 | 7334.6828 | 0 | 0 | 40498.9032 | 65115.6532 | 65115.6532 | 17486.7324 | 82602.3856 | 82602.3856 | 100089.118 | 0.49029 | 24079.3664 | 24079.3664 | 1.6819 | 95939.3267 | 5.2897 | 1954.1288 | Energy Efficient Transformers | Construction | Turnover
| IcoNgsld704 | 33164.2204 | 7334.6828 | 0 | 0 | 40498.9032 | 65115.6532 | 65115.6532 | 17486.7324 | 82602.3856 | 82602.3856 | 100089.118 | 0.49029 | 24079.3664 | 24079.3664 | 1.6819 | 95939.3267 | 5.2897 | 1954.1288 | Energy Efficient Transformers | Construction | New
| IelTgsld704 | 33164.2204 | 7334.6828 | 0 | 0 | 40498.9032 | 65115.6532 | 65115.6532 | 17486.7324 | 82602.3856 | 82602.3856 | 100089.118 | 0.49029 | 24079.3664 | 24079.3664 | 1.6819 | 95939.3267 | 5.2897 | 1954.1288 | Energy Efficient Transformers | Electrical and Electronic Equip. | Turnover
| IelNgsld704 | 33164.2204 | 7334.6828 | 0 | 0 | 40498.9032 | 65115.6532 | 65115.6532 | 17486.7324 | 82602.3856 | 82602.3856 | 100089.118 | 0.49029 | 24079.3664 | 24079.3664 | 1.6819 | 95939.3267 | 5.2897 | 1954.1288 | Energy Efficient Transformers | Electrical and Electronic Equip. | New
| IluTgsld704 | 33164.2204 | 7334.6828 | 0 | 0 | 40498.9032 | 65115.6532 | 65115.6532 | 17486.7324 | 82602.3856 | 82602.3856 | 100089.118 | 0.49029 | 24079.3664 | 24079.3664 | 1.6819 | 95939.3267 | 5.2897 | 1954.1288 | Energy Efficient Transformers | Lumber/Furniture/Pulp/Paper | Turnover
| IluNgsld704 | 33164.2204 | 7334.6828 | 0 | 0 | 40498.9032 | 65115.6532 | 65115.6532 | 17486.7324 | 82602.3856 | 82602.3856 | 100089.118 | 0.49029 | 24079.3664 | 24079.3664 | 1.6819 | 95939.3267 | 5.2897 | 1954.1288 | Energy Efficient Transformers | Lumber/Furniture/Pulp/Paper | New
| ImeTgsld704 | 33164.2204 | 7334.6828 | 0 | 0 | 40498.9032 | 65115.6532 | 65115.6532 | 17486.7324 | 82602.3856 | 82602.3856 | 100089.118 | 0.49029 | 24079.3664 | 24079.3664 | 1.6819 | 95939.3267 | 5.2897 | 1954.1288 | Energy Efficient Transformers | Metal Products and Machinery | Turnover
| ImeNgsld704 | 33164.2204 | 7334.6828 | 0 | 0 | 40498.9032 | 65115.6532 | 65115.6532 | 17486.7324 | 82602.3856 | 82602.3856 | 100089.118 | 0.49029 | 24079.3664 | 24079.3664 | 1.6819 | 95939.3267 | 5.2897 | 1954.1288 | Energy Efficient Transformers | Metal Products and Machinery | New
| ImiTgsld704 | 33164.2204 | 7334.6828 | 0 | 0 | 40498.9032 | 65115.6532 | 65115.6532 | 17486.7324 | 82602.3856 | 82602.3856 | 100089.118 | 0.49029 | 24079.3664 | 24079.3664 | 1.6819 | 95939.3267 | 5.2897 | 1954.1288 | Energy Efficient Transformers | Miscellaneous Manufacturing | Turnover
| ImiNgsld704 | 33164.2204 | 7334.6828 | 0 | 0 | 40498.9032 | 65115.6532 | 65115.6532 | 17486.7324 | 82602.3856 | 82602.3856 | 100089.118 | 0.49029 | 24079.3664 | 24079.3664 | 1.6819 | 95939.3267 | 5.2897 | 1954.1288 | Energy Efficient Transformers | Miscellaneous Manufacturing | New
| IprTgsld704 | 33164.2204 | 7334.6828 | 0 | 0 | 40498.9032 | 65115.6532 | 65115.6532 | 17486.7324 | 82602.3856 | 82602.3856 | 100089.118 | 0.49029 | 24079.3664 | 24079.3664 | 1.6819 | 95939.3267 | 5.2897 | 1954.1288 | Energy Efficient Transformers | Primary Resources Industries | Turnover
| IprNgsld704 | 33164.2204 | 7334.6828 | 0 | 0 | 40498.9032 | 65115.6532 | 65115.6532 | 17486.7324 | 82602.3856 | 82602.3856 | 100089.118 | 0.49029 | 24079.3664 | 24079.3664 | 1.6819 | 95939.3267 | 5.2897 | 1954.1288 | Energy Efficient Transformers | Primary Resources Industries | New
| IstTgsld704 | 33164.2204 | 7334.6828 | 0 | 0 | 40498.9032 | 65115.6532 | 65115.6532 | 17486.7324 | 82602.3856 | 82602.3856 | 100089.118 | 0.49029 | 24079.3664 | 24079.3664 | 1.6819 | 95939.3267 | 5.2897 | 1954.1288 | Energy Efficient Transformers | Stone/Clay/Glass/Concrete | Turnover
| IstNgsld704 | 33164.2204 | 7334.6828 | 0 | 0 | 40498.9032 | 65115.6532 | 65115.6532 | 17486.7324 | 82602.3856 | 82602.3856 | 100089.118 | 0.49029 | 24079.3664 | 24079.3664 | 1.6819 | 95939.3267 | 5.2897 | 1954.1288 | Energy Efficient Transformers | Stone/Clay/Glass/Concrete | New
| IteTgsld704 | 33164.2204 | 7334.6828 | 0 | 0 | 40498.9032 | 65115.6532 | 65115.6532 | 17486.7324 | 82602.3856 | 82602.3856 | 100089.118 | 0.49029 | 24079.3664 | 24079.3664 | 1.6819 | 95939.3267 | 5.2897 | 1954.1288 | Energy Efficient Transformers | Textiles and Leather | Turnover
| IteNgsld704 | 33164.2204 | 7334.6828 | 0 | 0 | 40498.9032 | 65115.6532 | 65115.6532 | 17486.7324 | 82602.3856 | 82602.3856 | 100089.118 | 0.49029 | 24079.3664 | 24079.3664 | 1.6819 | 95939.3267 | 5.2897 | 1954.1288 | Energy Efficient Transformers | Textiles and Leather | New
| ItrTgsld704 | 33164.2204 | 7334.6828 | 0 | 0 | 40498.9032 | 65115.6532 | 65115.6532 | 17486.7324 | 82602.3856 | 82602.3856 | 100089.118 | 0.49029 | 24079.3664 | 24079.3664 | 1.6819 | 95939.3267 | 5.2897 | 1954.1288 | Energy Efficient Transformers | Transportation Equipment | Turnover
| ItrNgsld704 | 33164.2204 | 7334.6828 | 0 | 0 | 40498.9032 | 65115.6532 | 65115.6532 | 17486.7324 | 82602.3856 | 82602.3856 | 100089.118 | 0.49029 | 24079.3664 | 24079.3664 | 1.6819 | 95939.3267 | 5.2897 | 1954.1288 | Energy Efficient Transformers | Transportation Equipment | New
| IwaTgsld704 | 33164.2204 | 7334.6828 | 0 | 0 | 40498.9032 | 65115.6532 | 65115.6532 | 17486.7324 | 82602.3856 | 82602.3856 | 100089.118 | 0.49029 | 24079.3664 | 24079.3664 | 1.6819 | 95939.3267 | 5.2897 | 1954.1288 | Energy Efficient Transformers | Water and Wastewater | Turnover
| IwaNgsld704 | 33164.2204 | 7334.6828 | 0 | 0 | 40498.9032 | 65115.6532 | 65115.6532 | 17486.7324 | 82602.3856 | 82602.3856 | 100089.118 | 0.49029 | 24079.3664 | 24079.3664 | 1.6819 | 95939.3267 | 5.2897 | 1954.1288 | Energy Efficient Transformers | Water and Wastewater | New
| IagEgsld705 | 33164.2204 | 7334.6828 | 0 | 0 | 40498.9032 | 65115.6532 | 65115.6532 | 17486.7324 | 82602.3856 | 82602.3856 | 100089.118 | 0.49029 | 5614.0481 | 5614.0481 | 7.2139 | 95939.3267 | 0.23068 | -1227.6994 | Engine Block Timer | Agriculture and Assembly | Existing
| IagNgsld705 | 33164.2204 | 7334.6828 | 0 | 0 | 40498.9032 | 65115.6532 | 65115.6532 | 17486.7324 | 82602.3856 | 82602.3856 | 100089.118 | 0.49029 | 5614.0481 | 5614.0481 | 7.2139 | 95939.3267 | 0.23068 | -1227.6994 | Engine Block Timer | Agriculture and Assembly | New
| IagEgsld706 | 33164.2204 | 7334.6828 | 0 | 0 | 40498.9032 | 65115.6532 | 65115.6532 | 17486.7324 | 82602.3856 | 82602.3856 | 100089.118 | 0.49029 | 33955.4287 | 33955.4287 | 1.1927 | 95939.3267 | 5.1424 | 1861.4779 | Milk Pre-Cooler | Agriculture and Assembly | Existing
| IagNgsld706 | 33164.2204 | 7334.6828 | 0 | 0 | 40498.9032 | 65115.6532 | 65115.6532 | 17486.7324 | 82602.3856 | 82602.3856 | 100089.118 | 0.49029 | 33955.4287 | 33955.4287 | 1.1927 | 95939.3267 | 5.1424 | 1861.4779 | Milk Pre-Cooler | Agriculture and Assembly | New
| IagEgsld801 | 34133.2453 | 7366.2401 | 0 | 0 | 41499.4855 | 67143.7754 | 67143.7754 | 17486.7324 | 84630.5078 | 84630.5078 | 102117.2402 | 0.49036 | 702.2275 | 702.2275 | 59.0969 | 98382.8474 | 0.10414 | -1336.2048 | VFD on Cooling Tower Fans | Agriculture and Assembly | Existing
| IagNgsld801 | 34133.2453 | 7366.2401 | 0 | 0 | 41499.4855 | 67143.7754 | 67143.7754 | 17486.7324 | 84630.5078 | 84630.5078 | 102117.2402 | 0.49036 | 702.2275 | 702.2275 | 59.0969 | 98382.8474 | 0.10414 | -1336.2048 | VFD on Cooling Tower Fans | Agriculture and Assembly | New
| IchEgsld801 | 34133.2453 | 7366.2401 | 0 | 0 | 41499.4855 | 67143.7754 | 67143.7754 | 17486.7324 | 84630.5078 | 84630.5078 | 102117.2402 | 0.49036 | 290.8772 | 290.8772 | 142.6701 | 98382.8474 | 0.043138 | -1375.386 | VFD on Cooling Tower Fans | Chemicals and Plastics | Existing
| IchNgsld801 | 34133.2453 | 7366.2401 | 0 | 0 | 41499.4855 | 67143.7754 | 67143.7754 | 17486.7324 | 84630.5078 | 84630.5078 | 102117.2402 | 0.49036 | 290.8772 | 290.8772 | 142.6701 | 98382.8474 | 0.043138 | -1375.386 | VFD on Cooling Tower Fans | Chemicals and Plastics | New
| IcoEgsld801 | 34133.2453 | 7366.2401 | 0 | 0 | 41499.4855 | 67143.7754 | 67143.7754 | 17486.7324 | 84630.5078 | 84630.5078 | 102117.2402 | 0.49036 | 1801.7493 | 1801.7493 | 23.0329 | 98382.8474 | 0.2672 | -1231.4752 | VFD on Cooling Tower Fans | Construction | Existing
| IcoNgsld801 | 34133.2453 | 7366.2401 | 0 | 0 | 41499.4855 | 67143.7754 | 67143.7754 | 17486.7324 | 84630.5078 | 84630.5078 | 102117.2402 | 0.49036 | 1801.7493 | 1801.7493 | 23.0329 | 98382.8474 | 0.2672 | -1231.4752 | VFD on Cooling Tower Fans | Construction | New
| IelEgsld801 | 34133.2453 | 7366.2401 | 0 | 0 | 41499.4855 | 67143.7754 | 67143.7754 | 17486.7324 | 84630.5078 | 84630.5078 | 102117.2402 | 0.49036 | 370.8829 | 370.8829 | 111.8938 | 98382.8474 | 0.055003 | -1367.7654 | VFD on Cooling Tower Fans | Electrical and Electronic Equip. | Existing
| IelNgsld801 | 34133.2453 | 7366.2401 | 0 | 0 | 41499.4855 | 67143.7754 | 67143.7754 | 17486.7324 | 84630.5078 | 84630.5078 | 102117.2402 | 0.49036 | 370.8829 | 370.8829 | 111.8938 | 98382.8474 | 0.055003 | -1367.7654 | VFD on Cooling Tower Fans | Electrical and Electronic Equip. | New
| IluEgsld801 | 34133.2453 | 7366.2401 | 0 | 0 | 41499.4855 | 67143.7754 | 67143.7754 | 17486.7324 | 84630.5078 | 84630.5078 | 102117.2402 | 0.49036 | 625.1686 | 625.1686 | 66.3813 | 98382.8474 | 0.092714 | -1343.5447 | VFD on Cooling Tower Fans | Lumber/Furniture/Pulp/Paper | Existing
| IluNgsld801 | 34133.2453 | 7366.2401 | 0 | 0 | 41499.4855 | 67143.7754 | 67143.7754 | 17486.7324 | 84630.5078 | 84630.5078 | 102117.2402 | 0.49036 | 625.1686 | 625.1686 | 66.3813 | 98382.8474 | 0.092714 | -1343.5447 | VFD on Cooling Tower Fans | Lumber/Furniture/Pulp/Paper | New
| ImeEgsld801 | 34133.2453 | 7366.2401 | 0 | 0 | 41499.4855 | 67143.7754 | 67143.7754 | 17486.7324 | 84630.5078 | 84630.5078 | 102117.2402 | 0.49036 | 1616.0586 | 1616.0586 | 25.6794 | 98382.8474 | 0.23967 | -1249.1622 | VFD on Cooling Tower Fans | Metal Products and Machinery | Existing
| ImeNgsld801 | 34133.2453 | 7366.2401 | 0 | 0 | 41499.4855 | 67143.7754 | 67143.7754 | 17486.7324 | 84630.5078 | 84630.5078 | 102117.2402 | 0.49036 | 1616.0586 | 1616.0586 | 25.6794 | 98382.8474 | 0.23967 | -1249.1622 | VFD on Cooling Tower Fans | Metal Products and Machinery | New
| ImiEgsld801 | 34133.2453 | 7366.2401 | 0 | 0 | 41499.4855 | 67143.7754 | 67143.7754 | 17486.7324 | 84630.5078 | 84630.5078 | 102117.2402 | 0.49036 | 1801.7493 | 1801.7493 | 23.0329 | 98382.8474 | 0.2672 | -1231.4752 | VFD on Cooling Tower Fans | Miscellaneous Manufacturing | Existing
| ImiNgsld801 | 34133.2453 | 7366.2401 | 0 | 0 | 41499.4855 | 67143.7754 | 67143.7754 | 17486.7324 | 84630.5078 | 84630.5078 | 102117.2402 | 0.49036 | 1801.7493 | 1801.7493 | 23.0329 | 98382.8474 | 0.2672 | -1231.4752 | VFD on Cooling Tower Fans | Miscellaneous Manufacturing | New
| IprEgsld801 | 34133.2453 | 7366.2401 | 0 | 0 | 41499.4855 | 67143.7754 | 67143.7754 | 17486.7324 | 84630.5078 | 84630.5078 | 102117.2402 | 0.49036 | 225.2836 | 225.2836 | 184.21 | 98382.8474 | 0.03341 | -1381.6338 | VFD on Cooling Tower Fans | Primary Resources Industries | Existing
| IprNgsld801 | 34133.2453 | 7366.2401 | 0 | 0 | 41499.4855 | 67143.7754 | 67143.7754 | 17486.7324 | 84630.5078 | 84630.5078 | 102117.2402 | 0.49036 | 225.2836 | 225.2836 | 184.21 | 98382.8474 | 0.03341 | -1381.6338 | VFD on Cooling Tower Fans | Primary Resources Industries | New
| IstEgsld801 | 34133.2453 | 7366.2401 | 0 | 0 | 41499.4855 | 67143.7754 | 67143.7754 | 17486.7324 | 84630.5078 | 84630.5078 | 102117.2402 | 0.49036 | 1197.8568 | 1197.8568 | 34.6448 | 98382.8474 | 0.17765 | -1288.996 | VFD on Cooling Tower Fans | Stone/Clay/Glass/Concrete | Existing
| IstNgsld801 | 34133.2453 | 7366.2401 | 0 | 0 | 41499.4855 | 67143.7754 | 67143.7754 | 17486.7324 | 84630.5078 | 84630.5078 | 102117.2402 | 0.49036 | 1197.8568 | 1197.8568 | 34.6448 | 98382.8474 | 0.17765 | -1288.996 | VFD on Cooling Tower Fans | Stone/Clay/Glass/Concrete | New
| IteEgsld801 | 34133.2453 | 7366.2401 | 0 | 0 | 41499.4855 | 67143.7754 | 67143.7754 | 17486.7324 | 84630.5078 | 84630.5078 | 102117.2402 | 0.49036 | 672.3626 | 672.3626 | 61.7219 | 98382.8474 | 0.099713 | -1339.0494 | VFD on Cooling Tower Fans | Textiles and Leather | Existing
| IteNgsld801 | 34133.2453 | 7366.2401 | 0 | 0 | 41499.4855 | 67143.7754 | 67143.7754 | 17486.7324 | 84630.5078 | 84630.5078 | 102117.2402 | 0.49036 | 672.3626 | 672.3626 | 61.7219 | 98382.8474 | 0.099713 | -1339.0494 | VFD on Cooling Tower Fans | Textiles and Leather | New
| ItrEgsld801 | 34133.2453 | 7366.2401 | 0 | 0 | 41499.4855 | 67143.7754 | 67143.7754 | 17486.7324 | 84630.5078 | 84630.5078 | 102117.2402 | 0.49036 | 204.8538 | 204.8538 | 202.5809 | 98382.8474 | 0.03038 | -1383.5797 | VFD on Cooling Tower Fans | Transportation Equipment | Existing
| ItrNgsld801 | 34133.2453 | 7366.2401 | 0 | 0 | 41499.4855 | 67143.7754 | 67143.7754 | 17486.7324 | 84630.5078 | 84630.5078 | 102117.2402 | 0.49036 | 204.8538 | 204.8538 | 202.5809 | 98382.8474 | 0.03038 | -1383.5797 | VFD on Cooling Tower Fans | Transportation Equipment | New
| IwaEgsld801 | 34133.2453 | 7366.2401 | 0 | 0 | 41499.4855 | 67143.7754 | 67143.7754 | 17486.7324 | 84630.5078 | 84630.5078 | 102117.2402 | 0.49036 | 140.3081 | 140.3081 | 295.774 | 98382.8474 | 0.020808 | -1389.7277 | VFD on Cooling Tower Fans | Water and Wastewater | Existing
| IwaNgsld801 | 34133.2453 | 7366.2401 | 0 | 0 | 41499.4855 | 67143.7754 | 67143.7754 | 17486.7324 | 84630.5078 | 84630.5078 | 102117.2402 | 0.49036 | 140.3081 | 140.3081 | 295.774 | 98382.8474 | 0.020808 | -1389.7277 | VFD on Cooling Tower Fans | Water and Wastewater | New
| IagEgsld802 | 34133.2453 | 7366.2401 | 0 | 0 | 41499.4855 | 67143.7754 | 67143.7754 | 17486.7324 | 84630.5078 | 84630.5078 | 102117.2402 | 0.49036 | 563770.3989 | 563770.3989 | 0.073611 | 98382.8474 | 52.9623 | 32612.9972 | Auto Closer on Refrigerator Door | Agriculture and Assembly | Existing
| IagNgsld802 | 34133.2453 | 7366.2401 | 0 | 0 | 41499.4855 | 67143.7754 | 67143.7754 | 17486.7324 | 84630.5078 | 84630.5078 | 102117.2402 | 0.49036 | 563770.3989 | 563770.3989 | 0.073611 | 98382.8474 | 52.9623 | 32612.9972 | Auto Closer on Refrigerator Door | Agriculture and Assembly | New
| IchEgsld802 | 34133.2453 | 7366.2401 | 0 | 0 | 41499.4855 | 67143.7754 | 67143.7754 | 17486.7324 | 84630.5078 | 84630.5078 | 102117.2402 | 0.49036 | 563770.3989 | 563770.3989 | 0.073611 | 98382.8474 | 52.9623 | 32612.9972 | Auto Closer on Refrigerator Door | Chemicals and Plastics | Existing
| IchNgsld802 | 34133.2453 | 7366.2401 | 0 | 0 | 41499.4855 | 67143.7754 | 67143.7754 | 17486.7324 | 84630.5078 | 84630.5078 | 102117.2402 | 0.49036 | 563770.3989 | 563770.3989 | 0.073611 | 98382.8474 | 52.9623 | 32612.9972 | Auto Closer on Refrigerator Door | Chemicals and Plastics | New
| IcoEgsld802 | 34133.2453 | 7366.2401 | 0 | 0 | 41499.4855 | 67143.7754 | 67143.7754 | 17486.7324 | 84630.5078 | 84630.5078 | 102117.2402 | 0.49036 | 563770.3989 | 563770.3989 | 0.073611 | 98382.8474 | 52.9623 | 32612.9972 | Auto Closer on Refrigerator Door | Construction | Existing
| IcoNgsld802 | 34133.2453 | 7366.2401 | 0 | 0 | 41499.4855 | 67143.7754 | 67143.7754 | 17486.7324 | 84630.5078 | 84630.5078 | 102117.2402 | 0.49036 | 563770.3989 | 563770.3989 | 0.073611 | 98382.8474 | 52.9623 | 32612.9972 | Auto Closer on Refrigerator Door | Construction | New
| IelEgsld802 | 34133.2453 | 7366.2401 | 0 | 0 | 41499.4855 | 67143.7754 | 67143.7754 | 17486.7324 | 84630.5078 | 84630.5078 | 102117.2402 | 0.49036 | 563770.3989 | 563770.3989 | 0.073611 | 98382.8474 | 52.9623 | 32612.9972 | Auto Closer on Refrigerator Door | Electrical and Electronic Equip. | Existing
| IelNgsld802 | 34133.2453 | 7366.2401 | 0 | 0 | 41499.4855 | 67143.7754 | 67143.7754 | 17486.7324 | 84630.5078 | 84630.5078 | 102117.2402 | 0.49036 | 563770.3989 | 563770.3989 | 0.073611 | 98382.8474 | 52.9623 | 32612.9972 | Auto Closer on Refrigerator Door | Electrical and Electronic Equip. | New
| IluEgsld802 | 34133.2453 | 7366.2401 | 0 | 0 | 41499.4855 | 67143.7754 | 67143.7754 | 17486.7324 | 84630.5078 | 84630.5078 | 102117.2402 | 0.49036 | 563770.3989 | 563770.3989 | 0.073611 | 98382.8474 | 52.9623 | 32612.9972 | Auto Closer on Refrigerator Door | Lumber/Furniture/Pulp/Paper | Existing
| IluNgsld802 | 34133.2453 | 7366.2401 | 0 | 0 | 41499.4855 | 67143.7754 | 67143.7754 | 17486.7324 | 84630.5078 | 84630.5078 | 102117.2402 | 0.49036 | 563770.3989 | 563770.3989 | 0.073611 | 98382.8474 | 52.9623 | 32612.9972 | Auto Closer on Refrigerator Door | Lumber/Furniture/Pulp/Paper | New
| ImeEgsld802 | 34133.2453 | 7366.2401 | 0 | 0 | 41499.4855 | 67143.7754 | 67143.7754 | 17486.7324 | 84630.5078 | 84630.5078 | 102117.2402 | 0.49036 | 563770.3989 | 563770.3989 | 0.073611 | 98382.8474 | 52.9623 | 32612.9972 | Auto Closer on Refrigerator Door | Metal Products and Machinery | Existing
| ImeNgsld802 | 34133.2453 | 7366.2401 | 0 | 0 | 41499.4855 | 67143.7754 | 67143.7754 | 17486.7324 | 84630.5078 | 84630.5078 | 102117.2402 | 0.49036 | 563770.3989 | 563770.3989 | 0.073611 | 98382.8474 | 52.9623 | 32612.9972 | Auto Closer on Refrigerator Door | Metal Products and Machinery | New
| ImiEgsld802 | 34133.2453 | 7366.2401 | 0 | 0 | 41499.4855 | 67143.7754 | 67143.7754 | 17486.7324 | 84630.5078 | 84630.5078 | 102117.2402 | 0.49036 | 563770.3989 | 563770.3989 | 0.073611 | 98382.8474 | 52.9623 | 32612.9972 | Auto Closer on Refrigerator Door | Miscellaneous Manufacturing | Existing
| ImiNgsld802 | 34133.2453 | 7366.2401 | 0 | 0 | 41499.4855 | 67143.7754 | 67143.7754 | 17486.7324 | 84630.5078 | 84630.5078 | 102117.2402 | 0.49036 | 563770.3989 | 563770.3989 | 0.073611 | 98382.8474 | 52.9623 | 32612.9972 | Auto Closer on Refrigerator Door | Miscellaneous Manufacturing | New
| IprEgsld802 | 34133.2453 | 7366.2401 | 0 | 0 | 41499.4855 | 67143.7754 | 67143.7754 | 17486.7324 | 84630.5078 | 84630.5078 | 102117.2402 | 0.49036 | 563770.3989 | 563770.3989 | 0.073611 | 98382.8474 | 52.9623 | 32612.9972 | Auto Closer on Refrigerator Door | Primary Resources Industries | Existing
| IprNgsld802 | 34133.2453 | 7366.2401 | 0 | 0 | 41499.4855 | 67143.7754 | 67143.7754 | 17486.7324 | 84630.5078 | 84630.5078 | 102117.2402 | 0.49036 | 563770.3989 | 563770.3989 | 0.073611 | 98382.8474 | 52.9623 | 32612.9972 | Auto Closer on Refrigerator Door | Primary Resources Industries | New
| IstEgsld802 | 34133.2453 | 7366.2401 | 0 | 0 | 41499.4855 | 67143.7754 | 67143.7754 | 17486.7324 | 84630.5078 | 84630.5078 | 102117.2402 | 0.49036 | 563770.3989 | 563770.3989 | 0.073611 | 98382.8474 | 52.9623 | 32612.9972 | Auto Closer on Refrigerator Door | Stone/Clay/Glass/Concrete | Existing
| IstNgsld802 | 34133.2453 | 7366.2401 | 0 | 0 | 41499.4855 | 67143.7754 | 67143.7754 | 17486.7324 | 84630.5078 | 84630.5078 | 102117.2402 | 0.49036 | 563770.3989 | 563770.3989 | 0.073611 | 98382.8474 | 52.9623 | 32612.9972 | Auto Closer on Refrigerator Door | Stone/Clay/Glass/Concrete | New
| IteEgsld802 | 34133.2453 | 7366.2401 | 0 | 0 | 41499.4855 | 67143.7754 | 67143.7754 | 17486.7324 | 84630.5078 | 84630.5078 | 102117.2402 | 0.49036 | 563770.3989 | 563770.3989 | 0.073611 | 98382.8474 | 52.9623 | 32612.9972 | Auto Closer on Refrigerator Door | Textiles and Leather | Existing
| IteNgsld802 | 34133.2453 | 7366.2401 | 0 | 0 | 41499.4855 | 67143.7754 | 67143.7754 | 17486.7324 | 84630.5078 | 84630.5078 | 102117.2402 | 0.49036 | 563770.3989 | 563770.3989 | 0.073611 | 98382.8474 | 52.9623 | 32612.9972 | Auto Closer on Refrigerator Door | Textiles and Leather | New
| ItrEgsld802 | 34133.2453 | 7366.2401 | 0 | 0 | 41499.4855 | 67143.7754 | 67143.7754 | 17486.7324 | 84630.5078 | 84630.5078 | 102117.2402 | 0.49036 | 563770.3989 | 563770.3989 | 0.073611 | 98382.8474 | 52.9623 | 32612.9972 | Auto Closer on Refrigerator Door | Transportation Equipment | Existing
| ItrNgsld802 | 34133.2453 | 7366.2401 | 0 | 0 | 41499.4855 | 67143.7754 | 67143.7754 | 17486.7324 | 84630.5078 | 84630.5078 | 102117.2402 | 0.49036 | 563770.3989 | 563770.3989 | 0.073611 | 98382.8474 | 52.9623 | 32612.9972 | Auto Closer on Refrigerator Door | Transportation Equipment | New
| IwaEgsld802 | 34133.2453 | 7366.2401 | 0 | 0 | 41499.4855 | 67143.7754 | 67143.7754 | 17486.7324 | 84630.5078 | 84630.5078 | 102117.2402 | 0.49036 | 563770.3989 | 563770.3989 | 0.073611 | 98382.8474 | 52.9623 | 32612.9972 | Auto Closer on Refrigerator Door | Water and Wastewater | Existing
| IwaNgsld802 | 34133.2453 | 7366.2401 | 0 | 0 | 41499.4855 | 67143.7754 | 67143.7754 | 17486.7324 | 84630.5078 | 84630.5078 | 102117.2402 | 0.49036 | 563770.3989 | 563770.3989 | 0.073611 | 98382.8474 | 52.9623 | 32612.9972 | Auto Closer on Refrigerator Door | Water and Wastewater | New
| IagEgsld803 | 34133.2453 | 7366.2401 | 0 | 0 | 41499.4855 | 67143.7754 | 67143.7754 | 17486.7324 | 84630.5078 | 84630.5078 | 102117.2402 | 0.49036 | 231.5952 | 231.5952 | 179.1897 | 98382.8474 | 0.025772 | -1386.5392 | Demand Defrost | Agriculture and Assembly | Existing
| IagNgsld803 | 34133.2453 | 7366.2401 | 0 | 0 | 41499.4855 | 67143.7754 | 67143.7754 | 17486.7324 | 84630.5078 | 84630.5078 | 102117.2402 | 0.49036 | 231.5952 | 231.5952 | 179.1897 | 98382.8474 | 0.025772 | -1386.5392 | Demand Defrost | Agriculture and Assembly | New
| IchEgsld803 | 34133.2453 | 7366.2401 | 0 | 0 | 41499.4855 | 67143.7754 | 67143.7754 | 17486.7324 | 84630.5078 | 84630.5078 | 102117.2402 | 0.49036 | 222.5115 | 222.5115 | 186.5049 | 98382.8474 | 0.024762 | -1387.1885 | Demand Defrost | Chemicals and Plastics | Existing
| IchNgsld803 | 34133.2453 | 7366.2401 | 0 | 0 | 41499.4855 | 67143.7754 | 67143.7754 | 17486.7324 | 84630.5078 | 84630.5078 | 102117.2402 | 0.49036 | 222.5115 | 222.5115 | 186.5049 | 98382.8474 | 0.024762 | -1387.1885 | Demand Defrost | Chemicals and Plastics | New
| IcoEgsld803 | 34133.2453 | 7366.2401 | 0 | 0 | 41499.4855 | 67143.7754 | 67143.7754 | 17486.7324 | 84630.5078 | 84630.5078 | 102117.2402 | 0.49036 | 3910.2716 | 3910.2716 | 10.6129 | 98382.8474 | 0.43514 | -1123.6127 | Demand Defrost | Construction | Existing
| IcoNgsld803 | 34133.2453 | 7366.2401 | 0 | 0 | 41499.4855 | 67143.7754 | 67143.7754 | 17486.7324 | 84630.5078 | 84630.5078 | 102117.2402 | 0.49036 | 3910.2716 | 3910.2716 | 10.6129 | 98382.8474 | 0.43514 | -1123.6127 | Demand Defrost | Construction | New
| IelEgsld803 | 34133.2453 | 7366.2401 | 0 | 0 | 41499.4855 | 67143.7754 | 67143.7754 | 17486.7324 | 84630.5078 | 84630.5078 | 102117.2402 | 0.49036 | 650.9275 | 650.9275 | 63.7544 | 98382.8474 | 0.072437 | -1356.5682 | Demand Defrost | Electrical and Electronic Equip. | Existing
| IelNgsld803 | 34133.2453 | 7366.2401 | 0 | 0 | 41499.4855 | 67143.7754 | 67143.7754 | 17486.7324 | 84630.5078 | 84630.5078 | 102117.2402 | 0.49036 | 650.9275 | 650.9275 | 63.7544 | 98382.8474 | 0.072437 | -1356.5682 | Demand Defrost | Electrical and Electronic Equip. | New
| IluEgsld803 | 34133.2453 | 7366.2401 | 0 | 0 | 41499.4855 | 67143.7754 | 67143.7754 | 17486.7324 | 84630.5078 | 84630.5078 | 102117.2402 | 0.49036 | 1451.5431 | 1451.5431 | 28.5899 | 98382.8474 | 0.16153 | -1299.3457 | Demand Defrost | Lumber/Furniture/Pulp/Paper | Existing
| IluNgsld803 | 34133.2453 | 7366.2401 | 0 | 0 | 41499.4855 | 67143.7754 | 67143.7754 | 17486.7324 | 84630.5078 | 84630.5078 | 102117.2402 | 0.49036 | 1451.5431 | 1451.5431 | 28.5899 | 98382.8474 | 0.16153 | -1299.3457 | Demand Defrost | Lumber/Furniture/Pulp/Paper | New
| ImeEgsld803 | 34133.2453 | 7366.2401 | 0 | 0 | 41499.4855 | 67143.7754 | 67143.7754 | 17486.7324 | 84630.5078 | 84630.5078 | 102117.2402 | 0.49036 | 5399.8458 | 5399.8458 | 7.6853 | 98382.8474 | 0.60091 | -1017.1482 | Demand Defrost | Metal Products and Machinery | Existing
| ImeNgsld803 | 34133.2453 | 7366.2401 | 0 | 0 | 41499.4855 | 67143.7754 | 67143.7754 | 17486.7324 | 84630.5078 | 84630.5078 | 102117.2402 | 0.49036 | 5399.8458 | 5399.8458 | 7.6853 | 98382.8474 | 0.60091 | -1017.1482 | Demand Defrost | Metal Products and Machinery | New
| ImiEgsld803 | 34133.2453 | 7366.2401 | 0 | 0 | 41499.4855 | 67143.7754 | 67143.7754 | 17486.7324 | 84630.5078 | 84630.5078 | 102117.2402 | 0.49036 | 3910.2716 | 3910.2716 | 10.6129 | 98382.8474 | 0.43514 | -1123.6127 | Demand Defrost | Miscellaneous Manufacturing | Existing
| ImiNgsld803 | 34133.2453 | 7366.2401 | 0 | 0 | 41499.4855 | 67143.7754 | 67143.7754 | 17486.7324 | 84630.5078 | 84630.5078 | 102117.2402 | 0.49036 | 3910.2716 | 3910.2716 | 10.6129 | 98382.8474 | 0.43514 | -1123.6127 | Demand Defrost | Miscellaneous Manufacturing | New
| IprEgsld803 | 34133.2453 | 7366.2401 | 0 | 0 | 41499.4855 | 67143.7754 | 67143.7754 | 17486.7324 | 84630.5078 | 84630.5078 | 102117.2402 | 0.49036 | 422.1 | 422.1 | 98.3167 | 98382.8474 | 0.046972 | -1372.9233 | Demand Defrost | Primary Resources Industries | Existing
| IprNgsld803 | 34133.2453 | 7366.2401 | 0 | 0 | 41499.4855 | 67143.7754 | 67143.7754 | 17486.7324 | 84630.5078 | 84630.5078 | 102117.2402 | 0.49036 | 422.1 | 422.1 | 98.3167 | 98382.8474 | 0.046972 | -1372.9233 | Demand Defrost | Primary Resources Industries | New
| IstEgsld803 | 34133.2453 | 7366.2401 | 0 | 0 | 41499.4855 | 67143.7754 | 67143.7754 | 17486.7324 | 84630.5078 | 84630.5078 | 102117.2402 | 0.49036 | 1604.0939 | 1604.0939 | 25.871 | 98382.8474 | 0.17851 | -1288.4424 | Demand Defrost | Stone/Clay/Glass/Concrete | Existing
| IstNgsld803 | 34133.2453 | 7366.2401 | 0 | 0 | 41499.4855 | 67143.7754 | 67143.7754 | 17486.7324 | 84630.5078 | 84630.5078 | 102117.2402 | 0.49036 | 1604.0939 | 1604.0939 | 25.871 | 98382.8474 | 0.17851 | -1288.4424 | Demand Defrost | Stone/Clay/Glass/Concrete | New
| IteEgsld803 | 34133.2453 | 7366.2401 | 0 | 0 | 41499.4855 | 67143.7754 | 67143.7754 | 17486.7324 | 84630.5078 | 84630.5078 | 102117.2402 | 0.49036 | 1025.7366 | 1025.7366 | 40.4582 | 98382.8474 | 0.11415 | -1329.7795 | Demand Defrost | Textiles and Leather | Existing
| IteNgsld803 | 34133.2453 | 7366.2401 | 0 | 0 | 41499.4855 | 67143.7754 | 67143.7754 | 17486.7324 | 84630.5078 | 84630.5078 | 102117.2402 | 0.49036 | 1025.7366 | 1025.7366 | 40.4582 | 98382.8474 | 0.11415 | -1329.7795 | Demand Defrost | Textiles and Leather | New
| ItrEgsld803 | 34133.2453 | 7366.2401 | 0 | 0 | 41499.4855 | 67143.7754 | 67143.7754 | 17486.7324 | 84630.5078 | 84630.5078 | 102117.2402 | 0.49036 | 617.9321 | 617.9321 | 67.1587 | 98382.8474 | 0.068765 | -1358.9265 | Demand Defrost | Transportation Equipment | Existing
| ItrNgsld803 | 34133.2453 | 7366.2401 | 0 | 0 | 41499.4855 | 67143.7754 | 67143.7754 | 17486.7324 | 84630.5078 | 84630.5078 | 102117.2402 | 0.49036 | 617.9321 | 617.9321 | 67.1587 | 98382.8474 | 0.068765 | -1358.9265 | Demand Defrost | Transportation Equipment | New
| IwaEgsld803 | 34133.2453 | 7366.2401 | 0 | 0 | 41499.4855 | 67143.7754 | 67143.7754 | 17486.7324 | 84630.5078 | 84630.5078 | 102117.2402 | 0.49036 | 304.6966 | 304.6966 | 136.1994 | 98382.8474 | 0.033907 | -1381.3145 | Demand Defrost | Water and Wastewater | Existing
| IwaNgsld803 | 34133.2453 | 7366.2401 | 0 | 0 | 41499.4855 | 67143.7754 | 67143.7754 | 17486.7324 | 84630.5078 | 84630.5078 | 102117.2402 | 0.49036 | 304.6966 | 304.6966 | 136.1994 | 98382.8474 | 0.033907 | -1381.3145 | Demand Defrost | Water and Wastewater | New
| IagEgsld804 | 34133.2453 | 7366.2401 | 0 | 0 | 41499.4855 | 67143.7754 | 67143.7754 | 17486.7324 | 84630.5078 | 84630.5078 | 102117.2402 | 0.49036 | 305.4002 | 305.4002 | 135.8856 | 98382.8474 | 0.033986 | -1381.2642 | Floating Head Pressure Controller | Agriculture and Assembly | Existing
| IagNgsld804 | 34133.2453 | 7366.2401 | 0 | 0 | 41499.4855 | 67143.7754 | 67143.7754 | 17486.7324 | 84630.5078 | 84630.5078 | 102117.2402 | 0.49036 | 305.4002 | 305.4002 | 135.8856 | 98382.8474 | 0.033986 | -1381.2642 | Floating Head Pressure Controller | Agriculture and Assembly | New
| IchEgsld804 | 34133.2453 | 7366.2401 | 0 | 0 | 41499.4855 | 67143.7754 | 67143.7754 | 17486.7324 | 84630.5078 | 84630.5078 | 102117.2402 | 0.49036 | 293.4217 | 293.4217 | 141.4329 | 98382.8474 | 0.032653 | -1382.1203 | Floating Head Pressure Controller | Chemicals and Plastics | Existing
| IchNgsld804 | 34133.2453 | 7366.2401 | 0 | 0 | 41499.4855 | 67143.7754 | 67143.7754 | 17486.7324 | 84630.5078 | 84630.5078 | 102117.2402 | 0.49036 | 293.4217 | 293.4217 | 141.4329 | 98382.8474 | 0.032653 | -1382.1203 | Floating Head Pressure Controller | Chemicals and Plastics | New
| IcoEgsld804 | 34133.2453 | 7366.2401 | 0 | 0 | 41499.4855 | 67143.7754 | 67143.7754 | 17486.7324 | 84630.5078 | 84630.5078 | 102117.2402 | 0.49036 | 5156.405 | 5156.405 | 8.0481 | 98382.8474 | 0.57382 | -1034.5476 | Floating Head Pressure Controller | Construction | Existing
| IcoNgsld804 | 34133.2453 | 7366.2401 | 0 | 0 | 41499.4855 | 67143.7754 | 67143.7754 | 17486.7324 | 84630.5078 | 84630.5078 | 102117.2402 | 0.49036 | 5156.405 | 5156.405 | 8.0481 | 98382.8474 | 0.57382 | -1034.5476 | Floating Head Pressure Controller | Construction | New
| IelEgsld804 | 34133.2453 | 7366.2401 | 0 | 0 | 41499.4855 | 67143.7754 | 67143.7754 | 17486.7324 | 84630.5078 | 84630.5078 | 102117.2402 | 0.49036 | 858.366 | 858.366 | 48.3471 | 98382.8474 | 0.095521 | -1341.742 | Floating Head Pressure Controller | Electrical and Electronic Equip. | Existing
| IelNgsld804 | 34133.2453 | 7366.2401 | 0 | 0 | 41499.4855 | 67143.7754 | 67143.7754 | 17486.7324 | 84630.5078 | 84630.5078 | 102117.2402 | 0.49036 | 858.366 | 858.366 | 48.3471 | 98382.8474 | 0.095521 | -1341.742 | Floating Head Pressure Controller | Electrical and Electronic Equip. | New
| IluEgsld804 | 34133.2453 | 7366.2401 | 0 | 0 | 41499.4855 | 67143.7754 | 67143.7754 | 17486.7324 | 84630.5078 | 84630.5078 | 102117.2402 | 0.49036 | 1914.1229 | 1914.1229 | 21.6807 | 98382.8474 | 0.21301 | -1266.2837 | Floating Head Pressure Controller | Lumber/Furniture/Pulp/Paper | Existing
| IluNgsld804 | 34133.2453 | 7366.2401 | 0 | 0 | 41499.4855 | 67143.7754 | 67143.7754 | 17486.7324 | 84630.5078 | 84630.5078 | 102117.2402 | 0.49036 | 1914.1229 | 1914.1229 | 21.6807 | 98382.8474 | 0.21301 | -1266.2837 | Floating Head Pressure Controller | Lumber/Furniture/Pulp/Paper | New
| ImeEgsld804 | 34133.2453 | 7366.2401 | 0 | 0 | 41499.4855 | 67143.7754 | 67143.7754 | 17486.7324 | 84630.5078 | 84630.5078 | 102117.2402 | 0.49036 | 7120.6811 | 7120.6811 | 5.828 | 98382.8474 | 0.7924 | -894.1547 | Floating Head Pressure Controller | Metal Products and Machinery | Existing
| ImeNgsld804 | 34133.2453 | 7366.2401 | 0 | 0 | 41499.4855 | 67143.7754 | 67143.7754 | 17486.7324 | 84630.5078 | 84630.5078 | 102117.2402 | 0.49036 | 7120.6811 | 7120.6811 | 5.828 | 98382.8474 | 0.7924 | -894.1547 | Floating Head Pressure Controller | Metal Products and Machinery | New
| ImiEgsld804 | 34133.2453 | 7366.2401 | 0 | 0 | 41499.4855 | 67143.7754 | 67143.7754 | 17486.7324 | 84630.5078 | 84630.5078 | 102117.2402 | 0.49036 | 5156.405 | 5156.405 | 8.0481 | 98382.8474 | 0.57382 | -1034.5476 | Floating Head Pressure Controller | Miscellaneous Manufacturing | Existing
| ImiNgsld804 | 34133.2453 | 7366.2401 | 0 | 0 | 41499.4855 | 67143.7754 | 67143.7754 | 17486.7324 | 84630.5078 | 84630.5078 | 102117.2402 | 0.49036 | 5156.405 | 5156.405 | 8.0481 | 98382.8474 | 0.57382 | -1034.5476 | Floating Head Pressure Controller | Miscellaneous Manufacturing | New
| IprEgsld804 | 34133.2453 | 7366.2401 | 0 | 0 | 41499.4855 | 67143.7754 | 67143.7754 | 17486.7324 | 84630.5078 | 84630.5078 | 102117.2402 | 0.49036 | 556.6155 | 556.6155 | 74.5568 | 98382.8474 | 0.061941 | -1363.309 | Floating Head Pressure Controller | Primary Resources Industries | Existing
| IprNgsld804 | 34133.2453 | 7366.2401 | 0 | 0 | 41499.4855 | 67143.7754 | 67143.7754 | 17486.7324 | 84630.5078 | 84630.5078 | 102117.2402 | 0.49036 | 556.6155 | 556.6155 | 74.5568 | 98382.8474 | 0.061941 | -1363.309 | Floating Head Pressure Controller | Primary Resources Industries | New
| IstEgsld804 | 34133.2453 | 7366.2401 | 0 | 0 | 41499.4855 | 67143.7754 | 67143.7754 | 17486.7324 | 84630.5078 | 84630.5078 | 102117.2402 | 0.49036 | 2115.2882 | 2115.2882 | 19.6188 | 98382.8474 | 0.23539 | -1251.9058 | Floating Head Pressure Controller | Stone/Clay/Glass/Concrete | Existing
| IstNgsld804 | 34133.2453 | 7366.2401 | 0 | 0 | 41499.4855 | 67143.7754 | 67143.7754 | 17486.7324 | 84630.5078 | 84630.5078 | 102117.2402 | 0.49036 | 2115.2882 | 2115.2882 | 19.6188 | 98382.8474 | 0.23539 | -1251.9058 | Floating Head Pressure Controller | Stone/Clay/Glass/Concrete | New
| IteEgsld804 | 34133.2453 | 7366.2401 | 0 | 0 | 41499.4855 | 67143.7754 | 67143.7754 | 17486.7324 | 84630.5078 | 84630.5078 | 102117.2402 | 0.49036 | 1352.6199 | 1352.6199 | 30.6808 | 98382.8474 | 0.15052 | -1306.4161 | Floating Head Pressure Controller | Textiles and Leather | Existing
| IteNgsld804 | 34133.2453 | 7366.2401 | 0 | 0 | 41499.4855 | 67143.7754 | 67143.7754 | 17486.7324 | 84630.5078 | 84630.5078 | 102117.2402 | 0.49036 | 1352.6199 | 1352.6199 | 30.6808 | 98382.8474 | 0.15052 | -1306.4161 | Floating Head Pressure Controller | Textiles and Leather | New
| ItrEgsld804 | 34133.2453 | 7366.2401 | 0 | 0 | 41499.4855 | 67143.7754 | 67143.7754 | 17486.7324 | 84630.5078 | 84630.5078 | 102117.2402 | 0.49036 | 814.8554 | 814.8554 | 50.9286 | 98382.8474 | 0.090679 | -1344.8518 | Floating Head Pressure Controller | Transportation Equipment | Existing
| ItrNgsld804 | 34133.2453 | 7366.2401 | 0 | 0 | 41499.4855 | 67143.7754 | 67143.7754 | 17486.7324 | 84630.5078 | 84630.5078 | 102117.2402 | 0.49036 | 814.8554 | 814.8554 | 50.9286 | 98382.8474 | 0.090679 | -1344.8518 | Floating Head Pressure Controller | Transportation Equipment | New
| IwaEgsld804 | 34133.2453 | 7366.2401 | 0 | 0 | 41499.4855 | 67143.7754 | 67143.7754 | 17486.7324 | 84630.5078 | 84630.5078 | 102117.2402 | 0.49036 | 401.7977 | 401.7977 | 103.2845 | 98382.8474 | 0.044713 | -1374.3743 | Floating Head Pressure Controller | Water and Wastewater | Existing
| IwaNgsld804 | 34133.2453 | 7366.2401 | 0 | 0 | 41499.4855 | 67143.7754 | 67143.7754 | 17486.7324 | 84630.5078 | 84630.5078 | 102117.2402 | 0.49036 | 401.7977 | 401.7977 | 103.2845 | 98382.8474 | 0.044713 | -1374.3743 | Floating Head Pressure Controller | Water and Wastewater | New
| IagTgsld805 | 34133.2453 | 7366.2401 | 0 | 0 | 41499.4855 | 67143.7754 | 67143.7754 | 17486.7324 | 84630.5078 | 84630.5078 | 102117.2402 | 0.49036 | 194234.2381 | 194234.2381 | 0.21366 | 98382.8474 | 29.783 | 17725.5977 | High Efficiency Refrigeration Compressor - Discus | Agriculture and Assembly | Turnover
| IagNgsld805 | 34133.2453 | 7366.2401 | 0 | 0 | 41499.4855 | 67143.7754 | 67143.7754 | 17486.7324 | 84630.5078 | 84630.5078 | 102117.2402 | 0.49036 | 194234.2381 | 194234.2381 | 0.21366 | 98382.8474 | 29.783 | 17725.5977 | High Efficiency Refrigeration Compressor - Discus | Agriculture and Assembly | New
| IchTgsld805 | 34133.2453 | 7366.2401 | 0 | 0 | 41499.4855 | 67143.7754 | 67143.7754 | 17486.7324 | 84630.5078 | 84630.5078 | 102117.2402 | 0.49036 | 194234.2381 | 194234.2381 | 0.21366 | 98382.8474 | 29.783 | 17725.5977 | High Efficiency Refrigeration Compressor - Discus | Chemicals and Plastics | Turnover
| IchNgsld805 | 34133.2453 | 7366.2401 | 0 | 0 | 41499.4855 | 67143.7754 | 67143.7754 | 17486.7324 | 84630.5078 | 84630.5078 | 102117.2402 | 0.49036 | 194234.2381 | 194234.2381 | 0.21366 | 98382.8474 | 29.783 | 17725.5977 | High Efficiency Refrigeration Compressor - Discus | Chemicals and Plastics | New
| IcoTgsld805 | 34133.2453 | 7366.2401 | 0 | 0 | 41499.4855 | 67143.7754 | 67143.7754 | 17486.7324 | 84630.5078 | 84630.5078 | 102117.2402 | 0.49036 | 194234.2381 | 194234.2381 | 0.21366 | 98382.8474 | 29.783 | 17725.5977 | High Efficiency Refrigeration Compressor - Discus | Construction | Turnover
| IcoNgsld805 | 34133.2453 | 7366.2401 | 0 | 0 | 41499.4855 | 67143.7754 | 67143.7754 | 17486.7324 | 84630.5078 | 84630.5078 | 102117.2402 | 0.49036 | 194234.2381 | 194234.2381 | 0.21366 | 98382.8474 | 29.783 | 17725.5977 | High Efficiency Refrigeration Compressor - Discus | Construction | New
| IelTgsld805 | 34133.2453 | 7366.2401 | 0 | 0 | 41499.4855 | 67143.7754 | 67143.7754 | 17486.7324 | 84630.5078 | 84630.5078 | 102117.2402 | 0.49036 | 194234.2381 | 194234.2381 | 0.21366 | 98382.8474 | 29.783 | 17725.5977 | High Efficiency Refrigeration Compressor - Discus | Electrical and Electronic Equip. | Turnover
| IelNgsld805 | 34133.2453 | 7366.2401 | 0 | 0 | 41499.4855 | 67143.7754 | 67143.7754 | 17486.7324 | 84630.5078 | 84630.5078 | 102117.2402 | 0.49036 | 194234.2381 | 194234.2381 | 0.21366 | 98382.8474 | 29.783 | 17725.5977 | High Efficiency Refrigeration Compressor - Discus | Electrical and Electronic Equip. | New
| IluTgsld805 | 34133.2453 | 7366.2401 | 0 | 0 | 41499.4855 | 67143.7754 | 67143.7754 | 17486.7324 | 84630.5078 | 84630.5078 | 102117.2402 | 0.49036 | 194234.2381 | 194234.2381 | 0.21366 | 98382.8474 | 29.783 | 17725.5977 | High Efficiency Refrigeration Compressor - Discus | Lumber/Furniture/Pulp/Paper | Turnover
| IluNgsld805 | 34133.2453 | 7366.2401 | 0 | 0 | 41499.4855 | 67143.7754 | 67143.7754 | 17486.7324 | 84630.5078 | 84630.5078 | 102117.2402 | 0.49036 | 194234.2381 | 194234.2381 | 0.21366 | 98382.8474 | 29.783 | 17725.5977 | High Efficiency Refrigeration Compressor - Discus | Lumber/Furniture/Pulp/Paper | New
| ImeTgsld805 | 34133.2453 | 7366.2401 | 0 | 0 | 41499.4855 | 67143.7754 | 67143.7754 | 17486.7324 | 84630.5078 | 84630.5078 | 102117.2402 | 0.49036 | 194234.2381 | 194234.2381 | 0.21366 | 98382.8474 | 29.783 | 17725.5977 | High Efficiency Refrigeration Compressor - Discus | Metal Products and Machinery | Turnover
| ImeNgsld805 | 34133.2453 | 7366.2401 | 0 | 0 | 41499.4855 | 67143.7754 | 67143.7754 | 17486.7324 | 84630.5078 | 84630.5078 | 102117.2402 | 0.49036 | 194234.2381 | 194234.2381 | 0.21366 | 98382.8474 | 29.783 | 17725.5977 | High Efficiency Refrigeration Compressor - Discus | Metal Products and Machinery | New
| ImiTgsld805 | 34133.2453 | 7366.2401 | 0 | 0 | 41499.4855 | 67143.7754 | 67143.7754 | 17486.7324 | 84630.5078 | 84630.5078 | 102117.2402 | 0.49036 | 194234.2381 | 194234.2381 | 0.21366 | 98382.8474 | 29.783 | 17725.5977 | High Efficiency Refrigeration Compressor - Discus | Miscellaneous Manufacturing | Turnover
| ImiNgsld805 | 34133.2453 | 7366.2401 | 0 | 0 | 41499.4855 | 67143.7754 | 67143.7754 | 17486.7324 | 84630.5078 | 84630.5078 | 102117.2402 | 0.49036 | 194234.2381 | 194234.2381 | 0.21366 | 98382.8474 | 29.783 | 17725.5977 | High Efficiency Refrigeration Compressor - Discus | Miscellaneous Manufacturing | New
| IprTgsld805 | 34133.2453 | 7366.2401 | 0 | 0 | 41499.4855 | 67143.7754 | 67143.7754 | 17486.7324 | 84630.5078 | 84630.5078 | 102117.2402 | 0.49036 | 194234.2381 | 194234.2381 | 0.21366 | 98382.8474 | 29.783 | 17725.5977 | High Efficiency Refrigeration Compressor - Discus | Primary Resources Industries | Turnover
| IprNgsld805 | 34133.2453 | 7366.2401 | 0 | 0 | 41499.4855 | 67143.7754 | 67143.7754 | 17486.7324 | 84630.5078 | 84630.5078 | 102117.2402 | 0.49036 | 194234.2381 | 194234.2381 | 0.21366 | 98382.8474 | 29.783 | 17725.5977 | High Efficiency Refrigeration Compressor - Discus | Primary Resources Industries | New
| IstTgsld805 | 34133.2453 | 7366.2401 | 0 | 0 | 41499.4855 | 67143.7754 | 67143.7754 | 17486.7324 | 84630.5078 | 84630.5078 | 102117.2402 | 0.49036 | 194234.2381 | 194234.2381 | 0.21366 | 98382.8474 | 29.783 | 17725.5977 | High Efficiency Refrigeration Compressor - Discus | Stone/Clay/Glass/Concrete | Turnover
| IstNgsld805 | 34133.2453 | 7366.2401 | 0 | 0 | 41499.4855 | 67143.7754 | 67143.7754 | 17486.7324 | 84630.5078 | 84630.5078 | 102117.2402 | 0.49036 | 194234.2381 | 194234.2381 | 0.21366 | 98382.8474 | 29.783 | 17725.5977 | High Efficiency Refrigeration Compressor - Discus | Stone/Clay/Glass/Concrete | New
| IteTgsld805 | 34133.2453 | 7366.2401 | 0 | 0 | 41499.4855 | 67143.7754 | 67143.7754 | 17486.7324 | 84630.5078 | 84630.5078 | 102117.2402 | 0.49036 | 194234.2381 | 194234.2381 | 0.21366 | 98382.8474 | 29.783 | 17725.5977 | High Efficiency Refrigeration Compressor - Discus | Textiles and Leather | Turnover
| IteNgsld805 | 34133.2453 | 7366.2401 | 0 | 0 | 41499.4855 | 67143.7754 | 67143.7754 | 17486.7324 | 84630.5078 | 84630.5078 | 102117.2402 | 0.49036 | 194234.2381 | 194234.2381 | 0.21366 | 98382.8474 | 29.783 | 17725.5977 | High Efficiency Refrigeration Compressor - Discus | Textiles and Leather | New
| ItrTgsld805 | 34133.2453 | 7366.2401 | 0 | 0 | 41499.4855 | 67143.7754 | 67143.7754 | 17486.7324 | 84630.5078 | 84630.5078 | 102117.2402 | 0.49036 | 194234.2381 | 194234.2381 | 0.21366 | 98382.8474 | 29.783 | 17725.5977 | High Efficiency Refrigeration Compressor - Discus | Transportation Equipment | Turnover
| ItrNgsld805 | 34133.2453 | 7366.2401 | 0 | 0 | 41499.4855 | 67143.7754 | 67143.7754 | 17486.7324 | 84630.5078 | 84630.5078 | 102117.2402 | 0.49036 | 194234.2381 | 194234.2381 | 0.21366 | 98382.8474 | 29.783 | 17725.5977 | High Efficiency Refrigeration Compressor - Discus | Transportation Equipment | New
| IwaTgsld805 | 34133.2453 | 7366.2401 | 0 | 0 | 41499.4855 | 67143.7754 | 67143.7754 | 17486.7324 | 84630.5078 | 84630.5078 | 102117.2402 | 0.49036 | 194234.2381 | 194234.2381 | 0.21366 | 98382.8474 | 29.783 | 17725.5977 | High Efficiency Refrigeration Compressor - Discus | Water and Wastewater | Turnover
| IwaNgsld805 | 34133.2453 | 7366.2401 | 0 | 0 | 41499.4855 | 67143.7754 | 67143.7754 | 17486.7324 | 84630.5078 | 84630.5078 | 102117.2402 | 0.49036 | 194234.2381 | 194234.2381 | 0.21366 | 98382.8474 | 29.783 | 17725.5977 | High Efficiency Refrigeration Compressor - Discus | Water and Wastewater | New
| IagTgsld806 | 34133.2453 | 7366.2401 | 0 | 0 | 41499.4855 | 67143.7754 | 67143.7754 | 17486.7324 | 84630.5078 | 84630.5078 | 102117.2402 | 0.49036 | 193947.9803 | 193947.9803 | 0.21397 | 98382.8474 | 29.7391 | 17697.405 | High Efficiency Refrigeration Compressor - Scroll | Agriculture and Assembly | Turnover
| IagNgsld806 | 34133.2453 | 7366.2401 | 0 | 0 | 41499.4855 | 67143.7754 | 67143.7754 | 17486.7324 | 84630.5078 | 84630.5078 | 102117.2402 | 0.49036 | 193947.9803 | 193947.9803 | 0.21397 | 98382.8474 | 29.7391 | 17697.405 | High Efficiency Refrigeration Compressor - Scroll | Agriculture and Assembly | New
| IchTgsld806 | 34133.2453 | 7366.2401 | 0 | 0 | 41499.4855 | 67143.7754 | 67143.7754 | 17486.7324 | 84630.5078 | 84630.5078 | 102117.2402 | 0.49036 | 193947.9803 | 193947.9803 | 0.21397 | 98382.8474 | 29.7391 | 17697.405 | High Efficiency Refrigeration Compressor - Scroll | Chemicals and Plastics | Turnover
| IchNgsld806 | 34133.2453 | 7366.2401 | 0 | 0 | 41499.4855 | 67143.7754 | 67143.7754 | 17486.7324 | 84630.5078 | 84630.5078 | 102117.2402 | 0.49036 | 193947.9803 | 193947.9803 | 0.21397 | 98382.8474 | 29.7391 | 17697.405 | High Efficiency Refrigeration Compressor - Scroll | Chemicals and Plastics | New
| IcoTgsld806 | 34133.2453 | 7366.2401 | 0 | 0 | 41499.4855 | 67143.7754 | 67143.7754 | 17486.7324 | 84630.5078 | 84630.5078 | 102117.2402 | 0.49036 | 193947.9803 | 193947.9803 | 0.21397 | 98382.8474 | 29.7391 | 17697.405 | High Efficiency Refrigeration Compressor - Scroll | Construction | Turnover
| IcoNgsld806 | 34133.2453 | 7366.2401 | 0 | 0 | 41499.4855 | 67143.7754 | 67143.7754 | 17486.7324 | 84630.5078 | 84630.5078 | 102117.2402 | 0.49036 | 193947.9803 | 193947.9803 | 0.21397 | 98382.8474 | 29.7391 | 17697.405 | High Efficiency Refrigeration Compressor - Scroll | Construction | New
| IelTgsld806 | 34133.2453 | 7366.2401 | 0 | 0 | 41499.4855 | 67143.7754 | 67143.7754 | 17486.7324 | 84630.5078 | 84630.5078 | 102117.2402 | 0.49036 | 193947.9803 | 193947.9803 | 0.21397 | 98382.8474 | 29.7391 | 17697.405 | High Efficiency Refrigeration Compressor - Scroll | Electrical and Electronic Equip. | Turnover
| IelNgsld806 | 34133.2453 | 7366.2401 | 0 | 0 | 41499.4855 | 67143.7754 | 67143.7754 | 17486.7324 | 84630.5078 | 84630.5078 | 102117.2402 | 0.49036 | 193947.9803 | 193947.9803 | 0.21397 | 98382.8474 | 29.7391 | 17697.405 | High Efficiency Refrigeration Compressor - Scroll | Electrical and Electronic Equip. | New
| IluTgsld806 | 34133.2453 | 7366.2401 | 0 | 0 | 41499.4855 | 67143.7754 | 67143.7754 | 17486.7324 | 84630.5078 | 84630.5078 | 102117.2402 | 0.49036 | 193947.9803 | 193947.9803 | 0.21397 | 98382.8474 | 29.7391 | 17697.405 | High Efficiency Refrigeration Compressor - Scroll | Lumber/Furniture/Pulp/Paper | Turnover
| IluNgsld806 | 34133.2453 | 7366.2401 | 0 | 0 | 41499.4855 | 67143.7754 | 67143.7754 | 17486.7324 | 84630.5078 | 84630.5078 | 102117.2402 | 0.49036 | 193947.9803 | 193947.9803 | 0.21397 | 98382.8474 | 29.7391 | 17697.405 | High Efficiency Refrigeration Compressor - Scroll | Lumber/Furniture/Pulp/Paper | New
| ImeTgsld806 | 34133.2453 | 7366.2401 | 0 | 0 | 41499.4855 | 67143.7754 | 67143.7754 | 17486.7324 | 84630.5078 | 84630.5078 | 102117.2402 | 0.49036 | 193947.9803 | 193947.9803 | 0.21397 | 98382.8474 | 29.7391 | 17697.405 | High Efficiency Refrigeration Compressor - Scroll | Metal Products and Machinery | Turnover
| ImeNgsld806 | 34133.2453 | 7366.2401 | 0 | 0 | 41499.4855 | 67143.7754 | 67143.7754 | 17486.7324 | 84630.5078 | 84630.5078 | 102117.2402 | 0.49036 | 193947.9803 | 193947.9803 | 0.21397 | 98382.8474 | 29.7391 | 17697.405 | High Efficiency Refrigeration Compressor - Scroll | Metal Products and Machinery | New
| ImiTgsld806 | 34133.2453 | 7366.2401 | 0 | 0 | 41499.4855 | 67143.7754 | 67143.7754 | 17486.7324 | 84630.5078 | 84630.5078 | 102117.2402 | 0.49036 | 193947.9803 | 193947.9803 | 0.21397 | 98382.8474 | 29.7391 | 17697.405 | High Efficiency Refrigeration Compressor - Scroll | Miscellaneous Manufacturing | Turnover
| ImiNgsld806 | 34133.2453 | 7366.2401 | 0 | 0 | 41499.4855 | 67143.7754 | 67143.7754 | 17486.7324 | 84630.5078 | 84630.5078 | 102117.2402 | 0.49036 | 193947.9803 | 193947.9803 | 0.21397 | 98382.8474 | 29.7391 | 17697.405 | High Efficiency Refrigeration Compressor - Scroll | Miscellaneous Manufacturing | New
| IprTgsld806 | 34133.2453 | 7366.2401 | 0 | 0 | 41499.4855 | 67143.7754 | 67143.7754 | 17486.7324 | 84630.5078 | 84630.5078 | 102117.2402 | 0.49036 | 193947.9803 | 193947.9803 | 0.21397 | 98382.8474 | 29.7391 | 17697.405 | High Efficiency Refrigeration Compressor - Scroll | Primary Resources Industries | Turnover
| IprNgsld806 | 34133.2453 | 7366.2401 | 0 | 0 | 41499.4855 | 67143.7754 | 67143.7754 | 17486.7324 | 84630.5078 | 84630.5078 | 102117.2402 | 0.49036 | 193947.9803 | 193947.9803 | 0.21397 | 98382.8474 | 29.7391 | 17697.405 | High Efficiency Refrigeration Compressor - Scroll | Primary Resources Industries | New
| IstTgsld806 | 34133.2453 | 7366.2401 | 0 | 0 | 41499.4855 | 67143.7754 | 67143.7754 | 17486.7324 | 84630.5078 | 84630.5078 | 102117.2402 | 0.49036 | 193947.9803 | 193947.9803 | 0.21397 | 98382.8474 | 29.7391 | 17697.405 | High Efficiency Refrigeration Compressor - Scroll | Stone/Clay/Glass/Concrete | Turnover
| IstNgsld806 | 34133.2453 | 7366.2401 | 0 | 0 | 41499.4855 | 67143.7754 | 67143.7754 | 17486.7324 | 84630.5078 | 84630.5078 | 102117.2402 | 0.49036 | 193947.9803 | 193947.9803 | 0.21397 | 98382.8474 | 29.7391 | 17697.405 | High Efficiency Refrigeration Compressor - Scroll | Stone/Clay/Glass/Concrete | New
| IteTgsld806 | 34133.2453 | 7366.2401 | 0 | 0 | 41499.4855 | 67143.7754 | 67143.7754 | 17486.7324 | 84630.5078 | 84630.5078 | 102117.2402 | 0.49036 | 193947.9803 | 193947.9803 | 0.21397 | 98382.8474 | 29.7391 | 17697.405 | High Efficiency Refrigeration Compressor - Scroll | Textiles and Leather | Turnover
| IteNgsld806 | 34133.2453 | 7366.2401 | 0 | 0 | 41499.4855 | 67143.7754 | 67143.7754 | 17486.7324 | 84630.5078 | 84630.5078 | 102117.2402 | 0.49036 | 193947.9803 | 193947.9803 | 0.21397 | 98382.8474 | 29.7391 | 17697.405 | High Efficiency Refrigeration Compressor - Scroll | Textiles and Leather | New
| ItrTgsld806 | 34133.2453 | 7366.2401 | 0 | 0 | 41499.4855 | 67143.7754 | 67143.7754 | 17486.7324 | 84630.5078 | 84630.5078 | 102117.2402 | 0.49036 | 193947.9803 | 193947.9803 | 0.21397 | 98382.8474 | 29.7391 | 17697.405 | High Efficiency Refrigeration Compressor - Scroll | Transportation Equipment | Turnover
| ItrNgsld806 | 34133.2453 | 7366.2401 | 0 | 0 | 41499.4855 | 67143.7754 | 67143.7754 | 17486.7324 | 84630.5078 | 84630.5078 | 102117.2402 | 0.49036 | 193947.9803 | 193947.9803 | 0.21397 | 98382.8474 | 29.7391 | 17697.405 | High Efficiency Refrigeration Compressor - Scroll | Transportation Equipment | New
| IwaTgsld806 | 34133.2453 | 7366.2401 | 0 | 0 | 41499.4855 | 67143.7754 | 67143.7754 | 17486.7324 | 84630.5078 | 84630.5078 | 102117.2402 | 0.49036 | 193947.9803 | 193947.9803 | 0.21397 | 98382.8474 | 29.7391 | 17697.405 | High Efficiency Refrigeration Compressor - Scroll | Water and Wastewater | Turnover
| IwaNgsld806 | 34133.2453 | 7366.2401 | 0 | 0 | 41499.4855 | 67143.7754 | 67143.7754 | 17486.7324 | 84630.5078 | 84630.5078 | 102117.2402 | 0.49036 | 193947.9803 | 193947.9803 | 0.21397 | 98382.8474 | 29.7391 | 17697.405 | High Efficiency Refrigeration Compressor - Scroll | Water and Wastewater | New
| IagEgsld807 | 34133.2453 | 7366.2401 | 0 | 0 | 41499.4855 | 67143.7754 | 67143.7754 | 17486.7324 | 84630.5078 | 84630.5078 | 102117.2402 | 0.49036 | 109813.9458 | 109813.9458 | 0.37791 | 98382.8474 | 16.2857 | 9056.7034 | Process Cooling Ventilation Reduction | Agriculture and Assembly | Existing
| IagNgsld807 | 34133.2453 | 7366.2401 | 0 | 0 | 41499.4855 | 67143.7754 | 67143.7754 | 17486.7324 | 84630.5078 | 84630.5078 | 102117.2402 | 0.49036 | 109813.9458 | 109813.9458 | 0.37791 | 98382.8474 | 16.2857 | 9056.7034 | Process Cooling Ventilation Reduction | Agriculture and Assembly | New
| IchEgsld807 | 34133.2453 | 7366.2401 | 0 | 0 | 41499.4855 | 67143.7754 | 67143.7754 | 17486.7324 | 84630.5078 | 84630.5078 | 102117.2402 | 0.49036 | 109813.9458 | 109813.9458 | 0.37791 | 98382.8474 | 16.2857 | 9056.7037 | Process Cooling Ventilation Reduction | Chemicals and Plastics | Existing
| IchNgsld807 | 34133.2453 | 7366.2401 | 0 | 0 | 41499.4855 | 67143.7754 | 67143.7754 | 17486.7324 | 84630.5078 | 84630.5078 | 102117.2402 | 0.49036 | 109813.9458 | 109813.9458 | 0.37791 | 98382.8474 | 16.2857 | 9056.7037 | Process Cooling Ventilation Reduction | Chemicals and Plastics | New
| IcoEgsld807 | 34133.2453 | 7366.2401 | 0 | 0 | 41499.4855 | 67143.7754 | 67143.7754 | 17486.7324 | 84630.5078 | 84630.5078 | 102117.2402 | 0.49036 | 109813.7921 | 109813.7921 | 0.37791 | 98382.8474 | 16.2857 | 9056.6894 | Process Cooling Ventilation Reduction | Construction | Existing
| IcoNgsld807 | 34133.2453 | 7366.2401 | 0 | 0 | 41499.4855 | 67143.7754 | 67143.7754 | 17486.7324 | 84630.5078 | 84630.5078 | 102117.2402 | 0.49036 | 109813.7921 | 109813.7921 | 0.37791 | 98382.8474 | 16.2857 | 9056.6894 | Process Cooling Ventilation Reduction | Construction | New
| IelEgsld807 | 34133.2453 | 7366.2401 | 0 | 0 | 41499.4855 | 67143.7754 | 67143.7754 | 17486.7324 | 84630.5078 | 84630.5078 | 102117.2402 | 0.49036 | 109813.9458 | 109813.9458 | 0.37791 | 98382.8474 | 16.2857 | 9056.7034 | Process Cooling Ventilation Reduction | Electrical and Electronic Equip. | Existing
| IelNgsld807 | 34133.2453 | 7366.2401 | 0 | 0 | 41499.4855 | 67143.7754 | 67143.7754 | 17486.7324 | 84630.5078 | 84630.5078 | 102117.2402 | 0.49036 | 109813.9458 | 109813.9458 | 0.37791 | 98382.8474 | 16.2857 | 9056.7034 | Process Cooling Ventilation Reduction | Electrical and Electronic Equip. | New
| IluEgsld807 | 34133.2453 | 7366.2401 | 0 | 0 | 41499.4855 | 67143.7754 | 67143.7754 | 17486.7324 | 84630.5078 | 84630.5078 | 102117.2402 | 0.49036 | 109813.9253 | 109813.9253 | 0.37791 | 98382.8474 | 16.2857 | 9056.7022 | Process Cooling Ventilation Reduction | Lumber/Furniture/Pulp/Paper | Existing
| IluNgsld807 | 34133.2453 | 7366.2401 | 0 | 0 | 41499.4855 | 67143.7754 | 67143.7754 | 17486.7324 | 84630.5078 | 84630.5078 | 102117.2402 | 0.49036 | 109813.9253 | 109813.9253 | 0.37791 | 98382.8474 | 16.2857 | 9056.7022 | Process Cooling Ventilation Reduction | Lumber/Furniture/Pulp/Paper | New
| ImeEgsld807 | 34133.2453 | 7366.2401 | 0 | 0 | 41499.4855 | 67143.7754 | 67143.7754 | 17486.7324 | 84630.5078 | 84630.5078 | 102117.2402 | 0.49036 | 109813.9356 | 109813.9356 | 0.37791 | 98382.8474 | 16.2857 | 9056.7027 | Process Cooling Ventilation Reduction | Metal Products and Machinery | Existing
| ImeNgsld807 | 34133.2453 | 7366.2401 | 0 | 0 | 41499.4855 | 67143.7754 | 67143.7754 | 17486.7324 | 84630.5078 | 84630.5078 | 102117.2402 | 0.49036 | 109813.9356 | 109813.9356 | 0.37791 | 98382.8474 | 16.2857 | 9056.7027 | Process Cooling Ventilation Reduction | Metal Products and Machinery | New
| ImiEgsld807 | 34133.2453 | 7366.2401 | 0 | 0 | 41499.4855 | 67143.7754 | 67143.7754 | 17486.7324 | 84630.5078 | 84630.5078 | 102117.2402 | 0.49036 | 109813.7921 | 109813.7921 | 0.37791 | 98382.8474 | 16.2857 | 9056.6894 | Process Cooling Ventilation Reduction | Miscellaneous Manufacturing | Existing
| ImiNgsld807 | 34133.2453 | 7366.2401 | 0 | 0 | 41499.4855 | 67143.7754 | 67143.7754 | 17486.7324 | 84630.5078 | 84630.5078 | 102117.2402 | 0.49036 | 109813.7921 | 109813.7921 | 0.37791 | 98382.8474 | 16.2857 | 9056.6894 | Process Cooling Ventilation Reduction | Miscellaneous Manufacturing | New
| IprEgsld807 | 34133.2453 | 7366.2401 | 0 | 0 | 41499.4855 | 67143.7754 | 67143.7754 | 17486.7324 | 84630.5078 | 84630.5078 | 102117.2402 | 0.49036 | 109813.9356 | 109813.9356 | 0.37791 | 98382.8474 | 16.2857 | 9056.7027 | Process Cooling Ventilation Reduction | Primary Resources Industries | Existing
| IprNgsld807 | 34133.2453 | 7366.2401 | 0 | 0 | 41499.4855 | 67143.7754 | 67143.7754 | 17486.7324 | 84630.5078 | 84630.5078 | 102117.2402 | 0.49036 | 109813.9356 | 109813.9356 | 0.37791 | 98382.8474 | 16.2857 | 9056.7027 | Process Cooling Ventilation Reduction | Primary Resources Industries | New
| IstEgsld807 | 34133.2453 | 7366.2401 | 0 | 0 | 41499.4855 | 67143.7754 | 67143.7754 | 17486.7324 | 84630.5078 | 84630.5078 | 102117.2402 | 0.49036 | 109813.9663 | 109813.9663 | 0.37791 | 98382.8474 | 16.2857 | 9056.7054 | Process Cooling Ventilation Reduction | Stone/Clay/Glass/Concrete | Existing
| IstNgsld807 | 34133.2453 | 7366.2401 | 0 | 0 | 41499.4855 | 67143.7754 | 67143.7754 | 17486.7324 | 84630.5078 | 84630.5078 | 102117.2402 | 0.49036 | 109813.9663 | 109813.9663 | 0.37791 | 98382.8474 | 16.2857 | 9056.7054 | Process Cooling Ventilation Reduction | Stone/Clay/Glass/Concrete | New
| IteEgsld807 | 34133.2453 | 7366.2401 | 0 | 0 | 41499.4855 | 67143.7754 | 67143.7754 | 17486.7324 | 84630.5078 | 84630.5078 | 102117.2402 | 0.49036 | 109813.9356 | 109813.9356 | 0.37791 | 98382.8474 | 16.2857 | 9056.7032 | Process Cooling Ventilation Reduction | Textiles and Leather | Existing
| IteNgsld807 | 34133.2453 | 7366.2401 | 0 | 0 | 41499.4855 | 67143.7754 | 67143.7754 | 17486.7324 | 84630.5078 | 84630.5078 | 102117.2402 | 0.49036 | 109813.9356 | 109813.9356 | 0.37791 | 98382.8474 | 16.2857 | 9056.7032 | Process Cooling Ventilation Reduction | Textiles and Leather | New
| ItrEgsld807 | 34133.2453 | 7366.2401 | 0 | 0 | 41499.4855 | 67143.7754 | 67143.7754 | 17486.7324 | 84630.5078 | 84630.5078 | 102117.2402 | 0.49036 | 109813.9458 | 109813.9458 | 0.37791 | 98382.8474 | 16.2857 | 9056.7042 | Process Cooling Ventilation Reduction | Transportation Equipment | Existing
| ItrNgsld807 | 34133.2453 | 7366.2401 | 0 | 0 | 41499.4855 | 67143.7754 | 67143.7754 | 17486.7324 | 84630.5078 | 84630.5078 | 102117.2402 | 0.49036 | 109813.9458 | 109813.9458 | 0.37791 | 98382.8474 | 16.2857 | 9056.7042 | Process Cooling Ventilation Reduction | Transportation Equipment | New
| IwaEgsld807 | 34133.2453 | 7366.2401 | 0 | 0 | 41499.4855 | 67143.7754 | 67143.7754 | 17486.7324 | 84630.5078 | 84630.5078 | 102117.2402 | 0.49036 | 109813.9458 | 109813.9458 | 0.37791 | 98382.8474 | 16.2857 | 9056.7034 | Process Cooling Ventilation Reduction | Water and Wastewater | Existing
| IwaNgsld807 | 34133.2453 | 7366.2401 | 0 | 0 | 41499.4855 | 67143.7754 | 67143.7754 | 17486.7324 | 84630.5078 | 84630.5078 | 102117.2402 | 0.49036 | 109813.9458 | 109813.9458 | 0.37791 | 98382.8474 | 16.2857 | 9056.7034 | Process Cooling Ventilation Reduction | Water and Wastewater | New
| IagEgsld808 | 34133.2453 | 7366.2401 | 0 | 0 | 41499.4855 | 67143.7754 | 67143.7754 | 17486.7324 | 84630.5078 | 84630.5078 | 102117.2402 | 0.49036 | 27784.277 | 27784.277 | 1.4936 | 98382.8474 | 1.7634 | -270.4939 | Refrigeration Commissioning | Agriculture and Assembly | Existing
| IagNgsld808 | 34133.2453 | 7366.2401 | 0 | 0 | 41499.4855 | 67143.7754 | 67143.7754 | 17486.7324 | 84630.5078 | 84630.5078 | 102117.2402 | 0.49036 | 27784.277 | 27784.277 | 1.4936 | 98382.8474 | 1.7634 | -270.4939 | Refrigeration Commissioning | Agriculture and Assembly | New
| IchEgsld808 | 34133.2453 | 7366.2401 | 0 | 0 | 41499.4855 | 67143.7754 | 67143.7754 | 17486.7324 | 84630.5078 | 84630.5078 | 102117.2402 | 0.49036 | 40441.5569 | 40441.5569 | 1.0262 | 98382.8474 | 2.5668 | 245.4674 | Refrigeration Commissioning | Chemicals and Plastics | Existing
| IchNgsld808 | 34133.2453 | 7366.2401 | 0 | 0 | 41499.4855 | 67143.7754 | 67143.7754 | 17486.7324 | 84630.5078 | 84630.5078 | 102117.2402 | 0.49036 | 40441.5569 | 40441.5569 | 1.0262 | 98382.8474 | 2.5668 | 245.4674 | Refrigeration Commissioning | Chemicals and Plastics | New
| IcoEgsld808 | 34133.2453 | 7366.2401 | 0 | 0 | 41499.4855 | 67143.7754 | 67143.7754 | 17486.7324 | 84630.5078 | 84630.5078 | 102117.2402 | 0.49036 | 185357.1716 | 185357.1716 | 0.22389 | 98382.8474 | 11.7644 | 6152.807 | Refrigeration Commissioning | Construction | Existing
| IcoNgsld808 | 34133.2453 | 7366.2401 | 0 | 0 | 41499.4855 | 67143.7754 | 67143.7754 | 17486.7324 | 84630.5078 | 84630.5078 | 102117.2402 | 0.49036 | 185357.1716 | 185357.1716 | 0.22389 | 98382.8474 | 11.7644 | 6152.807 | Refrigeration Commissioning | Construction | New
| IelEgsld808 | 34133.2453 | 7366.2401 | 0 | 0 | 41499.4855 | 67143.7754 | 67143.7754 | 17486.7324 | 84630.5078 | 84630.5078 | 102117.2402 | 0.49036 | 82721.3797 | 82721.3797 | 0.50168 | 98382.8474 | 5.2502 | 1968.9618 | Refrigeration Commissioning | Electrical and Electronic Equip. | Existing
| IelNgsld808 | 34133.2453 | 7366.2401 | 0 | 0 | 41499.4855 | 67143.7754 | 67143.7754 | 17486.7324 | 84630.5078 | 84630.5078 | 102117.2402 | 0.49036 | 82721.3797 | 82721.3797 | 0.50168 | 98382.8474 | 5.2502 | 1968.9618 | Refrigeration Commissioning | Electrical and Electronic Equip. | New
| IluEgsld808 | 34133.2453 | 7366.2401 | 0 | 0 | 41499.4855 | 67143.7754 | 67143.7754 | 17486.7324 | 84630.5078 | 84630.5078 | 102117.2402 | 0.49036 | 363974.0393 | 363974.0393 | 0.11402 | 98382.8474 | 23.1009 | 13433.9444 | Refrigeration Commissioning | Lumber/Furniture/Pulp/Paper | Existing
| IluNgsld808 | 34133.2453 | 7366.2401 | 0 | 0 | 41499.4855 | 67143.7754 | 67143.7754 | 17486.7324 | 84630.5078 | 84630.5078 | 102117.2402 | 0.49036 | 363974.0393 | 363974.0393 | 0.11402 | 98382.8474 | 23.1009 | 13433.9444 | Refrigeration Commissioning | Lumber/Furniture/Pulp/Paper | New
| ImeEgsld808 | 34133.2453 | 7366.2401 | 0 | 0 | 41499.4855 | 67143.7754 | 67143.7754 | 17486.7324 | 84630.5078 | 84630.5078 | 102117.2402 | 0.49036 | 488257.7297 | 488257.7297 | 0.084995 | 98382.8474 | 30.9891 | 18500.2436 | Refrigeration Commissioning | Metal Products and Machinery | Existing
| ImeNgsld808 | 34133.2453 | 7366.2401 | 0 | 0 | 41499.4855 | 67143.7754 | 67143.7754 | 17486.7324 | 84630.5078 | 84630.5078 | 102117.2402 | 0.49036 | 488257.7297 | 488257.7297 | 0.084995 | 98382.8474 | 30.9891 | 18500.2436 | Refrigeration Commissioning | Metal Products and Machinery | New
| ImiEgsld808 | 34133.2453 | 7366.2401 | 0 | 0 | 41499.4855 | 67143.7754 | 67143.7754 | 17486.7324 | 84630.5078 | 84630.5078 | 102117.2402 | 0.49036 | 185357.1716 | 185357.1716 | 0.22389 | 98382.8474 | 11.7644 | 6152.807 | Refrigeration Commissioning | Miscellaneous Manufacturing | Existing
| ImiNgsld808 | 34133.2453 | 7366.2401 | 0 | 0 | 41499.4855 | 67143.7754 | 67143.7754 | 17486.7324 | 84630.5078 | 84630.5078 | 102117.2402 | 0.49036 | 185357.1716 | 185357.1716 | 0.22389 | 98382.8474 | 11.7644 | 6152.807 | Refrigeration Commissioning | Miscellaneous Manufacturing | New
| IprEgsld808 | 34133.2453 | 7366.2401 | 0 | 0 | 41499.4855 | 67143.7754 | 67143.7754 | 17486.7324 | 84630.5078 | 84630.5078 | 102117.2402 | 0.49036 | 139990.0124 | 139990.0124 | 0.29645 | 98382.8474 | 8.885 | 4303.4604 | Refrigeration Commissioning | Primary Resources Industries | Existing
| IprNgsld808 | 34133.2453 | 7366.2401 | 0 | 0 | 41499.4855 | 67143.7754 | 67143.7754 | 17486.7324 | 84630.5078 | 84630.5078 | 102117.2402 | 0.49036 | 139990.0124 | 139990.0124 | 0.29645 | 98382.8474 | 8.885 | 4303.4604 | Refrigeration Commissioning | Primary Resources Industries | New
| IstEgsld808 | 34133.2453 | 7366.2401 | 0 | 0 | 41499.4855 | 67143.7754 | 67143.7754 | 17486.7324 | 84630.5078 | 84630.5078 | 102117.2402 | 0.49036 | 130840.3318 | 130840.3318 | 0.31718 | 98382.8474 | 8.3043 | 3930.4825 | Refrigeration Commissioning | Stone/Clay/Glass/Concrete | Existing
| IstNgsld808 | 34133.2453 | 7366.2401 | 0 | 0 | 41499.4855 | 67143.7754 | 67143.7754 | 17486.7324 | 84630.5078 | 84630.5078 | 102117.2402 | 0.49036 | 130840.3318 | 130840.3318 | 0.31718 | 98382.8474 | 8.3043 | 3930.4825 | Refrigeration Commissioning | Stone/Clay/Glass/Concrete | New
| IteEgsld808 | 34133.2453 | 7366.2401 | 0 | 0 | 41499.4855 | 67143.7754 | 67143.7754 | 17486.7324 | 84630.5078 | 84630.5078 | 102117.2402 | 0.49036 | 97890.3275 | 97890.3275 | 0.42394 | 98382.8474 | 6.213 | 2587.3089 | Refrigeration Commissioning | Textiles and Leather | Existing
| IteNgsld808 | 34133.2453 | 7366.2401 | 0 | 0 | 41499.4855 | 67143.7754 | 67143.7754 | 17486.7324 | 84630.5078 | 84630.5078 | 102117.2402 | 0.49036 | 97890.3275 | 97890.3275 | 0.42394 | 98382.8474 | 6.213 | 2587.3089 | Refrigeration Commissioning | Textiles and Leather | New
| ItrEgsld808 | 34133.2453 | 7366.2401 | 0 | 0 | 41499.4855 | 67143.7754 | 67143.7754 | 17486.7324 | 84630.5078 | 84630.5078 | 102117.2402 | 0.49036 | 178737.2371 | 178737.2371 | 0.23218 | 98382.8474 | 11.3442 | 5882.9521 | Refrigeration Commissioning | Transportation Equipment | Existing
| ItrNgsld808 | 34133.2453 | 7366.2401 | 0 | 0 | 41499.4855 | 67143.7754 | 67143.7754 | 17486.7324 | 84630.5078 | 84630.5078 | 102117.2402 | 0.49036 | 178737.2371 | 178737.2371 | 0.23218 | 98382.8474 | 11.3442 | 5882.9521 | Refrigeration Commissioning | Transportation Equipment | New
| IwaEgsld808 | 34133.2453 | 7366.2401 | 0 | 0 | 41499.4855 | 67143.7754 | 67143.7754 | 17486.7324 | 84630.5078 | 84630.5078 | 102117.2402 | 0.49036 | 14443.4149 | 14443.4149 | 2.8732 | 98382.8474 | 0.9167 | -814.3208 | Refrigeration Commissioning | Water and Wastewater | Existing
| IwaNgsld808 | 34133.2453 | 7366.2401 | 0 | 0 | 41499.4855 | 67143.7754 | 67143.7754 | 17486.7324 | 84630.5078 | 84630.5078 | 102117.2402 | 0.49036 | 14443.4149 | 14443.4149 | 2.8732 | 98382.8474 | 0.9167 | -814.3208 | Refrigeration Commissioning | Water and Wastewater | New
| IagEgsld809 | 34133.2453 | 7366.2401 | 0 | 0 | 41499.4855 | 67143.7754 | 67143.7754 | 17486.7324 | 84630.5078 | 84630.5078 | 102117.2402 | 0.49036 | 39068.7831 | 39068.7831 | 1.0622 | 98382.8474 | 5.2449 | 1965.5644 | VSD Controlled Compressor | Agriculture and Assembly | Existing
| IagNgsld809 | 34133.2453 | 7366.2401 | 0 | 0 | 41499.4855 | 67143.7754 | 67143.7754 | 17486.7324 | 84630.5078 | 84630.5078 | 102117.2402 | 0.49036 | 39068.7831 | 39068.7831 | 1.0622 | 98382.8474 | 5.2449 | 1965.5644 | VSD Controlled Compressor | Agriculture and Assembly | New
| IchEgsld809 | 34133.2453 | 7366.2401 | 0 | 0 | 41499.4855 | 67143.7754 | 67143.7754 | 17486.7324 | 84630.5078 | 84630.5078 | 102117.2402 | 0.49036 | 39068.7831 | 39068.7831 | 1.0622 | 98382.8474 | 5.2449 | 1965.5644 | VSD Controlled Compressor | Chemicals and Plastics | Existing
| IchNgsld809 | 34133.2453 | 7366.2401 | 0 | 0 | 41499.4855 | 67143.7754 | 67143.7754 | 17486.7324 | 84630.5078 | 84630.5078 | 102117.2402 | 0.49036 | 39068.7831 | 39068.7831 | 1.0622 | 98382.8474 | 5.2449 | 1965.5644 | VSD Controlled Compressor | Chemicals and Plastics | New
| IcoEgsld809 | 34133.2453 | 7366.2401 | 0 | 0 | 41499.4855 | 67143.7754 | 67143.7754 | 17486.7324 | 84630.5078 | 84630.5078 | 102117.2402 | 0.49036 | 39068.7831 | 39068.7831 | 1.0622 | 98382.8474 | 5.2449 | 1965.5644 | VSD Controlled Compressor | Construction | Existing
| IcoNgsld809 | 34133.2453 | 7366.2401 | 0 | 0 | 41499.4855 | 67143.7754 | 67143.7754 | 17486.7324 | 84630.5078 | 84630.5078 | 102117.2402 | 0.49036 | 39068.7831 | 39068.7831 | 1.0622 | 98382.8474 | 5.2449 | 1965.5644 | VSD Controlled Compressor | Construction | New
| IelEgsld809 | 34133.2453 | 7366.2401 | 0 | 0 | 41499.4855 | 67143.7754 | 67143.7754 | 17486.7324 | 84630.5078 | 84630.5078 | 102117.2402 | 0.49036 | 39068.7831 | 39068.7831 | 1.0622 | 98382.8474 | 5.2449 | 1965.5644 | VSD Controlled Compressor | Electrical and Electronic Equip. | Existing
| IelNgsld809 | 34133.2453 | 7366.2401 | 0 | 0 | 41499.4855 | 67143.7754 | 67143.7754 | 17486.7324 | 84630.5078 | 84630.5078 | 102117.2402 | 0.49036 | 39068.7831 | 39068.7831 | 1.0622 | 98382.8474 | 5.2449 | 1965.5644 | VSD Controlled Compressor | Electrical and Electronic Equip. | New
| IluEgsld809 | 34133.2453 | 7366.2401 | 0 | 0 | 41499.4855 | 67143.7754 | 67143.7754 | 17486.7324 | 84630.5078 | 84630.5078 | 102117.2402 | 0.49036 | 39068.7831 | 39068.7831 | 1.0622 | 98382.8474 | 5.2449 | 1965.5644 | VSD Controlled Compressor | Lumber/Furniture/Pulp/Paper | Existing
| IluNgsld809 | 34133.2453 | 7366.2401 | 0 | 0 | 41499.4855 | 67143.7754 | 67143.7754 | 17486.7324 | 84630.5078 | 84630.5078 | 102117.2402 | 0.49036 | 39068.7831 | 39068.7831 | 1.0622 | 98382.8474 | 5.2449 | 1965.5644 | VSD Controlled Compressor | Lumber/Furniture/Pulp/Paper | New
| ImeEgsld809 | 34133.2453 | 7366.2401 | 0 | 0 | 41499.4855 | 67143.7754 | 67143.7754 | 17486.7324 | 84630.5078 | 84630.5078 | 102117.2402 | 0.49036 | 39068.7831 | 39068.7831 | 1.0622 | 98382.8474 | 5.2449 | 1965.5644 | VSD Controlled Compressor | Metal Products and Machinery | Existing
| ImeNgsld809 | 34133.2453 | 7366.2401 | 0 | 0 | 41499.4855 | 67143.7754 | 67143.7754 | 17486.7324 | 84630.5078 | 84630.5078 | 102117.2402 | 0.49036 | 39068.7831 | 39068.7831 | 1.0622 | 98382.8474 | 5.2449 | 1965.5644 | VSD Controlled Compressor | Metal Products and Machinery | New
| ImiEgsld809 | 34133.2453 | 7366.2401 | 0 | 0 | 41499.4855 | 67143.7754 | 67143.7754 | 17486.7324 | 84630.5078 | 84630.5078 | 102117.2402 | 0.49036 | 39068.7831 | 39068.7831 | 1.0622 | 98382.8474 | 5.2449 | 1965.5644 | VSD Controlled Compressor | Miscellaneous Manufacturing | Existing
| ImiNgsld809 | 34133.2453 | 7366.2401 | 0 | 0 | 41499.4855 | 67143.7754 | 67143.7754 | 17486.7324 | 84630.5078 | 84630.5078 | 102117.2402 | 0.49036 | 39068.7831 | 39068.7831 | 1.0622 | 98382.8474 | 5.2449 | 1965.5644 | VSD Controlled Compressor | Miscellaneous Manufacturing | New
| IprEgsld809 | 34133.2453 | 7366.2401 | 0 | 0 | 41499.4855 | 67143.7754 | 67143.7754 | 17486.7324 | 84630.5078 | 84630.5078 | 102117.2402 | 0.49036 | 39068.7831 | 39068.7831 | 1.0622 | 98382.8474 | 5.2449 | 1965.5644 | VSD Controlled Compressor | Primary Resources Industries | Existing
| IprNgsld809 | 34133.2453 | 7366.2401 | 0 | 0 | 41499.4855 | 67143.7754 | 67143.7754 | 17486.7324 | 84630.5078 | 84630.5078 | 102117.2402 | 0.49036 | 39068.7831 | 39068.7831 | 1.0622 | 98382.8474 | 5.2449 | 1965.5644 | VSD Controlled Compressor | Primary Resources Industries | New
| IstEgsld809 | 34133.2453 | 7366.2401 | 0 | 0 | 41499.4855 | 67143.7754 | 67143.7754 | 17486.7324 | 84630.5078 | 84630.5078 | 102117.2402 | 0.49036 | 39068.7831 | 39068.7831 | 1.0622 | 98382.8474 | 5.2449 | 1965.5644 | VSD Controlled Compressor | Stone/Clay/Glass/Concrete | Existing
| IstNgsld809 | 34133.2453 | 7366.2401 | 0 | 0 | 41499.4855 | 67143.7754 | 67143.7754 | 17486.7324 | 84630.5078 | 84630.5078 | 102117.2402 | 0.49036 | 39068.7831 | 39068.7831 | 1.0622 | 98382.8474 | 5.2449 | 1965.5644 | VSD Controlled Compressor | Stone/Clay/Glass/Concrete | New
| IteEgsld809 | 34133.2453 | 7366.2401 | 0 | 0 | 41499.4855 | 67143.7754 | 67143.7754 | 17486.7324 | 84630.5078 | 84630.5078 | 102117.2402 | 0.49036 | 39068.7831 | 39068.7831 | 1.0622 | 98382.8474 | 5.2449 | 1965.5644 | VSD Controlled Compressor | Textiles and Leather | Existing
| IteNgsld809 | 34133.2453 | 7366.2401 | 0 | 0 | 41499.4855 | 67143.7754 | 67143.7754 | 17486.7324 | 84630.5078 | 84630.5078 | 102117.2402 | 0.49036 | 39068.7831 | 39068.7831 | 1.0622 | 98382.8474 | 5.2449 | 1965.5644 | VSD Controlled Compressor | Textiles and Leather | New
| ItrEgsld809 | 34133.2453 | 7366.2401 | 0 | 0 | 41499.4855 | 67143.7754 | 67143.7754 | 17486.7324 | 84630.5078 | 84630.5078 | 102117.2402 | 0.49036 | 39068.7831 | 39068.7831 | 1.0622 | 98382.8474 | 5.2449 | 1965.5644 | VSD Controlled Compressor | Transportation Equipment | Existing
| ItrNgsld809 | 34133.2453 | 7366.2401 | 0 | 0 | 41499.4855 | 67143.7754 | 67143.7754 | 17486.7324 | 84630.5078 | 84630.5078 | 102117.2402 | 0.49036 | 39068.7831 | 39068.7831 | 1.0622 | 98382.8474 | 5.2449 | 1965.5644 | VSD Controlled Compressor | Transportation Equipment | New
| IwaEgsld809 | 34133.2453 | 7366.2401 | 0 | 0 | 41499.4855 | 67143.7754 | 67143.7754 | 17486.7324 | 84630.5078 | 84630.5078 | 102117.2402 | 0.49036 | 39068.7831 | 39068.7831 | 1.0622 | 98382.8474 | 5.2449 | 1965.5644 | VSD Controlled Compressor | Water and Wastewater | Existing
| IwaNgsld809 | 34133.2453 | 7366.2401 | 0 | 0 | 41499.4855 | 67143.7754 | 67143.7754 | 17486.7324 | 84630.5078 | 84630.5078 | 102117.2402 | 0.49036 | 39068.7831 | 39068.7831 | 1.0622 | 98382.8474 | 5.2449 | 1965.5644 | VSD Controlled Compressor | Water and Wastewater | New
| IagEgsld901 | 34133.2453 | 7366.2401 | 0 | 0 | 41499.4855 | 67143.7754 | 67143.7754 | 17486.7324 | 84630.5078 | 84630.5078 | 102117.2402 | 0.49036 | 83662.6783 | 83662.6783 | 0.49603 | 98382.8474 | 5.31 | 2007.3329 | Insulated Pellet Dryer Tanks and Ducts | Agriculture and Assembly | Existing
| IagNgsld901 | 34133.2453 | 7366.2401 | 0 | 0 | 41499.4855 | 67143.7754 | 67143.7754 | 17486.7324 | 84630.5078 | 84630.5078 | 102117.2402 | 0.49036 | 83662.6783 | 83662.6783 | 0.49603 | 98382.8474 | 5.31 | 2007.3329 | Insulated Pellet Dryer Tanks and Ducts | Agriculture and Assembly | New
| IchEgsld901 | 34133.2453 | 7366.2401 | 0 | 0 | 41499.4855 | 67143.7754 | 67143.7754 | 17486.7324 | 84630.5078 | 84630.5078 | 102117.2402 | 0.49036 | 83662.6783 | 83662.6783 | 0.49603 | 98382.8474 | 5.31 | 2007.3329 | Insulated Pellet Dryer Tanks and Ducts | Chemicals and Plastics | Existing
| IchNgsld901 | 34133.2453 | 7366.2401 | 0 | 0 | 41499.4855 | 67143.7754 | 67143.7754 | 17486.7324 | 84630.5078 | 84630.5078 | 102117.2402 | 0.49036 | 83662.6783 | 83662.6783 | 0.49603 | 98382.8474 | 5.31 | 2007.3329 | Insulated Pellet Dryer Tanks and Ducts | Chemicals and Plastics | New
| IcoEgsld901 | 34133.2453 | 7366.2401 | 0 | 0 | 41499.4855 | 67143.7754 | 67143.7754 | 17486.7324 | 84630.5078 | 84630.5078 | 102117.2402 | 0.49036 | 83662.6783 | 83662.6783 | 0.49603 | 98382.8474 | 5.31 | 2007.3329 | Insulated Pellet Dryer Tanks and Ducts | Construction | Existing
| IcoNgsld901 | 34133.2453 | 7366.2401 | 0 | 0 | 41499.4855 | 67143.7754 | 67143.7754 | 17486.7324 | 84630.5078 | 84630.5078 | 102117.2402 | 0.49036 | 83662.6783 | 83662.6783 | 0.49603 | 98382.8474 | 5.31 | 2007.3329 | Insulated Pellet Dryer Tanks and Ducts | Construction | New
| IelEgsld901 | 34133.2453 | 7366.2401 | 0 | 0 | 41499.4855 | 67143.7754 | 67143.7754 | 17486.7324 | 84630.5078 | 84630.5078 | 102117.2402 | 0.49036 | 83662.6783 | 83662.6783 | 0.49603 | 98382.8474 | 5.31 | 2007.3329 | Insulated Pellet Dryer Tanks and Ducts | Electrical and Electronic Equip. | Existing
| IelNgsld901 | 34133.2453 | 7366.2401 | 0 | 0 | 41499.4855 | 67143.7754 | 67143.7754 | 17486.7324 | 84630.5078 | 84630.5078 | 102117.2402 | 0.49036 | 83662.6783 | 83662.6783 | 0.49603 | 98382.8474 | 5.31 | 2007.3329 | Insulated Pellet Dryer Tanks and Ducts | Electrical and Electronic Equip. | New
| IluEgsld901 | 34133.2453 | 7366.2401 | 0 | 0 | 41499.4855 | 67143.7754 | 67143.7754 | 17486.7324 | 84630.5078 | 84630.5078 | 102117.2402 | 0.49036 | 87009.1852 | 87009.1852 | 0.47696 | 98382.8474 | 5.5224 | 2143.7499 | Insulated Pellet Dryer Tanks and Ducts | Lumber/Furniture/Pulp/Paper | Existing
| IluNgsld901 | 34133.2453 | 7366.2401 | 0 | 0 | 41499.4855 | 67143.7754 | 67143.7754 | 17486.7324 | 84630.5078 | 84630.5078 | 102117.2402 | 0.49036 | 87009.1852 | 87009.1852 | 0.47696 | 98382.8474 | 5.5224 | 2143.7499 | Insulated Pellet Dryer Tanks and Ducts | Lumber/Furniture/Pulp/Paper | New
| ImeEgsld901 | 34133.2453 | 7366.2401 | 0 | 0 | 41499.4855 | 67143.7754 | 67143.7754 | 17486.7324 | 84630.5078 | 84630.5078 | 102117.2402 | 0.49036 | 83662.6783 | 83662.6783 | 0.49603 | 98382.8474 | 5.31 | 2007.3329 | Insulated Pellet Dryer Tanks and Ducts | Metal Products and Machinery | Existing
| ImeNgsld901 | 34133.2453 | 7366.2401 | 0 | 0 | 41499.4855 | 67143.7754 | 67143.7754 | 17486.7324 | 84630.5078 | 84630.5078 | 102117.2402 | 0.49036 | 83662.6783 | 83662.6783 | 0.49603 | 98382.8474 | 5.31 | 2007.3329 | Insulated Pellet Dryer Tanks and Ducts | Metal Products and Machinery | New
| ImiEgsld901 | 34133.2453 | 7366.2401 | 0 | 0 | 41499.4855 | 67143.7754 | 67143.7754 | 17486.7324 | 84630.5078 | 84630.5078 | 102117.2402 | 0.49036 | 84969.9064 | 84969.9064 | 0.4884 | 98382.8474 | 5.3929 | 2060.6208 | Insulated Pellet Dryer Tanks and Ducts | Miscellaneous Manufacturing | Existing
| ImiNgsld901 | 34133.2453 | 7366.2401 | 0 | 0 | 41499.4855 | 67143.7754 | 67143.7754 | 17486.7324 | 84630.5078 | 84630.5078 | 102117.2402 | 0.49036 | 84969.9064 | 84969.9064 | 0.4884 | 98382.8474 | 5.3929 | 2060.6208 | Insulated Pellet Dryer Tanks and Ducts | Miscellaneous Manufacturing | New
| IprEgsld901 | 34133.2453 | 7366.2401 | 0 | 0 | 41499.4855 | 67143.7754 | 67143.7754 | 17486.7324 | 84630.5078 | 84630.5078 | 102117.2402 | 0.49036 | 83662.6783 | 83662.6783 | 0.49603 | 98382.8474 | 5.31 | 2007.3329 | Insulated Pellet Dryer Tanks and Ducts | Primary Resources Industries | Existing
| IprNgsld901 | 34133.2453 | 7366.2401 | 0 | 0 | 41499.4855 | 67143.7754 | 67143.7754 | 17486.7324 | 84630.5078 | 84630.5078 | 102117.2402 | 0.49036 | 83662.6783 | 83662.6783 | 0.49603 | 98382.8474 | 5.31 | 2007.3329 | Insulated Pellet Dryer Tanks and Ducts | Primary Resources Industries | New
| IstEgsld901 | 34133.2453 | 7366.2401 | 0 | 0 | 41499.4855 | 67143.7754 | 67143.7754 | 17486.7324 | 84630.5078 | 84630.5078 | 102117.2402 | 0.49036 | 83662.6783 | 83662.6783 | 0.49603 | 98382.8474 | 5.31 | 2007.3329 | Insulated Pellet Dryer Tanks and Ducts | Stone/Clay/Glass/Concrete | Existing
| IstNgsld901 | 34133.2453 | 7366.2401 | 0 | 0 | 41499.4855 | 67143.7754 | 67143.7754 | 17486.7324 | 84630.5078 | 84630.5078 | 102117.2402 | 0.49036 | 83662.6783 | 83662.6783 | 0.49603 | 98382.8474 | 5.31 | 2007.3329 | Insulated Pellet Dryer Tanks and Ducts | Stone/Clay/Glass/Concrete | New
| IteEgsld901 | 34133.2453 | 7366.2401 | 0 | 0 | 41499.4855 | 67143.7754 | 67143.7754 | 17486.7324 | 84630.5078 | 84630.5078 | 102117.2402 | 0.49036 | 83662.6783 | 83662.6783 | 0.49603 | 98382.8474 | 5.31 | 2007.3329 | Insulated Pellet Dryer Tanks and Ducts | Textiles and Leather | Existing
| IteNgsld901 | 34133.2453 | 7366.2401 | 0 | 0 | 41499.4855 | 67143.7754 | 67143.7754 | 17486.7324 | 84630.5078 | 84630.5078 | 102117.2402 | 0.49036 | 83662.6783 | 83662.6783 | 0.49603 | 98382.8474 | 5.31 | 2007.3329 | Insulated Pellet Dryer Tanks and Ducts | Textiles and Leather | New
| ItrEgsld901 | 34133.2453 | 7366.2401 | 0 | 0 | 41499.4855 | 67143.7754 | 67143.7754 | 17486.7324 | 84630.5078 | 84630.5078 | 102117.2402 | 0.49036 | 86318.6332 | 86318.6332 | 0.48077 | 98382.8474 | 5.4785 | 2115.6004 | Insulated Pellet Dryer Tanks and Ducts | Transportation Equipment | Existing
| ItrNgsld901 | 34133.2453 | 7366.2401 | 0 | 0 | 41499.4855 | 67143.7754 | 67143.7754 | 17486.7324 | 84630.5078 | 84630.5078 | 102117.2402 | 0.49036 | 86318.6332 | 86318.6332 | 0.48077 | 98382.8474 | 5.4785 | 2115.6004 | Insulated Pellet Dryer Tanks and Ducts | Transportation Equipment | New
| IwaEgsld901 | 34133.2453 | 7366.2401 | 0 | 0 | 41499.4855 | 67143.7754 | 67143.7754 | 17486.7324 | 84630.5078 | 84630.5078 | 102117.2402 | 0.49036 | 83662.6783 | 83662.6783 | 0.49603 | 98382.8474 | 5.31 | 2007.3329 | Insulated Pellet Dryer Tanks and Ducts | Water and Wastewater | Existing
| IwaNgsld901 | 34133.2453 | 7366.2401 | 0 | 0 | 41499.4855 | 67143.7754 | 67143.7754 | 17486.7324 | 84630.5078 | 84630.5078 | 102117.2402 | 0.49036 | 83662.6783 | 83662.6783 | 0.49603 | 98382.8474 | 5.31 | 2007.3329 | Insulated Pellet Dryer Tanks and Ducts | Water and Wastewater | New
| IagEgsld1001 | 33164.2204 | 7334.6828 | 0 | 0 | 40498.9032 | 65115.6532 | 65115.6532 | 17486.7324 | 82602.3856 | 82602.3856 | 100089.118 | 0.49029 | 7617.4927 | 7617.4927 | 5.3166 | 95939.3267 | 0.49372 | -1062.2628 | Drip Irrigation Nozzles | Agriculture and Assembly | Existing
| IagNgsld1001 | 33164.2204 | 7334.6828 | 0 | 0 | 40498.9032 | 65115.6532 | 65115.6532 | 17486.7324 | 82602.3856 | 82602.3856 | 100089.118 | 0.49029 | 7617.4927 | 7617.4927 | 5.3166 | 95939.3267 | 0.49372 | -1062.2628 | Drip Irrigation Nozzles | Agriculture and Assembly | New
| IchEgsld1001 | 33164.2204 | 7334.6828 | 0 | 0 | 40498.9032 | 65115.6532 | 65115.6532 | 17486.7324 | 82602.3856 | 82602.3856 | 100089.118 | 0.49029 | 7617.4927 | 7617.4927 | 5.3166 | 95939.3267 | 0.49372 | -1062.2628 | Drip Irrigation Nozzles | Chemicals and Plastics | Existing
| IchNgsld1001 | 33164.2204 | 7334.6828 | 0 | 0 | 40498.9032 | 65115.6532 | 65115.6532 | 17486.7324 | 82602.3856 | 82602.3856 | 100089.118 | 0.49029 | 7617.4927 | 7617.4927 | 5.3166 | 95939.3267 | 0.49372 | -1062.2628 | Drip Irrigation Nozzles | Chemicals and Plastics | New
| IcoEgsld1001 | 33164.2204 | 7334.6828 | 0 | 0 | 40498.9032 | 65115.6532 | 65115.6532 | 17486.7324 | 82602.3856 | 82602.3856 | 100089.118 | 0.49029 | 7617.4927 | 7617.4927 | 5.3166 | 95939.3267 | 0.49372 | -1062.2628 | Drip Irrigation Nozzles | Construction | Existing
| IcoNgsld1001 | 33164.2204 | 7334.6828 | 0 | 0 | 40498.9032 | 65115.6532 | 65115.6532 | 17486.7324 | 82602.3856 | 82602.3856 | 100089.118 | 0.49029 | 7617.4927 | 7617.4927 | 5.3166 | 95939.3267 | 0.49372 | -1062.2628 | Drip Irrigation Nozzles | Construction | New
| IelEgsld1001 | 33164.2204 | 7334.6828 | 0 | 0 | 40498.9032 | 65115.6532 | 65115.6532 | 17486.7324 | 82602.3856 | 82602.3856 | 100089.118 | 0.49029 | 7617.4927 | 7617.4927 | 5.3166 | 95939.3267 | 0.49372 | -1062.2628 | Drip Irrigation Nozzles | Electrical and Electronic Equip. | Existing
| IelNgsld1001 | 33164.2204 | 7334.6828 | 0 | 0 | 40498.9032 | 65115.6532 | 65115.6532 | 17486.7324 | 82602.3856 | 82602.3856 | 100089.118 | 0.49029 | 7617.4927 | 7617.4927 | 5.3166 | 95939.3267 | 0.49372 | -1062.2628 | Drip Irrigation Nozzles | Electrical and Electronic Equip. | New
| IluEgsld1001 | 33164.2204 | 7334.6828 | 0 | 0 | 40498.9032 | 65115.6532 | 65115.6532 | 17486.7324 | 82602.3856 | 82602.3856 | 100089.118 | 0.49029 | 7617.4927 | 7617.4927 | 5.3166 | 95939.3267 | 0.49372 | -1062.2628 | Drip Irrigation Nozzles | Lumber/Furniture/Pulp/Paper | Existing
| IluNgsld1001 | 33164.2204 | 7334.6828 | 0 | 0 | 40498.9032 | 65115.6532 | 65115.6532 | 17486.7324 | 82602.3856 | 82602.3856 | 100089.118 | 0.49029 | 7617.4927 | 7617.4927 | 5.3166 | 95939.3267 | 0.49372 | -1062.2628 | Drip Irrigation Nozzles | Lumber/Furniture/Pulp/Paper | New
| ImeEgsld1001 | 33164.2204 | 7334.6828 | 0 | 0 | 40498.9032 | 65115.6532 | 65115.6532 | 17486.7324 | 82602.3856 | 82602.3856 | 100089.118 | 0.49029 | 7617.4927 | 7617.4927 | 5.3166 | 95939.3267 | 0.49372 | -1062.2628 | Drip Irrigation Nozzles | Metal Products and Machinery | Existing
| ImeNgsld1001 | 33164.2204 | 7334.6828 | 0 | 0 | 40498.9032 | 65115.6532 | 65115.6532 | 17486.7324 | 82602.3856 | 82602.3856 | 100089.118 | 0.49029 | 7617.4927 | 7617.4927 | 5.3166 | 95939.3267 | 0.49372 | -1062.2628 | Drip Irrigation Nozzles | Metal Products and Machinery | New
| ImiEgsld1001 | 33164.2204 | 7334.6828 | 0 | 0 | 40498.9032 | 65115.6532 | 65115.6532 | 17486.7324 | 82602.3856 | 82602.3856 | 100089.118 | 0.49029 | 7617.4927 | 7617.4927 | 5.3166 | 95939.3267 | 0.49372 | -1062.2628 | Drip Irrigation Nozzles | Miscellaneous Manufacturing | Existing
| ImiNgsld1001 | 33164.2204 | 7334.6828 | 0 | 0 | 40498.9032 | 65115.6532 | 65115.6532 | 17486.7324 | 82602.3856 | 82602.3856 | 100089.118 | 0.49029 | 7617.4927 | 7617.4927 | 5.3166 | 95939.3267 | 0.49372 | -1062.2628 | Drip Irrigation Nozzles | Miscellaneous Manufacturing | New
| IprEgsld1001 | 33164.2204 | 7334.6828 | 0 | 0 | 40498.9032 | 65115.6532 | 65115.6532 | 17486.7324 | 82602.3856 | 82602.3856 | 100089.118 | 0.49029 | 7617.4927 | 7617.4927 | 5.3166 | 95939.3267 | 0.49372 | -1062.2628 | Drip Irrigation Nozzles | Primary Resources Industries | Existing
| IprNgsld1001 | 33164.2204 | 7334.6828 | 0 | 0 | 40498.9032 | 65115.6532 | 65115.6532 | 17486.7324 | 82602.3856 | 82602.3856 | 100089.118 | 0.49029 | 7617.4927 | 7617.4927 | 5.3166 | 95939.3267 | 0.49372 | -1062.2628 | Drip Irrigation Nozzles | Primary Resources Industries | New
| IstEgsld1001 | 33164.2204 | 7334.6828 | 0 | 0 | 40498.9032 | 65115.6532 | 65115.6532 | 17486.7324 | 82602.3856 | 82602.3856 | 100089.118 | 0.49029 | 7617.4927 | 7617.4927 | 5.3166 | 95939.3267 | 0.49372 | -1062.2628 | Drip Irrigation Nozzles | Stone/Clay/Glass/Concrete | Existing
| IstNgsld1001 | 33164.2204 | 7334.6828 | 0 | 0 | 40498.9032 | 65115.6532 | 65115.6532 | 17486.7324 | 82602.3856 | 82602.3856 | 100089.118 | 0.49029 | 7617.4927 | 7617.4927 | 5.3166 | 95939.3267 | 0.49372 | -1062.2628 | Drip Irrigation Nozzles | Stone/Clay/Glass/Concrete | New
| IteEgsld1001 | 33164.2204 | 7334.6828 | 0 | 0 | 40498.9032 | 65115.6532 | 65115.6532 | 17486.7324 | 82602.3856 | 82602.3856 | 100089.118 | 0.49029 | 7617.4927 | 7617.4927 | 5.3166 | 95939.3267 | 0.49372 | -1062.2628 | Drip Irrigation Nozzles | Textiles and Leather | Existing
| IteNgsld1001 | 33164.2204 | 7334.6828 | 0 | 0 | 40498.9032 | 65115.6532 | 65115.6532 | 17486.7324 | 82602.3856 | 82602.3856 | 100089.118 | 0.49029 | 7617.4927 | 7617.4927 | 5.3166 | 95939.3267 | 0.49372 | -1062.2628 | Drip Irrigation Nozzles | Textiles and Leather | New
| ItrEgsld1001 | 33164.2204 | 7334.6828 | 0 | 0 | 40498.9032 | 65115.6532 | 65115.6532 | 17486.7324 | 82602.3856 | 82602.3856 | 100089.118 | 0.49029 | 7617.4927 | 7617.4927 | 5.3166 | 95939.3267 | 0.49372 | -1062.2628 | Drip Irrigation Nozzles | Transportation Equipment | Existing
| ItrNgsld1001 | 33164.2204 | 7334.6828 | 0 | 0 | 40498.9032 | 65115.6532 | 65115.6532 | 17486.7324 | 82602.3856 | 82602.3856 | 100089.118 | 0.49029 | 7617.4927 | 7617.4927 | 5.3166 | 95939.3267 | 0.49372 | -1062.2628 | Drip Irrigation Nozzles | Transportation Equipment | New
| IwaEgsld1001 | 33164.2204 | 7334.6828 | 0 | 0 | 40498.9032 | 65115.6532 | 65115.6532 | 17486.7324 | 82602.3856 | 82602.3856 | 100089.118 | 0.49029 | 7617.4927 | 7617.4927 | 5.3166 | 95939.3267 | 0.49372 | -1062.2628 | Drip Irrigation Nozzles | Water and Wastewater | Existing
| IwaNgsld1001 | 33164.2204 | 7334.6828 | 0 | 0 | 40498.9032 | 65115.6532 | 65115.6532 | 17486.7324 | 82602.3856 | 82602.3856 | 100089.118 | 0.49029 | 7617.4927 | 7617.4927 | 5.3166 | 95939.3267 | 0.49372 | -1062.2628 | Drip Irrigation Nozzles | Water and Wastewater | New
| IagEgsld1002 | 33164.2204 | 7334.6828 | 0 | 0 | 40498.9032 | 65115.6532 | 65115.6532 | 17486.7324 | 82602.3856 | 82602.3856 | 100089.118 | 0.49029 | 29440.2214 | 29440.2214 | 1.3756 | 95939.3267 | 4.4586 | 1431.4036 | Grain Bin Aeration Control System | Agriculture and Assembly | Existing
| IagNgsld1002 | 33164.2204 | 7334.6828 | 0 | 0 | 40498.9032 | 65115.6532 | 65115.6532 | 17486.7324 | 82602.3856 | 82602.3856 | 100089.118 | 0.49029 | 29440.2214 | 29440.2214 | 1.3756 | 95939.3267 | 4.4586 | 1431.4036 | Grain Bin Aeration Control System | Agriculture and Assembly | New
| IchEgsld1002 | 33164.2204 | 7334.6828 | 0 | 0 | 40498.9032 | 65115.6532 | 65115.6532 | 17486.7324 | 82602.3856 | 82602.3856 | 100089.118 | 0.49029 | 2027.2932 | 2027.2932 | 19.9768 | 95939.3267 | 0.30702 | -1179.6822 | Grain Bin Aeration Control System | Chemicals and Plastics | Existing
| IchNgsld1002 | 33164.2204 | 7334.6828 | 0 | 0 | 40498.9032 | 65115.6532 | 65115.6532 | 17486.7324 | 82602.3856 | 82602.3856 | 100089.118 | 0.49029 | 2027.2932 | 2027.2932 | 19.9768 | 95939.3267 | 0.30702 | -1179.6822 | Grain Bin Aeration Control System | Chemicals and Plastics | New
| IcoEgsld1002 | 33164.2204 | 7334.6828 | 0 | 0 | 40498.9032 | 65115.6532 | 65115.6532 | 17486.7324 | 82602.3856 | 82602.3856 | 100089.118 | 0.49029 | 108822.2111 | 108822.2111 | 0.37216 | 95939.3267 | 16.4806 | 8992.551 | Grain Bin Aeration Control System | Construction | Existing
| IcoNgsld1002 | 33164.2204 | 7334.6828 | 0 | 0 | 40498.9032 | 65115.6532 | 65115.6532 | 17486.7324 | 82602.3856 | 82602.3856 | 100089.118 | 0.49029 | 108822.2111 | 108822.2111 | 0.37216 | 95939.3267 | 16.4806 | 8992.551 | Grain Bin Aeration Control System | Construction | New
| IelEgsld1002 | 33164.2204 | 7334.6828 | 0 | 0 | 40498.9032 | 65115.6532 | 65115.6532 | 17486.7324 | 82602.3856 | 82602.3856 | 100089.118 | 0.49029 | 5282.4532 | 5282.4532 | 7.6667 | 95939.3267 | 0.8 | -869.6277 | Grain Bin Aeration Control System | Electrical and Electronic Equip. | Existing
| IelNgsld1002 | 33164.2204 | 7334.6828 | 0 | 0 | 40498.9032 | 65115.6532 | 65115.6532 | 17486.7324 | 82602.3856 | 82602.3856 | 100089.118 | 0.49029 | 5282.4532 | 5282.4532 | 7.6667 | 95939.3267 | 0.8 | -869.6277 | Grain Bin Aeration Control System | Electrical and Electronic Equip. | New
| IluEgsld1002 | 33164.2204 | 7334.6828 | 0 | 0 | 40498.9032 | 65115.6532 | 65115.6532 | 17486.7324 | 82602.3856 | 82602.3856 | 100089.118 | 0.49029 | 4531.8348 | 4531.8348 | 8.9365 | 95939.3267 | 0.68633 | -941.1242 | Grain Bin Aeration Control System | Lumber/Furniture/Pulp/Paper | Existing
| IluNgsld1002 | 33164.2204 | 7334.6828 | 0 | 0 | 40498.9032 | 65115.6532 | 65115.6532 | 17486.7324 | 82602.3856 | 82602.3856 | 100089.118 | 0.49029 | 4531.8348 | 4531.8348 | 8.9365 | 95939.3267 | 0.68633 | -941.1242 | Grain Bin Aeration Control System | Lumber/Furniture/Pulp/Paper | New
| ImeEgsld1002 | 33164.2204 | 7334.6828 | 0 | 0 | 40498.9032 | 65115.6532 | 65115.6532 | 17486.7324 | 82602.3856 | 82602.3856 | 100089.118 | 0.49029 | 27793.3604 | 27793.3604 | 1.4571 | 95939.3267 | 4.2092 | 1274.5399 | Grain Bin Aeration Control System | Metal Products and Machinery | Existing
| ImeNgsld1002 | 33164.2204 | 7334.6828 | 0 | 0 | 40498.9032 | 65115.6532 | 65115.6532 | 17486.7324 | 82602.3856 | 82602.3856 | 100089.118 | 0.49029 | 27793.3604 | 27793.3604 | 1.4571 | 95939.3267 | 4.2092 | 1274.5399 | Grain Bin Aeration Control System | Metal Products and Machinery | New
| ImiEgsld1002 | 33164.2204 | 7334.6828 | 0 | 0 | 40498.9032 | 65115.6532 | 65115.6532 | 17486.7324 | 82602.3856 | 82602.3856 | 100089.118 | 0.49029 | 108822.2111 | 108822.2111 | 0.37216 | 95939.3267 | 16.4806 | 8992.551 | Grain Bin Aeration Control System | Miscellaneous Manufacturing | Existing
| ImiNgsld1002 | 33164.2204 | 7334.6828 | 0 | 0 | 40498.9032 | 65115.6532 | 65115.6532 | 17486.7324 | 82602.3856 | 82602.3856 | 100089.118 | 0.49029 | 108822.2111 | 108822.2111 | 0.37216 | 95939.3267 | 16.4806 | 8992.551 | Grain Bin Aeration Control System | Miscellaneous Manufacturing | New
| IprEgsld1002 | 33164.2204 | 7334.6828 | 0 | 0 | 40498.9032 | 65115.6532 | 65115.6532 | 17486.7324 | 82602.3856 | 82602.3856 | 100089.118 | 0.49029 | 251.2955 | 251.2955 | 161.1605 | 95939.3267 | 0.038058 | -1348.8463 | Grain Bin Aeration Control System | Primary Resources Industries | Existing
| IprNgsld1002 | 33164.2204 | 7334.6828 | 0 | 0 | 40498.9032 | 65115.6532 | 65115.6532 | 17486.7324 | 82602.3856 | 82602.3856 | 100089.118 | 0.49029 | 251.2955 | 251.2955 | 161.1605 | 95939.3267 | 0.038058 | -1348.8463 | Grain Bin Aeration Control System | Primary Resources Industries | New
| IstEgsld1002 | 33164.2204 | 7334.6828 | 0 | 0 | 40498.9032 | 65115.6532 | 65115.6532 | 17486.7324 | 82602.3856 | 82602.3856 | 100089.118 | 0.49029 | 18206.1395 | 18206.1395 | 2.2245 | 95939.3267 | 2.7572 | 361.3554 | Grain Bin Aeration Control System | Stone/Clay/Glass/Concrete | Existing
| IstNgsld1002 | 33164.2204 | 7334.6828 | 0 | 0 | 40498.9032 | 65115.6532 | 65115.6532 | 17486.7324 | 82602.3856 | 82602.3856 | 100089.118 | 0.49029 | 18206.1395 | 18206.1395 | 2.2245 | 95939.3267 | 2.7572 | 361.3554 | Grain Bin Aeration Control System | Stone/Clay/Glass/Concrete | New
| IteEgsld1002 | 33164.2204 | 7334.6828 | 0 | 0 | 40498.9032 | 65115.6532 | 65115.6532 | 17486.7324 | 82602.3856 | 82602.3856 | 100089.118 | 0.49029 | 68466.5846 | 68466.5846 | 0.59151 | 95939.3267 | 10.369 | 5148.671 | Grain Bin Aeration Control System | Textiles and Leather | Existing
| IteNgsld1002 | 33164.2204 | 7334.6828 | 0 | 0 | 40498.9032 | 65115.6532 | 65115.6532 | 17486.7324 | 82602.3856 | 82602.3856 | 100089.118 | 0.49029 | 68466.5846 | 68466.5846 | 0.59151 | 95939.3267 | 10.369 | 5148.671 | Grain Bin Aeration Control System | Textiles and Leather | New
| ItrEgsld1002 | 33164.2204 | 7334.6828 | 0 | 0 | 40498.9032 | 65115.6532 | 65115.6532 | 17486.7324 | 82602.3856 | 82602.3856 | 100089.118 | 0.49029 | 6217.3144 | 6217.3144 | 6.5139 | 95939.3267 | 0.94158 | -780.582 | Grain Bin Aeration Control System | Transportation Equipment | Existing
| ItrNgsld1002 | 33164.2204 | 7334.6828 | 0 | 0 | 40498.9032 | 65115.6532 | 65115.6532 | 17486.7324 | 82602.3856 | 82602.3856 | 100089.118 | 0.49029 | 6217.3144 | 6217.3144 | 6.5139 | 95939.3267 | 0.94158 | -780.582 | Grain Bin Aeration Control System | Transportation Equipment | New
| IwaEgsld1002 | 33164.2204 | 7334.6828 | 0 | 0 | 40498.9032 | 65115.6532 | 65115.6532 | 17486.7324 | 82602.3856 | 82602.3856 | 100089.118 | 0.49029 | 8517.4991 | 8517.4991 | 4.7548 | 95939.3267 | 1.2899 | -561.4891 | Grain Bin Aeration Control System | Water and Wastewater | Existing
| IwaNgsld1002 | 33164.2204 | 7334.6828 | 0 | 0 | 40498.9032 | 65115.6532 | 65115.6532 | 17486.7324 | 82602.3856 | 82602.3856 | 100089.118 | 0.49029 | 8517.4991 | 8517.4991 | 4.7548 | 95939.3267 | 1.2899 | -561.4891 | Grain Bin Aeration Control System | Water and Wastewater | New
| IagTgsld1003 | 33164.2204 | 7334.6828 | 0 | 0 | 40498.9032 | 65115.6532 | 65115.6532 | 17486.7324 | 82602.3856 | 82602.3856 | 100089.118 | 0.49029 | 6077.7092 | 6077.7092 | 6.6635 | 95939.3267 | 0.92044 | -793.8794 | High Efficiency Welder | Agriculture and Assembly | Turnover
| IagNgsld1003 | 33164.2204 | 7334.6828 | 0 | 0 | 40498.9032 | 65115.6532 | 65115.6532 | 17486.7324 | 82602.3856 | 82602.3856 | 100089.118 | 0.49029 | 6077.7092 | 6077.7092 | 6.6635 | 95939.3267 | 0.92044 | -793.8794 | High Efficiency Welder | Agriculture and Assembly | New
| IchTgsld1003 | 33164.2204 | 7334.6828 | 0 | 0 | 40498.9032 | 65115.6532 | 65115.6532 | 17486.7324 | 82602.3856 | 82602.3856 | 100089.118 | 0.49029 | 6077.7092 | 6077.7092 | 6.6635 | 95939.3267 | 0.92044 | -793.8794 | High Efficiency Welder | Chemicals and Plastics | Turnover
| IchNgsld1003 | 33164.2204 | 7334.6828 | 0 | 0 | 40498.9032 | 65115.6532 | 65115.6532 | 17486.7324 | 82602.3856 | 82602.3856 | 100089.118 | 0.49029 | 6077.7092 | 6077.7092 | 6.6635 | 95939.3267 | 0.92044 | -793.8794 | High Efficiency Welder | Chemicals and Plastics | New
| IcoTgsld1003 | 33164.2204 | 7334.6828 | 0 | 0 | 40498.9032 | 65115.6532 | 65115.6532 | 17486.7324 | 82602.3856 | 82602.3856 | 100089.118 | 0.49029 | 6077.7092 | 6077.7092 | 6.6635 | 95939.3267 | 0.92044 | -793.8794 | High Efficiency Welder | Construction | Turnover
| IcoNgsld1003 | 33164.2204 | 7334.6828 | 0 | 0 | 40498.9032 | 65115.6532 | 65115.6532 | 17486.7324 | 82602.3856 | 82602.3856 | 100089.118 | 0.49029 | 6077.7092 | 6077.7092 | 6.6635 | 95939.3267 | 0.92044 | -793.8794 | High Efficiency Welder | Construction | New
| IelTgsld1003 | 33164.2204 | 7334.6828 | 0 | 0 | 40498.9032 | 65115.6532 | 65115.6532 | 17486.7324 | 82602.3856 | 82602.3856 | 100089.118 | 0.49029 | 6077.7092 | 6077.7092 | 6.6635 | 95939.3267 | 0.92044 | -793.8794 | High Efficiency Welder | Electrical and Electronic Equip. | Turnover
| IelNgsld1003 | 33164.2204 | 7334.6828 | 0 | 0 | 40498.9032 | 65115.6532 | 65115.6532 | 17486.7324 | 82602.3856 | 82602.3856 | 100089.118 | 0.49029 | 6077.7092 | 6077.7092 | 6.6635 | 95939.3267 | 0.92044 | -793.8794 | High Efficiency Welder | Electrical and Electronic Equip. | New
| IluTgsld1003 | 33164.2204 | 7334.6828 | 0 | 0 | 40498.9032 | 65115.6532 | 65115.6532 | 17486.7324 | 82602.3856 | 82602.3856 | 100089.118 | 0.49029 | 6077.7092 | 6077.7092 | 6.6635 | 95939.3267 | 0.92044 | -793.8794 | High Efficiency Welder | Lumber/Furniture/Pulp/Paper | Turnover
| IluNgsld1003 | 33164.2204 | 7334.6828 | 0 | 0 | 40498.9032 | 65115.6532 | 65115.6532 | 17486.7324 | 82602.3856 | 82602.3856 | 100089.118 | 0.49029 | 6077.7092 | 6077.7092 | 6.6635 | 95939.3267 | 0.92044 | -793.8794 | High Efficiency Welder | Lumber/Furniture/Pulp/Paper | New
| ImeTgsld1003 | 33164.2204 | 7334.6828 | 0 | 0 | 40498.9032 | 65115.6532 | 65115.6532 | 17486.7324 | 82602.3856 | 82602.3856 | 100089.118 | 0.49029 | 6077.7092 | 6077.7092 | 6.6635 | 95939.3267 | 0.92044 | -793.8794 | High Efficiency Welder | Metal Products and Machinery | Turnover
| ImeNgsld1003 | 33164.2204 | 7334.6828 | 0 | 0 | 40498.9032 | 65115.6532 | 65115.6532 | 17486.7324 | 82602.3856 | 82602.3856 | 100089.118 | 0.49029 | 6077.7092 | 6077.7092 | 6.6635 | 95939.3267 | 0.92044 | -793.8794 | High Efficiency Welder | Metal Products and Machinery | New
| ImiTgsld1003 | 33164.2204 | 7334.6828 | 0 | 0 | 40498.9032 | 65115.6532 | 65115.6532 | 17486.7324 | 82602.3856 | 82602.3856 | 100089.118 | 0.49029 | 6077.7092 | 6077.7092 | 6.6635 | 95939.3267 | 0.92044 | -793.8794 | High Efficiency Welder | Miscellaneous Manufacturing | Turnover
| ImiNgsld1003 | 33164.2204 | 7334.6828 | 0 | 0 | 40498.9032 | 65115.6532 | 65115.6532 | 17486.7324 | 82602.3856 | 82602.3856 | 100089.118 | 0.49029 | 6077.7092 | 6077.7092 | 6.6635 | 95939.3267 | 0.92044 | -793.8794 | High Efficiency Welder | Miscellaneous Manufacturing | New
| IprTgsld1003 | 33164.2204 | 7334.6828 | 0 | 0 | 40498.9032 | 65115.6532 | 65115.6532 | 17486.7324 | 82602.3856 | 82602.3856 | 100089.118 | 0.49029 | 6077.7092 | 6077.7092 | 6.6635 | 95939.3267 | 0.92044 | -793.8794 | High Efficiency Welder | Primary Resources Industries | Turnover
| IprNgsld1003 | 33164.2204 | 7334.6828 | 0 | 0 | 40498.9032 | 65115.6532 | 65115.6532 | 17486.7324 | 82602.3856 | 82602.3856 | 100089.118 | 0.49029 | 6077.7092 | 6077.7092 | 6.6635 | 95939.3267 | 0.92044 | -793.8794 | High Efficiency Welder | Primary Resources Industries | New
| IstTgsld1003 | 33164.2204 | 7334.6828 | 0 | 0 | 40498.9032 | 65115.6532 | 65115.6532 | 17486.7324 | 82602.3856 | 82602.3856 | 100089.118 | 0.49029 | 6077.7092 | 6077.7092 | 6.6635 | 95939.3267 | 0.92044 | -793.8794 | High Efficiency Welder | Stone/Clay/Glass/Concrete | Turnover
| IstNgsld1003 | 33164.2204 | 7334.6828 | 0 | 0 | 40498.9032 | 65115.6532 | 65115.6532 | 17486.7324 | 82602.3856 | 82602.3856 | 100089.118 | 0.49029 | 6077.7092 | 6077.7092 | 6.6635 | 95939.3267 | 0.92044 | -793.8794 | High Efficiency Welder | Stone/Clay/Glass/Concrete | New
| IteTgsld1003 | 33164.2204 | 7334.6828 | 0 | 0 | 40498.9032 | 65115.6532 | 65115.6532 | 17486.7324 | 82602.3856 | 82602.3856 | 100089.118 | 0.49029 | 6077.7092 | 6077.7092 | 6.6635 | 95939.3267 | 0.92044 | -793.8794 | High Efficiency Welder | Textiles and Leather | Turnover
| IteNgsld1003 | 33164.2204 | 7334.6828 | 0 | 0 | 40498.9032 | 65115.6532 | 65115.6532 | 17486.7324 | 82602.3856 | 82602.3856 | 100089.118 | 0.49029 | 6077.7092 | 6077.7092 | 6.6635 | 95939.3267 | 0.92044 | -793.8794 | High Efficiency Welder | Textiles and Leather | New
| ItrTgsld1003 | 33164.2204 | 7334.6828 | 0 | 0 | 40498.9032 | 65115.6532 | 65115.6532 | 17486.7324 | 82602.3856 | 82602.3856 | 100089.118 | 0.49029 | 6077.7092 | 6077.7092 | 6.6635 | 95939.3267 | 0.92044 | -793.8794 | High Efficiency Welder | Transportation Equipment | Turnover
| ItrNgsld1003 | 33164.2204 | 7334.6828 | 0 | 0 | 40498.9032 | 65115.6532 | 65115.6532 | 17486.7324 | 82602.3856 | 82602.3856 | 100089.118 | 0.49029 | 6077.7092 | 6077.7092 | 6.6635 | 95939.3267 | 0.92044 | -793.8794 | High Efficiency Welder | Transportation Equipment | New
| IwaTgsld1003 | 33164.2204 | 7334.6828 | 0 | 0 | 40498.9032 | 65115.6532 | 65115.6532 | 17486.7324 | 82602.3856 | 82602.3856 | 100089.118 | 0.49029 | 6077.7092 | 6077.7092 | 6.6635 | 95939.3267 | 0.92044 | -793.8794 | High Efficiency Welder | Water and Wastewater | Turnover
| IwaNgsld1003 | 33164.2204 | 7334.6828 | 0 | 0 | 40498.9032 | 65115.6532 | 65115.6532 | 17486.7324 | 82602.3856 | 82602.3856 | 100089.118 | 0.49029 | 6077.7092 | 6077.7092 | 6.6635 | 95939.3267 | 0.92044 | -793.8794 | High Efficiency Welder | Water and Wastewater | New
| IagEgsld1004 | 33164.2204 | 7334.6828 | 0 | 0 | 40498.9032 | 65115.6532 | 65115.6532 | 17486.7324 | 82602.3856 | 82602.3856 | 100089.118 | 0.49029 | 2152.9976 | 2152.9976 | 18.8105 | 95939.3267 | 0.13954 | -1285.0174 | Injection Mold and Extruder Barrel Wraps | Agriculture and Assembly | Existing
| IagNgsld1004 | 33164.2204 | 7334.6828 | 0 | 0 | 40498.9032 | 65115.6532 | 65115.6532 | 17486.7324 | 82602.3856 | 82602.3856 | 100089.118 | 0.49029 | 2152.9976 | 2152.9976 | 18.8105 | 95939.3267 | 0.13954 | -1285.0174 | Injection Mold and Extruder Barrel Wraps | Agriculture and Assembly | New
| IchEgsld1004 | 33164.2204 | 7334.6828 | 0 | 0 | 40498.9032 | 65115.6532 | 65115.6532 | 17486.7324 | 82602.3856 | 82602.3856 | 100089.118 | 0.49029 | 2152.9976 | 2152.9976 | 18.8105 | 95939.3267 | 0.13954 | -1285.0174 | Injection Mold and Extruder Barrel Wraps | Chemicals and Plastics | Existing
| IchNgsld1004 | 33164.2204 | 7334.6828 | 0 | 0 | 40498.9032 | 65115.6532 | 65115.6532 | 17486.7324 | 82602.3856 | 82602.3856 | 100089.118 | 0.49029 | 2152.9976 | 2152.9976 | 18.8105 | 95939.3267 | 0.13954 | -1285.0174 | Injection Mold and Extruder Barrel Wraps | Chemicals and Plastics | New
| IcoEgsld1004 | 33164.2204 | 7334.6828 | 0 | 0 | 40498.9032 | 65115.6532 | 65115.6532 | 17486.7324 | 82602.3856 | 82602.3856 | 100089.118 | 0.49029 | 2152.9976 | 2152.9976 | 18.8105 | 95939.3267 | 0.13954 | -1285.0174 | Injection Mold and Extruder Barrel Wraps | Construction | Existing
| IcoNgsld1004 | 33164.2204 | 7334.6828 | 0 | 0 | 40498.9032 | 65115.6532 | 65115.6532 | 17486.7324 | 82602.3856 | 82602.3856 | 100089.118 | 0.49029 | 2152.9976 | 2152.9976 | 18.8105 | 95939.3267 | 0.13954 | -1285.0174 | Injection Mold and Extruder Barrel Wraps | Construction | New
| IelEgsld1004 | 33164.2204 | 7334.6828 | 0 | 0 | 40498.9032 | 65115.6532 | 65115.6532 | 17486.7324 | 82602.3856 | 82602.3856 | 100089.118 | 0.49029 | 2152.9976 | 2152.9976 | 18.8105 | 95939.3267 | 0.13954 | -1285.0174 | Injection Mold and Extruder Barrel Wraps | Electrical and Electronic Equip. | Existing
| IelNgsld1004 | 33164.2204 | 7334.6828 | 0 | 0 | 40498.9032 | 65115.6532 | 65115.6532 | 17486.7324 | 82602.3856 | 82602.3856 | 100089.118 | 0.49029 | 2152.9976 | 2152.9976 | 18.8105 | 95939.3267 | 0.13954 | -1285.0174 | Injection Mold and Extruder Barrel Wraps | Electrical and Electronic Equip. | New
| IluEgsld1004 | 33164.2204 | 7334.6828 | 0 | 0 | 40498.9032 | 65115.6532 | 65115.6532 | 17486.7324 | 82602.3856 | 82602.3856 | 100089.118 | 0.49029 | 2239.116 | 2239.116 | 18.087 | 95939.3267 | 0.14513 | -1281.5069 | Injection Mold and Extruder Barrel Wraps | Lumber/Furniture/Pulp/Paper | Existing
| IluNgsld1004 | 33164.2204 | 7334.6828 | 0 | 0 | 40498.9032 | 65115.6532 | 65115.6532 | 17486.7324 | 82602.3856 | 82602.3856 | 100089.118 | 0.49029 | 2239.116 | 2239.116 | 18.087 | 95939.3267 | 0.14513 | -1281.5069 | Injection Mold and Extruder Barrel Wraps | Lumber/Furniture/Pulp/Paper | New
| ImeEgsld1004 | 33164.2204 | 7334.6828 | 0 | 0 | 40498.9032 | 65115.6532 | 65115.6532 | 17486.7324 | 82602.3856 | 82602.3856 | 100089.118 | 0.49029 | 2152.9976 | 2152.9976 | 18.8105 | 95939.3267 | 0.13954 | -1285.0174 | Injection Mold and Extruder Barrel Wraps | Metal Products and Machinery | Existing
| ImeNgsld1004 | 33164.2204 | 7334.6828 | 0 | 0 | 40498.9032 | 65115.6532 | 65115.6532 | 17486.7324 | 82602.3856 | 82602.3856 | 100089.118 | 0.49029 | 2152.9976 | 2152.9976 | 18.8105 | 95939.3267 | 0.13954 | -1285.0174 | Injection Mold and Extruder Barrel Wraps | Metal Products and Machinery | New
| ImiEgsld1004 | 33164.2204 | 7334.6828 | 0 | 0 | 40498.9032 | 65115.6532 | 65115.6532 | 17486.7324 | 82602.3856 | 82602.3856 | 100089.118 | 0.49029 | 2186.6376 | 2186.6376 | 18.5211 | 95939.3267 | 0.14172 | -1283.6461 | Injection Mold and Extruder Barrel Wraps | Miscellaneous Manufacturing | Existing
| ImiNgsld1004 | 33164.2204 | 7334.6828 | 0 | 0 | 40498.9032 | 65115.6532 | 65115.6532 | 17486.7324 | 82602.3856 | 82602.3856 | 100089.118 | 0.49029 | 2186.6376 | 2186.6376 | 18.5211 | 95939.3267 | 0.14172 | -1283.6461 | Injection Mold and Extruder Barrel Wraps | Miscellaneous Manufacturing | New
| IprEgsld1004 | 33164.2204 | 7334.6828 | 0 | 0 | 40498.9032 | 65115.6532 | 65115.6532 | 17486.7324 | 82602.3856 | 82602.3856 | 100089.118 | 0.49029 | 2152.9976 | 2152.9976 | 18.8105 | 95939.3267 | 0.13954 | -1285.0174 | Injection Mold and Extruder Barrel Wraps | Primary Resources Industries | Existing
| IprNgsld1004 | 33164.2204 | 7334.6828 | 0 | 0 | 40498.9032 | 65115.6532 | 65115.6532 | 17486.7324 | 82602.3856 | 82602.3856 | 100089.118 | 0.49029 | 2152.9976 | 2152.9976 | 18.8105 | 95939.3267 | 0.13954 | -1285.0174 | Injection Mold and Extruder Barrel Wraps | Primary Resources Industries | New
| IstEgsld1004 | 33164.2204 | 7334.6828 | 0 | 0 | 40498.9032 | 65115.6532 | 65115.6532 | 17486.7324 | 82602.3856 | 82602.3856 | 100089.118 | 0.49029 | 2152.9976 | 2152.9976 | 18.8105 | 95939.3267 | 0.13954 | -1285.0174 | Injection Mold and Extruder Barrel Wraps | Stone/Clay/Glass/Concrete | Existing
| IstNgsld1004 | 33164.2204 | 7334.6828 | 0 | 0 | 40498.9032 | 65115.6532 | 65115.6532 | 17486.7324 | 82602.3856 | 82602.3856 | 100089.118 | 0.49029 | 2152.9976 | 2152.9976 | 18.8105 | 95939.3267 | 0.13954 | -1285.0174 | Injection Mold and Extruder Barrel Wraps | Stone/Clay/Glass/Concrete | New
| IteEgsld1004 | 33164.2204 | 7334.6828 | 0 | 0 | 40498.9032 | 65115.6532 | 65115.6532 | 17486.7324 | 82602.3856 | 82602.3856 | 100089.118 | 0.49029 | 2152.9976 | 2152.9976 | 18.8105 | 95939.3267 | 0.13954 | -1285.0174 | Injection Mold and Extruder Barrel Wraps | Textiles and Leather | Existing
| IteNgsld1004 | 33164.2204 | 7334.6828 | 0 | 0 | 40498.9032 | 65115.6532 | 65115.6532 | 17486.7324 | 82602.3856 | 82602.3856 | 100089.118 | 0.49029 | 2152.9976 | 2152.9976 | 18.8105 | 95939.3267 | 0.13954 | -1285.0174 | Injection Mold and Extruder Barrel Wraps | Textiles and Leather | New
| ItrEgsld1004 | 33164.2204 | 7334.6828 | 0 | 0 | 40498.9032 | 65115.6532 | 65115.6532 | 17486.7324 | 82602.3856 | 82602.3856 | 100089.118 | 0.49029 | 2221.3455 | 2221.3455 | 18.2317 | 95939.3267 | 0.14397 | -1282.2313 | Injection Mold and Extruder Barrel Wraps | Transportation Equipment | Existing
| ItrNgsld1004 | 33164.2204 | 7334.6828 | 0 | 0 | 40498.9032 | 65115.6532 | 65115.6532 | 17486.7324 | 82602.3856 | 82602.3856 | 100089.118 | 0.49029 | 2221.3455 | 2221.3455 | 18.2317 | 95939.3267 | 0.14397 | -1282.2313 | Injection Mold and Extruder Barrel Wraps | Transportation Equipment | New
| IwaEgsld1004 | 33164.2204 | 7334.6828 | 0 | 0 | 40498.9032 | 65115.6532 | 65115.6532 | 17486.7324 | 82602.3856 | 82602.3856 | 100089.118 | 0.49029 | 2152.9976 | 2152.9976 | 18.8105 | 95939.3267 | 0.13954 | -1285.0174 | Injection Mold and Extruder Barrel Wraps | Water and Wastewater | Existing
| IwaNgsld1004 | 33164.2204 | 7334.6828 | 0 | 0 | 40498.9032 | 65115.6532 | 65115.6532 | 17486.7324 | 82602.3856 | 82602.3856 | 100089.118 | 0.49029 | 2152.9976 | 2152.9976 | 18.8105 | 95939.3267 | 0.13954 | -1285.0174 | Injection Mold and Extruder Barrel Wraps | Water and Wastewater | New
| IagNgsld2001 | 33235.1503 | 7339.9645 | 0 | 0 | 40575.1148 | 65270.901 | 65270.901 | 17405.4043 | 82676.3053 | 82676.3053 | 100081.7096 | 0.49077 | 58793.4837 | 58793.4837 | 0.69013 | 96045.0444 | 10.6065 | 5298.5256 | LEED New Construction Whole Building | Agriculture and Assembly | New
| IchNgsld2001 | 33235.1503 | 7339.9645 | 0 | 0 | 40575.1148 | 65270.901 | 65270.901 | 17405.4043 | 82676.3053 | 82676.3053 | 100081.7096 | 0.49077 | 24353.479 | 24353.479 | 1.6661 | 96045.0444 | 4.3934 | 1390.3415 | LEED New Construction Whole Building | Chemicals and Plastics | New
| IcoNgsld2001 | 33235.1503 | 7339.9645 | 0 | 0 | 40575.1148 | 65270.901 | 65270.901 | 17405.4043 | 82676.3053 | 82676.3053 | 100081.7096 | 0.49077 | 150850.1587 | 150850.1587 | 0.26898 | 96045.0444 | 27.2138 | 15744.9356 | LEED New Construction Whole Building | Construction | New
| IelNgsld2001 | 33235.1503 | 7339.9645 | 0 | 0 | 40575.1148 | 65270.901 | 65270.901 | 17405.4043 | 82676.3053 | 82676.3053 | 100081.7096 | 0.49077 | 31051.9033 | 31051.9033 | 1.3067 | 96045.0444 | 5.6019 | 2150.4655 | LEED New Construction Whole Building | Electrical and Electronic Equip. | New
| IluNgsld2001 | 33235.1503 | 7339.9645 | 0 | 0 | 40575.1148 | 65270.901 | 65270.901 | 17405.4043 | 82676.3053 | 82676.3053 | 100081.7096 | 0.49077 | 52341.7861 | 52341.7861 | 0.7752 | 96045.0444 | 9.4426 | 4566.3994 | LEED New Construction Whole Building | Lumber/Furniture/Pulp/Paper | New
| ImeNgsld2001 | 33235.1503 | 7339.9645 | 0 | 0 | 40575.1148 | 65270.901 | 65270.901 | 17405.4043 | 82676.3053 | 82676.3053 | 100081.7096 | 0.49077 | 135303.3124 | 135303.3124 | 0.29988 | 96045.0444 | 24.4091 | 13980.7101 | LEED New Construction Whole Building | Metal Products and Machinery | New
| ImiNgsld2001 | 33235.1503 | 7339.9645 | 0 | 0 | 40575.1148 | 65270.901 | 65270.901 | 17405.4043 | 82676.3053 | 82676.3053 | 100081.7096 | 0.49077 | 150850.1587 | 150850.1587 | 0.26898 | 96045.0444 | 27.2138 | 15744.9356 | LEED New Construction Whole Building | Miscellaneous Manufacturing | New
| IprNgsld2001 | 33235.1503 | 7339.9645 | 0 | 0 | 40575.1148 | 65270.901 | 65270.901 | 17405.4043 | 82676.3053 | 82676.3053 | 100081.7096 | 0.49077 | 18861.7022 | 18861.7022 | 2.1512 | 96045.0444 | 3.4027 | 767.1454 | LEED New Construction Whole Building | Primary Resources Industries | New
| IstNgsld2001 | 33235.1503 | 7339.9645 | 0 | 0 | 40575.1148 | 65270.901 | 65270.901 | 17405.4043 | 82676.3053 | 82676.3053 | 100081.7096 | 0.49077 | 100289.6877 | 100289.6877 | 0.40458 | 96045.0444 | 18.0925 | 10007.4335 | LEED New Construction Whole Building | Stone/Clay/Glass/Concrete | New
| IteNgsld2001 | 33235.1503 | 7339.9645 | 0 | 0 | 40575.1148 | 65270.901 | 65270.901 | 17405.4043 | 82676.3053 | 82676.3053 | 100081.7096 | 0.49077 | 56293.0601 | 56293.0601 | 0.72078 | 96045.0444 | 10.1554 | 5014.7825 | LEED New Construction Whole Building | Textiles and Leather | New
| ItrNgsld2001 | 33235.1503 | 7339.9645 | 0 | 0 | 40575.1148 | 65270.901 | 65270.901 | 17405.4043 | 82676.3053 | 82676.3053 | 100081.7096 | 0.49077 | 17151.2382 | 17151.2382 | 2.3657 | 96045.0444 | 3.0941 | 573.0453 | LEED New Construction Whole Building | Transportation Equipment | New
| IwaNgsld2001 | 33235.1503 | 7339.9645 | 0 | 0 | 40575.1148 | 65270.901 | 65270.901 | 17405.4043 | 82676.3053 | 82676.3053 | 100081.7096 | 0.49077 | 11747.1926 | 11747.1926 | 3.454 | 96045.0444 | 2.1192 | -40.1952 | LEED New Construction Whole Building | Water and Wastewater | New